## Heatmap data
Station Name | Transformer GroupID | Primary kV | Secondary Voltage(s) | Voltage Class | Transformer configuration | Installed Capacity MVA | Demand Data | Demand FirmCapacity MVA | Demand Available MVA | Parent Available MVA | Demand Parent Constraint | Generation Data | Generation Firm Capacity MW | Generation NonFirm Capacity MW | Generation Total Committed MW | Gen Available Firm MW | Gen Available NonFirm MW | Generation Parent Constraint | General Data | Parent Feeder | Parent Station | TSO Interface Station | Comment | Latitude | Longitude
_ESB Networks Capacity Heat Map Publication. LV asset data from Apr 2025. Load data derived from revenue metering Jan 25, Generation and demand committments up to 02 May 2025. |  | Report compiled 23/05/2025 | _ |  |  | 0 | --> | 0 | 0 | 0 |  | --> | 0 | 0 | 0 | 0 | 0 |  | --> |  |  |  |  | 0 | 0
_ESB Networks Capacity Heat Map Publication. HV Load data from revenue metering Jan2025 and Special Load Readings winter 2024/2025. Generation and demand committments up to 02 May 2025. | _HV header | Report compiled 23/05/2025 | _ |  |  | 0 | --> | 0 | 0 | 0 |  | --> | 0 | 0 | 0 | 0 | 0 |  | --> |  |  |  |  | 0 | 0
ABBEYFEALE (429000) 38 kV STATION | Abbeyfeale [T42] | 38 kV | _ | MV | 1x5 MVA @ 10 kV | 5 | --> | 4.5 | 0.32802 | 14.4 |  | --> | 4.8 | 0 | 0.55996 | 4.9655 | 0 |  | --> |  | Trien [T141,T142] | TRIEN |  | 52.387 | -9.2926
ABBEYFEALE (429000) 38 kV STATION | Abbeyfeale [T421] | 38 kV | _ | MV | 1x10 MVA @ 20 kV | 10 | --> | 9 | 5.7513 | 14.4 |  | --> | 9.8 | 0 | 9.2578 | 1.954 | 0 |  | --> |  | Trien [T141,T142] | TRIEN |  | 52.387 | -9.2926
ABBEYLAND (270000) 38 kV STATION | Abbeyland [T41,T42] | 38 kV | _ | MV | 2x10 MVA @ 10 kV | 20 | --> | 15 | 2.9337 | 15.2 |  | --> | 12.4 | 4.75 | 1.5539 | 12.7805 | 4.8015 |  | --> |  | Navan [T141,T142] | NAVAN |  | 53.671 | -6.6874
ABBEYLEIX (565000) 38 kV STATION | Abbeyleix [T422] | 38 kV | _ | MV | 1x5 MVA @ 20 kV | 5 | --> | 4.5 | 0 | 0 | Constrained,otherwise capacity available =1.1 MVA | --> | 4.8 | 0 | 1.5655 | 0 | 0 | Constrained,otherwise capacity available =3.8 MW Firm & 0 MW Non-firm | --> |  | Portlaoise [T141,T142] | PORTLAOISE |  | 52.8889 | -7.2961
ACADEMY STREET (617000) 38 kV STATION | Academy Street [T421,T422,T44] | 38 kV | _ | MV | 2x5,1x10 MVA @ 20 kV | 20 | --> | 15 | 0 | 15.2 |  | --> | 6.2 | 4.7481 | 4.0306 | 4.7941 | 5.7233 |  | --> |  | Navan [T141,T142] | NAVAN |  | 53.6496 | -6.6735
ACHILL (495000) 38 kV STATION | Achill [T422] | 38 kV | _ | MV | 1x5 MVA @ 20 kV | 5 | --> | 4.5 | 1.4978 | 8.4 |  | --> | 4.8 | 0 | 0.49099 | 5.0412 | 0 |  | --> |  | Carrowbeg [T142] | CARROWBEG |  | 53.9495 | -9.9002
ADAMSTOWN (497000) 110 kV STATION | Adamstown [T121,T122] | 110 kV | _ | MV | 2x20 MVA @ 20 kV | 40 | --> | 30 | 0 | 0 | Constrained,otherwise capacity available =17.3 MVA | --> | 24.7 | 9.5 | 1.927 | 26.5889 | 9.6175 |  | --> |  | Inchicore County 220/110 kV [T2101,T2106] | INCHICORE 220KV |  | 53.3485 | -6.4623
AGHADA (631000) 220 kV STATION | Aghada [T721] | 220 kV | _ | MV | 1x5 MVA @ 20 kV | 5 | --> | 4.5 | 2.3061 | N/A, consult Eirgrid |  | --> | 4.8 | 0 | 0.36783 | 4.7679 | 0 |  | --> |  |  | N/A |  | 51.8454 | -8.2168
AGHAGAD (645000) 38 kV STATION | Aghagad [T41,T42] | 38 kV | _ | MV | 2x5 MVA @ 10 kV | 10 | --> | 7.5 | 4.1273 | 27.9 |  | --> | 6.2 | 2.375 | 0.85225 | 6.0038 | 2.386 |  | --> |  | Sligo [T141,T142] | SLIGO |  | 54.3731 | -8.524
AGHAMORE (124000) 38 kV STATION | Aghamore [T41,T42] | 38 kV | _ | MV | 1x2,1x5 MVA @ 10 kV | 7 | --> | 3.75 | 0 | 8.5 |  | --> | 1.2 | 1.1875 | 0.68722 | 1.0791 | 1.3408 |  | --> |  | Lanesboro [T141] | LANESBORO |  | 53.6642 | -7.9855
AHANE (900000) 110 kV STATION | Ahane [T102] | 110 kV | _ | MV | 1x15 MVA @ 10 kV | 15 | --> | 13.5 | 7.2098 | N/A, consult Eirgrid |  | --> | 14.2 | 0 | 4.2604 | 11.2336 | 0 |  | --> |  | Transmission Source | AHANE |  | 52.668 | -8.4986
ARDFINNAN (386000) 38 kV STATION | Ardfinnan [T42] | 38 kV | _ | MV | 1x5 MVA @ 10 kV | 5 | --> | 4.5 | 3.9098 | 18.2 |  | --> | 4.8 | 0 | 2.7399 | 2.1109 | 0 |  | --> |  | Cahir [T141,T142] | CAHIR |  | 52.3019 | -7.8809
ARDFINNAN (386000) 38 kV STATION | Ardfinnan [T421] | 38 kV | _ | MV | 1x5 MVA @ 20 kV | 5 | --> | 4.5 | 0.49343 | 18.2 |  | --> | 4.8 | 0 | 0.80299 | 4.7211 | 0 |  | --> |  | Cahir [T141,T142] | CAHIR |  | 52.3019 | -7.8809
ARDFINNAN (386000) 38 kV STATION | Ardfinnan [T424] | 38 kV | _ | MV | 1x10 MVA @ 20 kV | 10 | --> | 9 | 9 | 18.2 |  | --> | 9.5 | 0 | 6.24 | 3.26 | 0 |  | --> |  | Cahir [T141,T142] | CAHIR |  | 52.3019 | -7.8809
ARDGEEHA (034000) 38 kV STATION | Ardgeeha [T41,T42] | 38 kV | _ | MV | 2x10 MVA @ 10 kV | 20 | --> | 15 | 6.047 | 11.8 |  | --> | 12.4 | 4.75 | 7.0627 | 0 | 0 | Constrained,otherwise capacity available =7.3 MW Firm & 4.8 MW Non-firm | --> |  | Doon [T141,T142] | DOON |  | 52.3777 | -7.6967
ARDNACRUSHA (990000) 110 kV STATION | Ardnacrusha [T141,T142] | 110 kV | _ | 38 kV | 2x63 MVA @ 38 kV | 126 | --> | 88.2 | 1.7587 | N/A, consult Eirgrid |  | --> | 77.9 | 0 | 47.0763 | 50.4318 | 0 |  | --> |  | Transmission Source | ARDNACRUSHA |  | 52.716 | -8.6233
ARDNAGAPPARY (819000) 110 kV STATION | Ardnagappary [T141] | 110 kV | _ | 38 kV | 1x31.5 MVA @ 38 kV | 31.5 | --> | 28.35 | 11.7939 | N/A, consult Eirgrid |  | --> | 30.2 | 0 | 38.9313 | 0 | 0 |  | --> |  | Transmission Source | ARDNAGAPPARY |  | 55.0608 | -8.2543
ARDNAREE (089000) 38 kV STATION | Ardnaree [T42,T421] | 38 kV | _ | MV | 2x10 MVA @ 10 kV | 20 | --> | 15 | 9.0976 | 13 |  | --> | 12.4 | 4.75 | 0.67819 | 12.9325 | 4.7695 |  | --> |  | Moy [T141,T142] | MOY |  | 54.1178 | -9.1521
ARIGNA (417000) 110 kV STATION | Arigna [T121] | 110 kV | _ | MV | 1x15 MVA @ 20 kV | 15 | --> | 13.5 | 8.4987 | N/A, consult Eirgrid |  | --> | 14.5 | 0 | 16.6991 | 0 | 0 |  | --> |  | Transmission Source | ARIGNA |  | 54.0871 | -8.0882
ARKLOW (917000) 220 kV STATION | Arklow [T101,T102] | 220 kV | _ | MV | 2x20 MVA @ 10 kV | 40 | --> | 30 | 18.7275 | N/A, consult Eirgrid |  | --> | 24.7 | 9.5 | 14.7186 | 11.8832 | 9.5206 |  | --> |  | Transmission Source | ARKLOW |  | 52.8171 | -6.1411
ARKLOW (917000) 220 kV STATION | Arklow [T141,T142] | 220 kV | _ | 38 kV | 2x63 MVA @ 38 kV | 126 | --> | 88.2 | 54.9731 | N/A, consult Eirgrid |  | --> | 78.3 | 0 | 87.6652 | 0 | 0 |  | --> |  | Transmission Source | ARKLOW |  | 52.8171 | -6.1411
ARTANE (966000) 110 kV STATION | Artane [T101,T102] | 110 kV | _ | MV | 2x20 MVA @ 10 kV | 40 | --> | 30 | 13.1921 | 88 |  | --> | 24.7 | 9.5 | 1.748 | 25.5662 | 9.5403 |  | --> |  | Finglas Urban 220/110 kV [T2103,T2104] | FINGLAS |  | 53.3903 | -6.1919
ASHBOURNE (335000) 38 kV STATION | Ashbourne [T421,T422] | 38 kV | _ | MV | 1x10,1x15 MVA @ 20 kV | 25 | --> | 18.75 | 0 | 0 |  | --> | 12.4 | 7.125 | 10.4877 | 5.4984 | 6.3993 |  | --> |  | Finglas [T143,T144] | FINGLAS |  | 53.4828 | -6.3871
ATHBOY (177000) 38 kV STATION | Athboy [T42] | 38 kV | _ | MV | 1x5 MVA @ 10 kV | 5 | --> | 4.5 | 0 | 15.2 |  | --> | 4.8 | 0 | 4.8315 | 0.67735 | 0 |  | --> |  | Navan [T141,T142] | NAVAN |  | 53.6447 | -6.9298
ATHBOY (177000) 38 kV STATION | Athboy [T423] | 38 kV | _ | MV | 1x5 MVA @ 20 kV | 5 | --> | 4.5 | 1.3434 | 15.2 |  | --> | 4.8 | 0 | 4.4674 | 0.29347 | 0 |  | --> |  | Navan [T141,T142] | NAVAN |  | 53.6447 | -6.9298
ATHENRY (142000) 38 kV STATION | Athenry [T41,T42] | 38 kV | _ | MV | 2x5 MVA @ 10 kV | 10 | --> | 7.5 | 0 | 0 |  | --> | 6.2 | 2.375 | 1.1757 | 6.3006 | 2.4216 |  | --> |  | Galway 110kv [T141,T142] | GALWAY 110KV |  | 53.2785 | -8.719
ATHENRY (142000) 38 kV STATION | Athenry [T423] | 38 kV | _ | MV | 1x10 MVA @ 20 kV | 10 | --> | 9 | 0 | 0 | Constrained,otherwise capacity available =2.4 MVA | --> | 9.5 | 0 | 1.5025 | 9.2346 | 0 |  | --> |  | Galway 110kv [T141,T142] | GALWAY 110KV |  | 53.2785 | -8.719
ATHGARVAN (394000) 38 kV STATION | Athgarvan [T41,T44] | 38 kV | _ | MV | 2x10 MVA @ 10 kV | 20 | --> | 15 | 0 | 0 |  | --> | 12.4 | 4.75 | 5.305 | 11.15 | 5.0613 |  | --> |  | Newbridge [T141,T142] | NEWBRIDGE |  | 53.1648 | -6.7899
ATHLONE (897000) 110 kV STATION | Athlone [T141,T142] | 110 kV | _ | 38 kV | 2x63 MVA @ 38 kV | 126 | --> | 88.2 | 6.3967 | N/A, consult Eirgrid |  | --> | 77.8 | 0 | 48.0464 | 48.6831 | 0 |  | --> |  | Transmission Source | ATHLONE |  | 53.4256 | -7.9672
ATHLONE (897000) 110 kV STATION | Athlone [T41,T42] | 110 kV | _ | MV | 2x10 MVA @ 10 kV | 20 | --> | 15 | 0 | 6.4 |  | --> | 12.4 | 4.75 | 1.8211 | 14.4725 | 5.2529 |  | --> |  | Athlone [T141,T142] | ATHLONE |  | 53.4256 | -7.9672
ATHY (927000) 110 kV STATION | Athy [T101,T102] | 110 kV | _ | MV | 2x20 MVA @ 10 kV | 40 | --> | 30 | 1.7406 | N/A, consult Eirgrid |  | --> | 24.7 | 9.5 | 3.8221 | 25.5277 | 9.6447 |  | --> |  | Transmission Source | ATHY |  | 52.9985 | -7.0167
BAGENALSTOWN (389000) 38 kV STATION | Bagenalstown [T421,T422] | 38 kV | _ | MV | 2x10 MVA @ 20 kV | 20 | --> | 15 | 2.5065 | 20.5 |  | --> | 12.4 | 4.75 | 5.7217 | 8.9772 | 0 | Constrained,otherwise capacity available =9.1 MW Firm & 4.8 MW Non-firm | --> |  | Carlow [T141,T142] | CARLOW |  | 52.7094 | -6.9462
BAILIEBORO (138000) 38 kV STATION | Bailieboro [T41,T42] | 38 kV | _ | MV | 2x5 MVA @ 10 kV | 10 | --> | 7.5 | 2.1823 | 27.8 |  | --> | 6.2 | 2.375 | 6.0475 | 1.5397 | 0.59654 |  | --> |  | Meath Hill [T141,T142] | MEATH HILL |  | 53.9033 | -6.9569
BAILIEBORO (138000) 38 kV STATION | Bailieboro [T423] | 38 kV | _ | MV | 1x15 MVA @ 20 kV | 15 | --> | 13.5 | 13.0272 | 27.8 |  | --> | 14.6 | 0 | 13.5 | 1.234 | 0 |  | --> |  | Meath Hill [T141,T142] | MEATH HILL |  | 53.9033 | -6.9569
BALBRIGGAN (065000) 38 kV STATION | Balbriggan [T41] | 38 kV | _ | MV | 1x10 MVA @ 10 kV | 10 | --> | 9 | 0 | 0 | Constrained,otherwise capacity available =8.8 MVA | --> | 9.5 | 0 | 0.044337 | 9.4863 | 0 |  | --> |  | Glasmore [T141,T142] | GLASMORE |  | 53.6076 | -6.1858
BALBRIGGAN (065000) 38 kV STATION | Balbriggan [T42] | 38 kV | _ | MV | 1x10 MVA @ 10 kV | 10 | --> | 9 | 0 | 0 | Constrained,otherwise capacity available =6 MVA | --> | 9.5 | 0 | 0.087032 | 10.0508 | 0 |  | --> |  | Glasmore [T141,T142] | GLASMORE |  | 53.6076 | -6.1858
BALGADDY (623000) 38 kV STATION | Balgaddy [T41,T42] | 38 kV | _ | MV | 2x10 MVA @ 10 kV | 20 | --> | 15 | 0 | 0 | Constrained,otherwise capacity available =2.5 MVA | --> | 12.4 | 4.75 | 0.95488 | 13.7679 | 4.8263 |  | --> |  | Grange Castle [T141] | GRANGE CASTLE |  | 53.328 | -6.4495
BALLAGHADERREEN (433000) 38 kV STATION | Ballaghaderreen [T41,T42] | 38 kV | _ | MV | 2x5 MVA @ 10 kV | 10 | --> | 7.5 | 0 | 7 |  | --> | 6.4 | 2.375 | 5.4678 | 3.0553 | 1.6262 |  | --> |  | Tonroe [T142] | TONROE |  | 53.919 | -8.5832
BALLINACURRA (126000) 38 kV STATION | Ballinacurra [T41,T42] | 38 kV | _ | MV | 1x5,1x10 MVA @ 10 kV | 15 | --> | 11.25 | 0 | 0 | Constrained,otherwise capacity available =2.6 MVA | --> | 6.2 | 4.75 | 0.47293 | 7.5876 | 4.9446 |  | --> |  | Limerick [T141,T142] | LIMERICK |  | 52.6525 | -8.6293
BALLINASLOE (118000) 38 kV STATION | Ballinasloe [T41,T42] | 38 kV | _ | MV | 2x5 MVA @ 10 kV | 10 | --> | 7.5 | 2.2002 | 2.2 | Constrained,otherwise capacity available =2.4 MVA | --> | 6.2 | 2.375 | 0.41217 | 7.0195 | 2.4179 |  | --> |  | Somerset [T142] | SOMERSET |  | 53.3136 | -8.1996
BALLINCLEA (396000) 38 kV STATION | Ballinclea [T41] | 38 kV | _ | MV | 1x10 MVA @ 10 kV | 10 | --> | 9 | 4.0099 | 70.4 |  | --> | 9.5 | 0 | 0.98116 | 9.3986 | 0 |  | --> |  | Cherrywood [T141,T142] | CHERRYWOOD |  | 53.2683 | -6.1245
BALLINCOLLIG (341000) 38 kV STATION | Ballincollig [T41,T42] | 38 kV | _ | MV | 2x10 MVA @ 10 kV | 20 | --> | 15 | 0 | 0 | Constrained,otherwise capacity available =7.1 MVA | --> | 12.4 | 4.75 | 1.3276 | 12.3116 | 4.7696 |  | --> |  | Kilbarry [T142,T143] | KILBARRY |  | 51.8753 | -8.6135
BALLINCOLLIG (341000) 38 kV STATION | Ballincollig [T421] | 38 kV | _ | MV | 1x10 MVA @ 20 kV | 10 | --> | 9 | 0 | 0 | Constrained,otherwise capacity available =9 MVA | --> | 9.5 | 0 | 0 | 9.5 | 0 |  | --> |  | Kilbarry [T142,T143] | KILBARRY |  | 51.8753 | -8.6135
BALLINCOLLIG (341000) 38 kV STATION | Ballincollig [T422] | 38 kV | _ | MV | 1x10 MVA @ 20 kV | 10 | --> | 9 | 0 | 0 | Constrained,otherwise capacity available =9 MVA | --> | 9.5 | 0 | 0 | 9.5 | 0 |  | --> |  | Kilbarry [T142,T143] | KILBARRY |  | 51.8753 | -8.6135
BALLINDERRY (383000) 38 kV STATION | Ballinderry [T41,T422] | 38 kV | _ | MV | 2x10 MVA @ 10 kV | 20 | --> | 15 | 0 | 3.6 |  | --> | 12.4 | 4.75 | 6.2133 | 8.8206 | 4.8563 |  | --> |  | Mullingar [T141,T142] | MULLINGAR |  | 53.5134 | -7.3166
BALLINROBE (238000) 38 kV STATION | Ballinrobe [T421,T422] | 38 kV | _ | MV | 2x10 MVA @ 20 kV | 20 | --> | 15 | 0 | 0 | Constrained,otherwise capacity available =6.5 MVA | --> | 12.4 | 4.75 | 1.3476 | 13.2426 | 4.8158 |  | --> |  | Dalton [T142] | DALTON |  | 53.6351 | -9.1986
BALLYARD (278000) 38 kV STATION | Ballyard [T41,T42] | 38 kV | _ | MV | 2x5 MVA @ 10 kV | 10 | --> | 7.5 | 1.5449 | 30.4 |  | --> | 6.2 | 2.375 | 0.66834 | 6.9292 | 2.4327 |  | --> |  | Tralee [T141,T142] | TRALEE |  | 52.2539 | -9.7005
BALLYBAILIE (269000) 38 kV STATION | Ballybailie [T41,T42] | 38 kV | _ | MV | 1x2,1x5 MVA @ 10 kV | 7 | --> | 3.75 | 0 | 20.5 |  | --> | 1.2 | 1.1875 | 0.90973 | 0.86631 | 1.381 |  | --> |  | Dundalk [T141,T142] | DUNDALK |  | 53.8666 | -6.5464
BALLYBAY (061000) 38 kV STATION | Ballybay [T41,T42] | 38 kV | _ | MV | 2x5 MVA @ 10 kV | 10 | --> | 7.5 | 0.019092 | 5.7 |  | --> | 6.2 | 2.375 | 0.48442 | 0 | 0 | Constrained,otherwise capacity available =6.9 MW Firm & 2.4 MW Non-firm | --> |  | Lisdrum [T141,T142] | LISDRUM |  | 54.1259 | -6.9173
BALLYBEG (781000) 110 kV STATION | Ballybeg [T101,T102] | 110 kV | _ | MV | 2x20 MVA @ 10 kV | 40 | --> | 30 | 12.2286 | 199 |  | --> | 24.7 | 9.5 | 20.474 | 7.6497 | 9.5798 |  | --> |  | Carrickmines [T2101,T2103,T2104] | CARRICKMINES |  | 52.9969 | -6.1046
BALLYBEGGAN (462000) 38 kV STATION | Ballybeggan [T43,T44] | 38 kV | _ | MV | 2x10 MVA @ 10 kV | 20 | --> | 15 | 0 | 30.4 |  | --> | 12.4 | 4.75 | 1.1741 | 13.9074 | 0.8095 | Constrained,otherwise capacity available =13.9 MW Firm & 4.9 MW Non-firm | --> |  | Tralee [T141,T142] | TRALEE |  | 52.2752 | -9.6854
BALLYBODEN (198000) 38 kV STATION | Ballyboden [T41,T42] | 38 kV | _ | MV | 2x10 MVA @ 10 kV | 20 | --> | 15 | 0 | 0 |  | --> | 12.4 | 4.75 | 2.6881 | 12.2587 | 4.8484 |  | --> |  | Cookstown [T141,T142] | COOKSTOWN |  | 53.2821 | -6.2837
BALLYBUNION (363000) 38 kV STATION | Ballybunion [T424] | 38 kV | _ | MV | 1x10 MVA @ 20 kV | 10 | --> | 9 | 8.3936 | 14.4 |  | --> | 9.8 | 0 | 10 | 0 | 0 |  | --> |  | Trien [T141,T142] | TRIEN |  | 52.4988 | -9.6482
BALLYBUNION (363000) 38 kV STATION | Ballybunion [T421,T422] | 38 kV | _ | MV | 2x5 MVA @ 20 kV | 10 | --> | 7.5 | 3.2524 | 14.4 |  | --> | 6.2 | 2.375 | 0.66505 | 6.6461 | 2.409 |  | --> |  | Trien [T141,T142] | TRIEN |  | 52.4988 | -9.6482
BALLYCONNELL (571000) 38 kV STATION | Ballyconnell [T421,T422] | 38 kV | _ | MV | 2x5 MVA @ 20 kV | 10 | --> | 7.5 | 0.37132 | 44.7 |  | --> | 6.5 | 2.375 | 7.6237 | 0.57621 | 0 |  | --> |  | Gortawee [T142] | GORTAWEE |  | 54.1215 | -7.6071
BALLYCONRA (479000) 38 kV STATION | Ballyconra [T423] | 38 kV | _ | MV | 1x10 MVA @ 20 kV | 10 | --> | 9 | 8.7274 | 10.3 |  | --> | 9.8 | 0 | 9.2 | 0.6 | 0 |  | --> |  | Ballyragget [T141] | BALLYRAGGET |  | 52.7979 | -7.3452
BALLYCOOLIN (514000) 38 kV STATION | Ballycoolin [T41,T42,T43] | 38 kV | _ | MV | 3x10 MVA @ 10 kV | 30 | --> | 22.5 | 0 | 0 |  | --> | 12.3 | 4.7481 | 0.78985 | 16.0141 | 6.0179 |  | --> |  | Finglas [T143,T144] | FINGLAS |  | 53.4024 | -6.3597
BALLYCROSSAUN (250000) 38 kV STATION | Ballycrossaun [T421,T422] | 38 kV | _ | MV | 2x5 MVA @ 20 kV | 10 | --> | 7.5 | 1.2582 | 2.2 |  | --> | 6.2 | 2.375 | 3.7719 | 3.1616 | 2.3889 |  | --> |  | Somerset [T142] | SOMERSET |  | 53.161 | -8.1805
BALLYDEHOB (535000) 38 kV STATION | Ballydehob [T421] | 38 kV | _ | MV | 1x5 MVA @ 20 kV | 5 | --> | 4.5 | 0 | 44.2 |  | --> | 4.8 | 0 | 0.88592 | 4.6384 | 0 |  | --> |  | Dunmanway [T141,T142] | DUNMANWAY |  | 51.5611 | -9.485
BALLYDINE (727000) 110 kV STATION | Ballydine [T141] | 110 kV | _ | 38 kV | 1x31.5 MVA @ 38 kV | 31.5 | --> | 28.35 | 16.9382 | N/A, consult Eirgrid |  | --> | 29.9 | 0 | 6.0725 | 26.3298 | 0 |  | --> |  | Transmission Source | BALLYDINE |  | 52.3562 | -7.5061
BALLYGAR (324000) 38 kV STATION | Ballygar [T41,T42] | 38 kV | _ | MV | 2x5 MVA @ 10 kV | 10 | --> | 3.75 | 0 | 6.4 |  | --> | 3.1 | 1.1875 | 0.53368 | 3.3897 | 1.2005 |  | --> |  | Athlone [T141,T142] | ATHLONE |  | 53.5265 | -8.306
BALLYHALE (010000) 38 kV STATION | Ballyhale [T42,T421] | 38 kV | _ | MV | 2x5 MVA @ 10 kV | 10 | --> | 7.5 | 0 | 7.3 |  | --> | 6.2 | 2.375 | 1.2833 | 6.3443 | 2.4379 |  | --> |  | Kilkenny [T141,T142] | KILKENNY |  | 52.4755 | -7.181
BALLYHAUNIS (368000) 38 kV STATION | Ballyhaunis [T41,T42] | 38 kV | _ | MV | 2x5 MVA @ 10 kV | 10 | --> | 7.5 | 0 | 0 |  | --> | 6.2 | 2.375 | 0.58459 | 7.4709 | 2.4942 |  | --> |  | Dalton [T142] | DALTON |  | 53.7637 | -8.7382
BALLYJAMESDUFF (139000) 38 kV STATION | Ballyjamesduff [T41,T42] | 38 kV | _ | MV | 2x10 MVA @ 10 kV | 20 | --> | 15 | 3.9992 | 14.7 |  | --> | 12.6 | 4.75 | 4.3077 | 9.9998 | 4.7853 |  | --> |  | Shankill [T141,T142] | SHANKILL |  | 53.8459 | -7.202
BALLYLICKY (728000) 110 kV STATION | Ballylicky [T142] | 110 kV | _ | 38 kV | 1x63 MVA @ 38 kV | 63 | --> | 56.7 | 42.1653 | N/A, consult Eirgrid |  | --> | 60.1 | 0 | 70.8057 | 0 | 0 |  | --> |  | Transmission Source | BALLYLICKY |  | 51.7191 | -9.4235
BALLYLICKY (728000) 110 kV STATION | Ballylicky [T421] | 110 kV | _ | MV | 1x10 MVA @ 20 kV | 10 | --> | 9 | 9 | 42.2 |  | --> | 9.8 | 0 | 5.82 | 0 | 0 | Constrained,otherwise capacity available =4 MW Firm & 0 MW Non-firm | --> |  | Ballylicky [T142] | BALLYLICKY |  | 51.7191 | -9.4235
BALLYMACARRY (607000) 38 kV STATION | Ballymacarry [T421] | 38 kV | _ | MV | 1x5 MVA @ 20 kV | 5 | --> | 4.5 | 2.0159 | 4.9 |  | --> | 4.8 | 0 | 0.21183 | 0 | 0 | Constrained,otherwise capacity available =4.9 MW Firm & 0 MW Non-firm | --> |  | Trillick [T141] | TRILLICK |  | 55.1278 | -7.4459
BALLYMAHON (076000) 38 kV STATION | Ballymahon [T41,T42] | 38 kV | _ | MV | 2x5 MVA @ 10 kV | 10 | --> | 7.5 | 0.13336 | 6.4 |  | --> | 6.2 | 2.375 | 0.64371 | 6.8662 | 2.4245 |  | --> |  | Athlone [T141,T142] | ATHLONE |  | 53.5965 | -7.804
BALLYMOTE (496000) 38 kV STATION | Ballymote [T41] | 38 kV | _ | MV | 1x5 MVA @ 10 kV | 5 | --> | 4.5 | 0.31536 | 27.9 |  | --> | 5 | 0 | 4.5283 | 1.1566 | 0 |  | --> |  | Sligo [T141,T142] | SLIGO |  | 54.0922 | -8.5182
BALLYMOUNT (436000) 38 kV STATION | Ballymount [T41,T42] | 38 kV | _ | MV | 2x10 MVA @ 10 kV | 20 | --> | 15 | 0 | 0 | Constrained,otherwise capacity available =0.4 MVA | --> | 12.4 | 4.75 | 0.58623 | 14.1583 | 4.8303 |  | --> |  | Inchicore 220kv [T144,T145] | INCHICORE 220KV |  | 53.3128 | -6.3502
BALLYMUN (093000) 38 kV STATION | Ballymun [T41,T42] | 38 kV | _ | MV | 2x10 MVA @ 10 kV | 20 | --> | 15 | 4.0733 | 23.7 |  | --> | 12.4 | 4.75 | 0.80545 | 13.2525 | 4.8103 |  | --> |  | Mesh: Purple [FingT141,McDrT141] | FINGLAS |  | 53.3839 | -6.2803
BALLYRAGGET (329000) 38 kV STATION | Ballyragget [T421,T422] | 38 kV | _ | MV | 2x5 MVA @ 20 kV | 10 | --> | 7.5 | 2.7819 | 10.3 |  | --> | 6.2 | 2.375 | 0.79642 | 6.2662 | 2.3945 |  | --> |  | Ballyragget [T141] | BALLYRAGGET |  | 52.7962 | -7.3349
BALLYRAGGET (329000) 38 kV STATION | Ballyragget [T141] | 38 kV | _ | 38 kV | 1x31.5 MVA @ 38 kV | 31.5 | --> | 28.35 | 10.3037 | N/A, consult Eirgrid |  | --> | 30 | 0 | 23.4353 | 12.5282 | 0 |  | --> |  | Transmission Source | BALLYRAGGET |  | 52.7962 | -7.3349
BALLYRAINE (442000) 38 kV STATION | Ballyraine [T41,T42] | 38 kV | _ | MV | 1x5,1x10 MVA @ 10 kV | 15 | --> | 11.25 | 2.9564 | 13.8 |  | --> | 6.2 | 4.75 | 1.1084 | 0 | 0 | Constrained,otherwise capacity available =6.7 MW Firm & 4.9 MW Non-firm | --> |  | Letterkenny [T141,T142] | LETTERKENNY |  | 54.9515 | -7.7105
BALLYRICKARD (173000) 38 kV STATION | Ballyrickard [T41,T42] | 38 kV | _ | MV | 2x10 MVA @ 10 kV | 20 | --> | 15 | 2.3467 | 30.4 |  | --> | 12.4 | 4.75 | 8.9207 | 5.9149 | 3.93 |  | --> |  | Tralee [T141,T142] | TRALEE |  | 52.2743 | -9.7183
BALLYSHANNON (108000) 38 kV STATION | Ballyshannon [T41,T42] | 38 kV | _ | MV | 2x5 MVA @ 10 kV | 10 | --> | 7.5 | 1.5658 | 1.6 | Constrained,otherwise capacity available =2.2 MVA | --> | 6.2 | 2.375 | 1.0079 | 0 | 0 | Constrained,otherwise capacity available =6.4 MW Firm & 2.4 MW Non-firm | --> |  | Cathaleens Fall [T141] | CATHALEENS FALL |  | 54.499 | -8.2003
BALLYTIVNAN (445000) 38 kV STATION | Ballytivnan [T41,T42] | 38 kV | _ | MV | 2x10 MVA @ 10 kV | 20 | --> | 15 | 5.349 | 27.9 |  | --> | 12.4 | 4.75 | 1.1002 | 14.2645 | 4.8846 |  | --> |  | Sligo [T141,T142] | SLIGO |  | 54.2887 | -8.4701
BALTINGLASS (294000) 38 kV STATION | Baltinglass [T421,T422] | 38 kV | _ | MV | 2x5 MVA @ 20 kV | 10 | --> | 7.5 | 0 | 0.1 |  | --> | 6.2 | 2.375 | 2.9238 | 5.1458 | 2.4967 |  | --> |  | Stratford [T141] | STRATFORD |  | 52.9404 | -6.6817
BALTRASNA (371000) 110 kV STATION | Baltrasna [T121,T122] | 110 kV | _ | MV | 2x20 MVA @ 20 kV | 40 | --> | 30 | 0 | N/A, consult Eirgrid |  | --> | 24.7 | 9.5 | 20.2644 | 8.4436 | 9.6189 |  | --> |  | Transmission Source | BALTRASNA |  | 53.5535 | -6.4343
BANAGHER (305000) 38 kV STATION | Banagher [T41,T42] | 38 kV | _ | MV | 2x5 MVA @ 10 kV | 10 | --> | 3.75 | 0.2969 | 6.6 |  | --> | 3.1 | 1.1875 | 0.38507 | 3.3214 | 1.2082 |  | --> |  | Dallow [T141] | DALLOW |  | 53.1941 | -8.0279
BANDON (729000) 110 kV STATION | Bandon [T101,T42] | 110 kV | _ | MV | 1x10,1x20 MVA @ 10 kV | 30 | --> | 22.5 | 9.4749 | N/A, consult Eirgrid |  | --> | 20 | 0 | 17.1762 | 5.1838 | 0 |  | --> |  | Transmission Source | BANDON |  | 51.7661 | -8.722
BANDON (729000) 110 kV STATION | Bandon [T141,T142] | 110 kV | _ | 38 kV | 2x31.5 MVA @ 38 kV | 63 | --> | 44.1 | 3.2673 | N/A, consult Eirgrid |  | --> | 39.1 | 0 | 34.9003 | 16.2645 | 0 |  | --> |  | Transmission Source | BANDON |  | 51.7661 | -8.722
BANGOR ERRIS (206000) 38 kV STATION | Bangor Erris [T421] | 38 kV | _ | MV | 1x5 MVA @ 20 kV | 5 | --> | 4.5 | 2.7627 | 51.8 |  | --> | 4.8 | 0 | 0.11741 | 5.0285 | 0 |  | --> |  | Bellacorick [T141] | BELLACORICK |  | 54.1568 | -9.7598
BANOGE (809000) 110 kV STATION | Banoge [T121,T122] | 110 kV | _ | MV | 2x20 MVA @ 20 kV | 40 | --> | 30 | 17.7979 | N/A, consult Eirgrid |  | --> | 24.7 | 9.5 | 14.2166 | 13.1299 | 9.597 |  | --> |  | Transmission Source | BANOGE |  | 52.6528 | -6.2647
BANTRY (111000) 38 kV STATION | Bantry [T41,T42] | 38 kV | _ | MV | 2x5 MVA @ 10 kV | 10 | --> | 7.5 | 0 | 42.2 |  | --> | 6.2 | 2.375 | 3.8663 | 0 | 0 | Constrained,otherwise capacity available =4.1 MW Firm & 2.5 MW Non-firm | --> |  | Ballylicky [T142] | BALLYLICKY |  | 51.6828 | -9.4156
BARNAHELY (772000) 110 kV STATION | Barnahely [T121,T122,T124] | 110 kV | _ | MV | 3x20 MVA @ 20 kV | 60 | --> | 45 | 14.0626 | N/A, consult Eirgrid |  | --> | 25.1 | 9.4991 | 13.251 | 18.5333 | 12.5947 |  | --> |  | Transmission Source | BARNAHELY |  | 51.8251 | -8.3485
BARNAHELY (772000) 110 kV STATION | Barnahely [T141,T142] | 110 kV | _ | 38 kV | 2x31.5 MVA @ 38 kV | 63 | --> | 44.1 | 20.8049 | N/A, consult Eirgrid |  | --> | 38.9 | 0 | 2.6159 | 44.4034 | 0 |  | --> |  | Transmission Source | BARNAHELY |  | 51.8251 | -8.3485
BARRYMORE (905000) 110 kV STATION | Barrymore [T141] | 110 kV | _ | 38 kV | 1x31.5 MVA @ 38 kV | 31.5 | --> | 28.35 | 0 | N/A, consult Eirgrid |  | --> | 30.1 | 0 | 60.4252 | 0 | 0 |  | --> |  | Transmission Source | BARRYMORE |  | 52.0912 | -8.2595
BATTER LANE TEMPORARY 38KV (831000) 38 kV STATION | Batter Lane Temporary 38kv [T421] | 38 kV | _ | MV | 1x5 MVA @ 20 kV | 5 | --> | 4.5 | 0 | 0 |  | --> | 4.8 | 0 | 1.2111 | 4.5869 | 0 |  | --> |  | Glasmore [T141,T142] | GLASMORE |  | 53.4976 | -6.2168
BEALISTOWN (375000) 38 kV STATION | Bealistown [T421,T422] | 38 kV | _ | MV | 2x5 MVA @ 20 kV | 10 | --> | 7.5 | 0.20545 | 21.5 |  | --> | 6.2 | 2.375 | 5.9202 | 0 | 0 | Constrained,otherwise capacity available =1.8 MW Firm & 1.4 MW Non-firm | --> |  | Great Island [T141,T142] | GREAT ISLAND |  | 52.263 | -6.8747
BEALNABLATH (235000) 38 kV STATION | Bealnablath [T422] | 38 kV | _ | MV | 1x5 MVA @ 20 kV | 5 | --> | 4.5 | 3.2673 | 3.3 | Constrained,otherwise capacity available =4.5 MVA | --> | 4.8 | 0 | 0 | 4.75 | 0 |  | --> |  | Bandon [T141,T142] | BANDON |  | 51.8282 | -8.8934
BEALNABLATH (235000) 38 kV STATION | Bealnablath [T421] | 38 kV | _ | MV | 1x10 MVA @ 20 kV | 10 | --> | 9 | 0 | 3.3 |  | --> | 9.8 | 0 | 9.8683 | 2.0434 | 0 |  | --> |  | Bandon [T141,T142] | BANDON |  | 51.8282 | -8.8934
BINBANE (666000) 110 kV STATION | Binbane [T141,T142] | 110 kV | _ | 38 kV | 2x63 MVA @ 38 kV | 126 | --> | 88.2 | 67.0197 | N/A, consult Eirgrid |  | --> | 78.4 | 0 | 100.3631 | 0 | 0 |  | --> |  | Transmission Source | BINBANE |  | 54.7253 | -8.2757
BIRDHILL (153000) 38 kV STATION | Birdhill [T421,T422] | 38 kV | _ | MV | 2x10 MVA @ 20 kV | 20 | --> | 15 | 1.7587 | 1.8 | Constrained,otherwise capacity available =2.1 MVA | --> | 12.4 | 4.75 | 2.804 | 11.9448 | 4.827 |  | --> |  | Ardnacrusha [T141,T142] | ARDNACRUSHA |  | 52.7758 | -8.4167
BIRR (056000) 38 kV STATION | Birr [T41,T422] | 38 kV | _ | MV | 2x10 MVA @ 10 kV | 20 | --> | 15 | 1.1139 | 6.6 |  | --> | 12.6 | 4.75 | 8.2623 | 6.571 | 4.6987 |  | --> |  | Dallow [T141] | DALLOW |  | 53.0789 | -7.8766
BISHOPSTOWN (254000) 38 kV STATION | Bishopstown [T41,T42] | 38 kV | _ | MV | 2x10 MVA @ 10 kV | 20 | --> | 15 | 0 | 0 |  | --> | 12.4 | 4.75 | 1.6577 | 13.3995 | 4.8524 |  | --> |  | Kilbarry [T142,T143] | KILBARRY |  | 51.8918 | -8.5522
BLACKROCK (338000) 110 kV STATION | Blackrock [T141,T142] | 110 kV | _ | 38 kV | 2x63 MVA @ 38 kV | 126 | --> | 88.2 | 35.4341 | 54.9 |  | --> | 77.8 | 0 | 6.2957 | 83.9908 | 0 |  | --> |  | Poolbeg [TF3,TF4] | POOLBEG |  | 53.2934 | -6.1704
BLAKE (120000) 110 kV STATION | Blake [T142] | 110 kV | _ | 38 kV | 1x31.5 MVA @ 38 kV | 31.5 | --> | 28.35 | 0 | N/A, consult Eirgrid |  | --> | 29.9 | 0 | 8.7556 | 28.6666 | 0 |  | --> |  | Transmission Source | BLAKE |  | 53.2952 | -6.8636
BLAKE (120000) 110 kV STATION | Blake [T41,T42] | 110 kV | _ | MV | 2x5 MVA @ 10 kV | 10 | --> | 7.5 | 0 | 0 |  | --> | 6.2 | 2.375 | 5.8726 | 1.7862 | 0.8326 |  | --> |  | Blake [T142] | BLAKE |  | 53.2952 | -6.8636
BLANCHFIELD (432000) 38 kV STATION | Blanchfield [T421] | 38 kV | _ | MV | 1x15 MVA @ 20 kV | 15 | --> | 13.5 | 13.1737 | 13.7 |  | --> | 14.6 | 0 | 11.5 | 3.0072 | 0 | Constrained,otherwise capacity available =3 MW Firm & 0 MW Non-firm | --> |  | Thurles [T141,T142] | THURLES |  | 52.6547 | -7.5021
BLANCHFIELD (432000) 38 kV STATION | Blanchfield [T422] | 38 kV | _ | MV | 1x31.5 MVA @ 20 kV | 31.5 | --> | 28.35 | 13.6887 | 13.7 | Constrained,otherwise capacity available =28.1 MVA | --> | 30.2 | 0 | 23.4 | 3.0072 | 0 | Constrained,otherwise capacity available =6.9 MW Firm & 0 MW Non-firm | --> |  | Thurles [T141,T142] | THURLES |  | 52.6547 | -7.5021
BEDFORD ROW (068000) 38 kV STATION | Bedford Row [T41,T42,T43,T44] | 38 kV | _ | MV | 4x15 MVA @ 10 kV | 60 | --> | 45 | 18.7708 | 33.2 |  | --> | 18.5 | 7.125 | 0.98851 | 22.8825 | 7.7162 |  | --> |  | Mesh: Brown [FranT141,RingT144] | FRANCIS STREET |  | 53.3437 | -6.2564
BELFIELD (310000) 38 kV STATION | Belfield [T41,T42] | 38 kV | _ | MV | 2x10 MVA @ 10 kV | 20 | --> | 15 | 0 | 35.4 |  | --> | 12.4 | 4.75 | 1.7381 | 14.1133 | 4.955 |  | --> |  | Blackrock [T141,T142] | BLACKROCK |  | 53.31 | -6.2168
BELGARD (331000) 38 kV STATION | Belgard [T41,T42] | 38 kV | _ | MV | 2x10 MVA @ 10 kV | 20 | --> | 15 | 0 | 0 | Constrained,otherwise capacity available =0 MVA | --> | 12.4 | 4.75 | 0.21183 | 14.5177 | 4.8671 |  | --> |  | Cookstown [T141,T142] | COOKSTOWN |  | 53.2941 | -6.3721
BELLACORICK (896000) 110 kV STATION | Bellacorick [T122] | 110 kV | _ | MV | 1x10 MVA @ 20 kV | 10 | --> | 9 | 7.6113 | N/A, consult Eirgrid |  | --> | 9.8 | 0 | 10.5214 | 0 | 0 |  | --> |  | Transmission Source | BELLACORICK |  | 54.1261 | -9.5683
BELLACORICK (896000) 110 kV STATION | Bellacorick [T141] | 110 kV | _ | 38 kV | 1x63 MVA @ 38 kV | 63 | --> | 56.7 | 51.8365 | N/A, consult Eirgrid |  | --> | 60.1 | 0 | 45.8499 | 15.2104 | 0 |  | --> |  | Transmission Source | BELLACORICK |  | 54.1261 | -9.5683
BELLFIELD (006000) 38 kV STATION | Bellfield [T41,T42] | 38 kV | _ | MV | 2x10 MVA @ 10 kV | 20 | --> | 15 | 3.1181 | 3.1 | Constrained,otherwise capacity available =5.2 MVA | --> | 12.4 | 4.75 | 1.7398 | 9.6619 | 0 | Constrained,otherwise capacity available =12.2 MW Firm & 4.8 MW Non-firm | --> |  | Crane [T141] | CRANE |  | 52.5084 | -6.5651
BELMULLET (500000) 38 kV STATION | Belmullet [T421] | 38 kV | _ | MV | 1x5 MVA @ 20 kV | 5 | --> | 4.5 | 1.5978 | 51.8 |  | --> | 4.8 | 0 | 12.8324 | 0 | 0 |  | --> |  | Bellacorick [T141] | BELLACORICK |  | 54.2057 | -9.9522
BELVIEW (605000) 38 kV STATION | Belview [T421,T422] | 38 kV | _ | MV | 2x15 MVA @ 20 kV | 30 | --> | 22.5 | 3.4755 | 27 |  | --> | 18.5 | 7.125 | 0.18638 | 22.2424 | 7.6546 |  | --> |  | Waterford [T141,T142] | WATERFORD |  | 52.2631 | -7.0386
BINBANE (666000) 110 kV STATION | Binbane [T143] | 110 kV | _ | 38 kV | 1x63 MVA @ 38 kV | 63 | --> | 56.7 | 56.3413 | N/A, consult Eirgrid |  | --> | 59.8 | 0 | 0 | 59.8982 | 0 |  | --> |  | Transmission Source | BINBANE |  | 54.7253 | -8.2757
BLESSINGTON (430000) 38 kV STATION | Blessington [T421,T422] | 38 kV | _ | MV | 2x10 MVA @ 20 kV | 20 | --> | 15 | 0 | 0 | Constrained,otherwise capacity available =4 MVA | --> | 8.2 | 4.75 | 13.5383 | 0 | 0 |  | --> |  | Kilteel [T141,T142] | KILTEEL |  | 53.1918 | -6.5168
BOGGERAGH (572000) 110 kV STATION | Boggeragh [T142] | 110 kV | _ | 38 kV | 1x63 MVA @ 38 kV | 63 | --> | 56.7 | 55.5671 | N/A, consult Eirgrid |  | --> | 60.2 | 0 | 43.35 | 16.8 | 0 |  | --> |  | Transmission Source | BOGGERAGH |  | 52.0315 | -8.8926
BOGHALL ROAD (969000) 38 kV STATION | Boghall Road [T41,T42] | 38 kV | _ | MV | 2x10 MVA @ 10 kV | 20 | --> | 15 | 4.5144 | 17.1 |  | --> | 12.4 | 4.75 | 0.86703 | 14.0917 | 4.8457 |  | --> |  | Fassaroe [T141,T142] | FASSAROE |  | 53.1834 | -6.1028
BOOLTIAGH (887000) 110 kV STATION | Booltiagh [T141] | 110 kV | _ | 38 kV | 1x63 MVA @ 38 kV | 63 | --> | 56.7 | 54.888 | N/A, consult Eirgrid |  | --> | 60.2 | 0 | 57.2 | 2.95 | 0 |  | --> |  | Transmission Source | BOOLTIAGH |  | 52.7667 | -9.2556
BOOLTIAGH (887000) 110 kV STATION | Booltiagh [T143] | 110 kV | _ | 38 kV | 1x63 MVA @ 38 kV | 63 | --> | 56.7 | 56.4465 | N/A, consult Eirgrid |  | --> | 60.2 | 0 | 64.069 | 0 | 0 |  | --> |  | Transmission Source | BOOLTIAGH |  | 52.7667 | -9.2556
BOOLTIAGH (887000) 110 kV STATION | Booltiagh [T421] | 110 kV | _ | MV | 1x15 MVA @ 20 kV | 15 | --> | 13.5 | 12.6435 | 56.4 |  | --> | 14.6 | 0 | 13.69 | 0 | 0 | Constrained,otherwise capacity available =0.9 MW Firm & 0 MW Non-firm | --> |  | Booltiagh [T143] | BOOLTIAGH |  | 52.7667 | -9.2556
BOYLE (047000) 38 kV STATION | Boyle [T41,T42] | 38 kV | _ | MV | 2x5 MVA @ 10 kV | 10 | --> | 7.5 | 1.0416 | 11.5 |  | --> | 6.5 | 2.375 | 7.8623 | 0 | 0 |  | --> |  | Carrick On Shannon [T141,T142] | CARRICK ON SHANNON |  | 53.9561 | -8.3176
BRAY (002000) 38 kV STATION | Bray [T41,T42] | 38 kV | _ | MV | 2x10 MVA @ 10 kV | 20 | --> | 15 | 2.3611 | 17.1 |  | --> | 12.4 | 4.75 | 1.6947 | 13.2388 | 4.8483 |  | --> |  | Fassaroe [T141,T142] | FASSAROE |  | 53.195 | -6.1243
BREWERY ROAD (773000) 38 kV STATION | Brewery Road [T41,T42] | 38 kV | _ | MV | 2x10 MVA @ 10 kV | 20 | --> | 15 | 2.8978 | 4.3 |  | --> | 12.4 | 4.75 | 1.0493 | 14.0747 | 4.8668 |  | --> |  | Carrickmines [T141,T142] | CARRICKMINES |  | 53.283 | -6.1924
BRUFF (151000) 38 kV STATION | Bruff [T42,T421] | 38 kV | _ | MV | 2x5 MVA @ 10 kV | 10 | --> | 7.5 | 0 | 0 | Constrained,otherwise capacity available =1.5 MVA | --> | 6.2 | 2.375 | 1.1191 | 5.4682 | 2.3833 |  | --> |  | Limerick [T141,T142] | LIMERICK |  | 52.5072 | -8.5227
BUNCLODY (470000) 38 kV STATION | Bunclody [T421,T422] | 38 kV | _ | MV | 2x5 MVA @ 20 kV | 10 | --> | 7.5 | 1.1299 | 3.1 |  | --> | 6.2 | 2.375 | 0.85718 | 6.8133 | 2.4403 |  | --> |  | Crane [T141] | CRANE |  | 52.6432 | -6.6311
BUNCLODY (470000) 38 kV STATION | Bunclody [T424] | 38 kV | _ | MV | 1x10 MVA @ 20 kV | 10 | --> | 9 | 3.1181 | 3.1 | Constrained,otherwise capacity available =8.8 MVA | --> | 9.8 | 0 | 7.49 | 2.3299 | 0 |  | --> |  | Crane [T141] | CRANE |  | 52.6432 | -6.6311
BUNCRANA (204000) 38 kV STATION | Buncrana [T421,T422] | 38 kV | _ | MV | 2x5 MVA @ 20 kV | 10 | --> | 7.5 | 0 | 4.9 |  | --> | 6.5 | 2.375 | 39.4288 | 0 | 0 |  | --> |  | Trillick [T141] | TRILLICK |  | 55.1336 | -7.437
BUNDORAN (350000) 38 kV STATION | Bundoran [T41,T42] | 38 kV | _ | MV | 2x5 MVA @ 10 kV | 10 | --> | 7.5 | 1.5658 | 1.6 | Constrained,otherwise capacity available =2.7 MVA | --> | 6.2 | 2.375 | 0.58459 | 0 | 0 | Constrained,otherwise capacity available =6.8 MW Firm & 2.4 MW Non-firm | --> |  | Cathaleens Fall [T141] | CATHALEENS FALL |  | 54.4694 | -8.2598
BUSH (488000) 38 kV STATION | Bush [T421,T422] | 38 kV | _ | MV | 2x5 MVA @ 20 kV | 10 | --> | 7.5 | 3.4665 | 20.5 |  | --> | 6.2 | 2.375 | 4.5458 | 2.3825 | 1.6338 |  | --> |  | Dundalk [T141,T142] | DUNDALK |  | 54.0011 | -6.1682
BUSHFIELD (478000) 38 kV STATION | Bushfield [T41,T42] | 38 kV | _ | MV | 2x10 MVA @ 10 kV | 20 | --> | 15 | 6.3967 | 6.4 | Constrained,otherwise capacity available =6.5 MVA | --> | 12.4 | 4.75 | 1.3712 | 13.7714 | 4.9605 |  | --> |  | Athlone [T141,T142] | ATHLONE |  | 53.4341 | -7.9082
BUTLERSTOWN (667000) 110 kV STATION | Butlerstown [T141,T142] | 110 kV | _ | 38 kV | 2x31.5 MVA @ 38 kV | 63 | --> | 44.1 | 0 | N/A, consult Eirgrid |  | --> | 39 | 0 | 44.1357 | 6.4809 | 0 |  | --> |  | Transmission Source | BUTLERSTOWN |  | 52.2225 | -7.1624
BUTTEVANT (024000) 38 kV STATION | Buttevant [T41,T42] | 38 kV | _ | MV | 2x5 MVA @ 10 kV | 10 | --> | 7.5 | 2.1403 | 18.5 |  | --> | 6.2 | 2.375 | 0.72909 | 6.4933 | 2.4032 |  | --> |  | Mallow [T141,T142] | MALLOW |  | 52.2276 | -8.6577
CABRA (231000) 110 kV STATION | Cabra [T101,T102] | 110 kV | _ | MV | 2x20 MVA @ 10 kV | 40 | --> | 30 | 11.1437 | 88 |  | --> | 24.7 | 9.5 | 1.5367 | 27.0814 | 9.614 |  | --> |  | Finglas Urban 220/110 kV [T2103,T2104] | FINGLAS |  | 53.3695 | -6.294
CAHERDAVIN (098000) 38 kV STATION | Caherdavin [T41,T42] | 38 kV | _ | MV | 2x10 MVA @ 10 kV | 20 | --> | 15 | 1.7587 | 1.8 | Constrained,otherwise capacity available =2.7 MVA | --> | 12.4 | 4.75 | 0.97952 | 13.248 | 4.7973 |  | --> |  | Ardnacrusha [T141,T142] | ARDNACRUSHA |  | 52.6639 | -8.6494
CAHIR (668000) 110 kV STATION | Cahir [T141,T142] | 110 kV | _ | 38 kV | 2x31.5 MVA @ 38 kV | 63 | --> | 44.1 | 18.1536 | N/A, consult Eirgrid |  | --> | 39 | 0 | 39.4867 | 7.801 | 0 |  | --> |  | Transmission Source | CAHIR |  | 52.3824 | -7.8857
CAHIR (668000) 110 kV STATION | Cahir [T41,T42] | 110 kV | _ | MV | 2x10 MVA @ 10 kV | 20 | --> | 15 | 6.1706 | 18.2 |  | --> | 12.4 | 4.75 | 4.4329 | 7.801 | 0 | Constrained,otherwise capacity available =10.1 MW Firm & 4.8 MW Non-firm | --> |  | Cahir [T141,T142] | CAHIR |  | 52.3824 | -7.8857
CAHIRCALLA (186000) 38 kV STATION | Cahircalla [T41,T42] | 38 kV | _ | MV | 2x5 MVA @ 10 kV | 10 | --> | 7.5 | 0 | 0 |  | --> | 6.2 | 2.375 | 1.3186 | 6.321 | 2.437 |  | --> |  | Ennis [T141,T142] | ENNIS |  | 52.8271 | -8.9999
CALLAN (460000) 38 kV STATION | Callan [T41,T42] | 38 kV | _ | MV | 2x5 MVA @ 10 kV | 10 | --> | 7.5 | 0.036794 | 7.3 |  | --> | 6.2 | 2.375 | 4.8101 | 2.3767 | 1.6434 |  | --> |  | Kilkenny [T141,T142] | KILKENNY |  | 52.5351 | -7.3914
CAMDEN ROW (103000) 38 kV STATION | Camden Row [T41] | 38 kV | _ | MV | 1x15 MVA @ 10 kV | 15 | --> | 13.5 | 0 | 31.2 |  | --> | 14.2 | 0 | 0.047621 | 17.2281 | 0 |  | --> |  | Mesh: Red [InciT141,FranT142] | FRANCIS STREET |  | 53.3344 | -6.2628
CAPPAMORE (152000) 38 kV STATION | Cappamore [T41,T42] | 38 kV | _ | MV | 2x5 MVA @ 10 kV | 10 | --> | 7.5 | 0 | 1.8 |  | --> | 6.2 | 2.375 | 4.5651 | 2.9095 | 2.3162 |  | --> |  | Ardnacrusha [T141,T142] | ARDNACRUSHA |  | 52.6179 | -8.3228
CAPPAMORE (152000) 38 kV STATION | Cappamore [T424] | 38 kV | _ | MV | 1x10 MVA @ 20 kV | 10 | --> | 9 | 1.7587 | 1.8 | Constrained,otherwise capacity available =8.9 MVA | --> | 9.8 | 0 | 7.5 | 2.3033 | 0 |  | --> |  | Ardnacrusha [T141,T142] | ARDNACRUSHA |  | 52.6179 | -8.3228
CARLOW (669000) 110 kV STATION | Carlow [T141,T142] | 110 kV | _ | 38 kV | 2x63 MVA @ 38 kV | 126 | --> | 88.2 | 20.4558 | N/A, consult Eirgrid |  | --> | 78.2 | 0 | 83.6737 | 8.9772 | 0 |  | --> |  | Transmission Source | CARLOW |  | 52.8373 | -6.848
CARNDONAGH (266000) 38 kV STATION | Carndonagh [T421,T422] | 38 kV | _ | MV | 2x5 MVA @ 20 kV | 10 | --> | 7.5 | 0 | 4.9 |  | --> | 6.2 | 2.375 | 0.89495 | 0 | 0 | Constrained,otherwise capacity available =6.8 MW Firm & 2.4 MW Non-firm | --> |  | Trillick [T141] | TRILLICK |  | 55.2526 | -7.26
CARRAROE (475000) 38 kV STATION | Carraroe [T42] | 38 kV | _ | MV | 1x5 MVA @ 10 kV | 5 | --> | 4.5 | 0.44585 | 6.9 |  | --> | 5 | 0 | 3.638 | 2.391 | 0 |  | --> |  | Screeb [T142] | SCREEB |  | 53.2748 | -9.5356
CARRICK ON SHANNON (074000) 110 kV STATION | Carrick On Shannon [T141,T142] | 110 kV | _ | 38 kV | 2x31.5 MVA @ 38 kV | 63 | --> | 44.1 | 11.5023 | N/A, consult Eirgrid |  | --> | 39.3 | 0 | 24.6381 | 23.6602 | 0 |  | --> |  | Transmission Source | CARRICK ON SHANNON |  | 53.9295 | -8.1261
CARRICK ON SHANNON (074000) 110 kV STATION | Carrick On Shannon [T41,T42] | 110 kV | _ | MV | 2x5 MVA @ 10 kV | 10 | --> | 7.5 | 0 | 11.5 |  | --> | 6.2 | 2.375 | 0.97869 | 7.3129 | 2.5446 |  | --> |  | Carrick On Shannon [T141,T142] | CARRICK ON SHANNON |  | 53.9295 | -8.1261
CARRICKMACROSS (210000) 38 kV STATION | Carrickmacross [T41,T42] | 38 kV | _ | MV | 2x10 MVA @ 10 kV | 20 | --> | 15 | 0 | 27.8 |  | --> | 12.4 | 4.75 | 1.7012 | 10.7189 | 0 | Constrained,otherwise capacity available =13.7 MW Firm & 4.9 MW Non-firm | --> |  | Meath Hill [T141,T142] | MEATH HILL |  | 53.9862 | -6.7454
CARRICKMINES (649000) 220 kV STATION | Carrickmines [T41,T42] | 220 kV | _ | MV | 1x10,1x15 MVA @ 10 kV | 25 | --> | 18.75 | 0.38033 | 4.3 |  | --> | 12.4 | 7.125 | 4.2704 | 11.1462 | 7.3345 |  | --> |  | Carrickmines [T141,T142] | CARRICKMINES |  | 53.2549 | -6.1921
CARRICKMINES (649000) 220 kV STATION | Carrickmines [T2101,T2103,T2104] | 220 kV | _ | 110 kV | 3x250 MVA @ 110 kV | 750 | --> | 525 | 199.0018 | N/A, consult Eirgrid |  | --> | 308.7 | 0 | 47.0327 | 334.077 | 0 |  | --> |  | Transmission Source | CARRICKMINES |  | 53.2549 | -6.1921
CARRICKMINES (649000) 220 kV STATION | Carrickmines [T141,T142] | 220 kV | _ | 38 kV | 2x63 MVA @ 38 kV | 126 | --> | 88.2 | 4.3352 | 199 |  | --> | 77.8 | 0 | 11.6393 | 82.2186 | 0 |  | --> |  | Carrickmines [T2101,T2103,T2104] | CARRICKMINES |  | 53.2549 | -6.1921
CARRIGALINE (166000) 38 kV STATION | Carrigaline [T41,T42] | 38 kV | _ | MV | 2x5 MVA @ 10 kV | 10 | --> | 7.5 | 0 | 20.8 |  | --> | 6.2 | 2.375 | 1.9525 | 5.7667 | 2.4457 |  | --> |  | Barnahely [T141,T142] | BARNAHELY |  | 51.8185 | -8.3894
CARRIGALLEN (157000) 38 kV STATION | Carrigallen [T421] | 38 kV | _ | MV | 1x5 MVA @ 20 kV | 5 | --> | 4.5 | 1.5534 | 11.5 |  | --> | 4.8 | 0 | 0.30872 | 5.0652 | 0 |  | --> |  | Carrick On Shannon [T141,T142] | CARRICK ON SHANNON |  | 53.9723 | -7.6967
CARRIGLAWN (188000) 38 kV STATION | Carriglawn [T41,T42] | 38 kV | _ | MV | 2x5 MVA @ 10 kV | 10 | --> | 7.5 | 0.14262 | 35 |  | --> | 6.2 | 2.375 | 0.68476 | 7.0032 | 2.4422 |  | --> |  | Wexford [T141,T142] | WEXFORD |  | 52.3464 | -6.4809
CARRIGSHANE (459000) 38 kV STATION | Carrigshane [T41] | 38 kV | _ | MV | 1x10 MVA @ 10 kV | 10 | --> | 9 | 0 | 0 | Constrained,otherwise capacity available =6.5 MVA | --> | 9.5 | 0 | 0.48442 | 9.3879 | 0 |  | --> |  | Midleton [T141] | MIDLETON |  | 51.9116 | -8.1493
CARRIGSHANE (459000) 38 kV STATION | Carrigshane [T422] | 38 kV | _ | MV | 1x10 MVA @ 20 kV | 10 | --> | 9 | 0 | 0 | Constrained,otherwise capacity available =4.3 MVA | --> | 9.5 | 0 | 3.6122 | 7.4974 | 0 |  | --> |  | Midleton [T141] | MIDLETON |  | 51.9116 | -8.1493
CARRIGTWOHILL (351000) 38 kV STATION | Carrigtwohill [T42] | 38 kV | _ | MV | 1x5 MVA @ 10 kV | 5 | --> | 4.5 | 0 | 4.5 |  | --> | 4.8 | 0 | 0.15354 | 5.9529 | 0 |  | --> |  | Cow Cross [T142] | COW CROSS |  | 51.8928 | -8.2549
CARROWBEG (699000) 110 kV STATION | Carrowbeg [T41,T42] | 110 kV | _ | MV | 2x10 MVA @ 10 kV | 20 | --> | 15 | 7.8072 | 8.4 |  | --> | 12.4 | 4.75 | 0.7176 | 13.3274 | 4.7853 |  | --> |  | Carrowbeg [T142] | CARROWBEG |  | 53.8048 | -9.5016
CARROWBEG (699000) 110 kV STATION | Carrowbeg [T421] | 110 kV | _ | MV | 1x10 MVA @ 20 kV | 10 | --> | 9 | 2.9806 | 8.4 |  | --> | 9.5 | 0 | 0 | 12.1383 | 0 |  | --> |  | Carrowbeg [T142] | CARROWBEG |  | 53.8048 | -9.5016
CARROWBEG (699000) 110 kV STATION | Carrowbeg [T142] | 110 kV | _ | 38 kV | 1x31.5 MVA @ 38 kV | 31.5 | --> | 28.35 | 8.3811 | N/A, consult Eirgrid |  | --> | 29.9 | 0 | 2.2151 | 33.563 | 0 |  | --> |  | Transmission Source | CARROWBEG |  | 53.8048 | -9.5016
CASHEL (169000) 38 kV STATION | Cashel [T41,T42] | 38 kV | _ | MV | 2x10 MVA @ 10 kV | 20 | --> | 15 | 5.8912 | 18.2 |  | --> | 12.5 | 4.75 | 1.4294 | 7.801 | 0 | Constrained,otherwise capacity available =12.8 MW Firm & 4.8 MW Non-firm | --> |  | Cahir [T141,T142] | CAHIR |  | 52.5019 | -7.8903
CASTLEBAR (520000) 110 kV STATION | Castlebar [T141,T142] | 110 kV | _ | 38 kV | 1x31.5,1x63 MVA @ 38 kV | 94.5 | --> | 66.15 | 25.1432 | N/A, consult Eirgrid |  | --> | 39.2 | 0 | 50.6985 | 0 | 0 |  | --> |  | Transmission Source | CASTLEBAR |  | 53.8701 | -9.2747
CASTLEBLAYNEY (184000) 38 kV STATION | Castleblayney [T41,T42] | 38 kV | _ | MV | 2x10 MVA @ 10 kV | 20 | --> | 15 | 2.7671 | 20.5 |  | --> | 12.4 | 4.75 | 0.71432 | 13.9602 | 4.8219 |  | --> |  | Dundalk [T141,T142] | DUNDALK |  | 54.1291 | -6.7624
CASTLECOMER (144000) 38 kV STATION | Castlecomer [T41,T42] | 38 kV | _ | MV | 2x5 MVA @ 10 kV | 10 | --> | 7.5 | 0 | 10.3 |  | --> | 6.2 | 2.375 | 4.9399 | 2.4124 | 1.6719 |  | --> |  | Ballyragget [T141] | BALLYRAGGET |  | 52.8442 | -7.1771
CASTLEISLAND (233000) 38 kV STATION | Castleisland [T41,T42] | 38 kV | _ | MV | 2x5 MVA @ 10 kV | 10 | --> | 7.5 | 0 | 30.4 |  | --> | 6.5 | 2.375 | 7.8263 | 0.37742 | 0 |  | --> |  | Tralee [T141,T142] | TRALEE |  | 52.2368 | -9.4809
CASTLEKNOCK (154000) 38 kV STATION | Castleknock [T41,T42] | 38 kV | _ | MV | 2x5 MVA @ 10 kV | 10 | --> | 7.5 | 0 | 0 | Constrained,otherwise capacity available =3.4 MVA | --> | 6.2 | 2.375 | 1.1019 | 5.8033 | 2.3878 |  | --> |  | Finglas [T143,T144] | FINGLAS |  | 53.3624 | -6.3628
CASTLELYONS (455000) 38 kV STATION | Castlelyons [T421,T422] | 38 kV | _ | MV | 2x5 MVA @ 20 kV | 10 | --> | 7.5 | 0 | 0 | Constrained,otherwise capacity available =0.5 MVA | --> | 6.2 | 2.375 | 0.80792 | 0 | 0 | Constrained,otherwise capacity available =6.3 MW Firm & 2.4 MW Non-firm | --> |  | Barrymore [T141] | BARRYMORE |  | 52.0798 | -8.2327
CASTLEREA (256000) 38 kV STATION | Castlerea [T41,T42] | 38 kV | _ | MV | 2x5 MVA @ 10 kV | 10 | --> | 7.5 | 1.2821 | 11.5 |  | --> | 6.2 | 2.375 | 3.6586 | 3.7797 | 2.4184 |  | --> |  | Carrick On Shannon [T141,T142] | CARRICK ON SHANNON |  | 53.7675 | -8.4446
CASTLETOWNBERE (513000) 38 kV STATION | Castletownbere [T42] | 38 kV | _ | MV | 1x5 MVA @ 10 kV | 5 | --> | 4.5 | 3.6417 | 42.2 |  | --> | 4.8 | 0 | 0.055011 | 0 | 0 | Constrained,otherwise capacity available =5 MW Firm & 0 MW Non-firm | --> |  | Ballylicky [T142] | BALLYLICKY |  | 51.6478 | -9.9112
CASTLETOWNBERE (513000) 38 kV STATION | Castletownbere [T421] | 38 kV | _ | MV | 1x5 MVA @ 20 kV | 5 | --> | 4.5 | 0.94305 | 42.2 |  | --> | 4.8 | 0 | 1.0176 | 0 | 0 | Constrained,otherwise capacity available =4.5 MW Firm & 0 MW Non-firm | --> |  | Ballylicky [T142] | BALLYLICKY |  | 51.6478 | -9.9112
CASTLETOWNROCHE (080000) 38 kV STATION | Castletownroche [T41] | 38 kV | _ | MV | 1x5 MVA @ 10 kV | 5 | --> | 4.5 | 2.2349 | 18.5 |  | --> | 4.8 | 0 | 0.33088 | 4.8185 | 0 |  | --> |  | Mallow [T141,T142] | MALLOW |  | 52.1709 | -8.465
CASTLETROY (558000) 38 kV STATION | Castletroy [T41,T42] | 38 kV | _ | MV | 2x5 MVA @ 10 kV | 10 | --> | 7.5 | 0 | 1.8 |  | --> | 6.2 | 2.375 | 0.98034 | 7.1169 | 2.5019 |  | --> |  | Ardnacrusha [T141,T142] | ARDNACRUSHA |  | 52.6786 | -8.5636
CASTLEVIEW (600000) 110 kV STATION | Castleview [T101,T102] | 110 kV | _ | MV | 2x31.5 MVA @ 10 kV | 63 | --> | 47.25 | 4.5741 | N/A, consult Eirgrid |  | --> | 38.9 | 14.9625 | 17.8257 | 30.8328 | 15.6871 |  | --> |  | Transmission Source | CASTLEVIEW |  | 51.8922 | -8.3586
CATHALEENS FALL (143000) 110 kV STATION | Cathaleens Fall [T141] | 110 kV | _ | 38 kV | 1x31.5 MVA @ 38 kV | 31.5 | --> | 22.05 | 1.5658 | N/A, consult Eirgrid |  | --> | 21.2 | 0 | 91.0341 | 0 | 0 |  | --> |  | Transmission Source | CATHALEENS FALL |  | 54.4967 | -8.1841
CAUSEWAY (483000) 38 kV STATION | Causeway [T41,T42] | 38 kV | _ | MV | 2x5 MVA @ 10 kV | 10 | --> | 7.5 | 2.0036 | 30.4 |  | --> | 6.2 | 2.375 | 5.4033 | 1.9138 | 1.0653 |  | --> |  | Tralee [T141,T142] | TRALEE |  | 52.4138 | -9.7472
CAUTEEN (573000) 110 kV STATION | Cauteen [T141] | 110 kV | _ | 38 kV | 1x63 MVA @ 38 kV | 63 | --> | 56.7 | 54.7074 | N/A, consult Eirgrid |  | --> | 60.2 | 0 | 60.74 | 0 | 0 |  | --> |  | Transmission Source | CAUTEEN |  | 52.5293 | -8.1839
CAUTEEN (573000) 110 kV STATION | Cauteen [T142] | 110 kV | _ | 38 kV | 1x63 MVA @ 38 kV | 63 | --> | 56.7 | 56.2396 | N/A, consult Eirgrid |  | --> | 60.2 | 0 | 66 | 0 | 0 |  | --> |  | Transmission Source | CAUTEEN |  | 52.5293 | -8.1839
CAUTEEN (573000) 110 kV STATION | Cauteen [T144] | 110 kV | _ | 38 kV | 1x63 MVA @ 38 kV | 63 | --> | 56.7 | 54.618 | N/A, consult Eirgrid |  | --> | 60.2 | 0 | 52 | 8.15 | 0 |  | --> |  | Transmission Source | CAUTEEN |  | 52.5293 | -8.1839
CAVAN (059000) 38 kV STATION | Cavan [T42,T421] | 38 kV | _ | MV | 2x10 MVA @ 10 kV | 20 | --> | 15 | 0 | 14.7 |  | --> | 12.4 | 4.75 | 2.4212 | 13.6619 | 4.9839 |  | --> |  | Shankill [T141,T142] | SHANKILL |  | 54.0066 | -7.3417
CELBRIDGE (016000) 38 kV STATION | Celbridge [T41,T42] | 38 kV | _ | MV | 2x10 MVA @ 10 kV | 20 | --> | 15 | 0 | 0 |  | --> | 12.4 | 4.75 | 1.9599 | 13.0363 | 4.8476 |  | --> |  | Griffinrath [T141,T142] | GRIFFINRATH |  | 53.3409 | -6.5446
CENTRAL PARK (993000) 110 kV STATION | Central Park [T101,T102] | 110 kV | _ | MV | 2x20 MVA @ 10 kV | 40 | --> | 30 | 13.8585 | 199 |  | --> | 24.7 | 9.5 | 0.27341 | 28.2429 | 9.601 |  | --> |  | Carrickmines [T2101,T2103,T2104] | CARRICKMINES |  | 53.2678 | -6.2094
CHARLESTOWN (078000) 38 kV STATION | Charlestown [T41] | 38 kV | _ | MV | 1x5 MVA @ 10 kV | 5 | --> | 4.5 | 0 | 7 |  | --> | 5 | 0 | 2.8621 | 2.8255 | 0 |  | --> |  | Tonroe [T142] | TONROE |  | 53.9536 | -8.7931
CHARLEVILLE (456000) 110 kV STATION | Charleville [T142] | 110 kV | _ | 38 kV | 1x30 MVA @ 38 kV | 30 | --> | 27 | 7.7504 | N/A, consult Eirgrid |  | --> | 28.7 | 0 | 37.8057 | 0 | 0 |  | --> |  | Transmission Source | CHARLEVILLE |  | 52.325 | -8.7025
CHARLEVILLE (456000) 110 kV STATION | Charleville [T141] | 110 kV | _ | 38 kV | 1x63 MVA @ 38 kV | 63 | --> | 56.7 | 53.4834 | N/A, consult Eirgrid |  | --> | 60.2 | 0 | 51.4 | 8.75 | 0 |  | --> |  | Transmission Source | CHARLEVILLE |  | 52.325 | -8.7025
CHARLEVILLE (456000) 110 kV STATION | Charleville [T421,T422] | 110 kV | _ | MV | 1x10,1x15 MVA @ 20 kV | 25 | --> | 18.75 | 2.9644 | 7.8 |  | --> | 12.8 | 7.125 | 14.4562 | 0 | 0 | Constrained,otherwise capacity available =0.3 MW Firm & 5.9 MW Non-firm | --> |  | Charleville [T142] | CHARLEVILLE |  | 52.325 | -8.7025
CHERRYWOOD (499000) 110 kV STATION | Cherrywood [T101,T102] | 110 kV | _ | MV | 2x20 MVA @ 10 kV | 40 | --> | 30 | 30 | 199 |  | --> | 24.7 | 9.5 | 0 | 24.7 | 9.5 |  | --> |  | Carrickmines [T2101,T2103,T2104] | CARRICKMINES |  | 53.2412 | -6.1614
CHERRYWOOD (499000) 110 kV STATION | Cherrywood [T141,T142] | 110 kV | _ | 38 kV | 2x63 MVA @ 38 kV | 126 | --> | 88.2 | 70.4412 | 199 |  | --> | 77.8 | 0 | 3.7103 | 77.4702 | 0 |  | --> |  | Carrickmines [T2101,T2103,T2104] | CARRICKMINES |  | 53.2412 | -6.1614
CHURCHTOWN (971000) 38 kV STATION | Churchtown [T422] | 38 kV | _ | MV | 1x10 MVA @ 20 kV | 10 | --> | 9 | 7.4792 | 12.7 |  | --> | 9.5 | 0 | 0.41463 | 0 | 0 | Constrained,otherwise capacity available =9.3 MW Firm & 0 MW Non-firm | --> |  | Rathkeale [T141,T142] | RATHKEALE |  | 52.4634 | -9.0494
CHURCHTOWN (971000) 38 kV STATION | Churchtown [T41] | 38 kV | _ | MV | 1x10 MVA @ 10 kV | 10 | --> | 9 | 4.2273 | 12.7 |  | --> | 9.5 | 0 | 0.17981 | 0 | 0 | Constrained,otherwise capacity available =10 MW Firm & 0 MW Non-firm | --> |  | Rathkeale [T141,T142] | RATHKEALE |  | 52.4634 | -9.0494
CITYWEST (454000) 110 kV STATION | Citywest [T101,T102] | 110 kV | _ | MV | 2x20 MVA @ 10 kV | 40 | --> | 30 | 0 | 0 |  | --> | 24.7 | 9.5 | 0.65438 | 31.2278 | 9.9802 |  | --> |  | Inchicore County 220/110 kV [T2101,T2106] | INCHICORE 220KV |  | 53.2916 | -6.4214
CLARA (051000) 38 kV STATION | Clara [T421,T422] | 38 kV | _ | MV | 2x10 MVA @ 20 kV | 20 | --> | 15 | 2.7897 | 64.1 |  | --> | 12.4 | 4.75 | 4.6644 | 9.9975 | 4.8207 |  | --> |  | Thornsberry [T141,T142] | THORNSBERRY |  | 53.3524 | -7.5884
CLAREGALWAY (251000) 38 kV STATION | Claregalway [T42,T421] | 38 kV | _ | MV | 2x5 MVA @ 10 kV | 10 | --> | 7.5 | 0 | 0 |  | --> | 6.2 | 2.375 | 2.3482 | 5.9087 | 2.5501 |  | --> |  | Galway 110kv [T141,T142] | GALWAY 110KV |  | 53.3678 | -8.9067
CLARKSTOWN (620000) 38 kV STATION | Clarkstown [T41] | 38 kV | _ | MV | 1x5 MVA @ 10 kV | 5 | --> | 4.5 | 0 | 0 | Constrained,otherwise capacity available =4.5 MVA | --> | 4.8 | 0 | 0 | 4.761 | 0 |  | --> |  | Griffinrath [T141,T142] | GRIFFINRATH |  | 53.4525 | -6.6902
CLIFDEN (252000) 38 kV STATION | Clifden [T41,T42] | 38 kV | _ | MV | 2x5 MVA @ 10 kV | 10 | --> | 7.5 | 1.3167 | 6.9 |  | --> | 6.2 | 2.375 | 0.74552 | 6.9356 | 2.4414 |  | --> |  | Screeb [T142] | SCREEB |  | 53.4846 | -10.0109
CLOGHBOOLA (875000) 110 kV STATION | Cloghboola [T122] | 110 kV | _ | MV | 1x63 MVA @ 20 kV | 63 | --> | 56.7 | 54.243 | N/A, consult Eirgrid |  | --> | 60.2 | 0 | 54.549 | 5.601 | 0 |  | --> |  | Transmission Source | CLOGHBOOLA |  | 52.3209 | -9.4472
CLONAKILTY (165000) 38 kV STATION | Clonakilty [T41,T42] | 38 kV | _ | MV | 2x5 MVA @ 10 kV | 10 | --> | 7.5 | 0 | 44.2 |  | --> | 6.2 | 2.375 | 1.3252 | 6.9399 | 2.538 |  | --> |  | Dunmanway [T141,T142] | DUNMANWAY |  | 51.6279 | -8.8884
CLONARD (547000) 38 kV STATION | Clonard [T41,T42] | 38 kV | _ | MV | 2x5 MVA @ 10 kV | 10 | --> | 7.5 | 0.89624 | 35 |  | --> | 6.2 | 2.375 | 0.70775 | 6.7924 | 2.4237 |  | --> |  | Wexford [T141,T142] | WEXFORD |  | 52.3265 | -6.4957
CLONDALKIN (072000) 38 kV STATION | Clondalkin [T41,T42,T44] | 38 kV | _ | MV | 3x10 MVA @ 10 kV | 30 | --> | 22.5 | 0 | 0 |  | --> | 12.3 | 4.7481 | 2.3917 | 14.099 | 5.0779 |  | --> |  | Inchicore 220kv [T144,T145] | INCHICORE 220KV |  | 53.3206 | -6.3859
CLONES (246000) 38 kV STATION | Clones [T41,T42] | 38 kV | _ | MV | 2x5 MVA @ 10 kV | 10 | --> | 7.5 | 0 | 14.7 |  | --> | 6.2 | 2.375 | 0.57802 | 7.415 | 2.4835 |  | --> |  | Shankill [T141,T142] | SHANKILL |  | 54.1892 | -7.2291
CLONMINCH (650000) 38 kV STATION | Clonminch [T41,T422] | 38 kV | _ | MV | 2x10 MVA @ 20 kV | 20 | --> | 15 | 0 | 64.1 |  | --> | 12.4 | 4.75 | 1.574 | 14.1428 | 4.9425 |  | --> |  | Thornsberry [T141,T142] | THORNSBERRY |  | 53.2586 | -7.4934
CLONROCHE (515000) 38 kV STATION | Clonroche [T421,T422] | 38 kV | _ | MV | 2x5 MVA @ 20 kV | 10 | --> | 7.5 | 0 | 35 |  | --> | 6.2 | 2.375 | 1.0904 | 6.2265 | 2.4094 |  | --> |  | Wexford [T141,T142] | WEXFORD |  | 52.4438 | -6.6979
CLONSHAUGH (411000) 38 kV STATION | Clonshaugh [T41,T42] | 38 kV | _ | MV | 2x10 MVA @ 10 kV | 20 | --> | 15 | 0 | 0 | Constrained,otherwise capacity available =7.3 MVA | --> | 12.4 | 4.75 | 0.070611 | 13.7007 | 4.8076 |  | --> |  | Finglas [T143,T144] | FINGLAS |  | 53.4072 | -6.2262
CLONTARF (283000) 38 kV STATION | Clontarf [T42] | 38 kV | _ | MV | 1x10 MVA @ 10 kV | 10 | --> | 9 | 0 | 23.7 |  | --> | 9.5 | 0 | 1.2603 | 9.9641 | 0 |  | --> |  | Mesh: Purple [FingT141,McDrT141] | FINGLAS |  | 53.3668 | -6.2009
CLOON (907000) 110 kV STATION | Cloon [T141,T142] | 110 kV | _ | 38 kV | 2x31.5 MVA @ 38 kV | 63 | --> | 44.1 | 12.8408 | N/A, consult Eirgrid |  | --> | 39 | 0 | 31.5317 | 13.7976 | 0 |  | --> |  | Transmission Source | CLOON |  | 53.4879 | -8.8539
CLOON (907000) 110 kV STATION | Cloon [T42,T421] | 110 kV | _ | MV | 2x10 MVA @ 10 kV | 20 | --> | 15 | 11.0252 | 12.8 |  | --> | 12.6 | 4.75 | 12.4004 | 1.1935 | 0 |  | --> |  | Cloon [T141,T142] | CLOON |  | 53.4879 | -8.8539
CLOONBANNIN (070000) 38 kV STATION | Cloonbannin [T42] | 38 kV | _ | MV | 1x5 MVA @ 10 kV | 5 | --> | 4.5 | 2.6261 | 38.7 |  | --> | 4.8 | 0 | 0.24632 | 4.9385 | 0 |  | --> |  | Glenlara [T142] | GLENLARA |  | 52.1372 | -9.0556
CLOONBANNIN (070000) 38 kV STATION | Cloonbannin [T421] | 38 kV | _ | MV | 1x5 MVA @ 20 kV | 5 | --> | 4.5 | 2.237 | 38.7 |  | --> | 4.8 | 0 | 0.16421 | 4.9018 | 0 |  | --> |  | Glenlara [T142] | GLENLARA |  | 52.1372 | -9.0556
CLOONLOUGH (369000) 38 kV STATION | Cloonlough [T41,T42] | 38 kV | _ | MV | 2x5 MVA @ 10 kV | 10 | --> | 7.5 | 0 | 0 | Constrained,otherwise capacity available =1.1 MVA | --> | 6.2 | 2.375 | 1.1948 | 0 | 0 | Constrained,otherwise capacity available =6.5 MW Firm & 2.4 MW Non-firm | --> |  | Barrymore [T141] | BARRYMORE |  | 52.2556 | -8.2695
CLOYNE (232000) 38 kV STATION | Cloyne [T41] | 38 kV | _ | MV | 1x5 MVA @ 10 kV | 5 | --> | 4.5 | 0 | 0 |  | --> | 4.8 | 0 | 5.7141 | 0 | 0 |  | --> |  | Midleton [T141] | MIDLETON |  | 51.8695 | -8.1197
COBH (028000) 38 kV STATION | Cobh [T41,T42] | 38 kV | _ | MV | 2x5 MVA @ 10 kV | 10 | --> | 7.5 | 0 | 4.5 |  | --> | 6.2 | 2.375 | 1.4368 | 6.5002 | 2.4746 |  | --> |  | Cow Cross [T142] | COW CROSS |  | 51.8503 | -8.3059
COES ROAD (367000) 38 kV STATION | Coes Road [T41,T42] | 38 kV | _ | MV | 2x5 MVA @ 10 kV | 10 | --> | 7.5 | 0.93382 | 20.5 |  | --> | 6.2 | 2.375 | 0.73402 | 6.6657 | 2.4154 |  | --> |  | Dundalk [T141,T142] | DUNDALK |  | 53.9951 | -6.3872
COLLEGE PARK (670000) 110 kV STATION | College Park [T101,T102,T103] | 110 kV | _ | MV | 3x20 MVA @ 10 kV | 60 | --> | 45 | 0 | N/A, consult Eirgrid |  | --> | 24.7 | 9.4991 | 7.3524 | 22.8308 | 8.363 |  | --> |  | Transmission Source | COLLEGE PARK |  | 53.4148 | -6.3727
COLLIGAN (516000) 38 kV STATION | Colligan [T41,T42] | 38 kV | _ | MV | 2x10 MVA @ 10 kV | 20 | --> | 15 | 0 | 0 | Constrained,otherwise capacity available =5.1 MVA | --> | 12.4 | 4.75 | 0.93189 | 0 | 0 | Constrained,otherwise capacity available =13.1 MW Firm & 4.8 MW Non-firm | --> |  | Dungarvan [T141,T142] | DUNGARVAN |  | 52.0906 | -7.6179
COLLINSTOWN (267000) 38 kV STATION | Collinstown [T41,T42] | 38 kV | _ | MV | 2x5 MVA @ 10 kV | 10 | --> | 7.5 | 0 | 0 | Constrained,otherwise capacity available =5.2 MVA | --> | 6.2 | 2.375 | 0.019705 | 6.9887 | 2.392 |  | --> |  | Grange (dr) [T141,T142] | GRANGE (DR) |  | 53.4222 | -6.2216
COLLOONEY (117000) 38 kV STATION | Collooney [T421,T422] | 38 kV | _ | MV | 2x5 MVA @ 20 kV | 10 | --> | 3.75 | 0 | 27.9 |  | --> | 3.1 | 1.1875 | 3.9905 | 0.37942 | 1.369 |  | --> |  | Sligo [T141,T142] | SLIGO |  | 54.1747 | -8.4924
CONG (590000) 38 kV STATION | Cong [T421,T422] | 38 kV | _ | MV | 2x5 MVA @ 20 kV | 10 | --> | 7.5 | 1.428 | 12.8 |  | --> | 6.2 | 2.375 | 0.53204 | 6.5599 | 2.396 |  | --> |  | Cloon [T141,T142] | CLOON |  | 53.544 | -9.2569
CONVOY (162000) 38 kV STATION | Convoy [T41,T42] | 38 kV | _ | MV | 1x5,1x10 MVA @ 10 kV | 15 | --> | 11.25 | 7.2457 | 13.8 |  | --> | 6.2 | 4.75 | 0.2808 | 0 | 0 | Constrained,otherwise capacity available =6.7 MW Firm & 4.8 MW Non-firm | --> |  | Letterkenny [T141,T142] | LETTERKENNY |  | 54.8604 | -7.6599
COOKSTOWN (672000) 110 kV STATION | Cookstown [T101,T102] | 110 kV | _ | MV | 2x20 MVA @ 10 kV | 40 | --> | 30 | 14.2134 | 199 |  | --> | 24.7 | 9.5 | 0.55093 | 29.1871 | 9.6933 |  | --> |  | Carrickmines [T2101,T2103,T2104] | CARRICKMINES |  | 53.2947 | -6.3826
COOKSTOWN (672000) 110 kV STATION | Cookstown [T141,T142] | 110 kV | _ | 38 kV | 2x63 MVA @ 38 kV | 126 | --> | 88.2 | 0 | 0 | Constrained,otherwise capacity available =22.9 MVA | --> | 77.8 | 0 | 7.0553 | 82.137 | 0 |  | --> |  | Inchicore County 220/110 kV [T2101,T2106] | INCHICORE 220KV |  | 53.2947 | -6.3826
COOLCARRON (234000) 38 kV STATION | Coolcarron [T41,T42] | 38 kV | _ | MV | 1x2,1x5 MVA @ 10 kV | 7 | --> | 3.75 | 0 | 0 |  | --> | 1.2 | 1.1875 | 0.48032 | 0 | 0 | Constrained,otherwise capacity available =1.3 MW Firm & 1.5 MW Non-firm | --> |  | Barrymore [T141] | BARRYMORE |  | 52.133 | -8.2814
COOLCORCORAN (020000) 38 kV STATION | Coolcorcoran [T41,T42] | 38 kV | _ | MV | 2x10 MVA @ 10 kV | 20 | --> | 15 | 0 | 0.9 |  | --> | 12.4 | 4.75 | 1.5649 | 14.6935 | 3.6361 | Constrained,otherwise capacity available =14.7 MW Firm & 5 MW Non-firm | --> |  | Knockearagh [T141,T142] | KNOCKEARAGH |  | 52.0758 | -9.5109
COOLMINE (407000) 38 kV STATION | Coolmine [T41,T42] | 38 kV | _ | MV | 2x10 MVA @ 10 kV | 20 | --> | 15 | 0 | 0 |  | --> | 12.4 | 4.75 | 2.3819 | 13.457 | 4.9482 |  | --> |  | Finglas [T143,T144] | FINGLAS |  | 53.3768 | -6.4167
COOLOCK (277000) 38 kV STATION | Coolock [T41,T42] | 38 kV | _ | MV | 2x10 MVA @ 10 kV | 20 | --> | 15 | 4.9329 | 23.7 |  | --> | 12.4 | 4.75 | 0.55093 | 13.8495 | 4.8039 |  | --> |  | Mesh: Purple [FingT141,McDrT141] | FINGLAS |  | 53.4 | -6.2054
COOLROE (131000) 110 kV STATION | Coolroe [T121,T122] | 110 kV | _ | MV | 2x20 MVA @ 20 kV | 40 | --> | 30 | 17.7182 | N/A, consult Eirgrid |  | --> | 24.7 | 9.5 | 1.1027 | 27.0586 | 9.5995 |  | --> |  | Transmission Source | COOLROE |  | 51.8881 | -8.631
COOMATAGGART (877000) 110 kV STATION | Coomataggart [T141] | 110 kV | _ | 38 kV | 1x63 MVA @ 38 kV | 63 | --> | 56.7 | 55.7402 | N/A, consult Eirgrid |  | --> | 60.2 | 0 | 42.64 | 17.51 | 0 |  | --> |  | Transmission Source | COOMATAGGART |  | 51.8805 | -9.324
CORBALLY (195000) 38 kV STATION | Corbally [T41,T42] | 38 kV | _ | MV | 2x5 MVA @ 10 kV | 10 | --> | 7.5 | 0.99143 | 1.8 |  | --> | 6.2 | 2.375 | 0.44008 | 6.9971 | 2.4184 |  | --> |  | Ardnacrusha [T141,T142] | ARDNACRUSHA |  | 52.6735 | -8.6203
CORDAL (865000) 110 kV STATION | Cordal [T141] | 110 kV | _ | 38 kV | 1x63 MVA @ 38 kV | 63 | --> | 56.7 | 54.2775 | N/A, consult Eirgrid |  | --> | 60.2 | 0 | 57.75 | 2.4 | 0 |  | --> |  | Transmission Source | CORDAL |  | 52.2248 | -9.2712
CORDERRY (972000) 110 kV STATION | Corderry [T121] | 110 kV | _ | MV | 1x20 MVA @ 20 kV | 20 | --> | 18 | 17.5925 | N/A, consult Eirgrid |  | --> | 19.3 | 0 | 38.75 | 0 | 0 |  | --> |  | Transmission Source | CORDERRY |  | 54.204 | -8.1807
CORDERRY (972000) 110 kV STATION | Corderry [T122] | 110 kV | _ | MV | 1x63 MVA @ 20 kV | 63 | --> | 56.7 | 55.5836 | N/A, consult Eirgrid |  | --> | 60.2 | 0 | 61.053 | 0 | 0 |  | --> |  | Transmission Source | CORDERRY |  | 54.204 | -8.1807
CORDUFF (932000) 220 kV STATION | Corduff [T121,T122] | 220 kV | _ | MV | 2x31.5 MVA @ 20 kV | 63 | --> | 47.25 | 47.25 | N/A, consult Eirgrid |  | --> | 38.9 | 14.9625 | 0 | 38.9025 | 14.9625 |  | --> |  | Transmission Source | CORDUFF |  | 53.4174 | -6.369
COW CROSS (908000) 110 kV STATION | Cow Cross [T142] | 110 kV | _ | 38 kV | 1x31.5 MVA @ 38 kV | 31.5 | --> | 28.35 | 4.5024 | N/A, consult Eirgrid |  | --> | 30 | 0 | 13.2904 | 22.8196 | 0 |  | --> |  | Transmission Source | COW CROSS |  | 51.8555 | -8.3121
CRANE (886000) 110 kV STATION | Crane [T141] | 110 kV | _ | 38 kV | 1x31.5 MVA @ 38 kV | 31.5 | --> | 28.35 | 3.1181 | N/A, consult Eirgrid |  | --> | 30 | 0 | 27.3054 | 9.6619 | 0 |  | --> |  | Transmission Source | CRANE |  | 52.5377 | -6.502
CRANE (886000) 110 kV STATION | Crane [T122] | 110 kV | _ | MV | 1x20 MVA @ 20 kV | 20 | --> | 18 | 4.3796 | N/A, consult Eirgrid |  | --> | 19 | 0 | 9.2648 | 12.4131 | 0 |  | --> |  | Transmission Source | CRANE |  | 52.5377 | -6.502
CRANMORE (046000) 38 kV STATION | Cranmore [T41,T42] | 38 kV | _ | MV | 2x5 MVA @ 10 kV | 10 | --> | 7.5 | 0 | 27.9 |  | --> | 6.2 | 2.375 | 0.29229 | 7.9355 | 2.5291 |  | --> |  | Sligo [T141,T142] | SLIGO |  | 54.272 | -8.4578
CRANNY (582000) 38 kV STATION | Cranny [T41] | 38 kV | _ | MV | 1x2 MVA @ 10 kV | 2 | --> | 1.8 | 0 | 0 | Constrained,otherwise capacity available =0.6 MVA | --> | 1.9 | 0 | 0.13629 | 1.9494 | 0 |  | --> |  | Ennis [T141,T142] | ENNIS |  | 52.6971 | -9.2202
CRATLOE (273000) 38 kV STATION | Cratloe [T421,T422] | 38 kV | _ | MV | 2x5 MVA @ 20 kV | 10 | --> | 7.5 | 1.1842 | 1.8 |  | --> | 6.2 | 2.375 | 1.2102 | 6.3525 | 2.4293 |  | --> |  | Ardnacrusha [T141,T142] | ARDNACRUSHA |  | 52.7015 | -8.7607
CREAGH (519000) 38 kV STATION | Creagh [T421,T422] | 38 kV | _ | MV | 2x5 MVA @ 20 kV | 10 | --> | 7.5 | 0 | 6.4 |  | --> | 6.2 | 2.375 | 5.4008 | 2.7285 | 2.5081 |  | --> |  | Athlone [T141,T142] | ATHLONE |  | 53.3294 | -8.2061
CREESLOUGH (258000) 38 kV STATION | Creeslough [T421] | 38 kV | _ | MV | 1x5 MVA @ 20 kV | 5 | --> | 4.5 | 1.8644 | 11.8 |  | --> | 4.8 | 0 | 0.40232 | 0 | 0 | Constrained,otherwise capacity available =5 MW Firm & 0 MW Non-firm | --> |  | Ardnagappary [T141] | ARDNAGAPPARY |  | 55.1166 | -7.9019
CREGG ROAD (181000) 38 kV STATION | Cregg Road [T41,T42] | 38 kV | _ | MV | 2x2 MVA @ 10 kV | 4 | --> | 3 | 0 | 16.9 |  | --> | 2.5 | 0.95 | 0.53861 | 2.7055 | 1.0017 |  | --> |  | Ballydine [T141] | BALLYDINE |  | 52.354 | -7.4099
CRORY (473000) 110 kV STATION | Crory [T121] | 110 kV | _ | MV | 1x63 MVA @ 20 kV | 63 | --> | 56.7 | 55.3793 | N/A, consult Eirgrid |  | --> | 60.2 | 0 | 60.162 | 0 | 0 |  | --> |  | Transmission Source | CRORY |  | 52.569 | -6.5458
CROSSMOLINA (220000) 38 kV STATION | Crossmolina [T41,T42] | 38 kV | _ | MV | 1x2,1x5 MVA @ 10 kV | 7 | --> | 5.25 | 1.3636 | 13 |  | --> | 2.5 | 2.375 | 0.48935 | 2.8783 | 2.5164 |  | --> |  | Moy [T141,T142] | MOY |  | 54.1164 | -9.3359
CRUMLIN (259000) 38 kV STATION | Crumlin [T41,T42] | 38 kV | _ | MV | 2x10 MVA @ 10 kV | 20 | --> | 15 | 4.1659 | 26.9 |  | --> | 12.4 | 4.75 | 0.6708 | 13.6604 | 4.8088 |  | --> |  | Mesh: Green [MiltT142,InciT143] | INCHICORE 220KV |  | 53.3214 | -6.3094
CULLION (099000) 38 kV STATION | Cullion [T41,T42] | 38 kV | _ | MV | 2x5 MVA @ 10 kV | 10 | --> | 7.5 | 0 | 13.8 |  | --> | 6.2 | 2.375 | 1.1166 | 0 | 0 | Constrained,otherwise capacity available =7 MW Firm & 2.5 MW Non-firm | --> |  | Letterkenny [T141,T142] | LETTERKENNY |  | 54.939 | -7.7183
CURRA (528000) 38 kV STATION | Curra [T41] | 38 kV | _ | MV | 1x5 MVA @ 10 kV | 5 | --> | 4.5 | 1.6189 | 2.2 |  | --> | 4.8 | 0 | 0.55749 | 4.6264 | 0 |  | --> |  | Somerset [T142] | SOMERSET |  | 53.1308 | -8.4456
CURRAGLASS (586000) 38 kV STATION | Curraglass [T41] | 38 kV | _ | MV | 1x5 MVA @ 10 kV | 5 | --> | 4.5 | 0 | 0 | Constrained,otherwise capacity available =2.2 MVA | --> | 4.8 | 0 | 0.24139 | 0 | 0 | Constrained,otherwise capacity available =4.8 MW Firm & 0 MW Non-firm | --> |  | Barrymore [T141] | BARRYMORE |  | 52.0896 | -8.0562
CURRALEIGH (450000) 38 kV STATION | Curraleigh [T421,T422] | 38 kV | _ | MV | 2x5 MVA @ 20 kV | 10 | --> | 7.5 | 0 | 0 |  | --> | 6.2 | 2.375 | 5.3093 | 2.3405 | 1.6778 |  | --> |  | Kilbarry [T142,T143] | KILBARRY |  | 51.912 | -8.6593
DALLOW (673000) 110 kV STATION | Dallow [T141] | 110 kV | _ | 38 kV | 1x31.5 MVA @ 38 kV | 31.5 | --> | 28.35 | 6.5764 | N/A, consult Eirgrid |  | --> | 30.2 | 0 | 23.9902 | 12.5831 | 0 |  | --> |  | Transmission Source | DALLOW |  | 53.1167 | -7.9381
DALLOW (673000) 110 kV STATION | Dallow [T421] | 110 kV | _ | MV | 1x10 MVA @ 20 kV | 10 | --> | 9 | 6.5764 | 6.6 | Constrained,otherwise capacity available =8.8 MVA | --> | 9.8 | 0 | 9.99 | 0 | 0 |  | --> |  | Dallow [T141] | DALLOW |  | 53.1167 | -7.9381
DALTON (909000) 110 kV STATION | Dalton [T142] | 110 kV | _ | 38 kV | 1x31.5 MVA @ 38 kV | 31.5 | --> | 28.35 | 0 | N/A, consult Eirgrid |  | --> | 30 | 0 | 12.1993 | 25.3327 | 0 |  | --> |  | Transmission Source | DALTON |  | 53.7163 | -8.9756
DALTON (909000) 110 kV STATION | Dalton [T141] | 110 kV | _ | 38 kV | 1x63 MVA @ 38 kV | 63 | --> | 56.7 | 56.464 | N/A, consult Eirgrid |  | --> | 60.1 | 0 | 47.545 | 12.5819 | 0 |  | --> |  | Transmission Source | DALTON |  | 53.7163 | -8.9756
DALTON (909000) 110 kV STATION | Dalton [T421,T422] | 110 kV | _ | MV | 2x10 MVA @ 20 kV | 20 | --> | 15 | 0 | 0 | Constrained,otherwise capacity available =4 MVA | --> | 12.4 | 4.75 | 10.2671 | 4.3747 | 2.7637 |  | --> |  | Dalton [T142] | DALTON |  | 53.7163 | -8.9756
DEANSGRANGE (001000) 38 kV STATION | Deansgrange [T41,T42] | 38 kV | _ | MV | 2x10 MVA @ 10 kV | 20 | --> | 15 | 4.3352 | 4.3 | Constrained,otherwise capacity available =5.3 MVA | --> | 12.4 | 4.75 | 1.4746 | 12.5571 | 4.7874 |  | --> |  | Carrickmines [T141,T142] | CARRICKMINES |  | 53.2716 | -6.1525
DEERPARK (033000) 38 kV STATION | Deerpark [T41,T42] | 38 kV | _ | MV | 2x5 MVA @ 10 kV | 10 | --> | 7.5 | 0 | 16.9 |  | --> | 6.2 | 2.375 | 5.5339 | 2.0287 | 1.1817 |  | --> |  | Ballydine [T141] | BALLYDINE |  | 52.3507 | -7.4248
DELVIN (123000) 38 kV STATION | Delvin [T41,T42] | 38 kV | _ | MV | 1x3.2,1x5 MVA @ 10 kV | 8.2 | --> | 2.4 | 0 | 3.6 |  | --> | 2 | 1.1875 | 0.87196 | 1.7911 | 1.2634 |  | --> |  | Mullingar [T141,T142] | MULLINGAR |  | 53.6035 | -7.0789
DENNEHYS CROSS (311000) 38 kV STATION | Dennehys Cross [T41,T42] | 38 kV | _ | MV | 2x15 MVA @ 10 kV | 30 | --> | 22.5 | 0 | 0 | Constrained,otherwise capacity available =2.3 MVA | --> | 18.5 | 7.125 | 1.4694 | 22.5067 | 7.5329 |  | --> |  | Trabeg [T141,T142] | TRABEG |  | 51.8918 | -8.4967
DERRYBEG (399000) 38 kV STATION | Derrybeg [T41,T42] | 38 kV | _ | MV | 2x5 MVA @ 10 kV | 10 | --> | 7.5 | 1.5554 | 11.8 |  | --> | 6.2 | 2.375 | 0.55339 | 0 | 0 | Constrained,otherwise capacity available =6.7 MW Firm & 2.4 MW Non-firm | --> |  | Ardnagappary [T141] | ARDNAGAPPARY |  | 55.0668 | -8.2661
DERRYCRAMPH (545000) 38 kV STATION | Derrycramph [T41,T42] | 38 kV | _ | MV | 2x5 MVA @ 10 kV | 10 | --> | 7.5 | 0 | 14.7 |  | --> | 6.2 | 2.375 | 0.67162 | 6.8969 | 2.4299 |  | --> |  | Shankill [T141,T142] | SHANKILL |  | 53.9752 | -7.378
DINGLE (426000) 38 kV STATION | Dingle [T421,T422] | 38 kV | _ | MV | 2x5 MVA @ 20 kV | 10 | --> | 7.5 | 0 | 0 | Constrained,otherwise capacity available =1.2 MVA | --> | 6.2 | 2.375 | 1.2915 | 6.2579 | 2.4286 |  | --> |  | Oughtragh [T141] | OUGHTRAGH |  | 52.1541 | -10.2483
DOCK ROAD (635000) 38 kV STATION | Dock Road [T41,T42] | 38 kV | _ | MV | 2x5 MVA @ 10 kV | 10 | --> | 7.5 | 0 | 0 |  | --> | 6.2 | 2.375 | 4.82 | 2.6891 | 1.8385 |  | --> |  | Limerick [T141,T142] | LIMERICK |  | 52.6509 | -8.6534
DODDER ROAD (330000) 38 kV STATION | Dodder Road [T42] | 38 kV | _ | MV | 1x10 MVA @ 10 kV | 10 | --> | 9 | 1.4419 | 26.9 |  | --> | 9.5 | 0 | 0.91383 | 9.7665 | 0 |  | --> |  | Mesh: Green [MiltT142,InciT143] | MILLTOWN (DR) |  | 53.3014 | -6.2613
DONEGAL (149000) 38 kV STATION | Donegal [T41,T42] | 38 kV | _ | MV | 2x5 MVA @ 10 kV | 10 | --> | 7.5 | 0 | 1.6 |  | --> | 6.4 | 2.375 | 34.4416 | 0 | 0 |  | --> |  | Cathaleens Fall [T141] | CATHALEENS FALL |  | 54.6538 | -8.0773
DONNYBROOK (308000) 38 kV STATION | Donnybrook [T41,T42] | 38 kV | _ | MV | 2x10 MVA @ 10 kV | 20 | --> | 15 | 0.77588 | 20.6 |  | --> | 12.4 | 4.75 | 0.33663 | 15.0027 | 4.9598 |  | --> |  | Mesh: Blue [RingT141,MiltT141] | MILLTOWN (DR) |  | 53.3177 | -6.226
DOON (674000) 110 kV STATION | Doon [T141,T142] | 110 kV | _ | 38 kV | 2x31.5 MVA @ 38 kV | 63 | --> | 44.1 | 11.7993 | N/A, consult Eirgrid |  | --> | 39.2 | 0 | 52.8878 | 0 | 0 |  | --> |  | Transmission Source | DOON |  | 52.3931 | -7.6602
DOUGLAS (281000) 38 kV STATION | Douglas [T41,T42] | 38 kV | _ | MV | 2x10 MVA @ 10 kV | 20 | --> | 15 | 0 | 0 |  | --> | 12.4 | 4.75 | 1.7144 | 13.368 | 4.8592 |  | --> |  | Trabeg [T141,T142] | TRABEG |  | 51.8706 | -8.4246
DRUMBEAR (156000) 38 kV STATION | Drumbear [T41,T42] | 38 kV | _ | MV | 2x5 MVA @ 10 kV | 10 | --> | 7.5 | 0 | 5.7 |  | --> | 6.2 | 2.375 | 0.92122 | 0 | 0 | Constrained,otherwise capacity available =6.8 MW Firm & 2.4 MW Non-firm | --> |  | Lisdrum [T141,T142] | LISDRUM |  | 54.2263 | -6.9847
DRUMCONDRA (344000) 38 kV STATION | Drumcondra [T41,T42] | 38 kV | _ | MV | 2x10 MVA @ 10 kV | 20 | --> | 15 | 0 | 0 | Constrained,otherwise capacity available =4.8 MVA | --> | 12.4 | 4.75 | 0.22415 | 13.9744 | 4.8183 |  | --> |  | Mesh: Orange [FingT142,McDrT142] | MCDERMOTT |  | 53.3609 | -6.2538
DRUMLINE (629000) 110 kV STATION | Drumline [T141,T142] | 110 kV | _ | 38 kV | 2x31.5 MVA @ 38 kV | 63 | --> | 44.1 | 3.7666 | N/A, consult Eirgrid |  | --> | 38.9 | 0 | 11.3026 | 36.9952 | 0 |  | --> |  | Transmission Source | DRUMLINE |  | 52.7309 | -8.8496
DRUMLINE (629000) 110 kV STATION | Drumline [T421,T422] | 110 kV | _ | MV | 2x5 MVA @ 20 kV | 10 | --> | 7.5 | 0 | 3.8 |  | --> | 6.2 | 2.375 | 1.1101 | 7.7025 | 2.8101 |  | --> |  | Drumline [T141,T142] | DRUMLINE |  | 52.7309 | -8.8496
DRUMQUIN (214000) 38 kV STATION | Drumquin [T42] | 38 kV | _ | MV | 1x5 MVA @ 10 kV | 5 | --> | 4.5 | 0 | 0 |  | --> | 4.8 | 0 | 0.94996 | 4.4962 | 0 |  | --> |  | Ennis [T141,T142] | ENNIS |  | 52.7509 | -9.028
DRYBRIDGE (064000) 110 kV STATION | Drybridge [T141,T142] | 110 kV | _ | 38 kV | 2x63 MVA @ 38 kV | 126 | --> | 88.2 | 0 | N/A, consult Eirgrid |  | --> | 77.9 | 0 | 57.9421 | 38.35 | 0 |  | --> |  | Transmission Source | DRYBRIDGE |  | 53.7274 | -6.394
DRYBRIDGE (064000) 110 kV STATION | Drybridge [T41,T42] | 110 kV | _ | MV | 2x15 MVA @ 10 kV | 30 | --> | 22.5 | 0 | 0 | Constrained,otherwise capacity available =7.6 MVA | --> | 18.5 | 7.125 | 2.2776 | 18.9231 | 7.1874 |  | --> |  | Drybridge [T141,T142] | DRYBRIDGE |  | 53.7274 | -6.394
DULEEK (546000) 38 kV STATION | Duleek [T421,T422] | 38 kV | _ | MV | 2x5 MVA @ 20 kV | 10 | --> | 7.5 | 0 | 0 |  | --> | 6.2 | 2.375 | 6.3721 | 1.535 | 0.76265 |  | --> |  | Drybridge [T141,T142] | DRYBRIDGE |  | 53.6673 | -6.4145
DUN LAOGHAIRE (284000) 38 kV STATION | Dun Laoghaire [T41,T42] | 38 kV | _ | MV | 2x10 MVA @ 10 kV | 20 | --> | 15 | 4.5788 | 35.4 |  | --> | 12.4 | 4.75 | 0.42531 | 13.933 | 4.8023 |  | --> |  | Blackrock [T141,T142] | BLACKROCK |  | 53.2966 | -6.1497
DUNDALK (062000) 110 kV STATION | Dundalk [T141,T142] | 110 kV | _ | 38 kV | 2x63 MVA @ 38 kV | 126 | --> | 88.2 | 20.4768 | N/A, consult Eirgrid |  | --> | 78.1 | 0 | 64.9938 | 29.1425 | 0 |  | --> |  | Transmission Source | DUNDALK |  | 54.0085 | -6.4194
DUNDALK (062000) 110 kV STATION | Dundalk [T41,T42] | 110 kV | _ | MV | 2x10 MVA @ 10 kV | 20 | --> | 15 | 3.4716 | 20.5 |  | --> | 12.4 | 4.75 | 1.1445 | 13.4876 | 4.8356 |  | --> |  | Dundalk [T141,T142] | DUNDALK |  | 54.0085 | -6.4194
DUNDRUM (134000) 38 kV STATION | Dundrum [T41,T42] | 38 kV | _ | MV | 2x10 MVA @ 10 kV | 20 | --> | 15 | 0 | 35.4 |  | --> | 12.4 | 4.75 | 2.4377 | 12.5283 | 4.8446 |  | --> |  | Blackrock [T141,T142] | BLACKROCK |  | 53.2963 | -6.2488
DUNFIRTH (771000) 110 kV STATION | Dunfirth [T122] | 110 kV | _ | MV | 1x20 MVA @ 20 kV | 20 | --> | 15 | 3.5034 | N/A, consult Eirgrid |  | --> | 13.3 | 0 | 26.2023 | 0 | 0 |  | --> |  | Transmission Source | DUNFIRTH |  | 53.3838 | -6.815
DUNGARVAN (675000) 110 kV STATION | Dungarvan [T141,T142] | 110 kV | _ | 38 kV | 2x31.5 MVA @ 38 kV | 63 | --> | 44.1 | 0 | N/A, consult Eirgrid |  | --> | 39 | 0 | 50.8564 | 0 | 0 |  | --> |  | Transmission Source | DUNGARVAN |  | 52.1109 | -7.6481
DUNGLOE (340000) 38 kV STATION | Dungloe [T41,T42] | 38 kV | _ | MV | 1x2,1x5 MVA @ 10 kV | 7 | --> | 3.75 | 0 | 11.8 |  | --> | 1.4 | 1.1875 | 1.2315 | 0 | 0 | Constrained,otherwise capacity available =0.7 MW Firm & 1.5 MW Non-firm | --> |  | Ardnagappary [T141] | ARDNAGAPPARY |  | 54.9422 | -8.3626
DUNLEER (237000) 38 kV STATION | Dunleer [T41,T42] | 38 kV | _ | MV | 2x5 MVA @ 10 kV | 10 | --> | 7.5 | 0 | 0 | Constrained,otherwise capacity available =0.7 MVA | --> | 6.2 | 2.375 | 5.7028 | 1.786 | 1.1187 |  | --> |  | Drybridge [T141,T142] | DRYBRIDGE |  | 53.8337 | -6.4092
DUNMANWAY (676000) 110 kV STATION | Dunmanway [T422,T43] | 110 kV | _ | MV | 2x10 MVA @ 20 kV | 20 | --> | 15 | 7.918 | 44.2 |  | --> | 12.6 | 4.75 | 6.8203 | 7.1922 | 4.7725 |  | --> |  | Dunmanway [T141,T142] | DUNMANWAY |  | 51.7167 | -9.0773
DUNMANWAY (676000) 110 kV STATION | Dunmanway [T141,T142] | 110 kV | _ | 38 kV | 2x63 MVA @ 38 kV | 126 | --> | 88.2 | 44.169 | N/A, consult Eirgrid |  | --> | 78.3 | 0 | 68.3891 | 18.0565 | 0 |  | --> |  | Transmission Source | DUNMANWAY |  | 51.7167 | -9.0773
EAST WALL ROAD (112000) 38 kV STATION | East Wall Road [T41,T42] | 38 kV | _ | MV | 2x10 MVA @ 10 kV | 20 | --> | 15 | 6.6501 | 23.7 |  | --> | 12.4 | 4.75 | 0.059937 | 14.9953 | 4.855 |  | --> |  | Mesh: Purple [FingT141,McDrT141] | MCDERMOTT |  | 53.3506 | -6.2282
EDENDERRY (203000) 38 kV STATION | Edenderry [T421,T422] | 38 kV | _ | MV | 2x10 MVA @ 20 kV | 20 | --> | 15 | 0 | 0 |  | --> | 12.4 | 4.75 | 2.1827 | 13.1696 | 4.8818 |  | --> |  | Blake [T142] | BLAKE |  | 53.3532 | -7.0352
EDGEWORTHSTOWN (130000) 38 kV STATION | Edgeworthstown [T421,T422] | 38 kV | _ | MV | 2x10 MVA @ 20 kV | 20 | --> | 15 | 2.5481 | 3.9 |  | --> | 12.4 | 4.75 | 3.588 | 10.3595 | 4.781 |  | --> |  | Richmond [T141,T142] | RICHMOND |  | 53.7144 | -7.6198
EMYVALE (502000) 38 kV STATION | Emyvale [T422] | 38 kV | _ | MV | 1x5 MVA @ 20 kV | 5 | --> | 4.5 | 0 | 5.7 |  | --> | 4.8 | 0 | 0.78123 | 0 | 0 | Constrained,otherwise capacity available =4.8 MW Firm & 0 MW Non-firm | --> |  | Lisdrum [T141,T142] | LISDRUM |  | 54.355 | -7.0362
ENNIS (677000) 110 kV STATION | Ennis [T101,T102] | 110 kV | _ | MV | 2x20 MVA @ 10 kV | 40 | --> | 30 | 13.4904 | N/A, consult Eirgrid |  | --> | 24.7 | 9.5 | 9.2836 | 18.3046 | 9.5499 |  | --> |  | Transmission Source | ENNIS |  | 52.8555 | -8.9311
ENNIS (677000) 110 kV STATION | Ennis [T141,T142] | 110 kV | _ | 38 kV | 2x31.5 MVA @ 38 kV | 63 | --> | 44.1 | 0 | N/A, consult Eirgrid |  | --> | 39 | 0 | 30.9341 | 19.0373 | 0 |  | --> |  | Transmission Source | ENNIS |  | 52.8555 | -8.9311
ENNIS NORTH (413000) 38 kV STATION | Ennis North [T41,T42] | 38 kV | _ | MV | 2x5 MVA @ 10 kV | 10 | --> | 7.5 | 0 | 0 |  | --> | 6.2 | 2.375 | 1.0033 | 6.6459 | 2.438 |  | --> |  | Ennis [T141,T142] | ENNIS |  | 52.8587 | -8.9872
ENNISCRONE (492000) 38 kV STATION | Enniscrone [T421,T422] | 38 kV | _ | MV | 2x5 MVA @ 20 kV | 10 | --> | 7.5 | 3.5603 | 13 |  | --> | 6.5 | 2.375 | 6.601 | 0.95423 | 0.025976 |  | --> |  | Moy [T141,T142] | MOY |  | 54.2051 | -9.0628
ENNISKEANE (090000) 38 kV STATION | Enniskeane [T41,T42] | 38 kV | _ | MV | 2x5 MVA @ 10 kV | 10 | --> | 7.5 | 3.2673 | 3.3 | Constrained,otherwise capacity available =5.6 MVA | --> | 6.5 | 2.375 | 7.4578 | 0 | 1.1252 |  | --> |  | Bandon [T141,T142] | BANDON |  | 51.744 | -8.9399
ENNISTYMON (158000) 38 kV STATION | Ennistymon [T41,T42] | 38 kV | _ | MV | 2x5 MVA @ 10 kV | 10 | --> | 7.5 | 0 | 0 |  | --> | 6.2 | 2.375 | 5.8907 | 2.3093 | 1.8439 |  | --> |  | Ennis [T141,T142] | ENNIS |  | 52.9213 | -9.2768
ERRIGAL (517000) 38 kV STATION | Errigal [T41,T422] | 38 kV | _ | MV | 2x10 MVA @ 10 kV | 20 | --> | 15 | 4.1862 | 14.7 |  | --> | 12.6 | 4.75 | 4.1281 | 11.0054 | 4.8326 |  | --> |  | Shankill [T141,T142] | SHANKILL |  | 54.0567 | -7.0805
FACTORY CROSS (370000) 38 kV STATION | Factory Cross [T41,T42] | 38 kV | _ | MV | 2x10 MVA @ 10 kV | 20 | --> | 15 | 10.7865 | 20.8 |  | --> | 12.4 | 4.75 | 0.10345 | 13.4387 | 4.7675 |  | --> |  | Barnahely [T141,T142] | BARNAHELY |  | 51.8186 | -8.3341
FAIRHILL (486000) 38 kV STATION | Fairhill [T42] | 38 kV | _ | MV | 1x10 MVA @ 10 kV | 10 | --> | 9 | 0 | 0 | Constrained,otherwise capacity available =1.5 MVA | --> | 9.5 | 0 | 0.20034 | 10.7537 | 0 |  | --> |  | Kilbarry [T142,T143] | KILBARRY |  | 51.8958 | -8.4647
FAIRVIEW (113000) 38 kV STATION | Fairview [T41] | 38 kV | _ | MV | 1x15 MVA @ 10 kV | 15 | --> | 13.5 | 1.8577 | 23.7 |  | --> | 14.2 | 0 | 0.87278 | 15.727 | 0 |  | --> |  | Mesh: Purple [FingT141,McDrT141] | MCDERMOTT |  | 53.3678 | -6.2215
FASSAROE (678000) 110 kV STATION | Fassaroe [T141,T142] | 110 kV | _ | 38 kV | 2x63 MVA @ 38 kV | 126 | --> | 88.2 | 17.0509 | 199 |  | --> | 77.8 | 0 | 8.8403 | 82.2735 | 0 |  | --> |  | Carrickmines [T2101,T2103,T2104] | CARRICKMINES |  | 53.191 | -6.1672
FERMOY NORTH (562000) 38 kV STATION | Fermoy North [T41,T42] | 38 kV | _ | MV | 2x5 MVA @ 10 kV | 10 | --> | 7.5 | 0 | 0 |  | --> | 6.2 | 2.375 | 0.76851 | 0 | 0 | Constrained,otherwise capacity available =8.1 MW Firm & 2.9 MW Non-firm | --> |  | Barrymore [T141] | BARRYMORE |  | 52.151 | -8.2886
FERNS (075000) 38 kV STATION | Ferns [T421] | 38 kV | _ | MV | 1x5 MVA @ 20 kV | 5 | --> | 4.5 | 0.57913 | 3.1 |  | --> | 4.8 | 0 | 0.55339 | 4.9891 | 0 |  | --> |  | Crane [T141] | CRANE |  | 52.5871 | -6.5101
FINEA (587000) 38 kV STATION | Finea [T421,T422] | 38 kV | _ | MV | 2x5 MVA @ 20 kV | 10 | --> | 7.5 | 0 | 14.7 |  | --> | 6.2 | 2.375 | 3.8967 | 4.0561 | 2.477 |  | --> |  | Shankill [T141,T142] | SHANKILL |  | 53.7997 | -7.3943
FINGLAS (318000) 220 kV STATION | Mesh: Purple [FingT141,McDrT141] | 220 kV | _ | 38 kV | 2x63 MVA @ 38 kV | 126 | --> | 88.2 | 23.7472 | 88 |  | --> | 77.8 | 0 | 4.2769 | 86.7955 | 0 |  | --> |  | Finglas Urban 220/110 kV [T2103,T2104] | FINGLAS |  | 53.4075 | -6.3161
FINGLAS (318000) 220 kV STATION | Finglas Rural TSO 220/110 kV [T2101,T2106] | 220 kV | _ | 110 kV | 2x250 MVA @ 110 kV | 500 | --> | 350 | 0 | 0 |  | --> | 308.8 | 0 | 124.4602 | 269.6397 | 0 |  | --> |  | Transmission Source | FINGLAS |  | 53.4075 | -6.3161
FINGLAS (318000) 220 kV STATION | Mesh: Orange [FingT142,McDrT142] | 220 kV | _ | 38 kV | 2x63 MVA @ 38 kV | 126 | --> | 88.2 | 0 | 88 |  | --> | 77.8 | 0 | 4.2185 | 90.6058 | 0 |  | --> |  | Finglas Urban 220/110 kV [T2103,T2104] | FINGLAS |  | 53.4075 | -6.3161
FINGLAS (318000) 220 kV STATION | Finglas [T143,T144] | 220 kV | _ | 38 kV | 2x63 MVA @ 38 kV | 126 | --> | 88.2 | 0 | 0 |  | --> | 77.8 | 0 | 45.9945 | 50.5424 | 0 |  | --> |  | Finglas Rural TSO 220/110 kV [T2101,T2106] | FINGLAS |  | 53.4075 | -6.3161
FINGLAS (318000) 220 kV STATION | Finglas Urban 220/110 kV [T2103,T2104] | 220 kV | _ | 110 kV | 2x250 MVA @ 110 kV | 500 | --> | 350 | 87.961 | N/A, consult Eirgrid |  | --> | 308.8 | 0 | 14.0593 | 342.1908 | 0 |  | --> |  | Transmission Source | FINGLAS |  | 53.4075 | -6.3161
FINISKLIN (511000) 38 kV STATION | Finisklin [T41,T42] | 38 kV | _ | MV | 2x5 MVA @ 10 kV | 10 | --> | 7.5 | 0 | 27.9 |  | --> | 6.2 | 2.375 | 0.034484 | 8.2418 | 2.5407 |  | --> |  | Sligo [T141,T142] | SLIGO |  | 54.2766 | -8.4905
FORTUNESTOWN (892000) 110 kV STATION | Fortunestown [T101,T102] | 110 kV | _ | MV | 2x20 MVA @ 10 kV | 40 | --> | 30 | 0 | 0 | Constrained,otherwise capacity available =8.7 MVA | --> | 24.7 | 9.5 | 0.93272 | 27.8524 | 9.6109 |  | --> |  | Inchicore County 220/110 kV [T2101,T2106] | INCHICORE 220KV |  | 53.2803 | -6.4085
FOXHOLE (621000) 38 kV STATION | Foxhole [T421,T422] | 38 kV | _ | MV | 2x10 MVA @ 20 kV | 20 | --> | 15 | 0 | 0 |  | --> | 12.4 | 4.75 | 7.0143 | 0 | 0 | Constrained,otherwise capacity available =8.4 MW Firm & 4.9 MW Non-firm | --> |  | Dungarvan [T141,T142] | DUNGARVAN |  | 51.9759 | -7.855
FOYNES (314000) 38 kV STATION | Foynes [T41,T42] | 38 kV | _ | MV | 2x5 MVA @ 10 kV | 10 | --> | 7.5 | 1.5778 | 12.7 |  | --> | 6.2 | 2.375 | 3.8445 | 0 | 0 | Constrained,otherwise capacity available =3.4 MW Firm & 2.4 MW Non-firm | --> |  | Rathkeale [T141,T142] | RATHKEALE |  | 52.6067 | -9.0798
FRANCIS STREET (733000) 110 kV STATION | Mesh: Brown [FranT141,RingT144] | 110 kV | _ | 38 kV | 2x63 MVA @ 38 kV | 126 | --> | 88.2 | 33.1764 | 54.9 |  | --> | 77.8 | 0 | 1.0378 | 87.8393 | 0 |  | --> |  | Poolbeg [TF3,TF4] | POOLBEG |  | 53.3374 | -6.2793
FRANCIS STREET (733000) 110 kV STATION | Mesh: Red [InciT141,FranT142] | 110 kV | _ | 38 kV | 2x63 MVA @ 38 kV | 126 | --> | 88.2 | 31.2384 | 130.7 |  | --> | 77.8 | 0 | 8.791 | 82.5623 | 0 |  | --> |  | Inchicore City 220/110 kV [T2102,T2104] | INCHICORE 220KV |  | 53.3374 | -6.2793
GALWAY 110KV (679000) 110 kV STATION | Galway 110kv [T102,T103] | 110 kV | _ | MV | 2x20 MVA @ 10 kV | 40 | --> | 30 | 3.8561 | N/A, consult Eirgrid |  | --> | 24.7 | 9.5 | 1.5797 | 28.3198 | 9.6862 |  | --> |  | Transmission Source | GALWAY 110KV |  | 53.2951 | -9.0181
GALWAY 110KV (679000) 110 kV STATION | Galway 110kv [T141,T142] | 110 kV | _ | 38 kV | 2x63 MVA @ 38 kV | 126 | --> | 88.2 | 0 | N/A, consult Eirgrid |  | --> | 77.8 | 0 | 10.5251 | 86.9252 | 0 |  | --> |  | Transmission Source | GALWAY 110KV |  | 53.2951 | -9.0181
GARDEN CITY (005000) 38 kV STATION | Garden City [T41,T42] | 38 kV | _ | MV | 2x5 MVA @ 10 kV | 10 | --> | 7.5 | 0 | 55 |  | --> | 6.2 | 2.375 | 0.99676 | 0 | 0 | Constrained,otherwise capacity available =7.2 MW Firm & 2.5 MW Non-firm | --> |  | Arklow [T141,T142] | ARKLOW |  | 52.6682 | -6.3057
GARRANACANTY (036000) 38 kV STATION | Garranacanty [T421,T422] | 38 kV | _ | MV | 2x10 MVA @ 20 kV | 20 | --> | 15 | 0 | 2.8 |  | --> | 12.4 | 4.75 | 1.6199 | 14.7875 | 4.3832 | Constrained,otherwise capacity available =14.8 MW Firm & 5.1 MW Non-firm | --> |  | Tipperary [T141] | TIPPERARY |  | 52.4853 | -8.1521
GARROW (992000) 110 kV STATION | Garrow [T121] | 110 kV | _ | MV | 1x15 MVA @ 20 kV | 15 | --> | 13.5 | 13.2736 | N/A, consult Eirgrid |  | --> | 14.6 | 0 | 14.99 | 0 | 0 |  | --> |  | Transmission Source | GARROW |  | 52.0112 | -9.1445
GARRYCASTLE (976000) 38 kV STATION | Garrycastle [T41,T42] | 38 kV | _ | MV | 2x15 MVA @ 10 kV | 30 | --> | 22.5 | 6.3967 | 6.4 | Constrained,otherwise capacity available =9.8 MVA | --> | 18.5 | 7.125 | 1.1298 | 20.5692 | 7.2146 |  | --> |  | Athlone [T141,T142] | ATHLONE |  | 53.426 | -7.8904
GARRYOWEN (067000) 38 kV STATION | Garryowen [T41,T42] | 38 kV | _ | MV | 2x15 MVA @ 10 kV | 30 | --> | 22.5 | 0 | 0 | Constrained,otherwise capacity available =2.1 MVA | --> | 18.5 | 7.125 | 1.1643 | 20.0918 | 7.1881 |  | --> |  | Limerick [T141,T142] | LIMERICK |  | 52.6631 | -8.6174
GARRYSPILLANE (292000) 38 kV STATION | Garryspillane [T41] | 38 kV | _ | MV | 1x5 MVA @ 10 kV | 5 | --> | 4.5 | 0 | 2.8 |  | --> | 5 | 0 | 5.2183 | 0.50006 | 0 |  | --> |  | Tipperary [T141] | TIPPERARY |  | 52.3983 | -8.3769
GARVAGH (570000) 110 kV STATION | Garvagh [T141] | 110 kV | _ | 38 kV | 1x63 MVA @ 38 kV | 63 | --> | 56.7 | 55.227 | N/A, consult Eirgrid |  | --> | 60.2 | 0 | 34 | 26.15 | 0 |  | --> |  | Transmission Source | GARVAGH |  | 54.1612 | -8.1779
GARVILLE AVENUE (230000) 38 kV STATION | Garville Avenue [T42] | 38 kV | _ | MV | 1x10 MVA @ 10 kV | 10 | --> | 9 | 0.87048 | 26.9 |  | --> | 9.5 | 0 | 0.56899 | 10.492 | 0 |  | --> |  | Mesh: Green [MiltT142,InciT143] | MILLTOWN (DR) |  | 53.3199 | -6.2755
GILLOGUE (458000) 38 kV STATION | Gillogue [T41,T42] | 38 kV | _ | MV | 2x5 MVA @ 10 kV | 10 | --> | 7.5 | 1.119 | 1.8 |  | --> | 6.2 | 2.375 | 1.0705 | 6.4448 | 2.425 |  | --> |  | Ardnacrusha [T141,T142] | ARDNACRUSHA |  | 52.689 | -8.5794
GLASMORE (322000) 110 kV STATION | Glasmore [T421,T422] | 110 kV | _ | MV | 2x10 MVA @ 20 kV | 20 | --> | 15 | 0 | 0 |  | --> | 12.4 | 4.75 | 4.0977 | 9.3035 | 4.7736 |  | --> |  | Glasmore [T141,T142] | GLASMORE |  | 53.463 | -6.2548
GLASMORE (322000) 110 kV STATION | Glasmore [T141,T142] | 110 kV | _ | 38 kV | 2x63 MVA @ 38 kV | 126 | --> | 88.2 | 0 | 0 | Constrained,otherwise capacity available =13.1 MVA | --> | 77.8 | 0 | 23.4236 | 69.5786 | 0 |  | --> |  | Finglas Rural TSO 220/110 kV [T2101,T2106] | FINGLAS |  | 53.463 | -6.2548
GLASNEVIN (114000) 38 kV STATION | Glasnevin [T41] | 38 kV | _ | MV | 1x10 MVA @ 10 kV | 10 | --> | 9 | 0 | 0 |  | --> | 9.5 | 0 | 0.49427 | 10.262 | 0 |  | --> |  | Mesh: Orange [FingT142,McDrT142] | FINGLAS |  | 53.3705 | -6.2755
GLEBE (416000) 38 kV STATION | Glebe [T41,T42] | 38 kV | _ | MV | 2x10 MVA @ 10 kV | 20 | --> | 15 | 3.2971 | 3.9 |  | --> | 12.4 | 4.75 | 0.32678 | 15.582 | 4.3078 | Constrained,otherwise capacity available =15.6 MW Firm & 5 MW Non-firm | --> |  | Richmond [T141,T142] | RICHMOND |  | 53.7374 | -7.793
GLENAMADDY (526000) 38 kV STATION | Glenamaddy [T422] | 38 kV | _ | MV | 1x5 MVA @ 20 kV | 5 | --> | 4.5 | 0 | 6.4 |  | --> | 4.8 | 0 | 4.9379 | 0.97731 | 0 |  | --> |  | Athlone [T141,T142] | ATHLONE |  | 53.6158 | -8.5908
GLENGARRIFF (384000) 38 kV STATION | Glengarriff [T421] | 38 kV | _ | MV | 1x5 MVA @ 20 kV | 5 | --> | 4.5 | 3.4754 | 42.2 |  | --> | 4.8 | 0 | 0.15682 | 0 | 0 | Constrained,otherwise capacity available =4.8 MW Firm & 0 MW Non-firm | --> |  | Ballylicky [T142] | BALLYLICKY |  | 51.7541 | -9.535
GLENGOOLE (207000) 38 kV STATION | Glengoole [T42] | 38 kV | _ | MV | 1x5 MVA @ 10 kV | 5 | --> | 4.5 | 2.8952 | 13.7 |  | --> | 4.8 | 0 | 0.16914 | 3.0072 | 0 | Constrained,otherwise capacity available =4.8 MW Firm & 0 MW Non-firm | --> |  | Thurles [T141,T142] | THURLES |  | 52.6084 | -7.6267
GLENGOOLE (207000) 38 kV STATION | Glengoole [T41] | 38 kV | _ | MV | 1x10 MVA @ 10 kV | 10 | --> | 9 | 3.3812 | 13.7 |  | --> | 9.8 | 0 | 7.2974 | 3.0072 | 0 | Constrained,otherwise capacity available =4.3 MW Firm & 0 MW Non-firm | --> |  | Thurles [T141,T142] | THURLES |  | 52.6084 | -7.6267
GLENLARA (936000) 110 kV STATION | Glenlara [T141] | 110 kV | _ | 38 kV | 1x63 MVA @ 38 kV | 63 | --> | 56.7 | 56.139 | N/A, consult Eirgrid |  | --> | 60.2 | 0 | 40.8 | 19.3929 | 0 |  | --> |  | Transmission Source | GLENLARA |  | 52.2035 | -9.0207
GLENLARA (936000) 110 kV STATION | Glenlara [T142] | 110 kV | _ | 38 kV | 1x63 MVA @ 38 kV | 63 | --> | 56.7 | 38.7403 | N/A, consult Eirgrid |  | --> | 60.1 | 0 | 49.0937 | 16.0934 | 0 |  | --> |  | Transmission Source | GLENLARA |  | 52.2035 | -9.0207
GLENREE (894000) 110 kV STATION | Glenree [T121] | 110 kV | _ | MV | 1x20 MVA @ 20 kV | 20 | --> | 18 | 17.67 | N/A, consult Eirgrid |  | --> | 19.3 | 0 | 17.15 | 2.15 | 0 |  | --> |  | Transmission Source | GLENREE |  | 54.1135 | -9.0022
GLENREE (894000) 110 kV STATION | Glenree [T142] | 110 kV | _ | 38 kV | 1x63 MVA @ 38 kV | 63 | --> | 56.7 | 56.0414 | N/A, consult Eirgrid |  | --> | 60.2 | 0 | 64.8 | 0 | 0 |  | --> |  | Transmission Source | GLENREE |  | 54.1135 | -9.0022
GLENTIES (216000) 38 kV STATION | Glenties [T41,T42] | 38 kV | _ | MV | 1x2,1x5 MVA @ 10 kV | 7 | --> | 3.75 | 0 | 67 |  | --> | 1.2 | 1.1875 | 0.76337 | 0 | 0 | Constrained,otherwise capacity available =1 MW Firm & 1.5 MW Non-firm | --> |  | Binbane [T141,T142] | BINBANE |  | 54.7693 | -8.3082
GLOUCESTER PLACE (115000) 38 kV STATION | Gloucester Place [T41,T42] | 38 kV | _ | MV | 2x10 MVA @ 10 kV | 20 | --> | 15 | 0 | 0 |  | --> | 12.4 | 4.75 | 0.14122 | 15.4007 | 4.9074 |  | --> |  | Mesh: Orange [FingT142,McDrT142] | MCDERMOTT |  | 53.3519 | -6.2485
GORESBRIDGE (247000) 38 kV STATION | Goresbridge [T41,T42] | 38 kV | _ | MV | 2x5 MVA @ 10 kV | 10 | --> | 7.5 | 0 | 7.3 |  | --> | 6.2 | 2.375 | 3.9411 | 3.4377 | 2.4138 |  | --> |  | Kilkenny [T141,T142] | KILKENNY |  | 52.6397 | -6.9995
GORT (038000) 38 kV STATION | Gort [T41,T42] | 38 kV | _ | MV | 2x5 MVA @ 10 kV | 10 | --> | 7.5 | 0 | 0 |  | --> | 6.2 | 2.375 | 1.317 | 6.1653 | 2.4221 |  | --> |  | Ennis [T141,T142] | ENNIS |  | 53.0628 | -8.837
GORTAWEE (815000) 110 kV STATION | Gortawee [T142] | 110 kV | _ | 38 kV | 1x63 MVA @ 38 kV | 63 | --> | 56.7 | 44.7126 | N/A, consult Eirgrid |  | --> | 60.1 | 0 | 7.9882 | 56.3193 | 0 |  | --> |  | Transmission Source | GORTAWEE |  | 54.1214 | -7.5927
GORTLEE (646000) 38 kV STATION | Gortlee [T41,T42] | 38 kV | _ | MV | 2x10 MVA @ 10 kV | 20 | --> | 15 | 5.4534 | 13.8 |  | --> | 12.4 | 4.75 | 0.49756 | 0 | 0 | Constrained,otherwise capacity available =14.1 MW Firm & 4.8 MW Non-firm | --> |  | Letterkenny [T141,T142] | LETTERKENNY |  | 54.9707 | -7.7144
GRAIGUE (012000) 38 kV STATION | Graigue [T41,T42] | 38 kV | _ | MV | 2x10 MVA @ 10 kV | 20 | --> | 15 | 2.3544 | 20.5 |  | --> | 12.4 | 4.75 | 1.752 | 8.9772 | 0 | Constrained,otherwise capacity available =13.1 MW Firm & 4.8 MW Non-firm | --> |  | Carlow [T141,T142] | CARLOW |  | 52.8391 | -6.9503
GRAIGUENAMANAGH (382000) 38 kV STATION | Graiguenamanagh [T41,T42] | 38 kV | _ | MV | 2x2 MVA @ 10 kV | 4 | --> | 3 | 0 | 7.3 |  | --> | 2.5 | 0.95 | 0.60594 | 2.524 | 0.98349 |  | --> |  | Kilkenny [T141,T142] | KILKENNY |  | 52.5297 | -6.9767
GRANAGH (226000) 38 kV STATION | Granagh [T41,T42] | 38 kV | _ | MV | 2x5 MVA @ 10 kV | 10 | --> | 7.5 | 0 | 27 |  | --> | 6.2 | 2.375 | 4.4226 | 3.4444 | 2.4644 |  | --> |  | Waterford [T141,T142] | WATERFORD |  | 52.2752 | -7.1748
GRANBY ROW (102000) 38 kV STATION | Granby Row [T41] | 38 kV | _ | MV | 1x15 MVA @ 10 kV | 15 | --> | 13.5 | 0 | 0 | Constrained,otherwise capacity available =3 MVA | --> | 14.2 | 0 | 0.056653 | 16.0931 | 0 |  | --> |  | Mesh: Orange [FingT142,McDrT142] | MCDERMOTT |  | 53.3547 | -6.2691
GRANGE (DR) (087000) 110 kV STATION | Grange (dr) [T141,T142] | 110 kV | _ | 38 kV | 2x63 MVA @ 38 kV | 126 | --> | 88.2 | 0 | 0 | Constrained,otherwise capacity available =21.9 MVA | --> | 77.8 | 0 | 37.4572 | 51.8776 | 0 |  | --> |  | Finglas Rural TSO 220/110 kV [T2101,T2106] | FINGLAS |  | 53.3954 | -6.164
GRANGE (DR) (087000) 110 kV STATION | Grange (dr) [T41,T42] | 110 kV | _ | MV | 2x10 MVA @ 10 kV | 20 | --> | 15 | 0 | 0 |  | --> | 12.4 | 4.75 | 1.723 | 13.9033 | 4.908 |  | --> |  | Grange (dr) [T141,T142] | GRANGE (DR) |  | 53.3954 | -6.164
GRANGE (SR) (191000) 38 kV STATION | Grange (sr) [T41,T42] | 38 kV | _ | MV | 2x5 MVA @ 10 kV | 10 | --> | 7.5 | 0 | 0 |  | --> | 6.2 | 2.375 | 0.74223 | 6.4809 | 0 | Constrained,otherwise capacity available =6.7 MW Firm & 2.4 MW Non-firm | --> |  | Butlerstown [T141,T142] | BUTLERSTOWN |  | 52.2394 | -7.1046
GRANGE CASTLE (734000) 110 kV STATION | Grange Castle [T101,T102] | 110 kV | _ | MV | 2x20 MVA @ 10 kV | 40 | --> | 30 | 0 | 0 |  | --> | 24.7 | 9.5 | 0.56571 | 33.0072 | 10.4327 |  | --> |  | Inchicore County 220/110 kV [T2101,T2106] | INCHICORE 220KV |  | 53.329 | -6.4495
GRANGE CASTLE (734000) 110 kV STATION | Grange Castle [T124] | 110 kV | _ | MV | 1x20 MVA @ 20 kV | 20 | --> | 18 | 0 | 0 | Constrained,otherwise capacity available =17.5 MVA | --> | 19 | 0 | 0.019705 | 19.1059 | 0 |  | --> |  | Inchicore County 220/110 kV [T2101,T2106] | INCHICORE 220KV |  | 53.329 | -6.4495
GRANGE CASTLE (734000) 110 kV STATION | Grange Castle [T141] | 110 kV | _ | 38 kV | 1x63 MVA @ 38 kV | 63 | --> | 56.7 | 0 | 0 |  | --> | 59.8 | 0 | 3.9041 | 67.4309 | 0 |  | --> |  | Inchicore County 220/110 kV [T2101,T2106] | INCHICORE 220KV |  | 53.329 | -6.4495
GREAT ISLAND (680000) 220 kV STATION | Great Island [T141,T142] | 220 kV | _ | 38 kV | 2x31.5 MVA @ 38 kV | 63 | --> | 44.1 | 21.5095 | N/A, consult Eirgrid |  | --> | 39.1 | 0 | 65.5042 | 0 | 0 |  | --> |  | Transmission Source | GREAT ISLAND |  | 52.2837 | -6.9761
GREENHILLS (290000) 38 kV STATION | Greenhills [T42] | 38 kV | _ | MV | 1x10 MVA @ 10 kV | 10 | --> | 9 | 2.9718 | 26.9 |  | --> | 9.5 | 0 | 0.63714 | 9.9443 | 0 |  | --> |  | Mesh: Green [MiltT142,InciT143] | INCHICORE 220KV |  | 53.3166 | -6.3254
GREYSTONES (071000) 38 kV STATION | Greystones [T41,T42] | 38 kV | _ | MV | 2x10 MVA @ 10 kV | 20 | --> | 15 | 0 | 17.1 |  | --> | 12.4 | 4.75 | 3.2021 | 12.5228 | 4.9323 |  | --> |  | Fassaroe [T141,T142] | FASSAROE |  | 53.1386 | -6.0918
GRIFFINRATH (681000) 110 kV STATION | Griffinrath [T141,T142] | 110 kV | _ | 38 kV | 2x63 MVA @ 38 kV | 126 | --> | 88.2 | 0 | N/A, consult Eirgrid |  | --> | 77.8 | 0 | 73.3655 | 25.5718 | 0 |  | --> |  | Transmission Source | GRIFFINRATH |  | 53.3448 | -6.5619
GURRANEBANE (377000) 38 kV STATION | Gurranebane [T421,T422] | 38 kV | _ | MV | 2x5 MVA @ 20 kV | 10 | --> | 7.5 | 0 | 0 |  | --> | 6.2 | 2.375 | 1.3022 | 6.9039 | 2.5242 |  | --> |  | Oughtragh [T141] | OUGHTRAGH |  | 51.9397 | -10.2237
GURTEEN (045000) 38 kV STATION | Gurteen [T41] | 38 kV | _ | MV | 1x5 MVA @ 10 kV | 5 | --> | 4.5 | 2.4471 | 7 |  | --> | 4.8 | 0 | 0.41627 | 4.7468 | 0 |  | --> |  | Tonroe [T142] | TONROE |  | 53.9883 | -8.5242
GWEEDORE (192000) 38 kV STATION | Gweedore [T421] | 38 kV | _ | MV | 1x5 MVA @ 20 kV | 5 | --> | 4.5 | 1.7013 | 11.8 |  | --> | 4.8 | 0 | 0.50413 | 0 | 0 | Constrained,otherwise capacity available =5 MW Firm & 0 MW Non-firm | --> |  | Ardnagappary [T141] | ARDNAGAPPARY |  | 55.0328 | -8.2027
HAROLDS CROSS (343000) 110 kV STATION | Harolds Cross [T101,T102] | 110 kV | _ | MV | 2x20 MVA @ 10 kV | 40 | --> | 30 | 10.0367 | 54.9 |  | --> | 24.7 | 9.5 | 0.75291 | 28.9606 | 9.6784 |  | --> |  | Poolbeg [TF3,TF4] | POOLBEG |  | 53.3321 | -6.2726
HARTNETTS CROSS (939000) 110 kV STATION | Hartnetts Cross [T121,T422] | 110 kV | _ | MV | 1x10,1x20 MVA @ 20 kV | 30 | --> | 22.5 | 18.7767 | N/A, consult Eirgrid |  | --> | 12.4 | 9.5 | 1.0805 | 11.89 | 9.5141 |  | --> |  | Transmission Source | HARTNETTS CROSS |  | 51.9028 | -8.9308
HEADFORD (527000) 38 kV STATION | Headford [T41,T42] | 38 kV | _ | MV | 1x2,1x5 MVA @ 10 kV | 7 | --> | 3.75 | 0 | 12.8 |  | --> | 1.2 | 1.1875 | 1.4516 | 0.31782 | 1.4485 |  | --> |  | Cloon [T141,T142] | CLOON |  | 53.4969 | -9.1181
HEADFORD ROAD (262000) 38 kV STATION | Headford Road [T41,T42] | 38 kV | _ | MV | 2x10 MVA @ 10 kV | 20 | --> | 15 | 0 | 0 | Constrained,otherwise capacity available =2 MVA | --> | 12.4 | 4.75 | 0.50987 | 14.2699 | 4.8299 |  | --> |  | Galway 110kv [T141,T142] | GALWAY 110KV |  | 53.2759 | -9.0548
HEUSTON SQUARE (504000) 110 kV STATION | Heuston Square [T101,T102] | 110 kV | _ | MV | 2x20 MVA @ 10 kV | 40 | --> | 30 | 20.7759 | 130.7 |  | --> | 24.7 | 9.5 | 0.11166 | 28.0602 | 9.5749 |  | --> |  | Inchicore City 220/110 kV [T2102,T2104] | INCHICORE 220KV |  | 53.347 | -6.3042
HOLYCROSS ROAD (328000) 38 kV STATION | Holycross Road [T41,T42] | 38 kV | _ | MV | 2x5 MVA @ 10 kV | 10 | --> | 7.5 | 0 | 13.7 |  | --> | 6.3 | 2.375 | 1.855 | 3.0072 | 0 | Constrained,otherwise capacity available =6.4 MW Firm & 2.5 MW Non-firm | --> |  | Thurles [T141,T142] | THURLES |  | 52.6664 | -7.8399
HOWTH JUNCTION (334000) 38 kV STATION | Howth Junction [T41,T42] | 38 kV | _ | MV | 2x10 MVA @ 10 kV | 20 | --> | 15 | 0 | 0 | Constrained,otherwise capacity available =5 MVA | --> | 12.4 | 4.75 | 1.2603 | 13.1362 | 4.806 |  | --> |  | Grange (dr) [T141,T142] | GRANGE (DR) |  | 53.3856 | -6.1573
IKERRIN (682000) 110 kV STATION | Ikerrin [T141] | 110 kV | _ | 38 kV | 1x31.5 MVA @ 38 kV | 31.5 | --> | 28.35 | 0 | N/A, consult Eirgrid |  | --> | 30.2 | 0 | 45.3133 | 0 | 0 |  | --> |  | Transmission Source | IKERRIN |  | 52.9228 | -7.7875
INCH (243000) 38 kV STATION | Inch [T421,T422] | 38 kV | _ | MV | 2x5 MVA @ 20 kV | 10 | --> | 7.5 | 0 | 0 | Constrained,otherwise capacity available =4.7 MVA | --> | 6.2 | 2.375 | 0.52712 | 6.3172 | 2.3856 |  | --> |  | Oughtragh [T141] | OUGHTRAGH |  | 52.173 | -9.9883
INCHICORE 220KV (964000) 220 kV STATION | Mesh: Green [MiltT142,InciT143] | 220 kV | _ | 38 kV | 2x63 MVA @ 38 kV | 126 | --> | 88.2 | 26.8684 | 130.7 |  | --> | 77.8 | 0 | 6.9822 | 82.9135 | 0 |  | --> |  | Inchicore City 220/110 kV [T2102,T2104] | INCHICORE 220KV |  | 53.3313 | -6.3371
INCHICORE 220KV (964000) 220 kV STATION | Inchicore City 220/110 kV [T2102,T2104] | 220 kV | _ | 110 kV | 2x250 MVA @ 110 kV | 500 | --> | 350 | 130.7176 | N/A, consult Eirgrid |  | --> | 308.8 | 0 | 46.7166 | 326.0844 | 0 |  | --> |  | Transmission Source | INCHICORE 220KV |  | 53.3313 | -6.3371
INCHICORE 220KV (964000) 220 kV STATION | Inchicore County 220/110 kV [T2101,T2106] | 220 kV | _ | 110 kV | 2x250 MVA @ 110 kV | 500 | --> | 350 | 0 | 77.8 |  | --> | 308.8 | 0 | 138.0686 | 250.4134 | 0 |  | --> |  | Transmission Source | INCHICORE 220KV |  | 53.3313 | -6.3371
INCHICORE 220KV (964000) 220 kV STATION | Inchicore 220kv [T144,T145] | 220 kV | _ | 38 kV | 2x63 MVA @ 38 kV | 126 | --> | 88.2 | 0 | 0 | Constrained,otherwise capacity available =24.7 MVA | --> | 77.8 | 0 | 3.8097 | 88.8154 | 0 |  | --> |  | Inchicore County 220/110 kV [T2101,T2106] | INCHICORE 220KV |  | 53.3313 | -6.3371
INCHICORE CENTRAL (081000) 110 kV STATION | Inchicore Central [T43,T45] | 110 kV | _ | MV | 2x10 MVA @ 10 kV | 20 | --> | 15 | 2.9976 | 31.2 |  | --> | 12.4 | 4.75 | 0.63303 | 13.928 | 4.8441 |  | --> |  | Mesh: Red [InciT141,FranT142] | INCHICORE 220KV |  | 53.3333 | -6.3419
INCHICORE NORTH (083000) 38 kV STATION | Inchicore North [T41] | 38 kV | _ | MV | 1x10 MVA @ 10 kV | 10 | --> | 9 | 0 | 0 | Constrained,otherwise capacity available =1.8 MVA | --> | 9.5 | 0 | 0.27916 | 10.2951 | 0 |  | --> |  | Inchicore 220kv [T144,T145] | INCHICORE 220KV |  | 53.3372 | -6.343
JENKINSTOWN (264000) 38 kV STATION | Jenkinstown [T421,T422] | 38 kV | _ | MV | 2x5 MVA @ 20 kV | 10 | --> | 7.5 | 4.2478 | 20.5 |  | --> | 6.2 | 2.375 | 0.86703 | 6.3932 | 2.4056 |  | --> |  | Dundalk [T141,T142] | DUNDALK |  | 54.0241 | -6.2867
JOHNSTOWN (506000) 38 kV STATION | Johnstown [T41,T42] | 38 kV | _ | MV | 2x10 MVA @ 10 kV | 20 | --> | 15 | 0 | 0 |  | --> | 12.4 | 4.75 | 1.8121 | 14.2127 | 4.9915 |  | --> |  | Kilteel [T141,T142] | KILTEEL |  | 53.2374 | -6.6141
JULIANSTOWN (312000) 38 kV STATION | Julianstown [T421,T422] | 38 kV | _ | MV | 2x5 MVA @ 20 kV | 10 | --> | 7.5 | 0 | 0 |  | --> | 6.2 | 2.375 | 2.496 | 5.9349 | 2.5848 |  | --> |  | Drybridge [T141,T142] | DRYBRIDGE |  | 53.6503 | -6.3227
KANTURK (119000) 38 kV STATION | Kanturk [T41,T42] | 38 kV | _ | MV | 2x5 MVA @ 10 kV | 10 | --> | 7.5 | 0 | 38.7 |  | --> | 6.2 | 2.375 | 5.3159 | 3.2711 | 2.3508 |  | --> |  | Glenlara [T142] | GLENLARA |  | 52.165 | -8.917
KELLS (180000) 38 kV STATION | Kells [T41,T42] | 38 kV | _ | MV | 2x5 MVA @ 10 kV | 10 | --> | 7.5 | 1.4019 | 15.2 |  | --> | 6.2 | 2.375 | 0.71432 | 6.4746 | 2.4012 |  | --> |  | Navan [T141,T142] | NAVAN |  | 53.716 | -6.8746
KENMARE (414000) 38 kV STATION | Kenmare [T42] | 38 kV | _ | MV | 1x5 MVA @ 10 kV | 5 | --> | 4.5 | 0.89424 | 0.9 | Constrained,otherwise capacity available =2.1 MVA | --> | 4.8 | 0 | 0.35798 | 5.0106 | 0 |  | --> |  | Knockearagh [T141,T142] | KNOCKEARAGH |  | 51.8856 | -9.5643
KENMARE (414000) 38 kV STATION | Kenmare [T421] | 38 kV | _ | MV | 1x5 MVA @ 20 kV | 5 | --> | 4.5 | 0.89424 | 0.9 | Constrained,otherwise capacity available =2 MVA | --> | 4.8 | 0 | 0.48853 | 5.012 | 0 |  | --> |  | Knockearagh [T141,T142] | KNOCKEARAGH |  | 51.8856 | -9.5643
KILBARRY (021000) 110 kV STATION | Kilbarry [T101,T43] | 110 kV | _ | MV | 1x15,1x20 MVA @ 10 kV | 35 | --> | 26.25 | 0 | N/A, consult Eirgrid |  | --> | 23.3 | 0 | 1.3203 | 26.2941 | 0 |  | --> |  | Transmission Source | KILBARRY |  | 51.926 | -8.4858
KILBARRY (021000) 110 kV STATION | Kilbarry [T142,T143] | 110 kV | _ | 38 kV | 2x63 MVA @ 38 kV | 126 | --> | 88.2 | 0 | N/A, consult Eirgrid |  | --> | 77.8 | 0 | 17.5757 | 76.8072 | 0 |  | --> |  | Transmission Source | KILBARRY |  | 51.926 | -8.4858
KILCAR (501000) 38 kV STATION | Kilcar [T41] | 38 kV | _ | MV | 1x5 MVA @ 10 kV | 5 | --> | 4.5 | 2.0883 | 67 |  | --> | 5 | 0 | 2.8078 | 0 | 0 | Constrained,otherwise capacity available =3.3 MW Firm & 0 MW Non-firm | --> |  | Binbane [T141,T142] | BINBANE |  | 54.6385 | -8.572
KILCARRAGH (978000) 38 kV STATION | Kilcarragh [T421,T422] | 38 kV | _ | MV | 2x5 MVA @ 20 kV | 10 | --> | 7.5 | 0 | 0 |  | --> | 6.2 | 2.375 | 4.6771 | 3.0638 | 2.4396 |  | --> |  | Butlerstown [T141,T142] | BUTLERSTOWN |  | 52.2071 | -7.0736
KILCLOHER (249000) 38 kV STATION | Kilcloher [T41,T42] | 38 kV | _ | MV | 1x2,1x5 MVA @ 10 kV | 7 | --> | 3.75 | 0 | 0 |  | --> | 1.2 | 1.1875 | 0.79888 | 0 | 0 | Constrained,otherwise capacity available =1 MW Firm & 1.4 MW Non-firm | --> |  | Dungarvan [T141,T142] | DUNGARVAN |  | 52.1308 | -7.7957
KILCOCK (248000) 38 kV STATION | Kilcock [T421,T422] | 38 kV | _ | MV | 2x10 MVA @ 20 kV | 20 | --> | 15 | 0 | 0 |  | --> | 12.4 | 4.75 | 2.7735 | 12.452 | 4.8685 |  | --> |  | Griffinrath [T141,T142] | GRIFFINRATH |  | 53.3973 | -6.6413
KILCOLGAN (084000) 38 kV STATION | Kilcolgan [T42,T421] | 38 kV | _ | MV | 2x5 MVA @ 10 kV | 10 | --> | 7.5 | 0 | 0 |  | --> | 6.2 | 2.375 | 2.2374 | 5.326 | 2.4519 |  | --> |  | Galway 110kv [T141,T142] | GALWAY 110KV |  | 53.2019 | -8.8562
KILCOOLE (498000) 38 kV STATION | Kilcoole [T41,T42] | 38 kV | _ | MV | 2x10 MVA @ 10 kV | 20 | --> | 15 | 5.5781 | 17.1 |  | --> | 12.4 | 4.75 | 1.3974 | 12.7252 | 4.7889 |  | --> |  | Fassaroe [T141,T142] | FASSAROE |  | 53.0942 | -6.0848
KILCULLEN (323000) 38 kV STATION | Kilcullen [T41,T42,T424] | 38 kV | _ | MV | 2x5,1x10 MVA @ 10 kV | 20 | --> | 15 | 0.14764 | 0.1 | Constrained,otherwise capacity available =1.1 MVA | --> | 6.2 | 4.7481 | 1.5715 | 5.3017 | 4.7784 |  | --> |  | Stratford [T141] | STRATFORD |  | 53.1216 | -6.7474
KILDARE (014000) 38 kV STATION | Kildare [T41,T42] | 38 kV | _ | MV | 2x15 MVA @ 10 kV | 30 | --> | 22.5 | 0 | 0 |  | --> | 18.5 | 7.125 | 2.739 | 19.2686 | 7.2349 |  | --> |  | Newbridge [T141,T142] | NEWBRIDGE |  | 53.1584 | -6.9295
KILFLYNN (137000) 38 kV STATION | Kilflynn [T41,T42] | 38 kV | _ | MV | 2x5 MVA @ 10 kV | 10 | --> | 7.5 | 3.7365 | 30.4 |  | --> | 6.5 | 2.375 | 4.3574 | 2.7864 | 1.9421 |  | --> |  | Tralee [T141,T142] | TRALEE |  | 52.342 | -9.6307
KILGARVAN (110000) 38 kV STATION | Kilgarvan [T421] | 38 kV | _ | MV | 1x5 MVA @ 20 kV | 5 | --> | 4.5 | 0.89424 | 0.9 | Constrained,otherwise capacity available =2.4 MVA | --> | 4.8 | 0 | 1.0499 | 4.2566 | 0 |  | --> |  | Knockearagh [T141,T142] | KNOCKEARAGH |  | 51.9092 | -9.4416
KILKEE (275000) 38 kV STATION | Kilkee [T41] | 38 kV | _ | MV | 1x5 MVA @ 10 kV | 5 | --> | 4.5 | 1.1035 | 14.4 |  | --> | 5 | 0 | 5.0458 | 0.62042 | 0 |  | --> |  | Tullabrack [T141] | TULLABRACK |  | 52.6854 | -9.6296
KILKENNY (683000) 110 kV STATION | Kilkenny [T141,T142] | 110 kV | _ | 38 kV | 2x63 MVA @ 38 kV | 126 | --> | 88.2 | 7.3215 | N/A, consult Eirgrid |  | --> | 77.8 | 0 | 59.0355 | 34.1331 | 0 |  | --> |  | Transmission Source | KILKENNY |  | 52.6427 | -7.1662
KILLACLOYNE (536000) 38 kV STATION | Killacloyne [T43] | 38 kV | _ | MV | 1x10 MVA @ 10 kV | 10 | --> | 9 | 0 | 0 | Constrained,otherwise capacity available =0.3 MVA | --> | 9.5 | 0 | 0 | 12.6452 | 0 |  | --> |  | Midleton [T141] | MIDLETON |  | 51.9137 | -8.2708
KILLACLOYNE (536000) 38 kV STATION | Killacloyne [T41,T42] | 38 kV | _ | MV | 2x5 MVA @ 10 kV | 10 | --> | 7.5 | 0 | 0 |  | --> | 6.2 | 2.375 | 0.91137 | 7.8663 | 2.7713 |  | --> |  | Midleton [T141] | MIDLETON |  | 51.9137 | -8.2708
KILLESHANDRA (265000) 38 kV STATION | Killeshandra [T41,T42] | 38 kV | _ | MV | 2x5 MVA @ 10 kV | 10 | --> | 7.5 | 2.5649 | 44.7 |  | --> | 6.2 | 2.375 | 0.36455 | 7.6897 | 2.4939 |  | --> |  | Gortawee [T142] | GORTAWEE |  | 54.026 | -7.5458
KILLINICK (298000) 38 kV STATION | Killinick [T421,T422] | 38 kV | _ | MV | 2x10 MVA @ 20 kV | 20 | --> | 15 | 1.397 | 35 |  | --> | 12.4 | 4.75 | 8.8321 | 6.1175 | 4.7895 |  | --> |  | Wexford [T141,T142] | WEXFORD |  | 52.2534 | -6.4483
KILLOTERAN (911000) 110 kV STATION | Killoteran [T101,T102] | 110 kV | _ | MV | 2x20 MVA @ 10 kV | 40 | --> | 30 | 14.315 | N/A, consult Eirgrid |  | --> | 24.7 | 9.5 | 0.26684 | 28.3963 | 9.6204 |  | --> |  | Transmission Source | KILLOTERAN |  | 52.2539 | -7.1523
KILLYBEGS (255000) 38 kV STATION | Killybegs [T41] | 38 kV | _ | MV | 1x15 MVA @ 10 kV | 15 | --> | 13.5 | 13.5 | 67 |  | --> | 14.6 | 0 | 4.2 | 0 | 0 | Constrained,otherwise capacity available =10.3 MW Firm & 0 MW Non-firm | --> |  | Binbane [T141,T142] | BINBANE |  | 54.6554 | -8.4439
KILLYBEGS (255000) 38 kV STATION | Killybegs [T422] | 38 kV | _ | MV | 1x15 MVA @ 20 kV | 15 | --> | 13.5 | 0 | 67 |  | --> | 14.5 | 0 | 3.4319 | 0 | 0 | Constrained,otherwise capacity available =13.2 MW Firm & 0 MW Non-firm | --> |  | Binbane [T141,T142] | BINBANE |  | 54.6554 | -8.4439
KILMACTHOMAS (296000) 38 kV STATION | Kilmacthomas [T421,T422] | 38 kV | _ | MV | 2x5 MVA @ 20 kV | 10 | --> | 7.5 | 0 | 0 | Constrained,otherwise capacity available =0.6 MVA | --> | 6.2 | 2.375 | 5.0325 | 0 | 0 | Constrained,otherwise capacity available =2.9 MW Firm & 1.8 MW Non-firm | --> |  | Dungarvan [T141,T142] | DUNGARVAN |  | 52.2032 | -7.403
KILMAGIG (301000) 38 kV STATION | Kilmagig [T42] | 38 kV | _ | MV | 1x5 MVA @ 10 kV | 5 | --> | 4.5 | 0.44595 | 55 |  | --> | 4.8 | 0 | 0.36865 | 0 | 0 | Constrained,otherwise capacity available =4.9 MW Firm & 0 MW Non-firm | --> |  | Arklow [T141,T142] | ARKLOW |  | 52.8551 | -6.2193
KILMALLOCK (412000) 38 kV STATION | Kilmallock [T41,T42] | 38 kV | _ | MV | 2x5 MVA @ 10 kV | 10 | --> | 3.75 | 0 | 7.8 |  | --> | 3.1 | 1.1875 | 0.45815 | 0 | 0 | Constrained,otherwise capacity available =3.4 MW Firm & 1.2 MW Non-firm | --> |  | Charleville [T142] | CHARLEVILLE |  | 52.4131 | -8.5896
KILMARTIN (332000) 38 kV STATION | Kilmartin [T41] | 38 kV | _ | MV | 1x5 MVA @ 10 kV | 5 | --> | 4.5 | 0.47474 | 55 |  | --> | 4.8 | 0 | 0.78903 | 0 | 0 | Constrained,otherwise capacity available =5.2 MW Firm & 0 MW Non-firm | --> |  | Arklow [T141,T142] | ARKLOW |  | 53.0421 | -6.0865
KILMEADEN (576000) 38 kV STATION | Kilmeaden [T42] | 38 kV | _ | MV | 1x5 MVA @ 10 kV | 5 | --> | 4.5 | 0 | 0 | Constrained,otherwise capacity available =2.4 MVA | --> | 4.8 | 0 | 0.33909 | 4.7508 | 0 |  | --> |  | Butlerstown [T141,T142] | BUTLERSTOWN |  | 52.2376 | -7.2529
KILMONEY (482000) 38 kV STATION | Kilmoney [T41,T42] | 38 kV | _ | MV | 1x5,1x10 MVA @ 10 kV | 15 | --> | 11.25 | 0 | 0 | Constrained,otherwise capacity available =0.3 MVA | --> | 6.2 | 4.75 | 5.7133 | 2.4674 | 4.2748 |  | --> |  | Trabeg [T141,T142] | TRABEG |  | 51.8215 | -8.4054
KILMORE (736000) 110 kV STATION | Kilmore [T101,T102,T103] | 110 kV | _ | MV | 3x20 MVA @ 10 kV | 60 | --> | 45 | 0 | 0 | Constrained,otherwise capacity available =9.2 MVA | --> | 24.7 | 9.4991 | 0.97869 | 32.9907 | 10.5153 |  | --> |  | Finglas Rural TSO 220/110 kV [T2101,T2106] | FINGLAS |  | 53.4069 | -6.2301
KILPADDOGE (921000) 220 kV STATION | Kilpaddoge [T122] | 220 kV | _ | MV | 1x20 MVA @ 20 kV | 20 | --> | 18 | 17.4464 | N/A, consult Eirgrid |  | --> | 19.3 | 0 | 18 | 1.3 | 0 |  | --> |  | Transmission Source | KILPADDOGE |  | 52.5867 | -9.3854
KILROSS ROAD (213000) 38 kV STATION | Kilross Road [T421] | 38 kV | _ | MV | 1x5 MVA @ 20 kV | 5 | --> | 4.5 | 1.4038 | 2.8 |  | --> | 4.8 | 0 | 3.6397 | 1.6362 | 0 |  | --> |  | Tipperary [T141] | TIPPERARY |  | 52.4642 | -8.1856
KILROSS ROAD (213000) 38 kV STATION | Kilross Road [T42] | 38 kV | _ | MV | 1x5 MVA @ 10 kV | 5 | --> | 4.5 | 2.7632 | 2.8 | Constrained,otherwise capacity available =3.1 MVA | --> | 4.8 | 0 | 0.13629 | 4.8282 | 0 |  | --> |  | Tipperary [T141] | TIPPERARY |  | 52.4642 | -8.1856
KILRUSH (095000) 38 kV STATION | Kilrush [T41,T42] | 38 kV | _ | MV | 2x5 MVA @ 10 kV | 10 | --> | 7.5 | 0.69533 | 14.4 |  | --> | 6.2 | 2.375 | 0.82762 | 1.7563 | 0 | Constrained,otherwise capacity available =6.6 MW Firm & 2.4 MW Non-firm | --> |  | Tullabrack [T141] | TULLABRACK |  | 52.655 | -9.4708
KILSARAN (561000) 38 kV STATION | Kilsaran [T42] | 38 kV | _ | MV | 1x5 MVA @ 10 kV | 5 | --> | 4.5 | 0 | 0 | Constrained,otherwise capacity available =1.9 MVA | --> | 4.8 | 0 | 0.47785 | 4.7066 | 0 |  | --> |  | Drybridge [T141,T142] | DRYBRIDGE |  | 53.874 | -6.379
KILSHANNY (125000) 38 kV STATION | Kilshanny [T41,T42] | 38 kV | _ | MV | 2x2 MVA @ 10 kV | 4 | --> | 3 | 0.22207 | 18.2 |  | --> | 2.5 | 0.95 | 0.5616 | 2.5703 | 0.98878 |  | --> |  | Cahir [T141,T142] | CAHIR |  | 52.2627 | -8.2479
KILTEEL (684000) 110 kV STATION | Kilteel [T141,T142] | 110 kV | _ | 38 kV | 2x31.5 MVA @ 38 kV | 63 | --> | 44.1 | 0 | N/A, consult Eirgrid |  | --> | 38.9 | 0 | 27.3906 | 21.1252 | 0 |  | --> |  | Transmission Source | KILTEEL |  | 53.2569 | -6.53
KILTIMAGH (349000) 38 kV STATION | Kiltimagh [T41] | 38 kV | _ | MV | 1x5 MVA @ 10 kV | 5 | --> | 4.5 | 2.3507 | 25.1 |  | --> | 5 | 0 | 5.2651 | 0 | 0 | Constrained,otherwise capacity available =0.2 MW Firm & 0 MW Non-firm | --> |  | Castlebar [T141,T142] | CASTLEBAR |  | 53.8517 | -9.0045
KIMMAGE (145000) 38 kV STATION | Kimmage [T41,T42] | 38 kV | _ | MV | 2x10 MVA @ 10 kV | 20 | --> | 15 | 0.906 | 26.9 |  | --> | 12.4 | 4.75 | 1.5986 | 13.3387 | 4.8464 |  | --> |  | Mesh: Green [MiltT142,InciT143] | INCHICORE 220KV |  | 53.3076 | -6.3089
KINGSBRIDGE (107000) 38 kV STATION | Kingsbridge [T41,T42] | 38 kV | _ | MV | 2x10 MVA @ 10 kV | 20 | --> | 15 | 2.1712 | 31.2 |  | --> | 12.4 | 4.75 | 0.052547 | 15.3703 | 5.0696 |  | --> |  | Mesh: Red [InciT141,FranT142] | INCHICORE 220KV |  | 53.343 | -6.2973
KINGSCOURT (122000) 38 kV STATION | Kingscourt [T41,T42] | 38 kV | _ | MV | 2x10 MVA @ 10 kV | 20 | --> | 15 | 4.4479 | 27.8 |  | --> | 12.4 | 4.75 | 1.368 | 10.7189 | 0 | Constrained,otherwise capacity available =12.6 MW Firm & 4.8 MW Non-firm | --> |  | Meath Hill [T141,T142] | MEATH HILL |  | 53.8796 | -6.7932
KINGSCOURT (122000) 38 kV STATION | Kingscourt [T423] | 38 kV | _ | MV | 1x15 MVA @ 20 kV | 15 | --> | 13.5 | 13.0045 | 27.8 |  | --> | 14.6 | 0 | 11.5 | 3.05 | 0 |  | --> |  | Meath Hill [T141,T142] | MEATH HILL |  | 53.8796 | -6.7932
KINSALE (225000) 38 kV STATION | Kinsale [T41,T42] | 38 kV | _ | MV | 2x5 MVA @ 10 kV | 10 | --> | 7.5 | 0 | 3.3 |  | --> | 6.2 | 2.375 | 5.7248 | 2.2789 | 1.6942 |  | --> |  | Bandon [T141,T142] | BANDON |  | 51.7193 | -8.5569
KINSALE (225000) 38 kV STATION | Kinsale [T423] | 38 kV | _ | MV | 1x10 MVA @ 20 kV | 10 | --> | 9 | 0 | 0 | Constrained,otherwise capacity available =7.7 MVA | --> | 9.5 | 0 | 0.20444 | 9.5864 | 0 |  | --> |  | Trabeg [T141,T142] | TRABEG |  | 51.7193 | -8.5569
KNOCKAPHUNTA (979000) 38 kV STATION | Knockaphunta [T41,T42] | 38 kV | _ | MV | 2x5 MVA @ 10 kV | 10 | --> | 7.5 | 0 | 25.1 |  | --> | 6.2 | 2.375 | 0.99676 | 0 | 0 | Constrained,otherwise capacity available =6.7 MW Firm & 2.4 MW Non-firm | --> |  | Castlebar [T141,T142] | CASTLEBAR |  | 53.8352 | -9.3173
KNOCKEARAGH (685000) 110 kV STATION | Knockearagh [T141,T142] | 110 kV | _ | 38 kV | 2x31.5 MVA @ 38 kV | 63 | --> | 44.1 | 0.89424 | N/A, consult Eirgrid |  | --> | 39.3 | 0 | 31.274 | 18.3296 | 0 |  | --> |  | Transmission Source | KNOCKEARAGH |  | 52.08 | -9.4423
KNOCKMULLEN (957000) 38 kV STATION | Knockmullen [T42,T421] | 38 kV | _ | MV | 2x10 MVA @ 10 kV | 20 | --> | 15 | 0 | 21.5 |  | --> | 12.4 | 4.75 | 1.694 | 0 | 0 | Constrained,otherwise capacity available =13.7 MW Firm & 4.9 MW Non-firm | --> |  | Great Island [T141,T142] | GREAT ISLAND |  | 52.3846 | -6.944
KYLEERAGH (421000) 38 kV STATION | Kyleeragh [T41,T42] | 38 kV | _ | MV | 1x5,1x10 MVA @ 10 kV | 15 | --> | 11.25 | 0 | 3.6 |  | --> | 6.2 | 4.75 | 0.98444 | 3.3269 | 2.4136 |  | --> |  | Nenagh [T141] | NENAGH |  | 52.8742 | -8.1818
LANESBORO (686000) 110 kV STATION | Lanesboro [T141] | 110 kV | _ | 38 kV | 1x31.5 MVA @ 38 kV | 31.5 | --> | 28.35 | 8.4725 | N/A, consult Eirgrid |  | --> | 30.1 | 0 | 16.0159 | 19.397 | 0 |  | --> |  | Transmission Source | LANESBORO |  | 53.6689 | -7.9718
LAWLESSTOWN (542000) 38 kV STATION | Lawlesstown [T42,T421] | 38 kV | _ | MV | 2x10 MVA @ 10 kV | 20 | --> | 15 | 0.57084 | 11.8 |  | --> | 12.4 | 4.75 | 1.4631 | 0 | 0 | Constrained,otherwise capacity available =14.2 MW Firm & 4.9 MW Non-firm | --> |  | Doon [T141,T142] | DOON |  | 52.3763 | -7.7249
LEE BRIDGE (176000) 38 kV STATION | Lee Bridge [T41,T42] | 38 kV | _ | MV | 1x5,1x10 MVA @ 10 kV | 15 | --> | 11.25 | 7.5978 | 16.4 |  | --> | 6.2 | 4.75 | 1.92 | 0 | 0 | Constrained,otherwise capacity available =5.2 MW Firm & 4.8 MW Non-firm | --> |  | Macroom [T142] | MACROOM |  | 51.8978 | -8.9379
LEESON STREET (342000) 38 kV STATION | Leeson Street [T41,T42] | 38 kV | _ | MV | 2x10 MVA @ 10 kV | 20 | --> | 15 | 0 | 20.6 |  | --> | 12.4 | 4.75 | 0.13629 | 15.1711 | 4.8937 |  | --> |  | Mesh: Blue [RingT141,MiltT141] | MILLTOWN (DR) |  | 53.3276 | -6.2585
LEIXLIP (289000) 38 kV STATION | Leixlip [T41,T42] | 38 kV | _ | MV | 2x10 MVA @ 10 kV | 20 | --> | 15 | 0 | 0 |  | --> | 12.4 | 4.75 | 2.0756 | 14.6801 | 5.1499 |  | --> |  | Griffinrath [T141,T142] | GRIFFINRATH |  | 53.3525 | -6.4686
LETTERKENNY (687000) 110 kV STATION | Letterkenny [T141,T142] | 110 kV | _ | 38 kV | 2x63 MVA @ 38 kV | 126 | --> | 88.2 | 13.7779 | N/A, consult Eirgrid |  | --> | 78.4 | 0 | 116.338 | 0 | 0 |  | --> |  | Transmission Source | LETTERKENNY |  | 54.9284 | -7.7024
LIBERTY STREET (309000) 110 kV STATION | Liberty Street [T101,T102] | 110 kV | _ | MV | 2x20 MVA @ 10 kV | 40 | --> | 30 | 7.1669 | N/A, consult Eirgrid |  | --> | 24.7 | 9.5 | 0.33663 | 29.324 | 9.6683 |  | --> |  | Transmission Source | LIBERTY STREET |  | 51.9015 | -8.4693
LIFFEY VALLEY (633000) 38 kV STATION | Liffey Valley [T41,T42] | 38 kV | _ | MV | 2x10 MVA @ 10 kV | 20 | --> | 15 | 0 | 0 | Constrained,otherwise capacity available =3.9 MVA | --> | 12.4 | 4.75 | 0.55257 | 14.2845 | 4.8425 |  | --> |  | Inchicore 220kv [T144,T145] | INCHICORE 220KV |  | 53.3555 | -6.4012
LIMERICK (688000) 110 kV STATION | Limerick [T141,T142] | 110 kV | _ | 38 kV | 2x63 MVA @ 38 kV | 126 | --> | 88.2 | 0 | N/A, consult Eirgrid |  | --> | 77.8 | 0 | 11.4804 | 89.8492 | 0 |  | --> |  | Transmission Source | LIMERICK |  | 52.6325 | -8.647
LISDRUM (624000) 110 kV STATION | Lisdrum [T141,T142] | 110 kV | _ | 38 kV | 2x31.5 MVA @ 38 kV | 63 | --> | 44.1 | 5.7239 | N/A, consult Eirgrid |  | --> | 39.4 | 0 | 53.0676 | 0 | 0 |  | --> |  | Transmission Source | LISDRUM |  | 54.2488 | -6.9279
LISDRUM (624000) 110 kV STATION | Lisdrum [T422] | 110 kV | _ | MV | 1x5 MVA @ 20 kV | 5 | --> | 4.5 | 2.1004 | 5.7 |  | --> | 4.8 | 0 | 0.34566 | 0 | 0 | Constrained,otherwise capacity available =5.1 MW Firm & 0 MW Non-firm | --> |  | Lisdrum [T141,T142] | LISDRUM |  | 54.2488 | -6.9279
LISHEEN (792000) 110 kV STATION | Lisheen [T142] | 110 kV | _ | 38 kV | 1x63 MVA @ 38 kV | 63 | --> | 56.7 | 56.404 | N/A, consult Eirgrid |  | --> | 60.2 | 0 | 39.6 | 20.55 | 0 |  | --> |  | Transmission Source | LISHEEN |  | 52.7447 | -7.6715
LISMORE (374000) 38 kV STATION | Lismore [T41,T42] | 38 kV | _ | MV | 2x5 MVA @ 10 kV | 10 | --> | 7.5 | 0 | 0 | Constrained,otherwise capacity available =2 MVA | --> | 6.2 | 2.375 | 0.56324 | 0 | 0 | Constrained,otherwise capacity available =6.6 MW Firm & 2.4 MW Non-firm | --> |  | Dungarvan [T141,T142] | DUNGARVAN |  | 52.1458 | -7.9068
LITTLE BRAY (223000) 38 kV STATION | Little Bray [T41,T42] | 38 kV | _ | MV | 2x10 MVA @ 10 kV | 20 | --> | 15 | 0 | 17.1 |  | --> | 12.4 | 4.75 | 1.6791 | 13.7935 | 4.9065 |  | --> |  | Fassaroe [T141,T142] | FASSAROE |  | 53.2051 | -6.1369
LITTLE MILLS (316000) 38 kV STATION | Little Mills [T41] | 38 kV | _ | MV | 1x5 MVA @ 10 kV | 5 | --> | 4.5 | 0 | 20.5 |  | --> | 4.8 | 0 | 0.58131 | 5.0235 | 0 |  | --> |  | Dundalk [T141,T142] | DUNDALK |  | 53.9887 | -6.4426
LLOYD (711000) 38 kV STATION | Lloyd [T41,T42] | 38 kV | _ | MV | 2x5 MVA @ 10 kV | 10 | --> | 7.5 | 3.2704 | 15.2 |  | --> | 6.2 | 2.375 | 0.24467 | 6.6583 | 2.3877 |  | --> |  | Navan [T141,T142] | NAVAN |  | 53.7333 | -6.9117
LONGFORD (049000) 38 kV STATION | Longford [T421,T422] | 38 kV | _ | MV | 2x10 MVA @ 20 kV | 20 | --> | 15 | 1.0226 | 3.9 |  | --> | 12.4 | 4.75 | 7.7236 | 7.3168 | 4.8514 |  | --> |  | Richmond [T141,T142] | RICHMOND |  | 53.745 | -7.8022
LOUGHANALLA (613000) 38 kV STATION | Loughanalla [T41,T42] | 38 kV | _ | MV | 2x5 MVA @ 10 kV | 10 | --> | 7.5 | 1.2511 | 3.6 |  | --> | 6.2 | 2.375 | 3.5108 | 3.5553 | 2.3947 |  | --> |  | Mullingar [T141,T142] | MULLINGAR |  | 53.6761 | -7.3044
LOUGHLINSTOWN (199000) 38 kV STATION | Loughlinstown [T41,T42] | 38 kV | _ | MV | 2x10 MVA @ 10 kV | 20 | --> | 15 | 0 | 4.3 |  | --> | 12.4 | 4.75 | 1.2808 | 13.9199 | 4.8839 |  | --> |  | Carrickmines [T141,T142] | CARRICKMINES |  | 53.2528 | -6.1374
LOUGHREA (132000) 38 kV STATION | Loughrea [T41,T42] | 38 kV | _ | MV | 2x5 MVA @ 10 kV | 10 | --> | 7.5 | 0 | 2.2 |  | --> | 6.2 | 2.375 | 2.1035 | 6.0054 | 2.5041 |  | --> |  | Somerset [T142] | SOMERSET |  | 53.2119 | -8.5846
LOUGHSHINNY (170000) 38 kV STATION | Loughshinny [T41,T42] | 38 kV | _ | MV | 2x10 MVA @ 10 kV | 20 | --> | 15 | 0 | 0 | Constrained,otherwise capacity available =0.8 MVA | --> | 12.4 | 4.75 | 13.6673 | 1.2258 | 1.7971 |  | --> |  | Glasmore [T141,T142] | GLASMORE |  | 53.5381 | -6.1228
LOUGHTAGALLA (127000) 38 kV STATION | Loughtagalla [T41,T42] | 38 kV | _ | MV | 2x5 MVA @ 10 kV | 10 | --> | 7.5 | 0 | 13.7 |  | --> | 6.2 | 2.375 | 0.87853 | 3.0072 | 0 | Constrained,otherwise capacity available =6.6 MW Firm & 2.4 MW Non-firm | --> |  | Thurles [T141,T142] | THURLES |  | 52.693 | -7.7696
LUCAN EAST (359000) 38 kV STATION | Lucan East [T41,T42] | 38 kV | _ | MV | 2x5 MVA @ 10 kV | 10 | --> | 7.5 | 0 | 0 |  | --> | 6.2 | 2.375 | 1.0181 | 6.7454 | 2.451 |  | --> |  | Grange Castle [T141] | GRANGE CASTLE |  | 53.3647 | -6.4272
LUMCLOON (147000) 38 kV STATION | Lumcloon [T421,T422] | 38 kV | _ | MV | 2x5 MVA @ 20 kV | 10 | --> | 7.5 | 3.1087 | 6.6 |  | --> | 6.5 | 2.375 | 5.3528 | 1.8229 | 1.5125 |  | --> |  | Dallow [T141] | DALLOW |  | 53.2308 | -7.8337
MACETOWN (652000) 110 kV STATION | Macetown [T101,T102] | 110 kV | _ | MV | 2x20 MVA @ 10 kV | 40 | --> | 30 | 0 | N/A, consult Eirgrid |  | --> | 24.7 | 9.5 | 3.8934 | 28.8894 | 10.0899 |  | --> |  | Transmission Source | MACETOWN |  | 53.4109 | -6.409
MACROOM (630000) 110 kV STATION | Macroom [T142] | 110 kV | _ | 38 kV | 1x31.5 MVA @ 38 kV | 31.5 | --> | 28.35 | 16.404 | N/A, consult Eirgrid |  | --> | 30.1 | 0 | 49.2749 | 0 | 0 |  | --> |  | Transmission Source | MACROOM |  | 51.8936 | -8.8878
MACROOM (630000) 110 kV STATION | Macroom [T422] | 110 kV | _ | MV | 1x5 MVA @ 20 kV | 5 | --> | 3.75 | 0 | 16.4 |  | --> | 3.3 | 0 | 11.4849 | 0 | 0 |  | --> |  | Macroom [T142] | MACROOM |  | 51.8936 | -8.8878
MALAHIDE (212000) 38 kV STATION | Malahide [T41,T42] | 38 kV | _ | MV | 2x10 MVA @ 10 kV | 20 | --> | 15 | 0 | 0 |  | --> | 12.4 | 4.75 | 2.9147 | 12.5432 | 4.9215 |  | --> |  | Glasmore [T141,T142] | GLASMORE |  | 53.4477 | -6.1508
MALLOW (689000) 110 kV STATION | Mallow [T141,T142] | 110 kV | _ | 38 kV | 2x31.5 MVA @ 38 kV | 63 | --> | 44.1 | 18.4982 | N/A, consult Eirgrid |  | --> | 38.9 | 0 | 10.748 | 34.1684 | 0 |  | --> |  | Transmission Source | MALLOW |  | 52.1463 | -8.6155
MALLOW (689000) 110 kV STATION | Mallow [T41,T42] | 110 kV | _ | MV | 2x10 MVA @ 10 kV | 20 | --> | 15 | 4.5497 | 18.5 |  | --> | 12.4 | 4.75 | 0.89823 | 13.432 | 4.8043 |  | --> |  | Mallow [T141,T142] | MALLOW |  | 52.1463 | -8.6155
MANOR STREET (346000) 38 kV STATION | Manor Street [T41,T42] | 38 kV | _ | MV | 2x10 MVA @ 10 kV | 20 | --> | 15 | 0.77307 | 27 |  | --> | 12.4 | 4.75 | 0.87114 | 14.5954 | 4.9041 |  | --> |  | Waterford [T141,T142] | WATERFORD |  | 52.2516 | -7.1197
MANORHAMILTON (345000) 38 kV STATION | Manorhamilton [T422] | 38 kV | _ | MV | 1x5 MVA @ 20 kV | 5 | --> | 4.5 | 0 | 27.9 |  | --> | 4.8 | 0 | 0.78164 | 5.1968 | 0 |  | --> |  | Sligo [T141,T142] | SLIGO |  | 54.299 | -8.1601
MANORHAMILTON (345000) 38 kV STATION | Manorhamilton [T424] | 38 kV | _ | MV | 1x15 MVA @ 20 kV | 15 | --> | 13.5 | 13.046 | 27.9 |  | --> | 14.6 | 0 | 13.65 | 1.0704 | 0 |  | --> |  | Sligo [T141,T142] | SLIGO |  | 54.299 | -8.1601
MARINA (794000) 110 kV STATION | Marina [T105,T106] | 110 kV | _ | MV | 2x20 MVA @ 10 kV | 40 | --> | 30 | 9.144 | N/A, consult Eirgrid |  | --> | 24.7 | 9.5 | 0.74798 | 27.5179 | 9.5799 |  | --> |  | Transmission Source | MARINA |  | 51.9025 | -8.4411
MARROWBONE LANE (128000) 38 kV STATION | Marrowbone Lane [T42] | 38 kV | _ | MV | 1x15 MVA @ 10 kV | 15 | --> | 13.5 | 1.4707 | 31.2 |  | --> | 14.2 | 0 | 0.13876 | 16.8118 | 0 |  | --> |  | Mesh: Red [InciT141,FranT142] | INCHICORE 220KV |  | 53.3353 | -6.2922
MARSHES (358000) 38 kV STATION | Marshes [T41,T42] | 38 kV | _ | MV | 2x10 MVA @ 10 kV | 20 | --> | 15 | 3.8544 | 20.5 |  | --> | 12.5 | 4.75 | 2.5773 | 12.1417 | 4.8162 |  | --> |  | Dundalk [T141,T142] | DUNDALK |  | 53.9768 | -6.3937
MARSHES (358000) 38 kV STATION | Marshes [T423] | 38 kV | _ | MV | 1x10 MVA @ 20 kV | 10 | --> | 9 | 9 | 20.5 |  | --> | 9.5 | 0 | 0 | 9.5 | 0 |  | --> |  | Dundalk [T141,T142] | DUNDALK |  | 53.9768 | -6.3937
MAYFIELD (300000) 38 kV STATION | Mayfield [T41,T42] | 38 kV | _ | MV | 2x10 MVA @ 10 kV | 20 | --> | 15 | 0 | 0 | Constrained,otherwise capacity available =4.4 MVA | --> | 12.4 | 4.75 | 0.90069 | 13.4063 | 4.7987 |  | --> |  | Kilbarry [T142,T143] | KILBARRY |  | 51.922 | -8.4109
MCDONAGH (390000) 38 kV STATION | Mcdonagh [T41,T42] | 38 kV | _ | MV | 2x10 MVA @ 10 kV | 20 | --> | 15 | 5.0459 | 7.3 |  | --> | 12.4 | 4.75 | 1.3556 | 12.968 | 4.8072 |  | --> |  | Kilkenny [T141,T142] | KILKENNY |  | 52.6596 | -7.2484
MEATH HILL (691000) 110 kV STATION | Meath Hill [T141,T142] | 110 kV | _ | 38 kV | 2x63 MVA @ 38 kV | 126 | --> | 88.2 | 27.7986 | N/A, consult Eirgrid |  | --> | 78.3 | 0 | 82.3269 | 10.7189 | 0 |  | --> |  | Transmission Source | MEATH HILL |  | 53.8968 | -6.7244
MERRION SQUARE (105000) 38 kV STATION | Merrion Square [T41,T42] | 38 kV | _ | MV | 2x10 MVA @ 10 kV | 20 | --> | 15 | 3.3753 | 20.6 |  | --> | 12.4 | 4.75 | 0.048442 | 14.7945 | 4.8346 |  | --> |  | Mesh: Blue [RingT141,MiltT141] | RINGSEND |  | 53.3348 | -6.2424
MERVILLE (200000) 38 kV STATION | Merville [T41,T42] | 38 kV | _ | MV | 2x10 MVA @ 10 kV | 20 | --> | 15 | 0 | 0 | Constrained,otherwise capacity available =0.5 MVA | --> | 12.4 | 4.75 | 0.33992 | 13.6223 | 4.8023 |  | --> |  | Mesh: Orange [FingT142,McDrT142] | FINGLAS |  | 53.3848 | -6.2951
MIDLETON (775000) 110 kV STATION | Midleton [T141] | 110 kV | _ | 38 kV | 1x31.5 MVA @ 38 kV | 31.5 | --> | 28.35 | 0 | N/A, consult Eirgrid |  | --> | 29.9 | 0 | 26.1821 | 14.3815 | 0 |  | --> |  | Transmission Source | MIDLETON |  | 51.9336 | -8.1835
MIDLETON (775000) 110 kV STATION | Midleton [T101,T102] | 110 kV | _ | MV | 2x20 MVA @ 10 kV | 40 | --> | 30 | 0 | N/A, consult Eirgrid |  | --> | 24.7 | 9.5 | 9.1892 | 21.7015 | 9.9431 |  | --> |  | Transmission Source | MIDLETON |  | 51.9336 | -8.1835
MILFORD (MWR) (236000) 38 kV STATION | Milford (mwr) [T41] | 38 kV | _ | MV | 1x5 MVA @ 10 kV | 5 | --> | 4.5 | 1.9314 | 7.8 |  | --> | 4.8 | 0 | 0.23236 | 0 | 0 | Constrained,otherwise capacity available =5 MW Firm & 0 MW Non-firm | --> |  | Charleville [T142] | CHARLEVILLE |  | 52.3333 | -8.8451
MILFORD (MWR) (236000) 38 kV STATION | Milford (mwr) [T422] | 38 kV | _ | MV | 1x10 MVA @ 20 kV | 10 | --> | 9 | 6.2095 | 7.8 |  | --> | 9.8 | 0 | 9.719 | 0 | 0 | Constrained,otherwise capacity available =2 MW Firm & 0 MW Non-firm | --> |  | Charleville [T142] | CHARLEVILLE |  | 52.3333 | -8.8451
MILFORD (NR) (209000) 38 kV STATION | Milford (nr) [T41,T42] | 38 kV | _ | MV | 2x5 MVA @ 10 kV | 10 | --> | 7.5 | 0 | 13.8 |  | --> | 6.4 | 2.375 | 6.2577 | 0 | 0 | Constrained,otherwise capacity available =2.2 MW Firm & 1.3 MW Non-firm | --> |  | Letterkenny [T141,T142] | LETTERKENNY |  | 55.075 | -7.6985
MILLTOWN (DR) (069000) 110 kV STATION | Milltown (dr) [T101,T102] | 110 kV | _ | MV | 2x20 MVA @ 10 kV | 40 | --> | 30 | 8.0756 | 54.9 |  | --> | 24.7 | 9.5 | 1.4253 | 27.9403 | 9.648 |  | --> |  | Poolbeg [TF3,TF4] | POOLBEG |  | 53.3176 | -6.2456
MILLTOWN (DR) (069000) 110 kV STATION | Mesh: Blue [RingT141,MiltT141] | 110 kV | _ | 38 kV | 2x63 MVA @ 38 kV | 126 | --> | 88.2 | 20.5564 | 54.9 |  | --> | 77.8 | 0 | 1.2275 | 91.3862 | 0 |  | --> |  | Poolbeg [TF3,TF4] | POOLBEG |  | 53.3176 | -6.2456
MILLTOWN (SR) (244000) 38 kV STATION | Milltown (sr) [T421,T422] | 38 kV | _ | MV | 2x10 MVA @ 20 kV | 20 | --> | 15 | 0 | 0 | Constrained,otherwise capacity available =1.8 MVA | --> | 12.4 | 4.75 | 6.6391 | 8.1783 | 4.8323 |  | --> |  | Oughtragh [T141] | OUGHTRAGH |  | 52.1327 | -9.7024
MILLTOWN MALBAY (439000) 38 kV STATION | Milltown Malbay [T42] | 38 kV | _ | MV | 1x5 MVA @ 10 kV | 5 | --> | 4.5 | 0.82725 | 14.4 |  | --> | 4.8 | 0 | 0.76276 | 1.7563 | 0 | Constrained,otherwise capacity available =4.7 MW Firm & 0 MW Non-firm | --> |  | Tullabrack [T141] | TULLABRACK |  | 52.8439 | -9.4124
MISERY HILL (980000) 110 kV STATION | Misery Hill [T101,T102] | 110 kV | _ | MV | 2x20 MVA @ 10 kV | 40 | --> | 30 | 10.992 | 54.9 |  | --> | 24.7 | 9.5 | 0.067326 | 29.8516 | 9.6906 |  | --> |  | Poolbeg [TF3,TF4] | POOLBEG |  | 53.3412 | -6.2458
MOATE (073000) 38 kV STATION | Moate [T41,T42] | 38 kV | _ | MV | 2x5 MVA @ 10 kV | 10 | --> | 3.75 | 0 | 6.4 |  | --> | 3.1 | 1.1875 | 1.0083 | 2.8798 | 1.2263 |  | --> |  | Athlone [T141,T142] | ATHLONE |  | 53.386 | -7.7209
MOHILL (048000) 38 kV STATION | Mohill [T421,T422] | 38 kV | _ | MV | 2x5 MVA @ 20 kV | 10 | --> | 7.5 | 2.027 | 11.5 |  | --> | 6.2 | 2.375 | 0.78985 | 6.4906 | 2.4069 |  | --> |  | Carrick On Shannon [T141,T142] | CARRICK ON SHANNON |  | 53.9048 | -7.8689
MONEENAGEISHA (039000) 38 kV STATION | Moneenageisha [T41,T42] | 38 kV | _ | MV | 2x10 MVA @ 10 kV | 20 | --> | 15 | 0 | 0 | Constrained,otherwise capacity available =6.2 MVA | --> | 12.4 | 4.75 | 0.34484 | 14.7735 | 4.8581 |  | --> |  | Galway 110kv [T141,T142] | GALWAY 110KV |  | 53.2786 | -9.0415
MONEYCOOLEY (549000) 38 kV STATION | Moneycooley [T41,T42,T44] | 38 kV | _ | MV | 3x10 MVA @ 10 kV | 30 | --> | 22.5 | 0 | 0 |  | --> | 12.3 | 4.7481 | 3.1143 | 13.115 | 5.0764 |  | --> |  | Griffinrath [T141,T142] | GRIFFINRATH |  | 53.3721 | -6.5681
MONFIN (297000) 38 kV STATION | Monfin [T41,T42] | 38 kV | _ | MV | 1x2,1x5 MVA @ 10 kV | 7 | --> | 5.25 | 2.7382 | 35 |  | --> | 2.5 | 2.375 | 0.39246 | 2.535 | 2.3992 |  | --> |  | Wexford [T141,T142] | WEXFORD |  | 52.4915 | -6.5881
MONKSTOWN (222000) 38 kV STATION | Monkstown [T41,T42] | 38 kV | _ | MV | 2x10 MVA @ 10 kV | 20 | --> | 15 | 1.5489 | 35.4 |  | --> | 12.4 | 4.75 | 1.6947 | 13.1004 | 4.8305 |  | --> |  | Blackrock [T141,T142] | BLACKROCK |  | 53.292 | -6.1664
MONREAD (902000) 110 kV STATION | Monread [T101,T102] | 110 kV | _ | MV | 2x20 MVA @ 10 kV | 40 | --> | 30 | 13.0926 | N/A, consult Eirgrid |  | --> | 24.7 | 9.5 | 7.9461 | 20.2859 | 9.588 |  | --> |  | Transmission Source | MONREAD |  | 53.2479 | -6.6529
MORNINGTON ROAD (168000) 38 kV STATION | Mornington Road [T41,T42] | 38 kV | _ | MV | 2x10 MVA @ 10 kV | 20 | --> | 15 | 0 | 0 | Constrained,otherwise capacity available =0.1 MVA | --> | 12.4 | 4.75 | 1.3219 | 13.4303 | 4.8299 |  | --> |  | Drybridge [T141,T142] | DRYBRIDGE |  | 53.7118 | -6.342
MORRISTOWN (121000) 38 kV STATION | Morristown [T41,T42] | 38 kV | _ | MV | 2x5 MVA @ 10 kV | 10 | --> | 7.5 | 0 | 0 |  | --> | 6.2 | 2.375 | 1.1084 | 6.7836 | 2.468 |  | --> |  | Newbridge [T141,T142] | NEWBRIDGE |  | 53.185 | -6.8285
MOUNT MERRION (101000) 38 kV STATION | Mount Merrion [T41,T42] | 38 kV | _ | MV | 2x10 MVA @ 10 kV | 20 | --> | 15 | 2.8197 | 4.3 |  | --> | 12.4 | 4.75 | 1.5165 | 12.926 | 4.8076 |  | --> |  | Carrickmines [T141,T142] | CARRICKMINES |  | 53.2994 | -6.2114
MOUNT MISERY (009000) 38 kV STATION | Mount Misery [T41,T42] | 38 kV | _ | MV | 2x10 MVA @ 10 kV | 20 | --> | 15 | 8.1599 | 27 |  | --> | 12.4 | 4.75 | 6.2531 | 8.2174 | 4.9127 |  | --> |  | Waterford [T141,T142] | WATERFORD |  | 52.2659 | -7.1183
MOUNTGORRY (524000) 38 kV STATION | Mountgorry [T41,T42] | 38 kV | _ | MV | 2x10 MVA @ 10 kV | 20 | --> | 15 | 0 | 0 |  | --> | 12.4 | 4.75 | 1.5526 | 13.4656 | 4.8793 |  | --> |  | Grange (dr) [T141,T142] | GRANGE (DR) |  | 53.464 | -6.2136
MOUNTMELLICK (387000) 38 kV STATION | Mountmellick [T41,T42] | 38 kV | _ | MV | 2x5 MVA @ 10 kV | 10 | --> | 7.5 | 0 | 0 |  | --> | 6.2 | 2.375 | 0.89495 | 0 | 0 | Constrained,otherwise capacity available =6.6 MW Firm & 2.4 MW Non-firm | --> |  | Portlaoise [T141,T142] | PORTLAOISE |  | 53.0963 | -7.2946
MOUNTRATH (388000) 38 kV STATION | Mountrath [T41,T42] | 38 kV | _ | MV | 2x5 MVA @ 10 kV | 10 | --> | 7.5 | 0 | 0 | Constrained,otherwise capacity available =0.4 MVA | --> | 6.2 | 2.375 | 0.90808 | 0 | 0 | Constrained,otherwise capacity available =6.5 MW Firm & 2.4 MW Non-firm | --> |  | Portlaoise [T141,T142] | PORTLAOISE |  | 52.9827 | -7.4771
MOVILLE (405000) 38 kV STATION | Moville [T421,T422] | 38 kV | _ | MV | 2x5 MVA @ 20 kV | 10 | --> | 7.5 | 3.029 | 4.9 |  | --> | 6.5 | 2.375 | 4.6224 | 0 | 0 | Constrained,otherwise capacity available =2.7 MW Firm & 1.9 MW Non-firm | --> |  | Trillick [T141] | TRILLICK |  | 55.1994 | -7.0601
MOY (774000) 110 kV STATION | Moy [T141,T142] | 110 kV | _ | 38 kV | 2x31.5 MVA @ 38 kV | 63 | --> | 44.1 | 12.9516 | N/A, consult Eirgrid |  | --> | 39.3 | 0 | 19.0599 | 29.5091 | 0 |  | --> |  | Transmission Source | MOY |  | 54.1315 | -9.1748
MOY (774000) 110 kV STATION | Moy [T421,T422] | 110 kV | _ | MV | 2x10 MVA @ 20 kV | 20 | --> | 15 | 2.3269 | 13 |  | --> | 12.4 | 4.75 | 6.1068 | 9.3058 | 4.8885 |  | --> |  | Moy [T141,T142] | MOY |  | 54.1315 | -9.1748
MOYLISH (402000) 38 kV STATION | Moylish [T41,T42] | 38 kV | _ | MV | 2x5 MVA @ 10 kV | 10 | --> | 7.5 | 1.7587 | 1.8 | Constrained,otherwise capacity available =2.7 MVA | --> | 6.2 | 2.375 | 0.22661 | 6.7586 | 2.391 |  | --> |  | Ardnacrusha [T141,T142] | ARDNACRUSHA |  | 52.6812 | -8.6481
MULGANNON (174000) 38 kV STATION | Mulgannon [T41,T42] | 38 kV | _ | MV | 2x10 MVA @ 10 kV | 20 | --> | 15 | 0 | 35 |  | --> | 12.4 | 4.75 | 1.1191 | 15.3508 | 5.2299 |  | --> |  | Wexford [T141,T142] | WEXFORD |  | 52.3204 | -6.4567
MULLAGH (428000) 38 kV STATION | Mullagh [T44] | 38 kV | _ | MV | 1x5 MVA @ 10 kV | 5 | --> | 4.5 | 0.6749 | 27.8 |  | --> | 4.8 | 0 | 0.54272 | 4.8394 | 0 |  | --> |  | Meath Hill [T141,T142] | MEATH HILL |  | 53.8021 | -6.9384
MULLAGH (428000) 38 kV STATION | Mullagh [T41,T42] | 38 kV | _ | MV | 2x5 MVA @ 10 kV | 10 | --> | 7.5 | 4.1062 | 27.8 |  | --> | 6.2 | 2.375 | 0 | 6.2834 | 2.3753 |  | --> |  | Meath Hill [T141,T142] | MEATH HILL |  | 53.8021 | -6.9384
MULLAGHARLIN (817000) 110 kV STATION | Mullagharlin [T121,T122] | 110 kV | _ | MV | 2x20 MVA @ 20 kV | 40 | --> | 30 | 19.7582 | N/A, consult Eirgrid |  | --> | 24.7 | 9.5 | 0.28901 | 27.6231 | 9.5627 |  | --> |  | Transmission Source | MULLAGHARLIN |  | 53.9808 | -6.4054
MULLINGAR (693000) 110 kV STATION | Mullingar [T141,T142] | 110 kV | _ | 38 kV | 2x31.5 MVA @ 38 kV | 63 | --> | 44.1 | 3.5812 | N/A, consult Eirgrid |  | --> | 38.9 | 0 | 28.0578 | 18.5407 | 0 |  | --> |  | Transmission Source | MULLINGAR |  | 53.5365 | -7.3663
MULLINGAR (693000) 110 kV STATION | Mullingar [T101,T102] | 110 kV | _ | MV | 2x20 MVA @ 10 kV | 40 | --> | 30 | 10.9055 | N/A, consult Eirgrid |  | --> | 24.7 | 9.5 | 1.4253 | 26.6647 | 9.5706 |  | --> |  | Transmission Source | MULLINGAR |  | 53.5365 | -7.3663
MULTEEN (752000) 38 kV STATION | Multeen [T421] | 38 kV | _ | MV | 1x10 MVA @ 20 kV | 10 | --> | 9 | 8.4154 | 54.7 |  | --> | 9.8 | 0 | 9.66 | 0 | 0 | Constrained,otherwise capacity available =0.1 MW Firm & 0 MW Non-firm | --> |  | Cauteen [T141] | CAUTEEN |  | 52.6482 | -8.1336
MV/LV Substation ***042 |  | 10 kV | _ | LV | 200 kVA :Pole Substation | 0.2 | --> | 0.2 | 0.066 | 1.6 |  | --> | 0.19 | 0 | 0.00741 | 0 | 0 | Constrained,otherwise capacity available =219.4kW. | --> | C17 ex BALLYSHANNON | Ballyshannon [T41,T42] | CATHALEENS FALL |  | 54.5036 | -8.1899
MV/LV Substation B***4396 |  | 20 kV | _ | LV | 50 kVA :Pole Substation | 0.05 | --> | 0.05 | 0 | 0 | Constrained,otherwise capacity available =50kVA. | --> | 0.0475 | 0 | 0 | 0.05 | 0 |  | --> | C22 ex ATHLONE | Athlone [T41,T42] | ATHLONE |  | 53.4524 | -8.0245
MV/LV Substation K***089 |  | 10 kV | _ | LV | 200 kVA :Pole Substation | 0.2 | --> | 0.2 | 0.2 | 0.6 |  | --> | 0.19 | 0 | 0 | 0 | 0 | Constrained,otherwise capacity available =200kW. | --> | E25 ex LAWLESSTOWN | Lawlesstown [T42,T421] | DOON |  | 52.3634 | -7.6704
MV/LV Substation M***4130 |  | 10 kV | _ | LV | 50 kVA :Pole Substation | 0.05 | --> | 0.05 | 0.05 | 2.4 |  | --> | 0.0475 | 0 | 0 | 0.05 | 0 |  | --> | C20 ex GRAIGUE | Graigue [T41,T42] | CARLOW |  | 52.8465 | -7.0173
MV/LV Substation 0 ***283Y |  | 10 kV | _ | LV | 400 kVA :Kiosk Substation | 0.4 | --> | 0.4 | 0 | 0 | Constrained,otherwise capacity available =362kVA. | --> | 0.38 | 0 | 0 | 0 | 0 | Constrained,otherwise capacity available =405.7kW. | --> | C19 ex COLLIGAN | Colligan [T41,T42] | DUNGARVAN |  | 52.09 | -7.6247
MV/LV Substation 0 ***4101 |  | 20 kV | _ | LV | 200 kVA :Pole Substation | 0.2 | --> | 0.2 | 0 | 0 | Constrained,otherwise capacity available =177kVA. | --> | 0.19 | 0 | 0.008151 | 0 | 0 | Constrained,otherwise capacity available =203.5kW. | --> | E14 ex CASTLELYONS | Castlelyons [T421,T422] | BARRYMORE |  | 52.1086 | -8.2696
MV/LV Substation 0 ***496Z |  | 10 kV | _ | LV | 630 kVA :Building Structure | 0.63 | --> | 0.63 | 0 | 0 | Constrained,otherwise capacity available =500kVA. | --> | 0.5985 | 0 | 0 | 0.5 | 0 |  | --> | C17 ex BISHOPSTOWN | Bishopstown [T41,T42] | KILBARRY |  | 51.8852 | -8.583
MV/LV Substation 01***071Z |  | 20 kV | _ | LV | 100 kVA :Pole Substation | 0.1 | --> | 0.1 | 0.088 | 3.5 |  | --> | 0.095 | 0 | 0 | 0.10181 | 0 |  | --> | C18 ex DUNDALK | Dundalk [T41,T42] | DUNDALK |  | 54.033 | -6.3902
MV/LV Substation 01***4274 |  | 10 kV | _ | LV | 100 kVA :Pole Substation | 0.1 | --> | 0.1 | 0 | 0 | Constrained,otherwise capacity available =100kVA. | --> | 0.095 | 0 | 0 | 0.1 | 0 |  | --> | C16 ex CASTLECOMER | Castlecomer [T41,T42] | BALLYRAGGET |  | 52.8039 | -7.2143
MV/LV Substation 02***188X |  | 20 kV | _ | LV | 50 kVA :Pole Substation | 0.05 | --> | 0.05 | 0 | 0 | Constrained,otherwise capacity available =48kVA. | --> | 0.0475 | 0 | 0 | 0 | 0 | Constrained,otherwise capacity available =50.3kW. | --> | E17 ex BUNCRANA | Buncrana [T421,T422] | TRILLICK |  | 55.168 | -7.2414
MV/LV Substation 02***250X |  | 10 kV | _ | LV | 100 kVA :Pole Substation | 0.1 | --> | 0.1 | 0 | 0 | Constrained,otherwise capacity available =93kVA. | --> | 0.095 | 0 | 0 | 0.10106 | 0 |  | --> | C18 ex LOUGHLINSTOWN | Loughlinstown [T41,T42] | CARRICKMINES |  | 53.2399 | -6.1521
MV/LV Substation 02***4089 |  | 20 kV | _ | LV | 200 kVA :Kiosk Substation | 0.2 | --> | 0.2 | 0 | 0 | Constrained,otherwise capacity available =166kVA. | --> | 0.19 | 0 | 0 | 0.2051 | 0 |  | --> | E12 ex ACADEMY STREET | Academy Street [T421,T422,T44] | NAVAN |  | 53.6404 | -6.6625
MV/LV Substation 02***810X |  | 10 kV | _ | LV | 50 kVA :Pole Substation | 0.05 | --> | 0.05 | 0.034 | 4.5 |  | --> | 0.0475 | 0 | 0 | 0.052373 | 0 |  | --> | C14 ex MALLOW | Mallow [T41,T42] | MALLOW |  | 52.1426 | -8.6278
MV/LV Substation 0R***031Y |  | 10 kV | _ | LV | 200 kVA :Pole Substation | 0.2 | --> | 0.2 | 0.181 | 6.2 |  | --> | 0.19 | 0 | 0 | 0.20286 | 0 |  | --> | C20 ex CAHIR | Cahir [T41,T42] | CAHIR |  | 52.3576 | -7.9927
MV/LV Substation 1 ***299Z |  | 10 kV | _ | LV | 400 kVA :Kiosk Substation | 0.4 | --> | 0.4 | 0 | 0 | Constrained,otherwise capacity available =314kVA. | --> | 0.38 | 0 | 0.018525 | 0.41285 | 0 |  | --> | C17 ex DOUGLAS | Douglas [T41,T42] | TRABEG |  | 51.8689 | -8.4327
MV/LV Substation 12***039 |  | 20 kV | _ | LV | 400 kVA :Building Structure | 0.4 | --> | 0.4 | 0 | 0 | Constrained,otherwise capacity available =385kVA. | --> | 0.38 | 0 | 0 | 0.40227 | 0 |  | --> | E19 ex ADAMSTOWN | Adamstown [T121,T122] | INCHICORE 220KV |  | 53.3312 | -6.4553
MV/LV Substation 12***319Z |  | 10 kV | _ | LV | 200 kVA :Kiosk Substation | 0.2 | --> | 0.2 | 0.185 | 6 |  | --> | 0.19 | 0 | 0.003705 | 0.20226 | 0 |  | --> | C23 ex PELLETSTOWN | Pelletstown [T101,T102] | FINGLAS |  | 53.3822 | -6.3657
MV/LV Substation 18***993 |  | 10 kV | _ | LV | 50 kVA :Pole Substation | 0.05 | --> | 0.05 | 0 | 0 | Constrained,otherwise capacity available =29kVA. | --> | 0.0475 | 0 | 0.002223 | 0.053092 | 0 |  | --> | C19 ex SALLINS | Sallins [T41,T42] | GRIFFINRATH |  | 53.2697 | -6.7384
MV/LV Substation 1X***737X |  | 10 kV | _ | LV | 200 kVA :Building Structure | 0.2 | --> | 0.2 | 0 | 0 | Constrained,otherwise capacity available =187kVA. | --> | 0.19 | 0 | 0 | 0.20196 | 0 |  | --> | C16 ex TUAM NORTH | Tuam North [T41,T42] | CLOON |  | 53.5223 | -8.8801
MV/LV Substation 20***131Z |  | 10 kV | _ | LV | 200 kVA :Building Structure | 0.2 | --> | 0.2 | 0 | 0 | Constrained,otherwise capacity available =183kVA. | --> | 0.19 | 0 | 0 | 0.20256 | 0 |  | --> | C16 ex MOUNTGORRY | Mountgorry [T41,T42] | GRANGE (DR) |  | 53.448 | -6.2053
MV/LV Substation 20***4442 |  | 20 kV | _ | LV | 200 kVA :Pole Substation | 0.2 | --> | 0.2 | 0.2 | 1 |  | --> | 0.19 | 0 | 0 | 0.2 | 0 |  | --> | E18 ex LONGFORD | Longford [T421,T422] | RICHMOND |  | 53.7353 | -7.7756
MV/LV Substation 24***019 |  | 10 kV | _ | LV | 200 kVA :Kiosk Substation | 0.2 | --> | 0.2 | 0.199 | 1.4 |  | --> | 0.19 | 0 | 0 | 0.20015 | 0 |  | --> | C22 ex RINEANNA | Rineanna [T41,T42] | DRUMLINE |  | 52.7099 | -8.9147
MV/LV Substation 3 ***465X |  | 10 kV | _ | LV | 630 kVA :Kiosk Substation | 0.63 | --> | 0.63 | 0.24583 | 0.2 | Constrained,otherwise capacity available =500kVA. | --> | 0.5985 | 0 | 0.03705 | 0 | 0 | Constrained,otherwise capacity available =500kW. | --> | C11 ex ROSSGEIR | Rossgeir [T41,T42] | LETTERKENNY |  | 54.8349 | -7.4774
MV/LV Substation 3 ***825Y |  | 10 kV | _ | LV | 630 kVA :Building Structure | 0.63 | --> | 0.63 | 0 | 0 | Constrained,otherwise capacity available =500kVA. | --> | 0.5985 | 0 | 0 | 0.5 | 0 |  | --> | C14 ex RAHEEN | Raheen [T41,T42] | LIMERICK |  | 52.6286 | -8.6614
MV/LV Substation 3G***4248 |  | 10 kV | _ | LV | 100 kVA :Pole Substation | 0.1 | --> | 0.1 | 0 | 0 | Constrained,otherwise capacity available =100kVA. | --> | 0.095 | 0 | 0 | 0.1 | 0 |  | --> | C16 ex DERRYCRAMPH | Derrycramph [T41,T42] | SHANKILL |  | 53.9799 | -7.3623
MV/LV Substation 4 ***066Z |  | 10 kV | _ | LV | 200 kVA :Building Structure | 0.2 | --> | 0.2 | 0 | 0 | Constrained,otherwise capacity available =153kVA. | --> | 0.19 | 0 | 0.02223 | 0 | 0 | Constrained,otherwise capacity available =207kW. | --> | C23 ex PORTLAOISE | Portlaoise [T41,T42] | PORTLAOISE |  | 53.0311 | -7.2983
MV/LV Substation 4 ***494Y |  | 10 kV | _ | LV | 400 kVA :Building Structure | 0.4 | --> | 0.4 | 0 | 0 | Constrained,otherwise capacity available =338kVA. | --> | 0.38 | 0 | 0 | 0.40931 | 0 |  | --> | C11 ex POLLERTON | Pollerton [T41,T42] | CARLOW |  | 52.8456 | -6.9012
MV/LV Substation 4 ***495Y |  | 10 kV | _ | LV | 400 kVA :Building Structure | 0.4 | --> | 0.4 | 0 | 0 | Constrained,otherwise capacity available =331kVA. | --> | 0.38 | 0 | 0 | 0.41034 | 0 |  | --> | C11 ex POLLERTON | Pollerton [T41,T42] | CARLOW |  | 52.8453 | -6.9029
MV/LV Substation 43***532Y |  | 10 kV | _ | LV | 400 kVA :Kiosk Substation | 0.4 | --> | 0.4 | 0 | 0 | Constrained,otherwise capacity available =378kVA. | --> | 0.38 | 0 | 0 | 0.40333 | 0 |  | --> | C22 ex POLLERTON | Pollerton [T41,T42] | CARLOW |  | 52.8357 | -6.928
MV/LV Substation 4F***049X |  | 10 kV | _ | LV | 200 kVA :Building Structure | 0.2 | --> | 0.2 | 0.194 | 1.8 |  | --> | 0.19 | 0 | 0 | 0.20091 | 0 |  | --> | C19 ex CAHERDAVIN | Caherdavin [T41,T42] | ARDNACRUSHA |  | 52.6723 | -8.6378
MV/LV Substation 50***4013 |  | 20 kV | _ | LV | 50 kVA :Pole Substation | 0.05 | --> | 0.05 | 0 | 0 | Constrained,otherwise capacity available =50kVA. | --> | 0.0475 | 0 | 0 | 0 | 0 | Constrained,otherwise capacity available =50kW. | --> | C11 ex MOUNTMELLICK | Mountmellick [T41,T42] | PORTLAOISE |  | 53.164 | -7.5631
MV/LV Substation 6 ***381X |  | 10 kV | _ | LV | 400 kVA :Building Structure | 0.4 | --> | 0.4 | 0 | 0 | Constrained,otherwise capacity available =392kVA. | --> | 0.38 | 0 | 0 | 0.40121 | 0 |  | --> | C15 ex TRIM | Trim [T41,T42] | NAVAN |  | 53.5667 | -6.7949
MV/LV Substation A ***058Z |  | 10 kV | _ | LV | 400 kVA :Building Structure | 0.4 | --> | 0.4 | 0 | 0 | Constrained,otherwise capacity available =400kVA. | --> | 0.38 | 0 | 0 | 0 | 0 | Constrained,otherwise capacity available =400kW. | --> | E20 ex BLESSINGTON | Blessington [T421,T422] | KILTEEL |  | 53.1648 | -6.5384
MV/LV Substation A ***337X |  | 10 kV | _ | LV | 400 kVA :Kiosk Substation | 0.4 | --> | 0.4 | 0 | 0 | Constrained,otherwise capacity available =332kVA. | --> | 0.38 | 0 | 0 | 0.4102 | 0 |  | --> | C20 ex BALGADDY | Balgaddy [T41,T42] | GRANGE CASTLE |  | 53.3471 | -6.442
MV/LV Substation A ***338X |  | 10 kV | _ | LV | 400 kVA :Kiosk Substation | 0.4 | --> | 0.4 | 0 | 0 | Constrained,otherwise capacity available =351kVA. | --> | 0.38 | 0 | 0.004446 | 0.40737 | 0 |  | --> | C20 ex BALGADDY | Balgaddy [T41,T42] | GRANGE CASTLE |  | 53.3463 | -6.441
MV/LV Substation A ***340X |  | 10 kV | _ | LV | 400 kVA :Kiosk Substation | 0.4 | --> | 0.4 | 0 | 0 | Constrained,otherwise capacity available =324kVA. | --> | 0.38 | 0 | 0.003705 | 0.41138 | 0 |  | --> | C20 ex BALGADDY | Balgaddy [T41,T42] | GRANGE CASTLE |  | 53.3457 | -6.443
MV/LV Substation A ***342X |  | 10 kV | _ | LV | 400 kVA :Kiosk Substation | 0.4 | --> | 0.4 | 0 | 0 | Constrained,otherwise capacity available =321kVA. | --> | 0.38 | 0 | 0 | 0.41182 | 0 |  | --> | C20 ex BALGADDY | Balgaddy [T41,T42] | GRANGE CASTLE |  | 53.3445 | -6.442
MV/LV Substation A ***4053 |  | 10 kV | _ | LV | 400 kVA :Building Structure | 0.4 | --> | 0.4 | 0.4 | 2.2 |  | --> | 0.38 | 0 | 0.0741 | 0.4 | 0 |  | --> | C26 ex BAILIEBORO | Bailieboro [T41,T42] | MEATH HILL |  | 53.92 | -6.9938
MV/LV Substation A ***461X |  | 20 kV | _ | LV | 100 kVA :Pole Substation | 0.1 | --> | 0.1 | 0.095 | 1.7 |  | --> | 0.095 | 0 | 0 | 0.10076 | 0 |  | --> | C12 ex ATHY | Athy [T101,T102] | ATHY |  | 52.9873 | -6.965
MV/LV Substation A ***962X |  | 10 kV | _ | LV | 25 kVA :Pole Substation | 0.025 | --> | 0.025 | 0 | 0 | Constrained,otherwise capacity available =24kVA. | --> | 0.02375 | 0 | 0.003705 | 0.025151 | 0 |  | --> | C18 ex DRYBRIDGE | Drybridge [T41,T42] | DRYBRIDGE |  | 53.7117 | -6.3987
MV/LV Substation A ***972X |  | 10 kV | _ | LV | 50 kVA :Pole Substation | 0.05 | --> | 0.05 | 0.044 | 0.5 |  | --> | 0.0475 | 0 | 0 | 0 | 0 | Constrained,otherwise capacity available =50.9kW. | --> | C15 ex KILMARTIN | Kilmartin [T41] | ARKLOW |  | 53.0676 | -6.0925
MV/LV Substation A ***986 |  | 10 kV | _ | LV | 400 kVA :Kiosk Substation | 0.4 | --> | 0.4 | 0 | 0 | Constrained,otherwise capacity available =326kVA. | --> | 0.38 | 0 | 0.02964 | 0.41108 | 0 |  | --> | C18 ex DOUGLAS | Douglas [T41,T42] | TRABEG |  | 51.8641 | -8.4033
MV/LV Substation A-***471X |  | 10 kV | _ | LV | 50 kVA :Pole Substation | 0.05 | --> | 0.05 | 0.048 | 1.1 |  | --> | 0.0475 | 0 | 0 | 0.050303 | 0 |  | --> | C23 ex KILKEE | Kilkee [T41] | TULLABRACK |  | 52.6722 | -9.645
MV/LV Substation A.***013 |  | 10 kV | _ | LV | 400 kVA :Kiosk Substation | 0.4 | --> | 0.4 | 0.369 | 1.9 |  | --> | 0.38 | 0 | 0 | 0 | 0 | Constrained,otherwise capacity available =404.7kW. | --> | C13 ex TURLOUGH ROAD | Turlough Road [T41,T42] | CASTLEBAR |  | 53.8567 | -9.2994
MV/LV Substation A.***061 |  | 10 kV | _ | LV | 25 kVA :Pole Substation | 0.025 | --> | 0.025 | 0.022 | 5.5 |  | --> | 0.02375 | 0 | 0 | 0 | 0 | Constrained,otherwise capacity available =25.5kW. | --> | C13 ex GORTLEE | Gortlee [T41,T42] | LETTERKENNY |  | 54.9659 | -7.7295
MV/LV Substation A.***233Z |  | 10 kV | _ | LV | 630 kVA :Building Structure | 0.63 | --> | 0.63 | 0 | 0 | Constrained,otherwise capacity available =500kVA. | --> | 0.5985 | 0 | 0.02964 | 0.5 | 0 |  | --> | C28 ex GRANGE CASTLE | Grange Castle [T101,T102] | INCHICORE 220KV |  | 53.2949 | -6.4811
MV/LV Substation A.***380 |  | 10 kV | _ | LV | 400 kVA :Building Structure | 0.4 | --> | 0.4 | 0 | 0 | Constrained,otherwise capacity available =400kVA. | --> | 0.38 | 0 | 0 | 0.4 | 0 |  | --> | C20 ex UNIDARE | Unidare [T41,T42] | FINGLAS |  | 53.3997 | -6.2878
MV/LV Substation A.***470 |  | 10 kV | _ | LV | 630 kVA :Building Structure | 0.63 | --> | 0.63 | 0.5 | 7.2 |  | --> | 0.5985 | 0 | 0 | 0.5 | 0 |  | --> | C24 ex LIBERTY STREET | Liberty Street [T101,T102] | LIBERTY STREET |  | 51.8968 | -8.472
MV/LV Substation A.***535Y |  | 10 kV | _ | LV | 400 kVA :Building Structure | 0.4 | --> | 0.4 | 0.4 | 5 |  | --> | 0.38 | 0 | 0 | 0.4 | 0 |  | --> | C14 ex MCDONAGH | Mcdonagh [T41,T42] | KILKENNY |  | 52.6543 | -7.2295
MV/LV Substation A.***573X |  | 20 kV | _ | LV | 1000 kVA :Building Structure | 1 | --> | 1 | 0 | 0 | Constrained,otherwise capacity available =500kVA. | --> | 0.95 | 0 | 0 | 0 | 0 | Constrained,otherwise capacity available =500kW. | --> | E16 ex WINDSOR | Windsor [T421,T422] | CASTLEBAR |  | 53.8506 | -9.2789
MV/LV Substation A.***578X |  | 10 kV | _ | LV | 400 kVA :Kiosk Substation | 0.4 | --> | 0.4 | 0 | 0 | Constrained,otherwise capacity available =159kVA. | --> | 0.38 | 0 | 0.026676 | 0.43501 | 0 |  | --> | C12 ex TYMON | Tymon [T41,T42] | COOKSTOWN |  | 53.3104 | -6.3579
MV/LV Substation A.***597 |  | 10 kV | _ | LV | 50 kVA :Pole Substation | 0.05 | --> | 0.05 | 0 | 0 | Constrained,otherwise capacity available =49kVA. | --> | 0.0475 | 0 | 0 | 0.050152 | 0 |  | --> | C18 ex KILCOLGAN | Kilcolgan [T42,T421] | GALWAY 110KV |  | 53.2497 | -8.9085
MV/LV Substation A.***651 |  | 10 kV | _ | LV | 1000 kVA :Building Structure | 1 | --> | 1 | 0 | 0 | Constrained,otherwise capacity available =500kVA. | --> | 0.95 | 0 | 0 | 0.5 | 0 |  | --> | C12 ex CAMDEN ROW | Camden Row [T41] | FRANCIS STREET |  | 53.3341 | -6.2621
MV/LV Substation A.***713X |  | 10 kV | _ | LV | 200 kVA :Pole Substation | 0.2 | --> | 0.2 | 0 | 0 | Constrained,otherwise capacity available =181kVA. | --> | 0.19 | 0 | 0 | 0.20286 | 0 |  | --> | C20 ex CLONSHAUGH | Clonshaugh [T41,T42] | FINGLAS |  | 53.4193 | -6.2176
MV/LV Substation A.***805X |  | 10 kV | _ | LV | 50 kVA :Pole Substation | 0.05 | --> | 0.05 | 0 | 0 | Constrained,otherwise capacity available =48kVA. | --> | 0.0475 | 0 | 0 | 0.050303 | 0 |  | --> | C15 ex GRANAGH | Granagh [T41,T42] | WATERFORD |  | 52.2839 | -7.1886
MV/LV Substation A.***824 |  | 10 kV | _ | LV | 630 kVA :Building Structure | 0.63 | --> | 0.63 | 0 | 0 | Constrained,otherwise capacity available =500kVA. | --> | 0.5985 | 0 | 0 | 0.5 | 0 |  | --> | C12 ex LEESON STREET | Leeson Street [T41,T42] | MILLTOWN (DR) |  | 53.3386 | -6.2624
MV/LV Substation A/***301 |  | 10 kV | _ | LV | 400 kVA :Kiosk Substation | 0.4 | --> | 0.4 | 0.229 | 3.7 |  | --> | 0.38 | 0 | 0.003705 | 0.42516 | 0 |  | --> | C11 ex KILFLYNN | Kilflynn [T41,T42] | TRALEE |  | 52.3449 | -9.6884
MV/LV Substation A+***4034 |  | 10 kV | _ | LV | 630 kVA :Building Structure | 0.63 | --> | 0.63 | 0.5 | 3 |  | --> | 0.5985 | 0 | 0 | 0 | 0 | Constrained,otherwise capacity available =500kW. | --> | C12 ex BALLYRAINE | Ballyraine [T41,T42] | LETTERKENNY |  | 54.9556 | -7.706
MV/LV Substation AB***001 |  | 10 kV | _ | LV | 630 kVA :Kiosk Substation | 0.63 | --> | 0.63 | 0.318 | 3.1 |  | --> | 0.5985 | 0 | 0 | 0.5 | 0 |  | --> | C22 ex BELLFIELD | Bellfield [T41,T42] | CRANE |  | 52.5012 | -6.5662
MV/LV Substation AB***002 |  | 10 kV | _ | LV | 630 kVA :Kiosk Substation | 0.63 | --> | 0.63 | 0.412 | 6.2 |  | --> | 0.5985 | 0 | 0.00741 | 0.5 | 0 |  | --> | C20 ex CAHIR | Cahir [T41,T42] | CAHIR |  | 52.3767 | -7.9296
MV/LV Substation AB***002 |  | 10 kV | _ | LV | 200 kVA :Kiosk Substation | 0.2 | --> | 0.2 | 0.143 | 1.4 |  | --> | 0.19 | 0 | 0 | 0.20848 | 0 |  | --> | C11 ex CROSSMOLINA | Crossmolina [T41,T42] | MOY |  | 54.1031 | -9.3195
MV/LV Substation AB***003 |  | 10 kV | _ | LV | 100 kVA :Pole Substation | 0.1 | --> | 0.1 | 0 | 0 | Constrained,otherwise capacity available =67kVA. | --> | 0.095 | 0 | 0.021489 | 0.10489 | 0 |  | --> | C18 ex HOLYCROSS ROAD | Holycross Road [T41,T42] | THURLES |  | 52.6748 | -7.8297
MV/LV Substation AB***004 |  | 10 kV | _ | LV | 1000 kVA :Kiosk Substation | 1 | --> | 1 | 0 | 0 | Constrained,otherwise capacity available =500kVA. | --> | 0.95 | 0 | 0 | 0.5 | 0 |  | --> | C14 ex HEADFORD ROAD | Headford Road [T41,T42] | GALWAY 110KV |  | 53.2748 | -9.0551
MV/LV Substation AB***004Y |  | 10 kV | _ | LV | 200 kVA :Kiosk Substation | 0.2 | --> | 0.2 | 0 | 0 | Constrained,otherwise capacity available =125kVA. | --> | 0.19 | 0 | 0.012597 | 0.21108 | 0 |  | --> | C14 ex RAHEEN | Raheen [T41,T42] | LIMERICK |  | 52.636 | -8.664
MV/LV Substation AB***005 |  | 10 kV | _ | LV | 200 kVA :Pole Substation | 0.2 | --> | 0.2 | 0 | 0 | Constrained,otherwise capacity available =134kVA. | --> | 0.19 | 0 | 0.00741 | 0.20978 | 0 |  | --> | C12 ex ROSCOMMON | Roscommon [T41,T42] | LANESBORO |  | 53.6278 | -8.193
MV/LV Substation AB***010 |  | 10 kV | _ | LV | 200 kVA :Pole Substation | 0.2 | --> | 0.2 | 0 | 0 | Constrained,otherwise capacity available =126kVA. | --> | 0.19 | 0 | 0 | 0.21094 | 0 |  | --> | C16 ex LOUGHREA | Loughrea [T41,T42] | SOMERSET |  | 53.2016 | -8.5714
MV/LV Substation AB***012Y |  | 10 kV | _ | LV | 400 kVA :Building Structure | 0.4 | --> | 0.4 | 0 | 0 | Constrained,otherwise capacity available =376kVA. | --> | 0.38 | 0 | 0 | 0.40363 | 0 |  | --> | C11 ex GRANGE (DR) | Grange (dr) [T41,T42] | GRANGE (DR) |  | 53.3927 | -6.1438
MV/LV Substation AB***016 |  | 10 kV | _ | LV | 200 kVA :Kiosk Substation | 0.2 | --> | 0.2 | 0.192 | 0.6 |  | --> | 0.19 | 0 | 0 | 0 | 0 | Constrained,otherwise capacity available =201.2kW. | --> | C16 ex LAWLESSTOWN | Lawlesstown [T42,T421] | DOON |  | 52.3513 | -7.7173
MV/LV Substation AB***016 |  | 20 kV | _ | LV | 200 kVA :Pole Substation | 0.2 | --> | 0.2 | 0.027 | 1.8 |  | --> | 0.19 | 0 | 0.011115 | 0.22464 | 0 |  | --> | E12 ex BIRDHILL | Birdhill [T421,T422] | ARDNACRUSHA |  | 52.8056 | -8.4399
MV/LV Substation AB***017Y |  | 20 kV | _ | LV | 200 kVA :Kiosk Substation | 0.2 | --> | 0.2 | 0 | 0 | Constrained,otherwise capacity available =126kVA. | --> | 0.19 | 0 | 0.005928 | 0.21094 | 0 |  | --> | E19 ex EDENDERRY | Edenderry [T421,T422] | BLAKE |  | 53.4533 | -7.0217
MV/LV Substation AB***018X |  | 20 kV | _ | LV | 400 kVA :Kiosk Substation | 0.4 | --> | 0.4 | 0.339 | 2.3 |  | --> | 0.38 | 0 | 0.008151 | 0.40916 | 0 |  | --> | E14 ex MOY | Moy [T421,T422] | MOY |  | 54.1405 | -9.165
MV/LV Substation AB***022Y |  | 20 kV | _ | LV | 400 kVA :Kiosk Substation | 0.4 | --> | 0.4 | 0.366 | 1.7 |  | --> | 0.38 | 0 | 0.011856 | 0.40513 | 0 |  | --> | C12 ex ATHY | Athy [T101,T102] | ATHY |  | 53.011 | -6.8191
MV/LV Substation AB***024 |  | 20 kV | _ | LV | 200 kVA :Pole Substation | 0.2 | --> | 0.2 | 0 | 0 | Constrained,otherwise capacity available =93kVA. | --> | 0.19 | 0 | 0.034086 | 0.21562 | 0 |  | --> | E13 ex BALTINGLASS | Baltinglass [T421,T422] | STRATFORD |  | 52.9089 | -6.8365
MV/LV Substation AB***025 |  | 10 kV | _ | LV | 200 kVA :Pole Substation | 0.2 | --> | 0.2 | 0 | 0 | Constrained,otherwise capacity available =173kVA. | --> | 0.19 | 0 | 0.00741 | 0 | 0 | Constrained,otherwise capacity available =204.1kW. | --> | C14 ex COLLIGAN | Colligan [T41,T42] | DUNGARVAN |  | 52.0921 | -7.6012
MV/LV Substation AB***027 |  | 10 kV | _ | LV | 630 kVA :Kiosk Substation | 0.63 | --> | 0.63 | 0 | 0 | Constrained,otherwise capacity available =399kVA. | --> | 0.5985 | 0 | 0.052611 | 0 | 0 | Constrained,otherwise capacity available =500kW. | --> | C14 ex COLLIGAN | Colligan [T41,T42] | DUNGARVAN |  | 52.0931 | -7.6132
MV/LV Substation AB***029X |  | 20 kV | _ | LV | 50 kVA :Pole Substation | 0.05 | --> | 0.05 | 0.047 | 0.6 |  | --> | 0.0475 | 0 | 0 | 0 | 0 | Constrained,otherwise capacity available =50.5kW. | --> | E23 ex LAWLESSTOWN | Lawlesstown [T42,T421] | DOON |  | 52.3547 | -7.7433
MV/LV Substation AB***033 |  | 10 kV | _ | LV | 50 kVA :Pole Substation | 0.05 | --> | 0.05 | 0 | 0 | Constrained,otherwise capacity available =48kVA. | --> | 0.0475 | 0 | 0 | 0.050303 | 0 |  | --> | C12 ex CAPPAMORE | Cappamore [T41,T42] | ARDNACRUSHA |  | 52.6591 | -8.3914
MV/LV Substation AB***033 |  | 10 kV | _ | LV | 200 kVA :Pole Substation | 0.2 | --> | 0.2 | 0 | 0 | Constrained,otherwise capacity available =116kVA. | --> | 0.19 | 0 | 0.003705 | 0.21237 | 0 |  | --> | C13 ex TUAM SOUTH | Tuam South [T42] | CLOON |  | 53.5151 | -8.8566
MV/LV Substation AB***033Y |  | 10 kV | _ | LV | 400 kVA :Kiosk Substation | 0.4 | --> | 0.4 | 0 | 0 | Constrained,otherwise capacity available =336kVA. | --> | 0.38 | 0 | 0.040755 | 0.4096 | 0 |  | --> | C12 ex ROSCOMMON | Roscommon [T41,T42] | LANESBORO |  | 53.6256 | -8.1971
MV/LV Substation AB***036Y |  | 10 kV | _ | LV | 400 kVA :Kiosk Substation | 0.4 | --> | 0.4 | 0 | 0 | Constrained,otherwise capacity available =243kVA. | --> | 0.38 | 0 | 0.054093 | 0.42316 | 0 |  | --> | C14 ex SWORDS | Swords [T41,T42] | GLASMORE |  | 53.461 | -6.2524
MV/LV Substation AB***037Y |  | 10 kV | _ | LV | 400 kVA :Kiosk Substation | 0.4 | --> | 0.4 | 0 | 0 | Constrained,otherwise capacity available =304kVA. | --> | 0.38 | 0 | 0.014079 | 0.41432 | 0 |  | --> | C14 ex SWORDS | Swords [T41,T42] | GLASMORE |  | 53.463 | -6.2521
MV/LV Substation AB***041 |  | 10 kV | _ | LV | 400 kVA :Building Structure | 0.4 | --> | 0.4 | 0.311 | 3 |  | --> | 0.38 | 0 | 0 | 0.41329 | 0 |  | --> | C18 ex NENAGH | Nenagh [T41,T42] | NENAGH |  | 52.8628 | -8.1952
MV/LV Substation AB***041 |  | 20 kV | _ | LV | 200 kVA :Pole Substation | 0.2 | --> | 0.2 | 0.153 | 1 |  | --> | 0.19 | 0 | 0.00741 | 0.20701 | 0 |  | --> | E20 ex LONGFORD | Longford [T421,T422] | RICHMOND |  | 53.7372 | -7.7945
MV/LV Substation AB***042 |  | 10 kV | _ | LV | 630 kVA :Kiosk Substation | 0.63 | --> | 0.63 | 0 | 0 | Constrained,otherwise capacity available =500kVA. | --> | 0.5985 | 0 | 0 | 0.5 | 0 |  | --> | C30 ex WATERFORD IND EST | Waterford Ind Est [T41,T42,T44] | BUTLERSTOWN |  | 52.2566 | -7.1335
MV/LV Substation AB***045 |  | 10 kV | _ | LV | 400 kVA :Building Structure | 0.4 | --> | 0.4 | 0 | 0 | Constrained,otherwise capacity available =152kVA. | --> | 0.38 | 0 | 0.019266 | 0 | 0 | Constrained,otherwise capacity available =436kW. | --> | C13 ex ROSCREA | Roscrea [T41,T42] | IKERRIN |  | 52.9522 | -7.8019
MV/LV Substation AB***047 |  | 10 kV | _ | LV | 400 kVA :Kiosk Substation | 0.4 | --> | 0.4 | 0 | 0 | Constrained,otherwise capacity available =246kVA. | --> | 0.38 | 0 | 0.02223 | 0.42273 | 0 |  | --> | C11 ex LOUGHLINSTOWN | Loughlinstown [T41,T42] | CARRICKMINES |  | 53.2484 | -6.1212
MV/LV Substation AB***048 |  | 10 kV | _ | LV | 400 kVA :Kiosk Substation | 0.4 | --> | 0.4 | 0 | 0 | Constrained,otherwise capacity available =256kVA. | --> | 0.38 | 0 | 0.025935 | 0 | 0 | Constrained,otherwise capacity available =421.3kW. | --> | C25 ex TINAHASK | Tinahask [T41,T42] | ARKLOW |  | 52.7927 | -6.1556
MV/LV Substation AB***048 |  | 20 kV | _ | LV | 100 kVA :Pole Substation | 0.1 | --> | 0.1 | 0 | 0 | Constrained,otherwise capacity available =65kVA. | --> | 0.095 | 0 | 0.009633 | 0.10518 | 0 |  | --> | E16 ex PATRICKSWELL | Patrickswell [T421,T422] | LIMERICK |  | 52.5676 | -8.7929
MV/LV Substation AB***054Y |  | 10 kV | _ | LV | 100 kVA :Pole Substation | 0.1 | --> | 0.1 | 0 | 0 | Constrained,otherwise capacity available =81kVA. | --> | 0.095 | 0 | 0 | 0.10284 | 0 |  | --> | C12 ex BALLYHALE | Ballyhale [T42,T421] | KILKENNY |  | 52.4832 | -7.2161
MV/LV Substation AB***056 |  | 10 kV | _ | LV | 630 kVA :Building Structure | 0.63 | --> | 0.63 | 0 | 0 | Constrained,otherwise capacity available =390kVA. | --> | 0.5985 | 0 | 0.00741 | 0.5 | 0 |  | --> | C22 ex UNIDARE | Unidare [T41,T42] | FINGLAS |  | 53.3883 | -6.3177
MV/LV Substation AB***058 |  | 10 kV | _ | LV | 630 kVA :Building Structure | 0.63 | --> | 0.63 | 0 | 0 | Constrained,otherwise capacity available =500kVA. | --> | 0.5985 | 0 | 0 | 0.5 | 0 |  | --> | C13 ex TUAM SOUTH | Tuam South [T42] | CLOON |  | 53.5157 | -8.854
MV/LV Substation AB***059 |  | 10 kV | _ | LV | 400 kVA :Kiosk Substation | 0.4 | --> | 0.4 | 0 | 0 | Constrained,otherwise capacity available =244kVA. | --> | 0.38 | 0 | 0.034086 | 0.42302 | 0 |  | --> | C17 ex SALLINS | Sallins [T41,T42] | GRIFFINRATH |  | 53.2919 | -6.6777
MV/LV Substation AB***062 |  | 20 kV | _ | LV | 200 kVA :Kiosk Substation | 0.2 | --> | 0.2 | 0 | 0 | Constrained,otherwise capacity available =84kVA. | --> | 0.19 | 0 | 0.006669 | 0 | 0 | Constrained,otherwise capacity available =216.9kW. | --> | E13 ex ABBEYLEIX | Abbeyleix [T422] | PORTLAOISE |  | 52.9155 | -7.3474
MV/LV Substation AB***064 |  | 10 kV | _ | LV | 400 kVA :Kiosk Substation | 0.4 | --> | 0.4 | 0 | 0 | Constrained,otherwise capacity available =259kVA. | --> | 0.38 | 0 | 0 | 0.42086 | 0 |  | --> | C14 ex NAAS | Naas [T41,T42] | KILTEEL |  | 53.2185 | -6.6649
MV/LV Substation AB***065 |  | 10 kV | _ | LV | 630 kVA :Kiosk Substation | 0.63 | --> | 0.63 | 0 | 0 | Constrained,otherwise capacity available =500kVA. | --> | 0.5985 | 0 | 0.00741 | 0.5 | 0 |  | --> | C13 ex CRANMORE | Cranmore [T41,T42] | SLIGO |  | 54.2659 | -8.4563
MV/LV Substation AB***066 |  | 20 kV | _ | LV | 100 kVA :Pole Substation | 0.1 | --> | 0.1 | 0 | 0 | Constrained,otherwise capacity available =89kVA. | --> | 0.095 | 0 | 0 | 0.10166 | 0 |  | --> | E21 ex GLENAMADDY | Glenamaddy [T422] | ATHLONE |  | 53.6212 | -8.7412
MV/LV Substation AB***068Z |  | 10 kV | _ | LV | 630 kVA :Building Structure | 0.63 | --> | 0.63 | 0.456 | 2.9 |  | --> | 0.5985 | 0 | 0 | 0.5 | 0 |  | --> | C15 ex ABBEYLAND | Abbeyland [T41,T42] | NAVAN |  | 53.6546 | -6.6893
MV/LV Substation AB***074 |  | 10 kV | _ | LV | 200 kVA :Pole Substation | 0.2 | --> | 0.2 | 0 | 0 | Constrained,otherwise capacity available =173kVA. | --> | 0.19 | 0 | 0 | 0 | 0 | Constrained,otherwise capacity available =204.1kW. | --> | C18 ex MOUNTRATH | Mountrath [T41,T42] | PORTLAOISE |  | 52.9947 | -7.4693
MV/LV Substation AB***077X |  | 20 kV | _ | LV | 50 kVA :Pole Substation | 0.05 | --> | 0.05 | 0.05 | 2.2 |  | --> | 0.0475 | 0 | 0 | 0.05 | 0 |  | --> | E11 ex CLOONBANNIN | Cloonbannin [T421] | GLENLARA |  | 52.068 | -9.0536
MV/LV Substation AB***078 |  | 10 kV | _ | LV | 630 kVA :Kiosk Substation | 0.63 | --> | 0.63 | 0.388 | 5 |  | --> | 0.5985 | 0 | 0.003705 | 0.5 | 0 |  | --> | C19 ex MCDONAGH | Mcdonagh [T41,T42] | KILKENNY |  | 52.6548 | -7.2555
MV/LV Substation AB***079Y |  | 10 kV | _ | LV | 50 kVA :Pole Substation | 0.05 | --> | 0.05 | 0 | 0 | Constrained,otherwise capacity available =44kVA. | --> | 0.0475 | 0 | 0 | 0.050903 | 0 |  | --> | C18 ex BLAKE | Blake [T41,T42] | BLAKE |  | 53.2649 | -6.8479
MV/LV Substation AB***082 |  | 20 kV | _ | LV | 200 kVA :Pole Substation | 0.2 | --> | 0.2 | 0 | 0 | Constrained,otherwise capacity available =154kVA. | --> | 0.19 | 0 | 0.004446 | 0 | 0 | Constrained,otherwise capacity available =206.9kW. | --> | E13 ex ABBEYLEIX | Abbeyleix [T422] | PORTLAOISE |  | 52.9114 | -7.342
MV/LV Substation AB***082 |  | 10 kV | _ | LV | 400 kVA :Kiosk Substation | 0.4 | --> | 0.4 | 0.344 | 1.1 |  | --> | 0.38 | 0 | 0.00741 | 0 | 0 | Constrained,otherwise capacity available =408.4kW. | --> | C15 ex NEWCASTLEWEST | Newcastlewest [T41,T42] | RATHKEALE |  | 52.447 | -9.0659
MV/LV Substation AB***084 |  | 10 kV | _ | LV | 400 kVA :Kiosk Substation | 0.4 | --> | 0.4 | 0.332 | 2.3 |  | --> | 0.38 | 0 | 0.001482 | 0.4102 | 0 |  | --> | C19 ex BALLYRICKARD | Ballyrickard [T41,T42] | TRALEE |  | 52.2709 | -9.7045
MV/LV Substation AB***084X |  | 10 kV | _ | LV | 630 kVA :Kiosk Substation | 0.63 | --> | 0.63 | 0 | 0 | Constrained,otherwise capacity available =500kVA. | --> | 0.5985 | 0 | 0 | 0.5 | 0 |  | --> | C11 ex CRANMORE | Cranmore [T41,T42] | SLIGO |  | 54.2705 | -8.4708
MV/LV Substation AB***086 |  | 10 kV | _ | LV | 630 kVA :Kiosk Substation | 0.63 | --> | 0.63 | 0.334 | 13.5 |  | --> | 0.5985 | 0 | 0.012597 | 0.5 | 0 |  | --> | C20 ex ENNIS | Ennis [T101,T102] | ENNIS |  | 52.8454 | -8.9822
MV/LV Substation AB***086Y |  | 20 kV | _ | LV | 50 kVA :Pole Substation | 0.05 | --> | 0.05 | 0.048 | 2.6 |  | --> | 0.0475 | 0 | 0 | 0.050303 | 0 |  | --> | C17 ex KILLESHANDRA | Killeshandra [T41,T42] | GORTAWEE |  | 54.0643 | -7.4782
MV/LV Substation AB***094 |  | 10 kV | _ | LV | 50 kVA :Pole Substation | 0.05 | --> | 0.05 | 0.05 | 4.5 |  | --> | 0.0475 | 0 | 0 | 0.05 | 0 |  | --> | C12 ex MALLOW | Mallow [T41,T42] | MALLOW |  | 52.1191 | -8.5707
MV/LV Substation AB***096X |  | 20 kV | _ | LV | 200 kVA :Pole Substation | 0.2 | --> | 0.2 | 0 | 0 | Constrained,otherwise capacity available =98kVA. | --> | 0.19 | 0 | 0.03705 | 0.21492 | 0 |  | --> | E18 ex PATRICKSWELL | Patrickswell [T421,T422] | LIMERICK |  | 52.5946 | -8.7116
MV/LV Substation AB***106X |  | 10 kV | _ | LV | 630 kVA :Kiosk Substation | 0.63 | --> | 0.63 | 0.5 | 9.1 |  | --> | 0.5985 | 0 | 0.00741 | 0.5 | 0 |  | --> | C14 ex ARDNAREE | Ardnaree [T42,T421] | MOY |  | 54.1117 | -9.1493
MV/LV Substation AB***121X |  | 20 kV | _ | LV | 100 kVA :Pole Substation | 0.1 | --> | 0.1 | 0 | 0 | Constrained,otherwise capacity available =75kVA. | --> | 0.095 | 0 | 0 | 0 | 0 | Constrained,otherwise capacity available =103.7kW. | --> | E18 ex CARNDONAGH | Carndonagh [T421,T422] | TRILLICK |  | 55.2402 | -7.2655
MV/LV Substation AB***125 |  | 10 kV | _ | LV | 400 kVA :Building Structure | 0.4 | --> | 0.4 | 0 | 0 | Constrained,otherwise capacity available =348kVA. | --> | 0.38 | 0 | 0 | 0.40782 | 0 |  | --> | C17 ex RATHMULLAN | Rathmullan [T41,T42] | DRYBRIDGE |  | 53.715 | -6.3553
MV/LV Substation AB***130 |  | 10 kV | _ | LV | 630 kVA :Kiosk Substation | 0.63 | --> | 0.63 | 0.421 | 4.3 |  | --> | 0.5985 | 0 | 0.030381 | 0.5 | 0 |  | --> | C17 ex DEANSGRANGE | Deansgrange [T41,T42] | CARRICKMINES |  | 53.2858 | -6.1606
MV/LV Substation AB***144X |  | 10 kV | _ | LV | 400 kVA :Kiosk Substation | 0.4 | --> | 0.4 | 0.35 | 3 |  | --> | 0.38 | 0 | 0 | 0.40752 | 0 |  | --> | C18 ex NENAGH | Nenagh [T41,T42] | NENAGH |  | 52.8647 | -8.1906
MV/LV Substation AB***154X |  | 10 kV | _ | LV | 400 kVA :Kiosk Substation | 0.4 | --> | 0.4 | 0.33 | 2 |  | --> | 0.38 | 0 | 0 | 0 | 0 | Constrained,otherwise capacity available =410.5kW. | --> | E18 ex RATHKEALE | Rathkeale [T421,T422] | RATHKEALE |  | 52.5244 | -8.9315
MV/LV Substation AB***155X |  | 10 kV | _ | LV | 200 kVA :Kiosk Substation | 0.2 | --> | 0.2 | 0.158 | 2 |  | --> | 0.19 | 0 | 0 | 0 | 0 | Constrained,otherwise capacity available =206.3kW. | --> | E18 ex RATHKEALE | Rathkeale [T421,T422] | RATHKEALE |  | 52.5223 | -8.9308
MV/LV Substation AB***161 |  | 10 kV | _ | LV | 400 kVA :Kiosk Substation | 0.4 | --> | 0.4 | 0.297 | 8.2 |  | --> | 0.38 | 0 | 0.003705 | 0.41535 | 0 |  | --> | C13 ex MOUNT MISERY | Mount Misery [T41,T42] | WATERFORD |  | 52.2612 | -7.0821
MV/LV Substation AB***161X |  | 10 kV | _ | LV | 1000 kVA :Building Structure | 1 | --> | 1 | 0.5 | 1.5 |  | --> | 0.95 | 0 | 0 | 0.5 | 0 |  | --> | C16 ex BALLYARD | Ballyard [T41,T42] | TRALEE |  | 52.2686 | -9.7062
MV/LV Substation AB***168 |  | 10 kV | _ | LV | 400 kVA :Kiosk Substation | 0.4 | --> | 0.4 | 0.233 | 2.9 |  | --> | 0.38 | 0 | 0.022971 | 0.42459 | 0 |  | --> | C17 ex ABBEYLAND | Abbeyland [T41,T42] | NAVAN |  | 53.6639 | -6.6909
MV/LV Substation AB***169Z |  | 10 kV | _ | LV | 100 kVA :Pole Substation | 0.1 | --> | 0.1 | 0 | 0 | Constrained,otherwise capacity available =60kVA. | --> | 0.095 | 0 | 0.001482 | 0 | 0 | Constrained,otherwise capacity available =105.9kW. | --> | C16 ex KILCLOHER | Kilcloher [T41,T42] | DUNGARVAN |  | 52.1456 | -7.8379
MV/LV Substation AB***174X |  | 10 kV | _ | LV | 50 kVA :Pole Substation | 0.05 | --> | 0.05 | 0 | 0 | Constrained,otherwise capacity available =50kVA. | --> | 0.0475 | 0 | 0 | 0.05 | 0 |  | --> | C13 ex ATHGARVAN | Athgarvan [T41,T44] | NEWBRIDGE |  | 53.1502 | -6.8053
MV/LV Substation AB***176Y |  | 20 kV | _ | LV | 50 kVA :Pole Substation | 0.05 | --> | 0.05 | 0.044 | 0.4 |  | --> | 0.0475 | 0 | 0.008151 | 0.050903 | 0 |  | --> | C14 ex CARRAROE | Carraroe [T42] | SCREEB |  | 53.2474 | -9.5484
MV/LV Substation AB***179Y |  | 20 kV | _ | LV | 630 kVA :Kiosk Substation | 0.63 | --> | 0.63 | 0 | 0 | Constrained,otherwise capacity available =500kVA. | --> | 0.5985 | 0 | 0 | 0.5 | 0 |  | --> | E15 ex DULEEK | Duleek [T421,T422] | DRYBRIDGE |  | 53.6382 | -6.4117
MV/LV Substation AB***200 |  | 10 kV | _ | LV | 200 kVA :Kiosk Substation | 0.2 | --> | 0.2 | 0 | 0 | Constrained,otherwise capacity available =166kVA. | --> | 0.19 | 0 | 0.00741 | 0 | 0 | Constrained,otherwise capacity available =205.1kW. | --> | C14 ex COLLIGAN | Colligan [T41,T42] | DUNGARVAN |  | 52.0939 | -7.5975
MV/LV Substation AB***200 |  | 20 kV | _ | LV | 100 kVA :Pole Substation | 0.1 | --> | 0.1 | 0.085 | 4.4 |  | --> | 0.095 | 0 | 0 | 0.10225 | 0 |  | --> | E13 ex CRANE | Crane [T122] | CRANE |  | 52.4448 | -6.3452
MV/LV Substation AB***208Y |  | 20 kV | _ | LV | 630 kVA :Kiosk Substation | 0.63 | --> | 0.63 | 0 | 0 | Constrained,otherwise capacity available =483kVA. | --> | 0.5985 | 0 | 0 | 0.5 | 0 |  | --> | E17 ex MANORHAMILTON | Manorhamilton [T422] | SLIGO |  | 54.2308 | -8.3029
MV/LV Substation AB***224X |  | 10 kV | _ | LV | 400 kVA :Kiosk Substation | 0.4 | --> | 0.4 | 0.318 | 5.8 |  | --> | 0.38 | 0 | 0.003705 | 0.41226 | 0 |  | --> | E15 ex ABBEYFEALE | Abbeyfeale [T421] | TRIEN |  | 52.3859 | -9.2957
MV/LV Substation AB***230Z |  | 10 kV | _ | LV | 400 kVA :Kiosk Substation | 0.4 | --> | 0.4 | 0 | 0 | Constrained,otherwise capacity available =277kVA. | --> | 0.38 | 0 | 0.017784 | 0.41826 | 0 |  | --> | C21 ex DOUGLAS | Douglas [T41,T42] | TRABEG |  | 51.8716 | -8.3919
MV/LV Substation AB***237Z |  | 10 kV | _ | LV | 400 kVA :Kiosk Substation | 0.4 | --> | 0.4 | 0 | 0 | Constrained,otherwise capacity available =393kVA. | --> | 0.38 | 0 | 0 | 0.4003 | 0 |  | --> | C22 ex CELBRIDGE | Celbridge [T41,T42] | GRIFFINRATH |  | 53.3343 | -6.5489
MV/LV Substation AB***239Y |  | 10 kV | _ | LV | 400 kVA :Kiosk Substation | 0.4 | --> | 0.4 | 0.345 | 8.2 |  | --> | 0.38 | 0 | 0.002223 | 0.40827 | 0 |  | --> | C12 ex MOUNT MISERY | Mount Misery [T41,T42] | WATERFORD |  | 52.2664 | -7.0931
MV/LV Substation AB***242X |  | 10 kV | _ | LV | 400 kVA :Kiosk Substation | 0.4 | --> | 0.4 | 0.347 | 3 |  | --> | 0.38 | 0 | 0 | 0.40618 | 0 |  | --> | C18 ex NENAGH | Nenagh [T41,T42] | NENAGH |  | 52.8628 | -8.1978
MV/LV Substation AB***249 |  | 10 kV | _ | LV | 50 kVA :Pole Substation | 0.05 | --> | 0.05 | 0 | 0 | Constrained,otherwise capacity available =49kVA. | --> | 0.0475 | 0 | 0 | 0.050152 | 0 |  | --> | C18 ex BLAKE | Blake [T41,T42] | BLAKE |  | 53.2795 | -6.864
MV/LV Substation AB***253 |  | 10 kV | _ | LV | 50 kVA :Pole Substation | 0.05 | --> | 0.05 | 0.034 | 0.3 |  | --> | 0.0475 | 0 | 0 | 0.052373 | 0 |  | --> | C22 ex ABBEYFEALE | Abbeyfeale [T42] | TRIEN |  | 52.3909 | -9.3078
MV/LV Substation AB***260 |  | 10 kV | _ | LV | 400 kVA :Kiosk Substation | 0.4 | --> | 0.4 | 0 | 0 | Constrained,otherwise capacity available =280kVA. | --> | 0.38 | 0 | 0.028158 | 0.41782 | 0 |  | --> | C20 ex GRANGE (DR) | Grange (dr) [T41,T42] | GRANGE (DR) |  | 53.3942 | -6.1431
MV/LV Substation AB***265 |  | 20 kV | _ | LV | 50 kVA :Pole Substation | 0.05 | --> | 0.05 | 0 | 0 | Constrained,otherwise capacity available =44kVA. | --> | 0.0475 | 0 | 0 | 0.050903 | 0 |  | --> | E16 ex GLENAMADDY | Glenamaddy [T422] | ATHLONE |  | 53.4395 | -8.7264
MV/LV Substation AB***266Z |  | 10 kV | _ | LV | 200 kVA :Kiosk Substation | 0.2 | --> | 0.2 | 0 | 0 | Constrained,otherwise capacity available =158kVA. | --> | 0.19 | 0 | 0 | 0.20628 | 0 |  | --> | C17 ex SALLINS | Sallins [T41,T42] | GRIFFINRATH |  | 53.2942 | -6.6813
MV/LV Substation AB***279X |  | 10 kV | _ | LV | 100 kVA :Pole Substation | 0.1 | --> | 0.1 | 0.097 | 1.6 |  | --> | 0.095 | 0 | 0 | 0 | 0 | Constrained,otherwise capacity available =100.5kW. | --> | C16 ex BALLYSHANNON | Ballyshannon [T41,T42] | CATHALEENS FALL |  | 54.5075 | -8.2027
MV/LV Substation AB***286X |  | 10 kV | _ | LV | 400 kVA :Kiosk Substation | 0.4 | --> | 0.4 | 0.172 | 1 |  | --> | 0.38 | 0 | 0.020007 | 0.4332 | 0 |  | --> | C17 ex CORBALLY | Corbally [T41,T42] | ARDNACRUSHA |  | 52.6707 | -8.6101
MV/LV Substation AB***289X |  | 10 kV | _ | LV | 400 kVA :Kiosk Substation | 0.4 | --> | 0.4 | 0 | 0 | Constrained,otherwise capacity available =231kVA. | --> | 0.38 | 0 | 0.020748 | 0.42488 | 0 |  | --> | C14 ex SWORDS | Swords [T41,T42] | GLASMORE |  | 53.4632 | -6.2345
MV/LV Substation AB***299 |  | 10 kV | _ | LV | 200 kVA :Kiosk Substation | 0.2 | --> | 0.2 | 0.153 | 1 |  | --> | 0.19 | 0 | 0.022971 | 0 | 0 | Constrained,otherwise capacity available =207kW. | --> | C15 ex BOYLE | Boyle [T41,T42] | CARRICK ON SHANNON |  | 53.9766 | -8.2896
MV/LV Substation AB***300 |  | 10 kV | _ | LV | 630 kVA :Building Structure | 0.63 | --> | 0.63 | 0.5 | 18.8 |  | --> | 0.5985 | 0 | 0 | 0.5 | 0 |  | --> | C31 ex BEDFORD ROW | Bedford Row [T41,T42,T43,T44] | FRANCIS STREET |  | 53.3484 | -6.2601
MV/LV Substation AB***331Z |  | 10 kV | _ | LV | 630 kVA :Kiosk Substation | 0.63 | --> | 0.63 | 0 | 0 | Constrained,otherwise capacity available =500kVA. | --> | 0.5985 | 0 | 0.002223 | 0.5 | 0 |  | --> | C17 ex SALLINS | Sallins [T41,T42] | GRIFFINRATH |  | 53.2928 | -6.6808
MV/LV Substation AB***332Z |  | 10 kV | _ | LV | 400 kVA :Kiosk Substation | 0.4 | --> | 0.4 | 0 | 0 | Constrained,otherwise capacity available =369kVA. | --> | 0.38 | 0 | 0 | 0.40468 | 0 |  | --> | C17 ex SALLINS | Sallins [T41,T42] | GRIFFINRATH |  | 53.2916 | -6.6811
MV/LV Substation AB***335 |  | 10 kV | _ | LV | 100 kVA :Pole Substation | 0.1 | --> | 0.1 | 0.1 | 1.3 |  | --> | 0.095 | 0 | 0.003705 | 0.1 | 0 |  | --> | C26 ex CLIFDEN | Clifden [T41,T42] | SCREEB |  | 53.489 | -10.0311
MV/LV Substation AB***341 |  | 10 kV | _ | LV | 1000 kVA :Building Structure | 1 | --> | 1 | 0.5 | 4 |  | --> | 0.95 | 0 | 0 | 0.5 | 0 |  | --> | C27 ex WOLFE TONE STREET | Wolfe Tone Street [T101,T102] | FINGLAS |  | 53.3487 | -6.2571
MV/LV Substation AB***341Y |  | 10 kV | _ | LV | 400 kVA :Building Structure | 0.4 | --> | 0.4 | 0.37 | 13.5 |  | --> | 0.38 | 0 | 0 | 0.40453 | 0 |  | --> | C20 ex ENNIS | Ennis [T101,T102] | ENNIS |  | 52.8459 | -8.9835
MV/LV Substation AB***342X |  | 20 kV | _ | LV | 400 kVA :Kiosk Substation | 0.4 | --> | 0.4 | 0 | 0 | Constrained,otherwise capacity available =300kVA. | --> | 0.38 | 0 | 0.019266 | 0.41491 | 0 |  | --> | E14 ex KILCOCK | Kilcock [T421,T422] | GRIFFINRATH |  | 53.4047 | -6.6725
MV/LV Substation AB***343 |  | 10 kV | _ | LV | 100 kVA :Pole Substation | 0.1 | --> | 0.1 | 0 | 0 | Constrained,otherwise capacity available =57kVA. | --> | 0.095 | 0 | 0.011856 | 0.10633 | 0 |  | --> | C20 ex CAHIRCALLA | Cahircalla [T41,T42] | ENNIS |  | 52.822 | -8.9808
MV/LV Substation AB***343 |  | 10 kV | _ | LV | 200 kVA :Kiosk Substation | 0.2 | --> | 0.2 | 0.2 | 0.9 |  | --> | 0.19 | 0 | 0 | 0 | 0 | Constrained,otherwise capacity available =200kW. | --> | C15 ex SPA ROAD | Spa Road [T41,T42] | DOON |  | 52.354 | -7.7324
MV/LV Substation AB***346X |  | 10 kV | _ | LV | 400 kVA :Kiosk Substation | 0.4 | --> | 0.4 | 0 | 0 | Constrained,otherwise capacity available =199kVA. | --> | 0.38 | 0 | 0 | 0.42942 | 0 |  | --> | C11 ex SUTTON | Sutton [T41,T42] | GRANGE (DR) |  | 53.3873 | -6.0657
MV/LV Substation AB***365Y |  | 20 kV | _ | LV | 200 kVA :Kiosk Substation | 0.2 | --> | 0.2 | 0 | 0 | Constrained,otherwise capacity available =77kVA. | --> | 0.19 | 0 | 0.02223 | 0.21785 | 0 |  | --> | E14 ex COLLOONEY | Collooney [T421,T422] | SLIGO |  | 54.1785 | -8.496
MV/LV Substation AB***373X |  | 10 kV | _ | LV | 200 kVA :Pole Substation | 0.2 | --> | 0.2 | 0 | 0 | Constrained,otherwise capacity available =131kVA. | --> | 0.19 | 0 | 0.001482 | 0.21022 | 0 |  | --> | C18 ex BALLYBAILIE | Ballybailie [T41,T42] | DUNDALK |  | 53.9527 | -6.5416
MV/LV Substation AB***385Y |  | 20 kV | _ | LV | 50 kVA :Pole Substation | 0.05 | --> | 0.05 | 0.029 | 1 |  | --> | 0.0475 | 0 | 0.002223 | 0.053092 | 0 |  | --> | E20 ex LONGFORD | Longford [T421,T422] | RICHMOND |  | 53.7381 | -7.7968
MV/LV Substation AB***4035 |  | 10 kV | _ | LV | 100 kVA :Pole Substation | 0.1 | --> | 0.1 | 0 | 0 | Constrained,otherwise capacity available =100kVA. | --> | 0.095 | 0 | 0 | 0 | 0 | Constrained,otherwise capacity available =100kW. | --> | C16 ex BANTRY | Bantry [T41,T42] | BALLYLICKY |  | 51.6763 | -9.4698
MV/LV Substation AB***4039 |  | 10 kV | _ | LV | 400 kVA :Building Structure | 0.4 | --> | 0.4 | 0.344 | 5.8 |  | --> | 0.38 | 0 | 0 | 0.40841 | 0 |  | --> | E15 ex ABBEYFEALE | Abbeyfeale [T421] | TRIEN |  | 52.3874 | -9.2979
MV/LV Substation AB***4041 |  | 20 kV | _ | LV | 200 kVA :Pole Substation | 0.2 | --> | 0.2 | 0 | 0 | Constrained,otherwise capacity available =184kVA. | --> | 0.19 | 0 | 0 | 0.20241 | 0 |  | --> | E15 ex DULEEK | Duleek [T421,T422] | DRYBRIDGE |  | 53.6463 | -6.424
MV/LV Substation AB***404Y |  | 10 kV | _ | LV | 200 kVA :Pole Substation | 0.2 | --> | 0.2 | 0 | 0 | Constrained,otherwise capacity available =200kVA. | --> | 0.19 | 0 | 0 | 0.2 | 0 |  | --> | C13 ex ROSCOMMON | Roscommon [T41,T42] | LANESBORO |  | 53.6252 | -8.1924
MV/LV Substation AB***4069 |  | 10 kV | _ | LV | 630 kVA :Building Structure | 0.63 | --> | 0.63 | 0 | 0 | Constrained,otherwise capacity available =500kVA. | --> | 0.5985 | 0 | 0 | 0.5 | 0 |  | --> | C21 ex ENNISTYMON | Ennistymon [T41,T42] | ENNIS |  | 52.9319 | -9.3447
MV/LV Substation AB***406Z |  | 10 kV | _ | LV | 200 kVA :Kiosk Substation | 0.2 | --> | 0.2 | 0 | 0 | Constrained,otherwise capacity available =107kVA. | --> | 0.19 | 0 | 0.026676 | 0.21365 | 0 |  | --> | C18 ex MALAHIDE | Malahide [T41,T42] | GLASMORE |  | 53.446 | -6.1469
MV/LV Substation AB***4074 |  | 10 kV | _ | LV | 630 kVA :Kiosk Substation | 0.63 | --> | 0.63 | 0 | 0 | Constrained,otherwise capacity available =500kVA. | --> | 0.5985 | 0 | 0.091884 | 0.5 | 0 |  | --> | C15 ex TYMON | Tymon [T41,T42] | COOKSTOWN |  | 53.2709 | -6.3262
MV/LV Substation AB***4076 |  | 20 kV | _ | LV | 50 kVA :Pole Substation | 0.05 | --> | 0.05 | 0.05 | 1.6 |  | --> | 0.0475 | 0 | 0 | 0.05 | 0 |  | --> | C16 ex CURRA | Curra [T41] | SOMERSET |  | 53.0854 | -8.3726
MV/LV Substation AB***4097 |  | 10 kV | _ | LV | 200 kVA :Kiosk Substation | 0.2 | --> | 0.2 | 0.151 | 2.9 |  | --> | 0.19 | 0 | 0.016302 | 0.20731 | 0 |  | --> | C16 ex ABBEYLAND | Abbeyland [T41,T42] | NAVAN |  | 53.6631 | -6.6943
MV/LV Substation AB***4101 |  | 10 kV | _ | LV | 1000 kVA :Building Structure | 1 | --> | 1 | 0.5 | 1.2 |  | --> | 0.95 | 0 | 0 | 0.5 | 0 |  | --> | C20 ex SALLYNOGGIN ROAD | Sallynoggin Road [T41,T42] | CHERRYWOOD |  | 53.2838 | -6.1397
MV/LV Substation AB***4117 |  | 10 kV | _ | LV | 50 kVA :Pole Substation | 0.05 | --> | 0.05 | 0.05 | 0.3 |  | --> | 0.0475 | 0 | 0 | 0.05 | 0 |  | --> | C17 ex BANAGHER | Banagher [T41,T42] | DALLOW |  | 53.2056 | -8.1008
MV/LV Substation AB***4119 |  | 20 kV | _ | LV | 630 kVA :Building Structure | 0.63 | --> | 0.63 | 0 | 0 | Constrained,otherwise capacity available =500kVA. | --> | 0.5985 | 0 | 0 | 0 | 0 | Constrained,otherwise capacity available =500kW. | --> | E15 ex WINDSOR | Windsor [T421,T422] | CASTLEBAR |  | 53.8568 | -9.2732
MV/LV Substation AB***4141 |  | 10 kV | _ | LV | 400 kVA :Kiosk Substation | 0.4 | --> | 0.4 | 0 | 0 | Constrained,otherwise capacity available =400kVA. | --> | 0.38 | 0 | 0 | 0.4 | 0 |  | --> | C15 ex CAHIRCALLA | Cahircalla [T41,T42] | ENNIS |  | 52.8244 | -8.9776
MV/LV Substation AB***4157 |  | 20 kV | _ | LV | 630 kVA :Building Structure | 0.63 | --> | 0.63 | 0 | 0 | Constrained,otherwise capacity available =500kVA. | --> | 0.5985 | 0 | 0.055575 | 0.072493 | 0 | Constrained,otherwise capacity available =500kW. | --> | C18 ex TOOMEVARA | Toomevara [T42] | NENAGH |  | 52.8529 | -8.0533
MV/LV Substation AB***4161 |  | 20 kV | _ | LV | 630 kVA :Building Structure | 0.63 | --> | 0.63 | 0.5 | 11.9 |  | --> | 0.5985 | 0 | 0 | 0.5 | 0 |  | --> | C36 ex SALTHILL | Salthill [T101,T102] | SALTHILL |  | 53.3001 | -9.0992
MV/LV Substation AB***4189 |  | 10 kV | _ | LV | 50 kVA :Pole Substation | 0.05 | --> | 0.05 | 0 | 0 | Constrained,otherwise capacity available =45kVA. | --> | 0.0475 | 0 | 0.003705 | 0.050753 | 0 |  | --> | C22 ex SKIBBEREEN | Skibbereen [T41,T42] | DUNMANWAY |  | 51.5585 | -9.2916
MV/LV Substation AB***4198 |  | 10 kV | _ | LV | 400 kVA :Building Structure | 0.4 | --> | 0.4 | 0.198 | 3.3 |  | --> | 0.38 | 0 | 0 | 0.42956 | 0 |  | --> | C12 ex LLOYD | Lloyd [T41,T42] | NAVAN |  | 53.7379 | -6.8952
MV/LV Substation AB***4242 |  | 10 kV | _ | LV | 630 kVA :Kiosk Substation | 0.63 | --> | 0.63 | 0 | 0 | Constrained,otherwise capacity available =500kVA. | --> | 0.5985 | 0 | 0.006669 | 0.5 | 0 |  | --> | C17 ex SALLINS | Sallins [T41,T42] | GRIFFINRATH |  | 53.293 | -6.699
MV/LV Substation AB***4256 |  | 10 kV | _ | LV | 630 kVA :Kiosk Substation | 0.63 | --> | 0.63 | 0 | 0 | Constrained,otherwise capacity available =500kVA. | --> | 0.5985 | 0 | 0 | 0.5 | 0 |  | --> | C16 ex KINSALE | Kinsale [T41,T42] | BANDON |  | 51.7114 | -8.5348
MV/LV Substation AB***4269 |  | 10 kV | _ | LV | 400 kVA :Kiosk Substation | 0.4 | --> | 0.4 | 0.369 | 0.6 |  | --> | 0.38 | 0 | 0.001482 | 0 | 0 | Constrained,otherwise capacity available =404.7kW. | --> | C16 ex LAWLESSTOWN | Lawlesstown [T42,T421] | DOON |  | 52.3519 | -7.7197
MV/LV Substation AB***432Y |  | 10 kV | _ | LV | 400 kVA :Kiosk Substation | 0.4 | --> | 0.4 | 0 | 0 | Constrained,otherwise capacity available =335kVA. | --> | 0.38 | 0 | 0.008151 | 0.40975 | 0 |  | --> | C16 ex KINSALE | Kinsale [T41,T42] | BANDON |  | 51.7069 | -8.5287
MV/LV Substation AB***4338 |  | 10 kV | _ | LV | 400 kVA :Kiosk Substation | 0.4 | --> | 0.4 | 0 | 0 | Constrained,otherwise capacity available =348kVA. | --> | 0.38 | 0 | 0 | 0.40782 | 0 |  | --> | C13 ex DOCK ROAD | Dock Road [T41,T42] | LIMERICK |  | 52.6315 | -8.6698
MV/LV Substation AB***4340 |  | 10 kV | _ | LV | 1000 kVA :Building Structure | 1 | --> | 1 | 0.5 | 4 |  | --> | 0.95 | 0 | 0 | 0.5 | 0 |  | --> | C26 ex WOLFE TONE STREET | Wolfe Tone Street [T101,T102] | FINGLAS |  | 53.3475 | -6.2641
MV/LV Substation AB***4406 |  | 10 kV | _ | LV | 400 kVA :Kiosk Substation | 0.4 | --> | 0.4 | 0 | 0 | Constrained,otherwise capacity available =391kVA. | --> | 0.38 | 0 | 0 | 0.40136 | 0 |  | --> | C13 ex MALAHIDE | Malahide [T41,T42] | GLASMORE |  | 53.4269 | -6.192
MV/LV Substation AB***441Y |  | 20 kV | _ | LV | 50 kVA :Pole Substation | 0.05 | --> | 0.05 | 0 | 0 | Constrained,otherwise capacity available =43kVA. | --> | 0.0475 | 0 | 0 | 0 | 0 | Constrained,otherwise capacity available =51.1kW. | --> | E11 ex MACROOM | Macroom [T422] | MACROOM |  | 51.9416 | -8.8027
MV/LV Substation AB***4428 |  | 10 kV | _ | LV | 400 kVA :Kiosk Substation | 0.4 | --> | 0.4 | 0.352 | 5 |  | --> | 0.38 | 0 | 0 | 0.40722 | 0 |  | --> | C21 ex MCDONAGH | Mcdonagh [T41,T42] | KILKENNY |  | 52.6569 | -7.254
MV/LV Substation AB***458 |  | 10 kV | _ | LV | 630 kVA :Kiosk Substation | 0.63 | --> | 0.63 | 0 | 0 | Constrained,otherwise capacity available =326kVA. | --> | 0.5985 | 0 | 0.069654 | 0.5 | 0 |  | --> | C11 ex CLONTARF | Clontarf [T42] | FINGLAS |  | 53.3757 | -6.2041
MV/LV Substation AB***477 |  | 10 kV | _ | LV | 400 kVA :Kiosk Substation | 0.4 | --> | 0.4 | 0.286 | 0.3 |  | --> | 0.38 | 0 | 0.03705 | 0.41695 | 0 |  | --> | C20 ex ABBEYFEALE | Abbeyfeale [T42] | TRIEN |  | 52.461 | -9.2876
MV/LV Substation AB***480X |  | 20 kV | _ | LV | 200 kVA :Kiosk Substation | 0.2 | --> | 0.2 | 0.149 | 2.8 |  | --> | 0.19 | 0 | 0 | 0.2076 | 0 |  | --> | E12 ex CLARA | Clara [T421,T422] | THORNSBERRY |  | 53.3445 | -7.5884
MV/LV Substation AB***487Y |  | 10 kV | _ | LV | 400 kVA :Kiosk Substation | 0.4 | --> | 0.4 | 0.357 | 3 |  | --> | 0.38 | 0 | 0.002964 | 0.40648 | 0 |  | --> | C18 ex NENAGH | Nenagh [T41,T42] | NENAGH |  | 52.8643 | -8.1883
MV/LV Substation AB***495X |  | 20 kV | _ | LV | 200 kVA :Pole Substation | 0.2 | --> | 0.2 | 0 | 0 | Constrained,otherwise capacity available =143kVA. | --> | 0.19 | 0 | 0.006669 | 0.20848 | 0 |  | --> | E15 ex DULEEK | Duleek [T421,T422] | DRYBRIDGE |  | 53.654 | -6.415
MV/LV Substation AB***496 |  | 10 kV | _ | LV | 50 kVA :Pole Substation | 0.05 | --> | 0.05 | 0.04 | 2.3 |  | --> | 0.0475 | 0 | 0 | 0.051496 | 0 |  | --> | C17 ex BALLYRICKARD | Ballyrickard [T41,T42] | TRALEE |  | 52.332 | -9.7815
MV/LV Substation AB***504Z |  | 10 kV | _ | LV | 200 kVA :Kiosk Substation | 0.2 | --> | 0.2 | 0 | 0 | Constrained,otherwise capacity available =162kVA. | --> | 0.19 | 0 | 0 | 0.20569 | 0 |  | --> | C17 ex SALLINS | Sallins [T41,T42] | GRIFFINRATH |  | 53.291 | -6.6795
MV/LV Substation AB***505 |  | 10 kV | _ | LV | 50 kVA :Pole Substation | 0.05 | --> | 0.05 | 0.038 | 6 |  | --> | 0.0475 | 0 | 0 | 0.05179 | 0 |  | --> | C26 ex PELLETSTOWN | Pelletstown [T101,T102] | FINGLAS |  | 53.3978 | -6.3491
MV/LV Substation AB***519 |  | 10 kV | _ | LV | 630 kVA :Building Structure | 0.63 | --> | 0.63 | 0.5 | 6 |  | --> | 0.5985 | 0 | 0.00741 | 0.5 | 0 |  | --> | C26 ex PELLETSTOWN | Pelletstown [T101,T102] | FINGLAS |  | 53.3928 | -6.3568
MV/LV Substation AB***543 |  | 20 kV | _ | LV | 50 kVA :Pole Substation | 0.05 | --> | 0.05 | 0 | 0 | Constrained,otherwise capacity available =24kVA. | --> | 0.0475 | 0 | 0 | 0.0538 | 0 |  | --> | E11 ex KILCOLGAN | Kilcolgan [T42,T421] | GALWAY 110KV |  | 53.1191 | -9.0695
MV/LV Substation AB***556 |  | 10 kV | _ | LV | 50 kVA :Pole Substation | 0.05 | --> | 0.05 | 0 | 0 | Constrained,otherwise capacity available =38kVA. | --> | 0.0475 | 0 | 0.00741 | 0.05179 | 0 |  | --> | C12 ex CAPPAMORE | Cappamore [T41,T42] | ARDNACRUSHA |  | 52.6345 | -8.4317
MV/LV Substation AB***558X |  | 20 kV | _ | LV | 50 kVA :Pole Substation | 0.05 | --> | 0.05 | 0 | 0 | Constrained,otherwise capacity available =36kVA. | --> | 0.0475 | 0 | 0.005928 | 0.052083 | 0 |  | --> | E13 ex BALTINGLASS | Baltinglass [T421,T422] | STRATFORD |  | 52.905 | -6.8329
MV/LV Substation AB***565Y |  | 10 kV | _ | LV | 400 kVA :Kiosk Substation | 0.4 | --> | 0.4 | 0 | 0 | Constrained,otherwise capacity available =290kVA. | --> | 0.38 | 0 | 0.031122 | 0.41637 | 0 |  | --> | C22 ex CELBRIDGE | Celbridge [T41,T42] | GRIFFINRATH |  | 53.3328 | -6.5504
MV/LV Substation AB***566Y |  | 10 kV | _ | LV | 400 kVA :Kiosk Substation | 0.4 | --> | 0.4 | 0 | 0 | Constrained,otherwise capacity available =380kVA. | --> | 0.38 | 0 | 0.02964 | 0.40302 | 0 |  | --> | C22 ex MIDLETON | Midleton [T101,T102] | MIDLETON |  | 51.9139 | -8.1877
MV/LV Substation AB***571X |  | 10 kV | _ | LV | 400 kVA :Kiosk Substation | 0.4 | --> | 0.4 | 0 | 0 | Constrained,otherwise capacity available =303kVA. | --> | 0.38 | 0 | 0.01482 | 0 | 0 | Constrained,otherwise capacity available =414.5kW. | --> | C15 ex CULLION | Cullion [T41,T42] | LETTERKENNY |  | 54.9514 | -7.6231
MV/LV Substation AB***587 |  | 10 kV | _ | LV | 200 kVA :Pole Substation | 0.2 | --> | 0.2 | 0.174 | 3.7 |  | --> | 0.19 | 0 | 0.003705 | 0.20391 | 0 |  | --> | C11 ex KILFLYNN | Kilflynn [T41,T42] | TRALEE |  | 52.3471 | -9.6855
MV/LV Substation AB***587Z |  | 20 kV | _ | LV | 400 kVA :Kiosk Substation | 0.4 | --> | 0.4 | 0 | 0 | Constrained,otherwise capacity available =298kVA. | --> | 0.38 | 0 | 0.008892 | 0.4152 | 0 |  | --> | E13 ex BALTINGLASS | Baltinglass [T421,T422] | STRATFORD |  | 52.9068 | -6.8408
MV/LV Substation AB***590 |  | 20 kV | _ | LV | 200 kVA :Pole Substation | 0.2 | --> | 0.2 | 0 | 0 | Constrained,otherwise capacity available =54kVA. | --> | 0.19 | 0 | 0 | 0.22101 | 0 |  | --> | E15 ex DULEEK | Duleek [T421,T422] | DRYBRIDGE |  | 53.6541 | -6.4176
MV/LV Substation AB***606X |  | 10 kV | _ | LV | 630 kVA :Building Structure | 0.63 | --> | 0.63 | 0.5 | 4 |  | --> | 0.5985 | 0 | 0 | 0.5 | 0 |  | --> | C11 ex WOLFE TONE STREET | Wolfe Tone Street [T101,T102] | FINGLAS |  | 53.3476 | -6.2677
MV/LV Substation AB***608X |  | 10 kV | _ | LV | 400 kVA :Kiosk Substation | 0.4 | --> | 0.4 | 0 | 0 | Constrained,otherwise capacity available =265kVA. | --> | 0.38 | 0 | 0.020748 | 0.42 | 0 |  | --> | C15 ex CAHIRCALLA | Cahircalla [T41,T42] | ENNIS |  | 52.8325 | -8.9733
MV/LV Substation AB***615Y |  | 10 kV | _ | LV | 400 kVA :Kiosk Substation | 0.4 | --> | 0.4 | 0 | 0 | Constrained,otherwise capacity available =276kVA. | --> | 0.38 | 0 | 0.035568 | 0.4184 | 0 |  | --> | C22 ex CELBRIDGE | Celbridge [T41,T42] | GRIFFINRATH |  | 53.3301 | -6.5538
MV/LV Substation AB***615Z |  | 10 kV | _ | LV | 200 kVA :Kiosk Substation | 0.2 | --> | 0.2 | 0 | 0 | Constrained,otherwise capacity available =167kVA. | --> | 0.19 | 0 | 0.00741 | 0.20495 | 0 |  | --> | C13 ex MALAHIDE | Malahide [T41,T42] | GLASMORE |  | 53.4253 | -6.1748
MV/LV Substation AB***622X |  | 10 kV | _ | LV | 400 kVA :Kiosk Substation | 0.4 | --> | 0.4 | 0 | 0 | Constrained,otherwise capacity available =278kVA. | --> | 0.38 | 0 | 0.015561 | 0.41811 | 0 |  | --> | C18 ex BALGADDY | Balgaddy [T41,T42] | GRANGE CASTLE |  | 53.3452 | -6.4201
MV/LV Substation AB***632 |  | 10 kV | _ | LV | 100 kVA :Pole Substation | 0.1 | --> | 0.1 | 0 | 0 | Constrained,otherwise capacity available =90kVA. | --> | 0.095 | 0 | 0.013338 | 0.10151 | 0 |  | --> | C17 ex BALLYHAUNIS | Ballyhaunis [T41,T42] | DALTON |  | 53.7584 | -8.7602
MV/LV Substation AB***635Y |  | 10 kV | _ | LV | 400 kVA :Kiosk Substation | 0.4 | --> | 0.4 | 0 | 0 | Constrained,otherwise capacity available =337kVA. | --> | 0.38 | 0 | 0.013338 | 0.40945 | 0 |  | --> | C23 ex ATHLONE | Athlone [T41,T42] | ATHLONE |  | 53.4246 | -7.9669
MV/LV Substation AB***653X |  | 10 kV | _ | LV | 200 kVA :Building Structure | 0.2 | --> | 0.2 | 0 | 0 | Constrained,otherwise capacity available =200kVA. | --> | 0.19 | 0 | 0 | 0.2 | 0 |  | --> | C12 ex BELGARD | Belgard [T41,T42] | COOKSTOWN |  | 53.2899 | -6.3688
MV/LV Substation AB***663Z |  | 10 kV | _ | LV | 200 kVA :Kiosk Substation | 0.2 | --> | 0.2 | 0 | 0 | Constrained,otherwise capacity available =183kVA. | --> | 0.19 | 0 | 0 | 0.20256 | 0 |  | --> | C12 ex MORRISTOWN | Morristown [T41,T42] | NEWBRIDGE |  | 53.1907 | -6.7959
MV/LV Substation AB***669Y |  | 10 kV | _ | LV | 400 kVA :Kiosk Substation | 0.4 | --> | 0.4 | 0 | 0 | Constrained,otherwise capacity available =271kVA. | --> | 0.38 | 0 | 0.036309 | 0.41913 | 0 |  | --> | C17 ex ROSCOMMON | Roscommon [T41,T42] | LANESBORO |  | 53.6187 | -8.1991
MV/LV Substation AB***673X |  | 10 kV | _ | LV | 200 kVA :Kiosk Substation | 0.2 | --> | 0.2 | 0 | 0 | Constrained,otherwise capacity available =185kVA. | --> | 0.19 | 0 | 0 | 0.20226 | 0 |  | --> | C12 ex CAPPAMORE | Cappamore [T41,T42] | ARDNACRUSHA |  | 52.647 | -8.4024
MV/LV Substation AB***678Z |  | 10 kV | _ | LV | 1000 kVA :Building Structure | 1 | --> | 1 | 0 | 0 | Constrained,otherwise capacity available =500kVA. | --> | 0.95 | 0 | 0 | 0.5 | 0 |  | --> | C17 ex SALLINS | Sallins [T41,T42] | GRIFFINRATH |  | 53.2905 | -6.6825
MV/LV Substation AB***679X |  | 10 kV | _ | LV | 200 kVA :Kiosk Substation | 0.2 | --> | 0.2 | 0.093 | 0.9 |  | --> | 0.19 | 0 | 0.061503 | 0 | 0 | Constrained,otherwise capacity available =215.6kW. | --> | C15 ex SPA ROAD | Spa Road [T41,T42] | DOON |  | 52.354 | -7.7333
MV/LV Substation AB***682X |  | 10 kV | _ | LV | 200 kVA :Kiosk Substation | 0.2 | --> | 0.2 | 0 | 0 | Constrained,otherwise capacity available =129kVA. | --> | 0.19 | 0 | 0.034827 | 0.2105 | 0 |  | --> | C16 ex KINSALE | Kinsale [T41,T42] | BANDON |  | 51.7075 | -8.5332
MV/LV Substation AB***687Y |  | 10 kV | _ | LV | 630 kVA :Building Structure | 0.63 | --> | 0.63 | 0.5 | 1 |  | --> | 0.5985 | 0 | 0 | 0.5 | 0 |  | --> | C17 ex CORBALLY | Corbally [T41,T42] | ARDNACRUSHA |  | 52.6693 | -8.6163
MV/LV Substation AB***690 |  | 10 kV | _ | LV | 150 kVA :Pole Substation | 0.15 | --> | 0.15 | 0 | 0 | Constrained,otherwise capacity available =141kVA. | --> | 0.1425 | 0 | 0.011115 | 0.15136 | 0 |  | --> | C13 ex MALAHIDE | Malahide [T41,T42] | GLASMORE |  | 53.4286 | -6.1805
MV/LV Substation AB***719 |  | 10 kV | _ | LV | 400 kVA :Kiosk Substation | 0.4 | --> | 0.4 | 0 | 0 | Constrained,otherwise capacity available =283kVA. | --> | 0.38 | 0 | 0.061503 | 0.41739 | 0 |  | --> | C17 ex TRIM | Trim [T41,T42] | NAVAN |  | 53.5526 | -6.7724
MV/LV Substation AB***738Y |  | 10 kV | _ | LV | 400 kVA :Kiosk Substation | 0.4 | --> | 0.4 | 0.347 | 5.9 |  | --> | 0.38 | 0 | 0 | 0.40797 | 0 |  | --> | C13 ex CASHEL | Cashel [T41,T42] | CAHIR |  | 52.5186 | -7.8849
MV/LV Substation AB***777X |  | 10 kV | _ | LV | 200 kVA :Kiosk Substation | 0.2 | --> | 0.2 | 0 | 0 | Constrained,otherwise capacity available =142kVA. | --> | 0.19 | 0 | 0.003705 | 0 | 0 | Constrained,otherwise capacity available =208.6kW. | --> | C20 ex CLOONLOUGH | Cloonlough [T41,T42] | BARRYMORE |  | 52.2623 | -8.2638
MV/LV Substation AB***788Y |  | 20 kV | _ | LV | 400 kVA :Kiosk Substation | 0.4 | --> | 0.4 | 0.37 | 3.5 |  | --> | 0.38 | 0 | 0 | 0.40453 | 0 |  | --> | E15 ex BELVIEW | Belview [T421,T422] | WATERFORD |  | 52.2646 | -7.0816
MV/LV Substation AB***795Z |  | 10 kV | _ | LV | 200 kVA :Kiosk Substation | 0.2 | --> | 0.2 | 0 | 0 | Constrained,otherwise capacity available =127kVA. | --> | 0.19 | 0 | 0 | 0.20643 | 0 |  | --> | C17 ex SALLINS | Sallins [T41,T42] | GRIFFINRATH |  | 53.2888 | -6.6835
MV/LV Substation AB***804X |  | 20 kV | _ | LV | 100 kVA :Pole Substation | 0.1 | --> | 0.1 | 0 | 0 | Constrained,otherwise capacity available =90kVA. | --> | 0.095 | 0 | 0 | 0.10151 | 0 |  | --> | E18 ex DALTON | Dalton [T421,T422] | DALTON |  | 53.6719 | -8.9573
MV/LV Substation AB***806Z |  | 10 kV | _ | LV | 200 kVA :Kiosk Substation | 0.2 | --> | 0.2 | 0.103 | 1.7 |  | --> | 0.19 | 0 | 0.013338 | 0.21421 | 0 |  | --> | C26 ex ATHY | Athy [T101,T102] | ATHY |  | 53.1037 | -7.015
MV/LV Substation AB***808 |  | 20 kV | _ | LV | 50 kVA :Pole Substation | 0.05 | --> | 0.05 | 0 | 0 | Constrained,otherwise capacity available =45kVA. | --> | 0.0475 | 0 | 0 | 0.050753 | 0 |  | --> | E21 ex DALTON | Dalton [T421,T422] | DALTON |  | 53.7542 | -9.0321
MV/LV Substation AB***828Y |  | 10 kV | _ | LV | 400 kVA :Kiosk Substation | 0.4 | --> | 0.4 | 0.247 | 10.9 |  | --> | 0.38 | 0 | 0.015561 | 0.42259 | 0 |  | --> | C14 ex MULLINGAR | Mullingar [T101,T102] | MULLINGAR |  | 53.5314 | -7.3515
MV/LV Substation AB***838Y |  | 20 kV | _ | LV | 1000 kVA :Building Structure | 1 | --> | 1 | 0.5 | 3.5 |  | --> | 0.95 | 0 | 0 | 0.5 | 0 |  | --> | E15 ex BELVIEW | Belview [T421,T422] | WATERFORD |  | 52.2629 | -7.0801
MV/LV Substation AB***861 |  | 10 kV | _ | LV | 50 kVA :Pole Substation | 0.05 | --> | 0.05 | 0.03 | 3.7 |  | --> | 0.0475 | 0 | 0 | 0.052949 | 0 |  | --> | C11 ex KILFLYNN | Kilflynn [T41,T42] | TRALEE |  | 52.3432 | -9.698
MV/LV Substation AB***864 |  | 20 kV | _ | LV | 400 kVA :Kiosk Substation | 0.4 | --> | 0.4 | 0 | 0 | Constrained,otherwise capacity available =336kVA. | --> | 0.38 | 0 | 0.011856 | 0.4096 | 0 |  | --> | E47 ex CLAREGALWAY | Claregalway [T42,T421] | GALWAY 110KV |  | 53.4377 | -8.749
MV/LV Substation AB***874Y |  | 10 kV | _ | LV | 400 kVA :Kiosk Substation | 0.4 | --> | 0.4 | 0 | 0 | Constrained,otherwise capacity available =379kVA. | --> | 0.38 | 0 | 0 | 0.40318 | 0 |  | --> | C17 ex ROSCOMMON | Roscommon [T41,T42] | LANESBORO |  | 53.6187 | -8.2011
MV/LV Substation AB***878 |  | 10 kV | _ | LV | 100 kVA :Pole Substation | 0.1 | --> | 0.1 | 0 | 0 | Constrained,otherwise capacity available =67kVA. | --> | 0.095 | 0 | 0.003705 | 0.10489 | 0 |  | --> | C15 ex DRUMQUIN | Drumquin [T42] | ENNIS |  | 52.7519 | -9.1391
MV/LV Substation AB***878Y |  | 20 kV | _ | LV | 200 kVA :Pole Substation | 0.2 | --> | 0.2 | 0 | 0 | Constrained,otherwise capacity available =169kVA. | --> | 0.19 | 0 | 0.003705 | 0.20465 | 0 |  | --> | C16 ex HOLYCROSS ROAD | Holycross Road [T41,T42] | THURLES |  | 52.6349 | -7.8649
MV/LV Substation AB***900X |  | 10 kV | _ | LV | 630 kVA :Building Structure | 0.63 | --> | 0.63 | 0.5 | 7 |  | --> | 0.5985 | 0 | 0 | 0.5 | 0 |  | --> | C43 ex NORTH QUAYS | North Quays [T101,T102,T103] | POOLBEG |  | 53.3505 | -6.2362
MV/LV Substation AB***913X |  | 10 kV | _ | LV | 400 kVA :Kiosk Substation | 0.4 | --> | 0.4 | 0 | 0 | Constrained,otherwise capacity available =359kVA. | --> | 0.38 | 0 | 0 | 0.40618 | 0 |  | --> | C18 ex ORANMORE | Oranmore [T41,T44] | GALWAY 110KV |  | 53.2672 | -8.9258
MV/LV Substation AB***923 |  | 20 kV | _ | LV | 50 kVA :Pole Substation | 0.05 | --> | 0.05 | 0 | 0 | Constrained,otherwise capacity available =40kVA. | --> | 0.0475 | 0 | 0 | 0.051496 | 0 |  | --> | C12 ex BALLYHAUNIS | Ballyhaunis [T41,T42] | DALTON |  | 53.7543 | -8.7635
MV/LV Substation AB***933 |  | 10 kV | _ | LV | 400 kVA :Kiosk Substation | 0.4 | --> | 0.4 | 0.26 | 3 |  | --> | 0.38 | 0 | 0.009633 | 0.42072 | 0 |  | --> | C33 ex INCHICORE CENTRAL | Inchicore Central [T43,T45] | INCHICORE 220KV |  | 53.3389 | -6.3247
MV/LV Substation AB***955 |  | 10 kV | _ | LV | 630 kVA :Kiosk Substation | 0.63 | --> | 0.63 | 0.5 | 1 |  | --> | 0.5985 | 0 | 0 | 0 | 0 | Constrained,otherwise capacity available =500kW. | --> | C15 ex BOYLE | Boyle [T41,T42] | CARRICK ON SHANNON |  | 53.9741 | -8.2934
MV/LV Substation AB***958Y |  | 10 kV | _ | LV | 200 kVA :Kiosk Substation | 0.2 | --> | 0.2 | 0 | 0 | Constrained,otherwise capacity available =183kVA. | --> | 0.19 | 0 | 0.002964 | 0 | 0 | Constrained,otherwise capacity available =202.6kW. | --> | C15 ex PORTARLINGTON | Portarlington [T41,T42] | PORTLAOISE |  | 53.1631 | -7.196
MV/LV Substation AB***959 |  | 10 kV | _ | LV | 630 kVA :Building Structure | 0.63 | --> | 0.63 | 0.5 | 0.9 |  | --> | 0.5985 | 0 | 0 | 0.5 | 0 |  | --> | C12 ex WOODFORD | Woodford [T41,T42] | KNOCKEARAGH |  | 52.0575 | -9.4306
MV/LV Substation AB***961 |  | 20 kV | _ | LV | 100 kVA :Pole Substation | 0.1 | --> | 0.1 | 0 | 0 | Constrained,otherwise capacity available =77kVA. | --> | 0.095 | 0 | 0 | 0 | 0 | Constrained,otherwise capacity available =103.4kW. | --> | E13 ex ABBEYLEIX | Abbeyleix [T422] | PORTLAOISE |  | 52.8967 | -7.3732
MV/LV Substation AB***962 |  | 10 kV | _ | LV | 100 kVA :Pole Substation | 0.1 | --> | 0.1 | 0 | 0 | Constrained,otherwise capacity available =100kVA. | --> | 0.095 | 0 | 0 | 0.1 | 0 |  | --> | C17 ex SKIBBEREEN | Skibbereen [T41,T42] | DUNMANWAY |  | 51.5334 | -9.2404
MV/LV Substation AB***975 |  | 10 kV | _ | LV | 100 kVA :Pole Substation | 0.1 | --> | 0.1 | 0.09 | 0.3 |  | --> | 0.095 | 0 | 0.004446 | 0.10151 | 0 |  | --> | C12 ex ABBEYFEALE | Abbeyfeale [T42] | TRIEN |  | 52.3833 | -9.2856
MV/LV Substation AB***977 |  | 10 kV | _ | LV | 100 kVA :Pole Substation | 0.1 | --> | 0.1 | 0 | 0 | Constrained,otherwise capacity available =91kVA. | --> | 0.095 | 0 | 0.026676 | 0.10136 | 0 |  | --> | C30 ex CLAREGALWAY | Claregalway [T42,T421] | GALWAY 110KV |  | 53.3797 | -9.0105
MV/LV Substation AB***993X |  | 20 kV | _ | LV | 50 kVA :Pole Substation | 0.05 | --> | 0.05 | 0 | 0 | Constrained,otherwise capacity available =35kVA. | --> | 0.0475 | 0 | 0 | 0.052228 | 0 |  | --> | C14 ex BLAKE | Blake [T41,T42] | BLAKE |  | 53.3155 | -6.9516
MV/LV Substation AC***018X |  | 10 kV | _ | LV | 630 kVA :Building Structure | 0.63 | --> | 0.63 | 0.42911 | 0.4 | Constrained,otherwise capacity available =500kVA. | --> | 0.5985 | 0 | 0 | 0 | 0 | Constrained,otherwise capacity available =500kW. | --> | C14 ex SWINFORD | Swinford [T41,T42] | CASTLEBAR |  | 54.0374 | -8.8943
MV/LV Substation AC***026 |  | 10 kV | _ | LV | 200 kVA :Kiosk Substation | 0.2 | --> | 0.2 | 0 | 0 | Constrained,otherwise capacity available =62kVA. | --> | 0.19 | 0 | 0 | 0.21992 | 0 |  | --> | C30 ex ACADEMY STREET | Academy Street [T421,T422,T44] | NAVAN |  | 53.6476 | -6.6772
MV/LV Substation AC***045 |  | 10 kV | _ | LV | 100 kVA :Pole Substation | 0.1 | --> | 0.1 | 0 | 0 | Constrained,otherwise capacity available =62kVA. | --> | 0.095 | 0 | 0.006669 | 0 | 0 | Constrained,otherwise capacity available =105.6kW. | --> | C15 ex MOUNTMELLICK | Mountmellick [T41,T42] | PORTLAOISE |  | 53.1071 | -7.3089
MV/LV Substation AC***056 |  | 10 kV | _ | LV | 400 kVA :Kiosk Substation | 0.4 | --> | 0.4 | 0 | 0 | Constrained,otherwise capacity available =335kVA. | --> | 0.38 | 0 | 0.028158 | 0.40975 | 0 |  | --> | C25 ex DUNDRUM | Dundrum [T41,T42] | BLACKROCK |  | 53.2831 | -6.2549
MV/LV Substation AC***064 |  | 10 kV | _ | LV | 50 kVA :Pole Substation | 0.05 | --> | 0.05 | 0.042 | 0.4 |  | --> | 0.0475 | 0 | 0 | 0 | 0 | Constrained,otherwise capacity available =51.2kW. | --> | C14 ex SWINFORD | Swinford [T41,T42] | CASTLEBAR |  | 54.038 | -8.8935
MV/LV Substation AC***103 |  | 10 kV | _ | LV | 50 kVA :Pole Substation | 0.05 | --> | 0.05 | 0.044 | 7.9 |  | --> | 0.0475 | 0 | 0 | 0.050903 | 0 |  | --> | C17 ex DUNMANWAY | Dunmanway [T422,T43] | DUNMANWAY |  | 51.7251 | -9.0766
MV/LV Substation AC***134Z |  | 10 kV | _ | LV | 630 kVA :Kiosk Substation | 0.63 | --> | 0.63 | 0 | 0 | Constrained,otherwise capacity available =483kVA. | --> | 0.5985 | 0 | 0 | 0.5 | 0 |  | --> | C26 ex ACADEMY STREET | Academy Street [T421,T422,T44] | NAVAN |  | 53.6473 | -6.6761
MV/LV Substation AC***135Z |  | 10 kV | _ | LV | 630 kVA :Building Structure | 0.63 | --> | 0.63 | 0 | 0 | Constrained,otherwise capacity available =500kVA. | --> | 0.5985 | 0 | 0 | 0.5 | 0 |  | --> | C26 ex ACADEMY STREET | Academy Street [T421,T422,T44] | NAVAN |  | 53.6462 | -6.6751
MV/LV Substation AC***150Y |  | 10 kV | _ | LV | 400 kVA :Kiosk Substation | 0.4 | --> | 0.4 | 0 | 0 | Constrained,otherwise capacity available =365kVA. | --> | 0.38 | 0 | 0 | 0.40528 | 0 |  | --> | C14 ex BLAKE | Blake [T41,T42] | BLAKE |  | 53.2899 | -6.8847
MV/LV Substation AC***223Y |  | 20 kV | _ | LV | 400 kVA :Kiosk Substation | 0.4 | --> | 0.4 | 0 | 0 | Constrained,otherwise capacity available =332kVA. | --> | 0.38 | 0 | 0 | 0.4102 | 0 |  | --> | C16 ex ENNIS NORTH | Ennis North [T41,T42] | ENNIS |  | 52.8593 | -9.0108
MV/LV Substation AC***251X |  | 20 kV | _ | LV | 630 kVA :Kiosk Substation | 0.63 | --> | 0.63 | 0.5 | 1.6 |  | --> | 0.5985 | 0 | 0.005928 | 0 | 0 | Constrained,otherwise capacity available =500kW. | --> | E12 ex BELMULLET | Belmullet [T421] | BELLACORICK |  | 54.2205 | -9.9888
MV/LV Substation AC***304Y |  | 10 kV | _ | LV | 50 kVA :Pole Substation | 0.05 | --> | 0.05 | 0 | 0 | Constrained,otherwise capacity available =49kVA. | --> | 0.0475 | 0 | 0 | 0.050152 | 0 |  | --> | C21 ex CARRICKMACROSS | Carrickmacross [T41,T42] | MEATH HILL |  | 53.9197 | -6.6296
MV/LV Substation AC***342 |  | 10 kV | _ | LV | 100 kVA :Pole Substation | 0.1 | --> | 0.1 | 0 | 0 | Constrained,otherwise capacity available =63kVA. | --> | 0.095 | 0 | 0.02964 | 0 | 0 | Constrained,otherwise capacity available =105.5kW. | --> | C18 ex FERMOY NORTH | Fermoy North [T41,T42] | BARRYMORE |  | 52.1555 | -8.3316
MV/LV Substation AC***351 |  | 20 kV | _ | LV | 400 kVA :Kiosk Substation | 0.4 | --> | 0.4 | 0.345 | 1.5 |  | --> | 0.38 | 0 | 0 | 0.40827 | 0 |  | --> | E17 ex ACHILL | Achill [T422] | CARROWBEG |  | 53.9333 | -9.9147
MV/LV Substation AC***364 |  | 10 kV | _ | LV | 50 kVA :Pole Substation | 0.05 | --> | 0.05 | 0 | 0 | Constrained,otherwise capacity available =42kVA. | --> | 0.0475 | 0 | 0 | 0.0512 | 0 |  | --> | C11 ex ATHENRY | Athenry [T41,T42] | GALWAY 110KV |  | 53.2865 | -8.782
MV/LV Substation AC***376 |  | 20 kV | _ | LV | 50 kVA :Pole Substation | 0.05 | --> | 0.05 | 0.044 | 1.5 |  | --> | 0.0475 | 0 | 0 | 0.050903 | 0 |  | --> | E17 ex ACHILL | Achill [T422] | CARROWBEG |  | 53.9345 | -9.9098
MV/LV Substation AC***394Y |  | 20 kV | _ | LV | 50 kVA :Pole Substation | 0.05 | --> | 0.05 | 0.05 | 1.6 |  | --> | 0.0475 | 0 | 0 | 0.05 | 0 |  | --> | C16 ex CURRA | Curra [T41] | SOMERSET |  | 53.0753 | -8.4949
MV/LV Substation AC***400 |  | 10 kV | _ | LV | 400 kVA :Building Structure | 0.4 | --> | 0.4 | 0 | 0 | Constrained,otherwise capacity available =268kVA. | --> | 0.38 | 0 | 0.01482 | 0.41956 | 0 |  | --> | C13 ex WHITEHALL | Whitehall [T41] | FINGLAS |  | 53.3748 | -6.2531
MV/LV Substation AC***4010 |  | 20 kV | _ | LV | 50 kVA :Pole Substation | 0.05 | --> | 0.05 | 0.049 | 1.5 |  | --> | 0.0475 | 0 | 0 | 0.050152 | 0 |  | --> | E17 ex ACHILL | Achill [T422] | CARROWBEG |  | 53.9298 | -9.9253
MV/LV Substation AC***4025 |  | 10 kV | _ | LV | 400 kVA :Building Structure | 0.4 | --> | 0.4 | 0.4 | 3.4 |  | --> | 0.38 | 0 | 0 | 0.4 | 0 |  | --> | C17 ex GLENGOOLE | Glengoole [T41] | THURLES |  | 52.6192 | -7.7208
MV/LV Substation AC***4039 |  | 10 kV | _ | LV | 50 kVA :Pole Substation | 0.05 | --> | 0.05 | 0 | 0 | Constrained,otherwise capacity available =45kVA. | --> | 0.0475 | 0 | 0 | 0 | 0 | Constrained,otherwise capacity available =50.8kW. | --> | C18 ex FERMOY NORTH | Fermoy North [T41,T42] | BARRYMORE |  | 52.149 | -8.3292
MV/LV Substation AC***4154 |  | 10 kV | _ | LV | 630 kVA :Kiosk Substation | 0.63 | --> | 0.63 | 0.38033 | 0.4 | Constrained,otherwise capacity available =500kVA. | --> | 0.5985 | 0 | 0 | 0.5 | 0 |  | --> | C24 ex CARRICKMINES | Carrickmines [T41,T42] | CARRICKMINES |  | 53.2472 | -6.1493
MV/LV Substation AC***4203 |  | 10 kV | _ | LV | 400 kVA :Kiosk Substation | 0.4 | --> | 0.4 | 0.366 | 4.9 |  | --> | 0.38 | 0 | 0 | 0.40513 | 0 |  | --> | C21 ex COOLOCK | Coolock [T41,T42] | FINGLAS |  | 53.3969 | -6.197
MV/LV Substation AC***4269 |  | 10 kV | _ | LV | 400 kVA :Kiosk Substation | 0.4 | --> | 0.4 | 0 | 0 | Constrained,otherwise capacity available =400kVA. | --> | 0.38 | 0 | 0 | 0.4 | 0 |  | --> | C12 ex KILDARE | Kildare [T41,T42] | NEWBRIDGE |  | 53.1562 | -6.9139
MV/LV Substation AC***4309 |  | 10 kV | _ | LV | 200 kVA :Pole Substation | 0.2 | --> | 0.2 | 0.2 | 4 |  | --> | 0.19 | 0 | 0 | 0.2 | 0 |  | --> | C17 ex BALLYJAMESDUFF | Ballyjamesduff [T41,T42] | SHANKILL |  | 53.9107 | -7.2207
MV/LV Substation AC***448X |  | 10 kV | _ | LV | 50 kVA :Pole Substation | 0.05 | --> | 0.05 | 0.046 | 0.4 |  | --> | 0.0475 | 0 | 0 | 0 | 0 | Constrained,otherwise capacity available =50.6kW. | --> | C14 ex SWINFORD | Swinford [T41,T42] | CASTLEBAR |  | 54.0365 | -8.8888
MV/LV Substation AC***470 |  | 20 kV | _ | LV | 50 kVA :Pole Substation | 0.05 | --> | 0.05 | 0 | 0 | Constrained,otherwise capacity available =50kVA. | --> | 0.0475 | 0 | 0 | 0.05 | 0 |  | --> | E17 ex HEADFORD | Headford [T41,T42] | CLOON |  | 53.4537 | -9.0945
MV/LV Substation AC***490Z |  | 10 kV | _ | LV | 1000 kVA :Building Structure | 1 | --> | 1 | 0 | 0 | Constrained,otherwise capacity available =500kVA. | --> | 0.95 | 0 | 0 | 0.5 | 0 |  | --> | C31 ex SEMPERIT | Semperit [T41,T42,T43] | GRANGE CASTLE |  | 53.3326 | -6.3796
MV/LV Substation AC***491Z |  | 10 kV | _ | LV | 1000 kVA :Building Structure | 1 | --> | 1 | 0 | 0 | Constrained,otherwise capacity available =500kVA. | --> | 0.95 | 0 | 0 | 0.5 | 0 |  | --> | C31 ex SEMPERIT | Semperit [T41,T42,T43] | GRANGE CASTLE |  | 53.3323 | -6.3793
MV/LV Substation AC***522X |  | 20 kV | _ | LV | 200 kVA :Kiosk Substation | 0.2 | --> | 0.2 | 0.2 | 8.5 |  | --> | 0.19 | 0 | 0 | 0 | 0 | Constrained,otherwise capacity available =200kW. | --> | E14 ex ARIGNA | Arigna [T121] | ARIGNA |  | 54.0414 | -8.0484
MV/LV Substation AC***539X |  | 20 kV | _ | LV | 200 kVA :Pole Substation | 0.2 | --> | 0.2 | 0.161 | 1.5 |  | --> | 0.19 | 0 | 0.003705 | 0.20584 | 0 |  | --> | E17 ex ACHILL | Achill [T422] | CARROWBEG |  | 53.9299 | -9.9282
MV/LV Substation AC***548Z |  | 10 kV | _ | LV | 400 kVA :Building Structure | 0.4 | --> | 0.4 | 0 | 0 | Constrained,otherwise capacity available =393kVA. | --> | 0.38 | 0 | 0 | 0.40106 | 0 |  | --> | C35 ex SEMPERIT | Semperit [T41,T42,T43] | GRANGE CASTLE |  | 53.3222 | -6.3435
MV/LV Substation AC***558X |  | 10 kV | _ | LV | 1000 kVA :Building Structure | 1 | --> | 1 | 0.5 | 11 |  | --> | 0.95 | 0 | 0 | 0.5 | 0 |  | --> | C20 ex MISERY HILL | Misery Hill [T101,T102] | POOLBEG |  | 53.3448 | -6.2493
MV/LV Substation AC***561Z |  | 10 kV | _ | LV | 400 kVA :Kiosk Substation | 0.4 | --> | 0.4 | 0 | 0 | Constrained,otherwise capacity available =333kVA. | --> | 0.38 | 0 | 0 | 0.41005 | 0 |  | --> | C20 ex COLLEGE PARK | College Park [T101,T102,T103] | COLLEGE PARK |  | 53.3928 | -6.3667
MV/LV Substation AC***576 |  | 10 kV | _ | LV | 50 kVA :Pole Substation | 0.05 | --> | 0.05 | 0.014 | 0.4 |  | --> | 0.0475 | 0 | 0.008892 | 0 | 0 | Constrained,otherwise capacity available =55.2kW. | --> | C14 ex SWINFORD | Swinford [T41,T42] | CASTLEBAR |  | 54.0371 | -8.8989
MV/LV Substation AC***576Z |  | 10 kV | _ | LV | 630 kVA :Building Structure | 0.63 | --> | 0.63 | 0 | 0 | Constrained,otherwise capacity available =500kVA. | --> | 0.5985 | 0 | 0 | 0.5 | 0 |  | --> | C22 ex SEMPERIT | Semperit [T41,T42,T43] | GRANGE CASTLE |  | 53.3276 | -6.3565
MV/LV Substation AC***610Z |  | 20 kV | _ | LV | 100 kVA :Pole Substation | 0.1 | --> | 0.1 | 0 | 0 | Constrained,otherwise capacity available =91kVA. | --> | 0.095 | 0 | 0 | 0 | 0 | Constrained,otherwise capacity available =101.4kW. | --> | C20 ex KNOCKMULLEN | Knockmullen [T42,T421] | GREAT ISLAND |  | 52.3237 | -6.8882
MV/LV Substation AC***611X |  | 20 kV | _ | LV | 100 kVA :Pole Substation | 0.1 | --> | 0.1 | 0.07 | 1.5 |  | --> | 0.095 | 0 | 0 | 0.10446 | 0 |  | --> | E17 ex ACHILL | Achill [T422] | CARROWBEG |  | 53.9716 | -10.1033
MV/LV Substation AC***663 |  | 20 kV | _ | LV | 50 kVA :Pole Substation | 0.05 | --> | 0.05 | 0.047 | 2.8 |  | --> | 0.0475 | 0 | 0 | 0.050453 | 0 |  | --> | E20 ex CLARA | Clara [T421,T422] | THORNSBERRY |  | 53.3172 | -7.4945
MV/LV Substation AC***697 |  | 20 kV | _ | LV | 50 kVA :Pole Substation | 0.05 | --> | 0.05 | 0 | 0 | Constrained,otherwise capacity available =48kVA. | --> | 0.0475 | 0 | 0 | 0.050303 | 0 |  | --> | E18 ex GARRANACANTY | Garranacanty [T421,T422] | TIPPERARY |  | 52.5096 | -8.2173
MV/LV Substation AC***697 |  | 20 kV | _ | LV | 100 kVA :Pole Substation | 0.1 | --> | 0.1 | 0.026 | 1.5 |  | --> | 0.095 | 0 | 0 | 0.11064 | 0 |  | --> | E17 ex ACHILL | Achill [T422] | CARROWBEG |  | 53.9329 | -9.9188
MV/LV Substation AC***698 |  | 20 kV | _ | LV | 400 kVA :Kiosk Substation | 0.4 | --> | 0.4 | 0.347 | 1.5 |  | --> | 0.38 | 0 | 0.036309 | 0.40797 | 0 |  | --> | E17 ex ACHILL | Achill [T422] | CARROWBEG |  | 53.9317 | -9.9237
MV/LV Substation AC***717X |  | 10 kV | _ | LV | 630 kVA :Building Structure | 0.63 | --> | 0.63 | 0 | 0 | Constrained,otherwise capacity available =500kVA. | --> | 0.5985 | 0 | 0 | 0.5 | 0 |  | --> | C14 ex GLOUCESTER PLACE | Gloucester Place [T41,T42] | MCDERMOTT |  | 53.3528 | -6.2599
MV/LV Substation AC***727 |  | 10 kV | _ | LV | 50 kVA :Pole Substation | 0.05 | --> | 0.05 | 0 | 0 | Constrained,otherwise capacity available =49kVA. | --> | 0.0475 | 0 | 0 | 0.050152 | 0 |  | --> | C15 ex STICKILLEN | Stickillen [T41,T42] | DRYBRIDGE |  | 53.8317 | -6.6534
MV/LV Substation AC***942Z |  | 20 kV | _ | LV | 630 kVA :Kiosk Substation | 0.63 | --> | 0.63 | 0 | 0 | Constrained,otherwise capacity available =500kVA. | --> | 0.5985 | 0 | 0.004446 | 0.5 | 0 |  | --> | C14 ex KILDARE | Kildare [T41,T42] | NEWBRIDGE |  | 53.2156 | -6.9977
MV/LV Substation AC***977 |  | 10 kV | _ | LV | 200 kVA :Pole Substation | 0.2 | --> | 0.2 | 0 | 0 | Constrained,otherwise capacity available =124kVA. | --> | 0.19 | 0 | 0.014079 | 0 | 0 | Constrained,otherwise capacity available =211.2kW. | --> | C15 ex MOUNTMELLICK | Mountmellick [T41,T42] | PORTLAOISE |  | 53.1105 | -7.3151
MV/LV Substation AC***991 |  | 20 kV | _ | LV | 100 kVA :Pole Substation | 0.1 | --> | 0.1 | 0.07 | 8.5 |  | --> | 0.095 | 0 | 0.003705 | 0 | 0 | Constrained,otherwise capacity available =104.5kW. | --> | E14 ex ARIGNA | Arigna [T121] | ARIGNA |  | 54.0392 | -8.0481
MV/LV Substation AD***005X |  | 10 kV | _ | LV | 1000 kVA :Building Structure | 1 | --> | 1 | 0.5 | 18.8 |  | --> | 0.95 | 0 | 0 | 0.5 | 0 |  | --> | C40 ex BEDFORD ROW | Bedford Row [T41,T42,T43,T44] | FRANCIS STREET |  | 53.3462 | -6.2601
MV/LV Substation AD***009 |  | 10 kV | _ | LV | 630 kVA :Kiosk Substation | 0.63 | --> | 0.63 | 0.272 | 1.2 |  | --> | 0.5985 | 0 | 0.045201 | 0.5 | 0 |  | --> | C16 ex SALLYNOGGIN ROAD | Sallynoggin Road [T41,T42] | CHERRYWOOD |  | 53.2819 | -6.1247
MV/LV Substation AD***009 |  | 20 kV | _ | LV | 400 kVA :Kiosk Substation | 0.4 | --> | 0.4 | 0 | 0 | Constrained,otherwise capacity available =127kVA. | --> | 0.38 | 0 | 0.008892 | 0.43942 | 0 |  | --> | E16 ex PATRICKSWELL | Patrickswell [T421,T422] | LIMERICK |  | 52.5649 | -8.7908
MV/LV Substation AD***017Z |  | 10 kV | _ | LV | 100 kVA :Pole Substation | 0.1 | --> | 0.1 | 0 | 0 | Constrained,otherwise capacity available =61kVA. | --> | 0.095 | 0 | 0.017043 | 0.10575 | 0 |  | --> | C11 ex SRAH | Srah [T41,T42] | THORNSBERRY |  | 53.265 | -7.5075
MV/LV Substation AD***038Z |  | 10 kV | _ | LV | 630 kVA :Building Structure | 0.63 | --> | 0.63 | 0 | 0 | Constrained,otherwise capacity available =500kVA. | --> | 0.5985 | 0 | 0 | 0.5 | 0 |  | --> | C21 ex BALLYCOOLIN | Ballycoolin [T41,T42,T43] | FINGLAS |  | 53.4089 | -6.3571
MV/LV Substation AD***057 |  | 10 kV | _ | LV | 200 kVA :Kiosk Substation | 0.2 | --> | 0.2 | 0.018 | 10.9 |  | --> | 0.19 | 0 | 0 | 0.22583 | 0 |  | --> | C12 ex MULLINGAR | Mullingar [T101,T102] | MULLINGAR |  | 53.5201 | -7.3428
MV/LV Substation AD***089Z |  | 20 kV | _ | LV | 200 kVA :Pole Substation | 0.2 | --> | 0.2 | 0.2 | 1.1 |  | --> | 0.19 | 0 | 0 | 0.2 | 0 |  | --> | E14 ex RANDALSTOWN | Randalstown [T422] | NAVAN |  | 53.7076 | -6.7388
MV/LV Substation AD***115 |  | 10 kV | _ | LV | 400 kVA :Building Structure | 0.4 | --> | 0.4 | 0.236 | 13.2 |  | --> | 0.38 | 0 | 0.00741 | 0.42417 | 0 |  | --> | C22 ex ARTANE | Artane [T101,T102] | FINGLAS |  | 53.395 | -6.2098
MV/LV Substation AD***149 |  | 20 kV | _ | LV | 200 kVA :Pole Substation | 0.2 | --> | 0.2 | 0.198 | 1.1 |  | --> | 0.19 | 0 | 0 | 0.2003 | 0 |  | --> | E14 ex RANDALSTOWN | Randalstown [T422] | NAVAN |  | 53.7084 | -6.7402
MV/LV Substation AD***156Z |  | 10 kV | _ | LV | 400 kVA :Building Structure | 0.4 | --> | 0.4 | 0.383 | 1.5 |  | --> | 0.38 | 0 | 0 | 0.40257 | 0 |  | --> | C13 ex SMEARLA | Smearla [T41,T42] | TRIEN |  | 52.4513 | -9.492
MV/LV Substation AD***168 |  | 10 kV | _ | LV | 400 kVA :Building Structure | 0.4 | --> | 0.4 | 0.299 | 4.2 |  | --> | 0.38 | 0 | 0.008151 | 0 | 0 | Constrained,otherwise capacity available =415.1kW. | --> | C13 ex CHURCHTOWN | Churchtown [T41] | RATHKEALE |  | 52.4567 | -9.0575
MV/LV Substation AD***174Z |  | 10 kV | _ | LV | 630 kVA :Building Structure | 0.63 | --> | 0.63 | 0 | 0 | Constrained,otherwise capacity available =438kVA. | --> | 0.5985 | 0 | 0 | 0.5 | 0 |  | --> | C18 ex NAAS | Naas [T41,T42] | KILTEEL |  | 53.2042 | -6.7407
MV/LV Substation AD***185Z |  | 10 kV | _ | LV | 200 kVA :Kiosk Substation | 0.2 | --> | 0.2 | 0 | 0 | Constrained,otherwise capacity available =179kVA. | --> | 0.19 | 0 | 0 | 0.20316 | 0 |  | --> | C12 ex LUCAN EAST | Lucan East [T41,T42] | GRANGE CASTLE |  | 53.3556 | -6.4498
MV/LV Substation AD***187 |  | 20 kV | _ | LV | 200 kVA :Pole Substation | 0.2 | --> | 0.2 | 0 | 0 | Constrained,otherwise capacity available =178kVA. | --> | 0.19 | 0 | 0.008151 | 0.20331 | 0 |  | --> | E16 ex MILLTOWN (SR) | Milltown (sr) [T421,T422] | OUGHTRAGH |  | 52.101 | -9.7867
MV/LV Substation AD***217Z |  | 20 kV | _ | LV | 50 kVA :Pole Substation | 0.05 | --> | 0.05 | 0 | 0 | Constrained,otherwise capacity available =46kVA. | --> | 0.0475 | 0 | 0.002964 | 0.050604 | 0 |  | --> | E21 ex ASHBOURNE | Ashbourne [T421,T422] | FINGLAS |  | 53.5566 | -6.3642
MV/LV Substation AD***226 |  | 10 kV | _ | LV | 400 kVA :Kiosk Substation | 0.4 | --> | 0.4 | 0 | 0 | Constrained,otherwise capacity available =400kVA. | --> | 0.38 | 0 | 0 | 0.4 | 0 |  | --> | C20 ex KILMEADEN | Kilmeaden [T42] | BUTLERSTOWN |  | 52.2302 | -7.2384
MV/LV Substation AD***235 |  | 10 kV | _ | LV | 400 kVA :Kiosk Substation | 0.4 | --> | 0.4 | 0.389 | 0.4 |  | --> | 0.38 | 0 | 0 | 0.40167 | 0 |  | --> | C16 ex CARRAROE | Carraroe [T42] | SCREEB |  | 53.2899 | -9.5515
MV/LV Substation AD***247X |  | 10 kV | _ | LV | 400 kVA :Building Structure | 0.4 | --> | 0.4 | 0.355 | 1 |  | --> | 0.38 | 0 | 0 | 0 | 0 | Constrained,otherwise capacity available =406.8kW. | --> | C17 ex BOYLE | Boyle [T41,T42] | CARRICK ON SHANNON |  | 53.985 | -8.2345
MV/LV Substation AD***292 |  | 20 kV | _ | LV | 200 kVA :Pole Substation | 0.2 | --> | 0.2 | 0 | 0 | Constrained,otherwise capacity available =181kVA. | --> | 0.19 | 0 | 0 | 0.20286 | 0 |  | --> | E18 ex DALTON | Dalton [T421,T422] | DALTON |  | 53.6302 | -8.8011
MV/LV Substation AD***292Y |  | 20 kV | _ | LV | 50 kVA :Pole Substation | 0.05 | --> | 0.05 | 0 | 0 | Constrained,otherwise capacity available =48kVA. | --> | 0.0475 | 0 | 0 | 0.050303 | 0 |  | --> | E11 ex CLONROCHE | Clonroche [T421,T422] | WEXFORD |  | 52.4032 | -6.7113
MV/LV Substation AD***314X |  | 10 kV | _ | LV | 1000 kVA :Building Structure | 1 | --> | 1 | 0 | 0 | Constrained,otherwise capacity available =500kVA. | --> | 0.95 | 0 | 0 | 0.5 | 0 |  | --> | C11 ex CAMDEN ROW | Camden Row [T41] | FRANCIS STREET |  | 53.3399 | -6.2688
MV/LV Substation AD***348X |  | 10 kV | _ | LV | 400 kVA :Kiosk Substation | 0.4 | --> | 0.4 | 0 | 0 | Constrained,otherwise capacity available =351kVA. | --> | 0.38 | 0 | 0 | 0.40737 | 0 |  | --> | C13 ex LITTLE BRAY | Little Bray [T41,T42] | FASSAROE |  | 53.2057 | -6.1134
MV/LV Substation AD***386X |  | 10 kV | _ | LV | 1000 kVA :Building Structure | 1 | --> | 1 | 0 | 0 | Constrained,otherwise capacity available =500kVA. | --> | 0.95 | 0 | 0.01482 | 0.5 | 0 |  | --> | C13 ex GLASNEVIN | Glasnevin [T41] | FINGLAS |  | 53.3776 | -6.278
MV/LV Substation AD***4038 |  | 20 kV | _ | LV | 50 kVA :Pole Substation | 0.05 | --> | 0.05 | 0.05 | 2.8 |  | --> | 0.0475 | 0 | 0 | 0.05 | 0 |  | --> | E13 ex BALLYRAGGET | Ballyragget [T421,T422] | BALLYRAGGET |  | 52.7057 | -7.4333
MV/LV Substation AD***4039 |  | 10 kV | _ | LV | 1000 kVA :Building Structure | 1 | --> | 1 | 0 | 0 | Constrained,otherwise capacity available =500kVA. | --> | 0.95 | 0 | 0 | 0.5 | 0 |  | --> | C11 ex CAMDEN ROW | Camden Row [T41] | FRANCIS STREET |  | 53.3399 | -6.2688
MV/LV Substation AD***4051 |  | 20 kV | _ | LV | 50 kVA :Pole Substation | 0.05 | --> | 0.05 | 0 | 0 | Constrained,otherwise capacity available =50kVA. | --> | 0.0475 | 0 | 0 | 0.05 | 0 |  | --> | E16 ex PATRICKSWELL | Patrickswell [T421,T422] | LIMERICK |  | 52.5447 | -8.7748
MV/LV Substation AD***4092 |  | 20 kV | _ | LV | 200 kVA :Pole Substation | 0.2 | --> | 0.2 | 0 | 0 | Constrained,otherwise capacity available =183kVA. | --> | 0.19 | 0 | 0 | 0.20256 | 0 |  | --> | E16 ex PATRICKSWELL | Patrickswell [T421,T422] | LIMERICK |  | 52.5543 | -8.7947
MV/LV Substation AD***414X |  | 10 kV | _ | LV | 1000 kVA :Building Structure | 1 | --> | 1 | 0.5 | 10 |  | --> | 0.95 | 0 | 0 | 0.5 | 0 |  | --> | C24 ex HAROLDS CROSS | Harolds Cross [T101,T102] | POOLBEG |  | 53.3326 | -6.2622
MV/LV Substation AD***4288 |  | 20 kV | _ | LV | 630 kVA :Kiosk Substation | 0.63 | --> | 0.63 | 0 | 0 | Constrained,otherwise capacity available =440kVA. | --> | 0.5985 | 0 | 0 | 0.5 | 0 |  | --> | E17 ex ADAMSTOWN | Adamstown [T121,T122] | INCHICORE 220KV |  | 53.3412 | -6.4731
MV/LV Substation AD***4289 |  | 20 kV | _ | LV | 630 kVA :Kiosk Substation | 0.63 | --> | 0.63 | 0 | 0 | Constrained,otherwise capacity available =500kVA. | --> | 0.5985 | 0 | 0 | 0.5 | 0 |  | --> | E17 ex ADAMSTOWN | Adamstown [T121,T122] | INCHICORE 220KV |  | 53.3419 | -6.4713
MV/LV Substation AD***4318 |  | 10 kV | _ | LV | 630 kVA :Kiosk Substation | 0.63 | --> | 0.63 | 0.5 | 10 |  | --> | 0.5985 | 0 | 0 | 0.5 | 0 |  | --> | C11 ex HAROLDS CROSS | Harolds Cross [T101,T102] | POOLBEG |  | 53.3326 | -6.2574
MV/LV Substation AD***4321 |  | 20 kV | _ | LV | 630 kVA :Kiosk Substation | 0.63 | --> | 0.63 | 0 | 0 | Constrained,otherwise capacity available =500kVA. | --> | 0.5985 | 0 | 0.003705 | 0.5 | 0 |  | --> | E17 ex ADAMSTOWN | Adamstown [T121,T122] | INCHICORE 220KV |  | 53.342 | -6.4748
MV/LV Substation AD***4322 |  | 20 kV | _ | LV | 400 kVA :Kiosk Substation | 0.4 | --> | 0.4 | 0 | 0 | Constrained,otherwise capacity available =316kVA. | --> | 0.38 | 0 | 0 | 0.41256 | 0 |  | --> | E17 ex ADAMSTOWN | Adamstown [T121,T122] | INCHICORE 220KV |  | 53.3408 | -6.4749
MV/LV Substation AD***4329 |  | 20 kV | _ | LV | 50 kVA :Pole Substation | 0.05 | --> | 0.05 | 0 | 0 | Constrained,otherwise capacity available =50kVA. | --> | 0.0475 | 0 | 0 | 0.05 | 0 |  | --> | E11 ex CLONROCHE | Clonroche [T421,T422] | WEXFORD |  | 52.3912 | -6.7112
MV/LV Substation AD***4380 |  | 20 kV | _ | LV | 630 kVA :Kiosk Substation | 0.63 | --> | 0.63 | 0 | 0 | Constrained,otherwise capacity available =500kVA. | --> | 0.5985 | 0 | 0 | 0.5 | 0 |  | --> | E17 ex ADAMSTOWN | Adamstown [T121,T122] | INCHICORE 220KV |  | 53.3413 | -6.4774
MV/LV Substation AD***442 |  | 20 kV | _ | LV | 200 kVA :Building Structure | 0.2 | --> | 0.2 | 0 | 0 | Constrained,otherwise capacity available =95kVA. | --> | 0.19 | 0 | 0 | 0.21534 | 0 |  | --> | E16 ex PATRICKSWELL | Patrickswell [T421,T422] | LIMERICK |  | 52.5556 | -8.7757
MV/LV Substation AD***4422 |  | 10 kV | _ | LV | 630 kVA :Kiosk Substation | 0.63 | --> | 0.63 | 0 | 0 | Constrained,otherwise capacity available =500kVA. | --> | 0.5985 | 0 | 0 | 0.5 | 0 |  | --> | C13 ex GLASNEVIN | Glasnevin [T41] | FINGLAS |  | 53.3709 | -6.2688
MV/LV Substation AD***486Z |  | 20 kV | _ | LV | 400 kVA :Kiosk Substation | 0.4 | --> | 0.4 | 0 | 0 | Constrained,otherwise capacity available =386kVA. | --> | 0.38 | 0 | 0 | 0.40212 | 0 |  | --> | E19 ex ADAMSTOWN | Adamstown [T121,T122] | INCHICORE 220KV |  | 53.3375 | -6.455
MV/LV Substation AD***487Z |  | 20 kV | _ | LV | 630 kVA :Kiosk Substation | 0.63 | --> | 0.63 | 0 | 0 | Constrained,otherwise capacity available =373kVA. | --> | 0.5985 | 0 | 0.017043 | 0.5 | 0 |  | --> | E19 ex ADAMSTOWN | Adamstown [T121,T122] | INCHICORE 220KV |  | 53.3385 | -6.4554
MV/LV Substation AD***488Z |  | 20 kV | _ | LV | 630 kVA :Kiosk Substation | 0.63 | --> | 0.63 | 0 | 0 | Constrained,otherwise capacity available =500kVA. | --> | 0.5985 | 0 | 0 | 0.5 | 0 |  | --> | E19 ex ADAMSTOWN | Adamstown [T121,T122] | INCHICORE 220KV |  | 53.3381 | -6.4596
MV/LV Substation AD***499Y |  | 10 kV | _ | LV | 400 kVA :Building Structure | 0.4 | --> | 0.4 | 0 | 0 | Constrained,otherwise capacity available =337kVA. | --> | 0.38 | 0 | 0 | 0.40945 | 0 |  | --> | C12 ex KYLEERAGH | Kyleeragh [T41,T42] | NENAGH |  | 52.8608 | -8.224
MV/LV Substation AD***525 |  | 10 kV | _ | LV | 630 kVA :Building Structure | 0.63 | --> | 0.63 | 0 | 0 | Constrained,otherwise capacity available =500kVA. | --> | 0.5985 | 0 | 0.003705 | 0.5 | 0 |  | --> | C21 ex LEESON STREET | Leeson Street [T41,T42] | MILLTOWN (DR) |  | 53.332 | -6.2557
MV/LV Substation AD***528Z |  | 20 kV | _ | LV | 400 kVA :Building Structure | 0.4 | --> | 0.4 | 0 | 0 | Constrained,otherwise capacity available =378kVA. | --> | 0.38 | 0 | 0 | 0.40333 | 0 |  | --> | E19 ex ADAMSTOWN | Adamstown [T121,T122] | INCHICORE 220KV |  | 53.3362 | -6.4696
MV/LV Substation AD***533Y |  | 10 kV | _ | LV | 50 kVA :Pole Substation | 0.05 | --> | 0.05 | 0 | 0 | Constrained,otherwise capacity available =50kVA. | --> | 0.0475 | 0 | 0 | 0 | 0 | Constrained,otherwise capacity available =50kW. | --> | C20 ex TEMPLEMORE | Templemore [T41,T42] | IKERRIN |  | 52.808 | -7.8562
MV/LV Substation AD***551 |  | 20 kV | _ | LV | 100 kVA :Pole Substation | 0.1 | --> | 0.1 | 0.069 | 1.9 |  | --> | 0.095 | 0 | 0 | 0 | 0 | Constrained,otherwise capacity available =104.6kW. | --> | E18 ex CREESLOUGH | Creeslough [T421] | ARDNAGAPPARY |  | 55.0521 | -7.9365
MV/LV Substation AD***580 |  | 20 kV | _ | LV | 100 kVA :Pole Substation | 0.1 | --> | 0.1 | 0 | 0 | Constrained,otherwise capacity available =89kVA. | --> | 0.095 | 0 | 0 | 0.10166 | 0 |  | --> | E19 ex ADAMSTOWN | Adamstown [T121,T122] | INCHICORE 220KV |  | 53.3375 | -6.4481
MV/LV Substation AD***612Y |  | 20 kV | _ | LV | 50 kVA :Pole Substation | 0.05 | --> | 0.05 | 0 | 0 | Constrained,otherwise capacity available =25kVA. | --> | 0.0475 | 0 | 0 | 0.053659 | 0 |  | --> | E11 ex CLONROCHE | Clonroche [T421,T422] | WEXFORD |  | 52.3911 | -6.7146
MV/LV Substation AD***618Y |  | 20 kV | _ | LV | 50 kVA :Pole Substation | 0.05 | --> | 0.05 | 0 | 0 | Constrained,otherwise capacity available =44kVA. | --> | 0.0475 | 0 | 0 | 0.050903 | 0 |  | --> | E11 ex CLONROCHE | Clonroche [T421,T422] | WEXFORD |  | 52.3897 | -6.7166
MV/LV Substation AD***622Z |  | 20 kV | _ | LV | 400 kVA :Building Structure | 0.4 | --> | 0.4 | 0 | 0 | Constrained,otherwise capacity available =324kVA. | --> | 0.38 | 0 | 0 | 0.41138 | 0 |  | --> | E19 ex ADAMSTOWN | Adamstown [T121,T122] | INCHICORE 220KV |  | 53.3362 | -6.4584
MV/LV Substation AD***645Z |  | 20 kV | _ | LV | 400 kVA :Kiosk Substation | 0.4 | --> | 0.4 | 0 | 0 | Constrained,otherwise capacity available =313kVA. | --> | 0.38 | 0 | 0.077805 | 0.413 | 0 |  | --> | E20 ex ADAMSTOWN | Adamstown [T121,T122] | INCHICORE 220KV |  | 53.3389 | -6.469
MV/LV Substation AD***646Z |  | 20 kV | _ | LV | 50 kVA :Pole Substation | 0.05 | --> | 0.05 | 0 | 0 | Constrained,otherwise capacity available =50kVA. | --> | 0.0475 | 0 | 0 | 0.05 | 0 |  | --> | E19 ex ADAMSTOWN | Adamstown [T121,T122] | INCHICORE 220KV |  | 53.3348 | -6.4611
MV/LV Substation AD***658Z |  | 20 kV | _ | LV | 400 kVA :Building Structure | 0.4 | --> | 0.4 | 0 | 0 | Constrained,otherwise capacity available =334kVA. | --> | 0.38 | 0 | 0.00741 | 0.4099 | 0 |  | --> | E19 ex ADAMSTOWN | Adamstown [T121,T122] | INCHICORE 220KV |  | 53.3361 | -6.4632
MV/LV Substation AD***720 |  | 10 kV | _ | LV | 630 kVA :Building Structure | 0.63 | --> | 0.63 | 0.5 | 1.6 |  | --> | 0.5985 | 0 | 0 | 0 | 0 | Constrained,otherwise capacity available =500kW. | --> | C16 ex DERRYBEG | Derrybeg [T41,T42] | ARDNAGAPPARY |  | 55.0617 | -8.28
MV/LV Substation AD***721Y |  | 10 kV | _ | LV | 50 kVA :Pole Substation | 0.05 | --> | 0.05 | 0.031 | 1.7 |  | --> | 0.0475 | 0 | 0 | 0.052806 | 0 |  | --> | C19 ex ATHY | Athy [T101,T102] | ATHY |  | 52.9924 | -6.9978
MV/LV Substation AD***765 |  | 20 kV | _ | LV | 50 kVA :Pole Substation | 0.05 | --> | 0.05 | 0.042 | 1.7 |  | --> | 0.0475 | 0 | 0.003705 | 0 | 0 | Constrained,otherwise capacity available =51.2kW. | --> | E15 ex GWEEDORE | Gweedore [T421] | ARDNAGAPPARY |  | 55.1124 | -8.1363
MV/LV Substation AD***787Y |  | 20 kV | _ | LV | 50 kVA :Pole Substation | 0.05 | --> | 0.05 | 0.033 | 0.9 |  | --> | 0.0475 | 0 | 0 | 0 | 0 | Constrained,otherwise capacity available =52.5kW. | --> | E21 ex CASTLETOWNBERE | Castletownbere [T421] | BALLYLICKY |  | 51.7071 | -9.7146
MV/LV Substation AD***795Y |  | 10 kV | _ | LV | 200 kVA :Pole Substation | 0.2 | --> | 0.2 | 0 | 0 | Constrained,otherwise capacity available =200kVA. | --> | 0.19 | 0 | 0 | 0 | 0 | Constrained,otherwise capacity available =200kW. | --> | C17 ex KILMALLOCK | Kilmallock [T41,T42] | CHARLEVILLE |  | 52.4051 | -8.5852
MV/LV Substation AD***798 |  | 20 kV | _ | LV | 200 kVA :Pole Substation | 0.2 | --> | 0.2 | 0.185 | 1.3 |  | --> | 0.19 | 0 | 0 | 0.20226 | 0 |  | --> | E16 ex BALLYCROSSAUN | Ballycrossaun [T421,T422] | SOMERSET |  | 53.09 | -8.2303
MV/LV Substation AD***810 |  | 20 kV | _ | LV | 50 kVA :Pole Substation | 0.05 | --> | 0.05 | 0 | 0 | Constrained,otherwise capacity available =50kVA. | --> | 0.0475 | 0 | 0 | 0.05 | 0 |  | --> | C15 ex BALLYHAUNIS | Ballyhaunis [T41,T42] | DALTON |  | 53.743 | -8.6346
MV/LV Substation AD***875X |  | 10 kV | _ | LV | 630 kVA :Kiosk Substation | 0.63 | --> | 0.63 | 0.485 | 0.8 |  | --> | 0.5985 | 0 | 0.04446 | 0.5 | 0 |  | --> | C13 ex MANOR STREET | Manor Street [T41,T42] | WATERFORD |  | 52.2601 | -7.104
MV/LV Substation AD***876 |  | 20 kV | _ | LV | 400 kVA :Kiosk Substation | 0.4 | --> | 0.4 | 0 | 0 | Constrained,otherwise capacity available =296kVA. | --> | 0.38 | 0 | 0.022971 | 0.41549 | 0 |  | --> | E11 ex CLONROCHE | Clonroche [T421,T422] | WEXFORD |  | 52.3919 | -6.7198
MV/LV Substation AD***917X |  | 10 kV | _ | LV | 630 kVA :Kiosk Substation | 0.63 | --> | 0.63 | 0.5 | 4.4 |  | --> | 0.5985 | 0 | 0 | 0.5 | 0 |  | --> | E11 ex CRANE | Crane [T122] | CRANE |  | 52.5201 | -6.5623
MV/LV Substation AD***922Y |  | 20 kV | _ | LV | 50 kVA :Pole Substation | 0.05 | --> | 0.05 | 0 | 0 | Constrained,otherwise capacity available =45kVA. | --> | 0.0475 | 0 | 0.004446 | 0 | 0 | Constrained,otherwise capacity available =50.8kW. | --> | E19 ex PORTLAOISE | Portlaoise [T423,T424] | PORTLAOISE |  | 53.0298 | -7.26
MV/LV Substation AD***942 |  | 10 kV | _ | LV | 100 kVA :Pole Substation | 0.1 | --> | 0.1 | 0 | 0 | Constrained,otherwise capacity available =93kVA. | --> | 0.095 | 0 | 0 | 0.10106 | 0 |  | --> | C17 ex DUNLEER | Dunleer [T41,T42] | DRYBRIDGE |  | 53.8626 | -6.3565
MV/LV Substation AD***995 |  | 20 kV | _ | LV | 50 kVA :Pole Substation | 0.05 | --> | 0.05 | 0 | 0 | Constrained,otherwise capacity available =46kVA. | --> | 0.0475 | 0 | 0 | 0.050604 | 0 |  | --> | E18 ex COLLOONEY | Collooney [T421,T422] | SLIGO |  | 54.1023 | -8.3985
MV/LV Substation AE***007 |  | 10 kV | _ | LV | 630 kVA :Building Structure | 0.63 | --> | 0.63 | 0 | 0 | Constrained,otherwise capacity available =500kVA. | --> | 0.5985 | 0 | 0 | 0.5 | 0 |  | --> | C26 ex GRANGE CASTLE | Grange Castle [T101,T102] | INCHICORE 220KV |  | 53.2941 | -6.466
MV/LV Substation AE***008 |  | 10 kV | _ | LV | 630 kVA :Building Structure | 0.63 | --> | 0.63 | 0 | 0 | Constrained,otherwise capacity available =500kVA. | --> | 0.5985 | 0 | 0 | 0.5 | 0 |  | --> | C26 ex GRANGE CASTLE | Grange Castle [T101,T102] | INCHICORE 220KV |  | 53.2911 | -6.4652
MV/LV Substation AE***009 |  | 10 kV | _ | LV | 630 kVA :Building Structure | 0.63 | --> | 0.63 | 0 | 0 | Constrained,otherwise capacity available =500kVA. | --> | 0.5985 | 0 | 0 | 0.5 | 0 |  | --> | C26 ex GRANGE CASTLE | Grange Castle [T101,T102] | INCHICORE 220KV |  | 53.2921 | -6.4683
MV/LV Substation AE***010 |  | 10 kV | _ | LV | 630 kVA :Building Structure | 0.63 | --> | 0.63 | 0 | 0 | Constrained,otherwise capacity available =500kVA. | --> | 0.5985 | 0 | 0 | 0.5 | 0 |  | --> | C26 ex GRANGE CASTLE | Grange Castle [T101,T102] | INCHICORE 220KV |  | 53.2909 | -6.4653
MV/LV Substation AE***094Z |  | 10 kV | _ | LV | 200 kVA :Kiosk Substation | 0.2 | --> | 0.2 | 0 | 0 | Constrained,otherwise capacity available =152kVA. | --> | 0.19 | 0 | 0 | 0.20716 | 0 |  | --> | C13 ex POPPINTREE | Poppintree [T101,T102] | FINGLAS |  | 53.4187 | -6.2735
MV/LV Substation AE***099 |  | 10 kV | _ | LV | 400 kVA :Building Structure | 0.4 | --> | 0.4 | 0.4 | 2 |  | --> | 0.38 | 0 | 0 | 0 | 0 | Constrained,otherwise capacity available =400kW. | --> | E11 ex RATHKEALE | Rathkeale [T421,T422] | RATHKEALE |  | 52.5951 | -8.9786
MV/LV Substation AE***4004 |  | 10 kV | _ | LV | 630 kVA :Building Structure | 0.63 | --> | 0.63 | 0 | 0 | Constrained,otherwise capacity available =500kVA. | --> | 0.5985 | 0 | 0 | 0.5 | 0 |  | --> | C26 ex GRANGE CASTLE | Grange Castle [T101,T102] | INCHICORE 220KV |  | 53.2948 | -6.4661
MV/LV Substation AE***4005 |  | 10 kV | _ | LV | 630 kVA :Building Structure | 0.63 | --> | 0.63 | 0 | 0 | Constrained,otherwise capacity available =500kVA. | --> | 0.5985 | 0 | 0 | 0.5 | 0 |  | --> | C26 ex GRANGE CASTLE | Grange Castle [T101,T102] | INCHICORE 220KV |  | 53.2919 | -6.4679
MV/LV Substation AE***4009 |  | 10 kV | _ | LV | 630 kVA :Building Structure | 0.63 | --> | 0.63 | 0 | 0 | Constrained,otherwise capacity available =390kVA. | --> | 0.5985 | 0 | 0 | 0.5 | 0 |  | --> | C26 ex GRANGE CASTLE | Grange Castle [T101,T102] | INCHICORE 220KV |  | 53.2936 | -6.4634
MV/LV Substation AE***4078 |  | 10 kV | _ | LV | 50 kVA :Pole Substation | 0.05 | --> | 0.05 | 0 | 0 | Constrained,otherwise capacity available =23kVA. | --> | 0.0475 | 0 | 0 | 0 | 0 | Constrained,otherwise capacity available =53.9kW. | --> | C20 ex MOUNTMELLICK | Mountmellick [T41,T42] | PORTLAOISE |  | 53.0718 | -7.3227
MV/LV Substation AE***4381 |  | 10 kV | _ | LV | 50 kVA :Pole Substation | 0.05 | --> | 0.05 | 0.039 | 2.9 |  | --> | 0.0475 | 0 | 0 | 0.051643 | 0 |  | --> | C12 ex ABBEYLAND | Abbeyland [T41,T42] | NAVAN |  | 53.6698 | -6.6868
MV/LV Substation AE***442 |  | 10 kV | _ | LV | 630 kVA :Building Structure | 0.63 | --> | 0.63 | 0.042007 | 0 | Constrained,otherwise capacity available =500kVA. | --> | 0.5985 | 0 | 0 | 0.5 | 0 |  | --> | C22 ex SHANNON | Shannon [T41,T42] | DRUMLINE |  | 52.7041 | -8.8945
MV/LV Substation AE***446 |  | 10 kV | _ | LV | 400 kVA :Building Structure | 0.4 | --> | 0.4 | 0.042007 | 0 | Constrained,otherwise capacity available =349kVA. | --> | 0.38 | 0 | 0 | 0.40767 | 0 |  | --> | C16 ex SHANNON | Shannon [T41,T42] | DRUMLINE |  | 52.7004 | -8.9074
MV/LV Substation AE***677 |  | 10 kV | _ | LV | 200 kVA :Pole Substation | 0.2 | --> | 0.2 | 0.155 | 2.2 |  | --> | 0.19 | 0 | 0 | 0.20672 | 0 |  | --> | C26 ex BAILIEBORO | Bailieboro [T41,T42] | MEATH HILL |  | 53.9206 | -6.9936
MV/LV Substation AF***276Z |  | 10 kV | _ | LV | 200 kVA :Kiosk Substation | 0.2 | --> | 0.2 | 0.094 | 0.3 |  | --> | 0.19 | 0 | 0 | 0.21548 | 0 |  | --> | C16 ex SANTRY | Santry [T41,T42] | FINGLAS |  | 53.3976 | -6.2273
MV/LV Substation AF***289X |  | 10 kV | _ | LV | 630 kVA :Building Structure | 0.63 | --> | 0.63 | 0.297 | 11.1 |  | --> | 0.5985 | 0 | 0.028158 | 0.5 | 0 |  | --> | C28 ex CABRA | Cabra [T101,T102] | FINGLAS |  | 53.3588 | -6.3059
MV/LV Substation AF***579 |  | 20 kV | _ | LV | 200 kVA :Pole Substation | 0.2 | --> | 0.2 | 0 | 0 | Constrained,otherwise capacity available =165kVA. | --> | 0.19 | 0 | 0 | 0.20525 | 0 |  | --> | E11 ex KILCOLGAN | Kilcolgan [T42,T421] | GALWAY 110KV |  | 53.1749 | -8.9026
MV/LV Substation AF***589X |  | 10 kV | _ | LV | 400 kVA :Building Structure | 0.4 | --> | 0.4 | 0.389 | 14.3 |  | --> | 0.38 | 0 | 0 | 0.40167 | 0 |  | --> | C22 ex KILLOTERAN | Killoteran [T101,T102] | KILLOTERAN |  | 52.2302 | -7.1452
MV/LV Substation AF***658 |  | 20 kV | _ | LV | 50 kVA :Pole Substation | 0.05 | --> | 0.05 | 0 | 0 | Constrained,otherwise capacity available =36kVA. | --> | 0.0475 | 0 | 0 | 0 | 0 | Constrained,otherwise capacity available =52.1kW. | --> | C11 ex MOUNTMELLICK | Mountmellick [T41,T42] | PORTLAOISE |  | 53.1549 | -7.4733
MV/LV Substation AF***696Y |  | 10 kV | _ | LV | 400 kVA :Kiosk Substation | 0.4 | --> | 0.4 | 0.305 | 5.7 |  | --> | 0.38 | 0 | 0.011115 | 0.41417 | 0 |  | --> | C11 ex RAMPARTS | Ramparts [T41,T42] | DUNDALK |  | 53.9972 | -6.3989
MV/LV Substation AG***012Y |  | 20 kV | _ | LV | 100 kVA :Pole Substation | 0.1 | --> | 0.1 | 0 | 0 | Constrained,otherwise capacity available =77kVA. | --> | 0.095 | 0 | 0 | 0.10343 | 0 |  | --> | E21 ex CURRALEIGH | Curraleigh [T421,T422] | KILBARRY |  | 51.923 | -8.6499
MV/LV Substation AG***024 |  | 10 kV | _ | LV | 630 kVA :Kiosk Substation | 0.63 | --> | 0.63 | 0 | 0 | Constrained,otherwise capacity available =500kVA. | --> | 0.5985 | 0 | 0.002964 | 0 | 0 | Constrained,otherwise capacity available =500kW. | --> | C13 ex KNOCKAPHUNTA | Knockaphunta [T41,T42] | CASTLEBAR |  | 53.8469 | -9.3013
MV/LV Substation AG***036 |  | 20 kV | _ | LV | 50 kVA :Pole Substation | 0.05 | --> | 0.05 | 0 | 0 | Constrained,otherwise capacity available =29kVA. | --> | 0.0475 | 0 | 0 | 0.053092 | 0 |  | --> | E18 ex BEALNABLATH | Bealnablath [T421] | BANDON |  | 51.8825 | -8.7698
MV/LV Substation AG***046 |  | 20 kV | _ | LV | 200 kVA :Pole Substation | 0.2 | --> | 0.2 | 0 | 0 | Constrained,otherwise capacity available =175kVA. | --> | 0.19 | 0 | 0.14079 | 0.20015 | 0 |  | --> | E21 ex FINEA | Finea [T421,T422] | SHANKILL |  | 53.8303 | -7.362
MV/LV Substation AG***061X |  | 20 kV | _ | LV | 200 kVA :Pole Substation | 0.2 | --> | 0.2 | 0 | 0 | Constrained,otherwise capacity available =165kVA. | --> | 0.19 | 0 | 0 | 0.20525 | 0 |  | --> | C12 ex BALLYHAUNIS | Ballyhaunis [T41,T42] | DALTON |  | 53.827 | -8.8193
MV/LV Substation AG***070Z |  | 10 kV | _ | LV | 400 kVA :Kiosk Substation | 0.4 | --> | 0.4 | 0 | 0 | Constrained,otherwise capacity available =198kVA. | --> | 0.38 | 0 | 0.042237 | 0 | 0 | Constrained,otherwise capacity available =429.6kW. | --> | C20 ex PORTLAOISE | Portlaoise [T41,T42] | PORTLAOISE |  | 53.0309 | -7.2823
MV/LV Substation AG***071Z |  | 10 kV | _ | LV | 400 kVA :Kiosk Substation | 0.4 | --> | 0.4 | 0 | 0 | Constrained,otherwise capacity available =303kVA. | --> | 0.38 | 0 | 0.01482 | 0 | 0 | Constrained,otherwise capacity available =414.5kW. | --> | C20 ex PORTLAOISE | Portlaoise [T41,T42] | PORTLAOISE |  | 53.0322 | -7.2805
MV/LV Substation AG***074 |  | 20 kV | _ | LV | 50 kVA :Pole Substation | 0.05 | --> | 0.05 | 0 | 0 | Constrained,otherwise capacity available =41kVA. | --> | 0.0475 | 0 | 0 | 0 | 0 | Constrained,otherwise capacity available =51.3kW. | --> | E20 ex FOXHOLE | Foxhole [T421,T422] | DUNGARVAN |  | 51.9036 | -7.9377
MV/LV Substation AG***076Y |  | 20 kV | _ | LV | 50 kVA :Pole Substation | 0.05 | --> | 0.05 | 0 | 0 | Constrained,otherwise capacity available =48kVA. | --> | 0.0475 | 0 | 0 | 0.050303 | 0 |  | --> | E16 ex GURRANEBANE | Gurranebane [T421,T422] | OUGHTRAGH |  | 51.8878 | -10.2159
MV/LV Substation AG***092 |  | 20 kV | _ | LV | 50 kVA :Pole Substation | 0.05 | --> | 0.05 | 0.046 | 2.9 |  | --> | 0.0475 | 0 | 0 | 0 | 0 | Constrained,otherwise capacity available =50.6kW. | --> | E13 ex TELAYDON | Telaydon [T42,T421] | LISDRUM |  | 54.2849 | -7.0343
MV/LV Substation AG***094X |  | 10 kV | _ | LV | 400 kVA :Kiosk Substation | 0.4 | --> | 0.4 | 0 | 0 | Constrained,otherwise capacity available =241kVA. | --> | 0.38 | 0 | 0.008151 | 0.42345 | 0 |  | --> | C22 ex CAVAN | Cavan [T42,T421] | SHANKILL |  | 53.9957 | -7.3537
MV/LV Substation AG***100 |  | 10 kV | _ | LV | 400 kVA :Kiosk Substation | 0.4 | --> | 0.4 | 0 | 0 | Constrained,otherwise capacity available =332kVA. | --> | 0.38 | 0 | 0.009633 | 0 | 0 | Constrained,otherwise capacity available =410.2kW. | --> | C13 ex KNOCKAPHUNTA | Knockaphunta [T41,T42] | CASTLEBAR |  | 53.8495 | -9.2997
MV/LV Substation AG***115 |  | 20 kV | _ | LV | 50 kVA :Pole Substation | 0.05 | --> | 0.05 | 0.05 | 2 |  | --> | 0.0475 | 0 | 0 | 0.05 | 0 |  | --> | E15 ex MOHILL | Mohill [T421,T422] | CARRICK ON SHANNON |  | 54.0299 | -7.7913
MV/LV Substation AG***124Y |  | 10 kV | _ | LV | 200 kVA :Pole Substation | 0.2 | --> | 0.2 | 0 | 0 | Constrained,otherwise capacity available =200kVA. | --> | 0.19 | 0 | 0 | 0 | 0 | Constrained,otherwise capacity available =200kW. | --> | C13 ex KNOCKAPHUNTA | Knockaphunta [T41,T42] | CASTLEBAR |  | 53.8357 | -9.296
MV/LV Substation AG***125 |  | 20 kV | _ | LV | 50 kVA :Pole Substation | 0.05 | --> | 0.05 | 0 | 0 | Constrained,otherwise capacity available =44kVA. | --> | 0.0475 | 0 | 0.011115 | 0 | 0 | Constrained,otherwise capacity available =50.9kW. | --> | E20 ex FOXHOLE | Foxhole [T421,T422] | DUNGARVAN |  | 51.9055 | -7.9435
MV/LV Substation AG***131 |  | 20 kV | _ | LV | 50 kVA :Pole Substation | 0.05 | --> | 0.05 | 0 | 0 | Constrained,otherwise capacity available =49kVA. | --> | 0.0475 | 0 | 0 | 0.050152 | 0 |  | --> | E15 ex CLONROCHE | Clonroche [T421,T422] | WEXFORD |  | 52.4346 | -6.7461
MV/LV Substation AG***133 |  | 20 kV | _ | LV | 50 kVA :Pole Substation | 0.05 | --> | 0.05 | 0 | 0 | Constrained,otherwise capacity available =46kVA. | --> | 0.0475 | 0 | 0 | 0 | 0 | Constrained,otherwise capacity available =50.6kW. | --> | E11 ex MACROOM | Macroom [T422] | MACROOM |  | 51.9467 | -8.8078
MV/LV Substation AG***142X |  | 10 kV | _ | LV | 50 kVA :Pole Substation | 0.05 | --> | 0.05 | 0 | 0 | Constrained,otherwise capacity available =45kVA. | --> | 0.0475 | 0 | 0.011115 | 0.050753 | 0 |  | --> | C11 ex DERRYCRAMPH | Derrycramph [T41,T42] | SHANKILL |  | 53.9596 | -7.3381
MV/LV Substation AG***166X |  | 10 kV | _ | LV | 50 kVA :Pole Substation | 0.05 | --> | 0.05 | 0.035 | 2.8 |  | --> | 0.0475 | 0 | 0 | 0.052228 | 0 |  | --> | C18 ex CASTLEBLAYNEY | Castleblayney [T41,T42] | DUNDALK |  | 54.153 | -6.6741
MV/LV Substation AG***171X |  | 10 kV | _ | LV | 100 kVA :Pole Substation | 0.1 | --> | 0.1 | 0.091 | 6.4 |  | --> | 0.095 | 0 | 0 | 0.10136 | 0 |  | --> | C20 ex GARRYCASTLE | Garrycastle [T41,T42] | ATHLONE |  | 53.4238 | -7.892
MV/LV Substation AG***175 |  | 10 kV | _ | LV | 50 kVA :Pole Substation | 0.05 | --> | 0.05 | 0.048 | 3.7 |  | --> | 0.0475 | 0 | 0 | 0.050303 | 0 |  | --> | C12 ex KILFLYNN | Kilflynn [T41,T42] | TRALEE |  | 52.4058 | -9.6648
MV/LV Substation AG***179Y |  | 20 kV | _ | LV | 50 kVA :Pole Substation | 0.05 | --> | 0.05 | 0 | 0 | Constrained,otherwise capacity available =50kVA. | --> | 0.0475 | 0 | 0 | 0.05 | 0 |  | --> | C23 ex TUAM NORTH | Tuam North [T41,T42] | CLOON |  | 53.5769 | -9.025
MV/LV Substation AG***181X |  | 20 kV | _ | LV | 50 kVA :Pole Substation | 0.05 | --> | 0.05 | 0.027 | 2.9 |  | --> | 0.0475 | 0 | 0.02964 | 0 | 0 | Constrained,otherwise capacity available =53.4kW. | --> | E13 ex TELAYDON | Telaydon [T42,T421] | LISDRUM |  | 54.2846 | -7.0814
MV/LV Substation AG***185X |  | 10 kV | _ | LV | 50 kVA :Pole Substation | 0.05 | --> | 0.05 | 0.045 | 3.7 |  | --> | 0.0475 | 0 | 0.008151 | 0.050753 | 0 |  | --> | C12 ex KILFLYNN | Kilflynn [T41,T42] | TRALEE |  | 52.4108 | -9.6843
MV/LV Substation AG***193 |  | 10 kV | _ | LV | 50 kVA :Pole Substation | 0.05 | --> | 0.05 | 0.027 | 3.3 |  | --> | 0.0475 | 0 | 0.003705 | 0 | 0 | Constrained,otherwise capacity available =53.4kW. | --> | C22 ex ENNISKEANE | Enniskeane [T41,T42] | BANDON |  | 51.7485 | -8.9785
MV/LV Substation AG***222 |  | 10 kV | _ | LV | 400 kVA :Kiosk Substation | 0.4 | --> | 0.4 | 0.235 | 3.9 |  | --> | 0.38 | 0 | 0.010374 | 0.42431 | 0 |  | --> | C11 ex MARSHES | Marshes [T41,T42] | DUNDALK |  | 53.9859 | -6.3825
MV/LV Substation AG***230X |  | 20 kV | _ | LV | 50 kVA :Pole Substation | 0.05 | --> | 0.05 | 0.05 | 8.5 |  | --> | 0.0475 | 0 | 0 | 0 | 0 | Constrained,otherwise capacity available =50kW. | --> | E14 ex ARIGNA | Arigna [T121] | ARIGNA |  | 54.0566 | -8.0706
MV/LV Substation AG***240X |  | 20 kV | _ | LV | 50 kVA :Pole Substation | 0.05 | --> | 0.05 | 0.041 | 2.1 |  | --> | 0.0475 | 0 | 0 | 0 | 0 | Constrained,otherwise capacity available =51.3kW. | --> | E17 ex LISDRUM | Lisdrum [T422] | LISDRUM |  | 54.2409 | -7.0649
MV/LV Substation AG***246 |  | 20 kV | _ | LV | 50 kVA :Pole Substation | 0.05 | --> | 0.05 | 0.031 | 1 |  | --> | 0.0475 | 0 | 0 | 0 | 0 | Constrained,otherwise capacity available =52.8kW. | --> | C16 ex BOYLE | Boyle [T41,T42] | CARRICK ON SHANNON |  | 54.0476 | -8.3359
MV/LV Substation AG***275 |  | 20 kV | _ | LV | 50 kVA :Pole Substation | 0.05 | --> | 0.05 | 0 | 0 | Constrained,otherwise capacity available =39kVA. | --> | 0.0475 | 0 | 0 | 0.051643 | 0 |  | --> | E18 ex CLONMINCH | Clonminch [T41,T422] | THORNSBERRY |  | 53.2601 | -7.5999
MV/LV Substation AG***277 |  | 10 kV | _ | LV | 400 kVA :Kiosk Substation | 0.4 | --> | 0.4 | 0 | 0 | Constrained,otherwise capacity available =400kVA. | --> | 0.38 | 0 | 0 | 0.4 | 0 |  | --> | C18 ex COOLCORCORAN | Coolcorcoran [T41,T42] | KNOCKEARAGH |  | 52.0781 | -9.557
MV/LV Substation AG***277X |  | 10 kV | _ | LV | 50 kVA :Pole Substation | 0.05 | --> | 0.05 | 0 | 0 | Constrained,otherwise capacity available =41kVA. | --> | 0.0475 | 0 | 0 | 0 | 0 | Constrained,otherwise capacity available =51.3kW. | --> | C14 ex MILFORD (NR) | Milford (nr) [T41,T42] | LETTERKENNY |  | 55.0922 | -7.6844
MV/LV Substation AG***283 |  | 20 kV | _ | LV | 50 kVA :Pole Substation | 0.05 | --> | 0.05 | 0.05 | 2.1 |  | --> | 0.0475 | 0 | 0 | 0 | 0 | Constrained,otherwise capacity available =50kW. | --> | E16 ex LISDRUM | Lisdrum [T422] | LISDRUM |  | 54.2466 | -6.9054
MV/LV Substation AG***285Y |  | 10 kV | _ | LV | 50 kVA :Pole Substation | 0.05 | --> | 0.05 | 0 | 0 | Constrained,otherwise capacity available =46kVA. | --> | 0.0475 | 0 | 0.003705 | 0.050604 | 0 |  | --> | C11 ex DERRYCRAMPH | Derrycramph [T41,T42] | SHANKILL |  | 53.9663 | -7.3091
MV/LV Substation AG***311 |  | 20 kV | _ | LV | 50 kVA :Pole Substation | 0.05 | --> | 0.05 | 0 | 0 | Constrained,otherwise capacity available =49kVA. | --> | 0.0475 | 0 | 0 | 0.050152 | 0 |  | --> | E18 ex GURRANEBANE | Gurranebane [T421,T422] | OUGHTRAGH |  | 51.8381 | -10.329
MV/LV Substation AG***341Z |  | 20 kV | _ | LV | 50 kVA :Pole Substation | 0.05 | --> | 0.05 | 0.038 | 0.4 |  | --> | 0.0475 | 0 | 0 | 0.05179 | 0 |  | --> | E12 ex TULLOW | Tullow [T421,T422] | CARLOW |  | 52.7601 | -6.7369
MV/LV Substation AG***344 |  | 10 kV | _ | LV | 50 kVA :Pole Substation | 0.05 | --> | 0.05 | 0 | 0 | Constrained,otherwise capacity available =21kVA. | --> | 0.0475 | 0 | 0.004446 | 0.05422 | 0 |  | --> | C15 ex SAGGART | Saggart [T41,T42] | GRANGE CASTLE |  | 53.233 | -6.4318
MV/LV Substation AG***356 |  | 10 kV | _ | LV | 50 kVA :Pole Substation | 0.05 | --> | 0.05 | 0 | 0 | Constrained,otherwise capacity available =48kVA. | --> | 0.0475 | 0 | 0 | 0.050303 | 0 |  | --> | C15 ex SAGGART | Saggart [T41,T42] | GRANGE CASTLE |  | 53.2315 | -6.4208
MV/LV Substation AG***359Y |  | 20 kV | _ | LV | 50 kVA :Pole Substation | 0.05 | --> | 0.05 | 0 | 0 | Constrained,otherwise capacity available =48kVA. | --> | 0.0475 | 0 | 0 | 0 | 0 | Constrained,otherwise capacity available =50.3kW. | --> | E11 ex MACROOM | Macroom [T422] | MACROOM |  | 51.9468 | -8.8059
MV/LV Substation AG***382 |  | 20 kV | _ | LV | 50 kVA :Pole Substation | 0.05 | --> | 0.05 | 0 | 0 | Constrained,otherwise capacity available =47kVA. | --> | 0.0475 | 0 | 0 | 0 | 0 | Constrained,otherwise capacity available =50.5kW. | --> | E18 ex FOXHOLE | Foxhole [T421,T422] | DUNGARVAN |  | 52.0728 | -7.8237
MV/LV Substation AG***4025 |  | 20 kV | _ | LV | 200 kVA :Pole Substation | 0.2 | --> | 0.2 | 0.2 | 1.6 |  | --> | 0.19 | 0 | 0.15191 | 0 | 0 | Constrained,otherwise capacity available =200kW. | --> | C17 ex BALLYSHANNON | Ballyshannon [T41,T42] | CATHALEENS FALL |  | 54.5757 | -8.1194
MV/LV Substation AG***4056 |  | 20 kV | _ | LV | 50 kVA :Pole Substation | 0.05 | --> | 0.05 | 0.05 | 2.9 |  | --> | 0.0475 | 0 | 0 | 0 | 0 | Constrained,otherwise capacity available =50kW. | --> | E19 ex TELAYDON | Telaydon [T42,T421] | LISDRUM |  | 54.3003 | -6.9058
MV/LV Substation AG***406 |  | 20 kV | _ | LV | 50 kVA :Pole Substation | 0.05 | --> | 0.05 | 0 | 0 | Constrained,otherwise capacity available =44kVA. | --> | 0.0475 | 0 | 0.003705 | 0 | 0 | Constrained,otherwise capacity available =50.9kW. | --> | E17 ex WINDSOR | Windsor [T421,T422] | CASTLEBAR |  | 53.8671 | -9.2623
MV/LV Substation AG***4073 |  | 20 kV | _ | LV | 200 kVA :Pole Substation | 0.2 | --> | 0.2 | 0 | 0 | Constrained,otherwise capacity available =200kVA. | --> | 0.19 | 0 | 0 | 0 | 0 | Constrained,otherwise capacity available =200kW. | --> | E17 ex BUNCRANA | Buncrana [T421,T422] | TRILLICK |  | 55.1283 | -7.4129
MV/LV Substation AG***4088 |  | 10 kV | _ | LV | 50 kVA :Pole Substation | 0.05 | --> | 0.05 | 0.05 | 1 |  | --> | 0.0475 | 0 | 0 | 0 | 0 | Constrained,otherwise capacity available =50kW. | --> | C12 ex BOYLE | Boyle [T41,T42] | CARRICK ON SHANNON |  | 53.9619 | -8.3054
MV/LV Substation AG***4130 |  | 20 kV | _ | LV | 50 kVA :Pole Substation | 0.05 | --> | 0.05 | 0 | 0 | Constrained,otherwise capacity available =38kVA. | --> | 0.0475 | 0 | 0 | 0.05179 | 0 |  | --> | C12 ex BALLAGHADERREEN | Ballaghaderreen [T41,T42] | TONROE |  | 53.847 | -8.5787
MV/LV Substation AG***4136 |  | 10 kV | _ | LV | 50 kVA :Pole Substation | 0.05 | --> | 0.05 | 0.05 | 2.8 |  | --> | 0.0475 | 0 | 0 | 0.05 | 0 |  | --> | C18 ex CASTLEBLAYNEY | Castleblayney [T41,T42] | DUNDALK |  | 54.1532 | -6.6547
MV/LV Substation AG***4149 |  | 10 kV | _ | LV | 100 kVA :Pole Substation | 0.1 | --> | 0.1 | 0.1 | 3.7 |  | --> | 0.095 | 0 | 0 | 0.1 | 0 |  | --> | C12 ex KILFLYNN | Kilflynn [T41,T42] | TRALEE |  | 52.4074 | -9.6696
MV/LV Substation AG***4153 |  | 10 kV | _ | LV | 50 kVA :Pole Substation | 0.05 | --> | 0.05 | 0.05 | 4 |  | --> | 0.0475 | 0 | 0 | 0.05 | 0 |  | --> | C14 ex BALLYJAMESDUFF | Ballyjamesduff [T41,T42] | SHANKILL |  | 53.8432 | -7.1522
MV/LV Substation AG***4184 |  | 20 kV | _ | LV | 50 kVA :Pole Substation | 0.05 | --> | 0.05 | 0 | 0 | Constrained,otherwise capacity available =33kVA. | --> | 0.0475 | 0 | 0.02223 | 0 | 0 | Constrained,otherwise capacity available =52.5kW. | --> | C11 ex TIMOLEAGUE | Timoleague [T41] | BANDON |  | 51.6241 | -8.7776
MV/LV Substation AG***4224 |  | 20 kV | _ | LV | 50 kVA :Pole Substation | 0.05 | --> | 0.05 | 0 | 0 | Constrained,otherwise capacity available =50kVA. | --> | 0.0475 | 0 | 0 | 0.05 | 0 |  | --> | E17 ex CAVAN | Cavan [T42,T421] | SHANKILL |  | 54.0686 | -7.4036
MV/LV Substation AG***4254 |  | 20 kV | _ | LV | 50 kVA :Pole Substation | 0.05 | --> | 0.05 | 0.04 | 2.9 |  | --> | 0.0475 | 0 | 0 | 0 | 0 | Constrained,otherwise capacity available =51.5kW. | --> | E19 ex TELAYDON | Telaydon [T42,T421] | LISDRUM |  | 54.3266 | -6.916
MV/LV Substation AG***4268 |  | 20 kV | _ | LV | 50 kVA :Pole Substation | 0.05 | --> | 0.05 | 0.043 | 2.9 |  | --> | 0.0475 | 0 | 0 | 0 | 0 | Constrained,otherwise capacity available =51.1kW. | --> | E13 ex TELAYDON | Telaydon [T42,T421] | LISDRUM |  | 54.2559 | -7.0983
MV/LV Substation AG***428 |  | 20 kV | _ | LV | 50 kVA :Pole Substation | 0.05 | --> | 0.05 | 0 | 0 | Constrained,otherwise capacity available =45kVA. | --> | 0.0475 | 0 | 0.00741 | 0 | 0 | Constrained,otherwise capacity available =50.8kW. | --> | E17 ex BUNCRANA | Buncrana [T421,T422] | TRILLICK |  | 55.1319 | -7.4287
MV/LV Substation AG***4300 |  | 10 kV | _ | LV | 50 kVA :Pole Substation | 0.05 | --> | 0.05 | 0 | 0 | Constrained,otherwise capacity available =50kVA. | --> | 0.0475 | 0 | 0 | 0.05 | 0 |  | --> | C16 ex TOOMEVARA | Toomevara [T42] | NENAGH |  | 52.844 | -7.972
MV/LV Substation AG***4322 |  | 10 kV | _ | LV | 50 kVA :Pole Substation | 0.05 | --> | 0.05 | 0 | 0 | Constrained,otherwise capacity available =47kVA. | --> | 0.0475 | 0 | 0 | 0 | 0 | Constrained,otherwise capacity available =50.5kW. | --> | C17 ex ROSCREA | Roscrea [T41,T42] | IKERRIN |  | 52.912 | -7.8035
MV/LV Substation AG***433 |  | 10 kV | _ | LV | 50 kVA :Pole Substation | 0.05 | --> | 0.05 | 0.045 | 4.4 |  | --> | 0.0475 | 0 | 0 | 0.050753 | 0 |  | --> | C19 ex KINGSCOURT | Kingscourt [T41,T42] | MEATH HILL |  | 53.8719 | -6.8188
MV/LV Substation AG***4336 |  | 20 kV | _ | LV | 50 kVA :Pole Substation | 0.05 | --> | 0.05 | 0 | 0 | Constrained,otherwise capacity available =50kVA. | --> | 0.0475 | 0 | 0 | 0.05 | 0 |  | --> | E16 ex CURRALEIGH | Curraleigh [T421,T422] | KILBARRY |  | 51.9154 | -8.7348
MV/LV Substation AG***445 |  | 10 kV | _ | LV | 150 kVA :Pole Substation | 0.15 | --> | 0.15 | 0.019092 | 0 | Constrained,otherwise capacity available =147kVA. | --> | 0.1425 | 0 | 0 | 0 | 0 | Constrained,otherwise capacity available =150.5kW. | --> | C18 ex BALLYBAY | Ballybay [T41,T42] | LISDRUM |  | 54.1467 | -7.0548
MV/LV Substation AG***446Y |  | 20 kV | _ | LV | 50 kVA :Pole Substation | 0.05 | --> | 0.05 | 0.05 | 2.9 |  | --> | 0.0475 | 0 | 0 | 0 | 0 | Constrained,otherwise capacity available =50kW. | --> | E13 ex TELAYDON | Telaydon [T42,T421] | LISDRUM |  | 54.2916 | -7.031
MV/LV Substation AG***458X |  | 10 kV | _ | LV | 200 kVA :Pole Substation | 0.2 | --> | 0.2 | 0.198 | 1.6 |  | --> | 0.19 | 0 | 0 | 0.2003 | 0 |  | --> | C18 ex TULLYNAMALRA | Tullynamalra [T41,T42] | MEATH HILL |  | 54.0622 | -6.8385
MV/LV Substation AG***462 |  | 10 kV | _ | LV | 50 kVA :Pole Substation | 0.05 | --> | 0.05 | 0.045 | 0.9 |  | --> | 0.0475 | 0 | 0 | 0.050753 | 0 |  | --> | C22 ex ROSS CARBERY | Ross Carbery [T41,T42] | DUNMANWAY |  | 51.5677 | -9.1306
MV/LV Substation AG***463Y |  | 20 kV | _ | LV | 50 kVA :Pole Substation | 0.05 | --> | 0.05 | 0 | 0 | Constrained,otherwise capacity available =38kVA. | --> | 0.0475 | 0 | 0 | 0.05179 | 0 |  | --> | C18 ex CLONES | Clones [T41,T42] | SHANKILL |  | 54.1237 | -7.2535
MV/LV Substation AG***471 |  | 10 kV | _ | LV | 50 kVA :Pole Substation | 0.05 | --> | 0.05 | 0 | 0 | Constrained,otherwise capacity available =24kVA. | --> | 0.0475 | 0 | 0.004446 | 0.0538 | 0 |  | --> | C12 ex GRANAGH | Granagh [T41,T42] | WATERFORD |  | 52.2809 | -7.2029
MV/LV Substation AG***473X |  | 20 kV | _ | LV | 50 kVA :Pole Substation | 0.05 | --> | 0.05 | 0 | 0 | Constrained,otherwise capacity available =48kVA. | --> | 0.0475 | 0 | 0 | 0 | 0 | Constrained,otherwise capacity available =50.3kW. | --> | C11 ex TIMOLEAGUE | Timoleague [T41] | BANDON |  | 51.6274 | -8.7732
MV/LV Substation AG***481X |  | 20 kV | _ | LV | 100 kVA :Pole Substation | 0.1 | --> | 0.1 | 0 | 0 | Constrained,otherwise capacity available =88kVA. | --> | 0.095 | 0 | 0.00741 | 0.10181 | 0 |  | --> | C13 ex CLONAKILTY | Clonakilty [T41,T42] | DUNMANWAY |  | 51.6173 | -8.8002
MV/LV Substation AG***485 |  | 20 kV | _ | LV | 50 kVA :Pole Substation | 0.05 | --> | 0.05 | 0.036 | 4.2 |  | --> | 0.0475 | 0 | 0 | 0.052083 | 0 |  | --> | E15 ex JENKINSTOWN | Jenkinstown [T421,T422] | DUNDALK |  | 54.0535 | -6.3576
MV/LV Substation AG***504Z |  | 10 kV | _ | LV | 630 kVA :Building Structure | 0.63 | --> | 0.63 | 0 | 0 | Constrained,otherwise capacity available =500kVA. | --> | 0.5985 | 0 | 0 | 0.5 | 0 |  | --> | C20 ex BALLYCOOLIN | Ballycoolin [T41,T42,T43] | FINGLAS |  | 53.4096 | -6.3479
MV/LV Substation AG***506 |  | 10 kV | _ | LV | 50 kVA :Pole Substation | 0.05 | --> | 0.05 | 0 | 0 | Constrained,otherwise capacity available =41kVA. | --> | 0.0475 | 0 | 0.00741 | 0.051348 | 0 |  | --> | C22 ex KILMONEY | Kilmoney [T41,T42] | TRABEG |  | 51.8117 | -8.3841
MV/LV Substation AG***517Y |  | 20 kV | _ | LV | 100 kVA :Pole Substation | 0.1 | --> | 0.1 | 0 | 0 | Constrained,otherwise capacity available =77kVA. | --> | 0.095 | 0 | 0 | 0 | 0 | Constrained,otherwise capacity available =103.4kW. | --> | C11 ex BANTRY | Bantry [T41,T42] | BALLYLICKY |  | 51.6498 | -9.3654
MV/LV Substation AG***523X |  | 10 kV | _ | LV | 50 kVA :Pole Substation | 0.05 | --> | 0.05 | 0 | 0 | Constrained,otherwise capacity available =48kVA. | --> | 0.0475 | 0 | 0 | 0.050303 | 0 |  | --> | C12 ex GRANAGH | Granagh [T41,T42] | WATERFORD |  | 52.2818 | -7.1966
MV/LV Substation AG***524 |  | 10 kV | _ | LV | 50 kVA :Pole Substation | 0.05 | --> | 0.05 | 0 | 0 | Constrained,otherwise capacity available =36kVA. | --> | 0.0475 | 0 | 0 | 0.052083 | 0 |  | --> | C17 ex CARRIGALINE | Carrigaline [T41,T42] | BARNAHELY |  | 51.7993 | -8.3368
MV/LV Substation AG***527 |  | 20 kV | _ | LV | 200 kVA :Pole Substation | 0.2 | --> | 0.2 | 0 | 0 | Constrained,otherwise capacity available =144kVA. | --> | 0.19 | 0 | 0.028899 | 0 | 0 | Constrained,otherwise capacity available =208.3kW. | --> | E11 ex MACROOM | Macroom [T422] | MACROOM |  | 51.9449 | -8.8071
MV/LV Substation AG***551 |  | 10 kV | _ | LV | 200 kVA :Pole Substation | 0.2 | --> | 0.2 | 0.019092 | 0 | Constrained,otherwise capacity available =200kVA. | --> | 0.19 | 0 | 0 | 0 | 0 | Constrained,otherwise capacity available =200kW. | --> | C17 ex BALLYBAY | Ballybay [T41,T42] | LISDRUM |  | 54.1172 | -6.8969
MV/LV Substation AG***554Z |  | 20 kV | _ | LV | 50 kVA :Pole Substation | 0.05 | --> | 0.05 | 0 | 0 | Constrained,otherwise capacity available =42kVA. | --> | 0.0475 | 0 | 0 | 0 | 0 | Constrained,otherwise capacity available =51.2kW. | --> | E18 ex FOXHOLE | Foxhole [T421,T422] | DUNGARVAN |  | 52.0651 | -7.8248
MV/LV Substation AG***558 |  | 10 kV | _ | LV | 50 kVA :Pole Substation | 0.05 | --> | 0.05 | 0.042 | 4.1 |  | --> | 0.0475 | 0 | 0.009633 | 0.0512 | 0 |  | --> | C18 ex AGHAGAD | Aghagad [T41,T42] | SLIGO |  | 54.3863 | -8.5451
MV/LV Substation AG***577 |  | 10 kV | _ | LV | 100 kVA :Pole Substation | 0.1 | --> | 0.1 | 0 | 0 | Constrained,otherwise capacity available =65kVA. | --> | 0.095 | 0 | 0.008892 | 0.10518 | 0 |  | --> | C14 ex CARRICK ON SHANNON | Carrick On Shannon [T41,T42] | CARRICK ON SHANNON |  | 53.9543 | -8.0688
MV/LV Substation AG***578 |  | 10 kV | _ | LV | 400 kVA :Kiosk Substation | 0.4 | --> | 0.4 | 0 | 0 | Constrained,otherwise capacity available =366kVA. | --> | 0.38 | 0 | 0.025194 | 0 | 0 | Constrained,otherwise capacity available =405.1kW. | --> | C12 ex TIMOLEAGUE | Timoleague [T41] | BANDON |  | 51.7104 | -8.8914
MV/LV Substation AG***598Y |  | 20 kV | _ | LV | 400 kVA :Kiosk Substation | 0.4 | --> | 0.4 | 0 | 0 | Constrained,otherwise capacity available =350kVA. | --> | 0.38 | 0 | 0 | 0.40752 | 0 |  | --> | E17 ex CREAGH | Creagh [T421,T422] | ATHLONE |  | 53.3311 | -8.3078
MV/LV Substation AG***604 |  | 10 kV | _ | LV | 50 kVA :Pole Substation | 0.05 | --> | 0.05 | 0 | 0 | Constrained,otherwise capacity available =38kVA. | --> | 0.0475 | 0 | 0.002964 | 0.05179 | 0 |  | --> | C11 ex CASTLECOMER | Castlecomer [T41,T42] | BALLYRAGGET |  | 52.8089 | -7.1897
MV/LV Substation AG***634 |  | 10 kV | _ | LV | 50 kVA :Pole Substation | 0.05 | --> | 0.05 | 0 | 0 | Constrained,otherwise capacity available =46kVA. | --> | 0.0475 | 0 | 0 | 0 | 0 | Constrained,otherwise capacity available =50.6kW. | --> | C20 ex DRUMBEAR | Drumbear [T41,T42] | LISDRUM |  | 54.2449 | -6.9343
MV/LV Substation AG***667X |  | 10 kV | _ | LV | 50 kVA :Pole Substation | 0.05 | --> | 0.05 | 0.05 | 4 |  | --> | 0.0475 | 0 | 0 | 0.05 | 0 |  | --> | C19 ex BALLYJAMESDUFF | Ballyjamesduff [T41,T42] | SHANKILL |  | 53.8174 | -7.2463
MV/LV Substation AG***678 |  | 20 kV | _ | LV | 50 kVA :Pole Substation | 0.05 | --> | 0.05 | 0.046 | 0.4 |  | --> | 0.0475 | 0 | 0 | 0.050604 | 0 |  | --> | E17 ex BALLYCONNELL | Ballyconnell [T421,T422] | GORTAWEE |  | 54.0973 | -7.5788
MV/LV Substation AG***711Y |  | 20 kV | _ | LV | 50 kVA :Pole Substation | 0.05 | --> | 0.05 | 0.047 | 1 |  | --> | 0.0475 | 0 | 0 | 0.050453 | 0 |  | --> | E12 ex LONGFORD | Longford [T421,T422] | RICHMOND |  | 53.8835 | -7.6586
MV/LV Substation AG***717 |  | 20 kV | _ | LV | 50 kVA :Pole Substation | 0.05 | --> | 0.05 | 0 | 0 | Constrained,otherwise capacity available =45kVA. | --> | 0.0475 | 0 | 0 | 0 | 0 | Constrained,otherwise capacity available =50.8kW. | --> | E17 ex BUNCRANA | Buncrana [T421,T422] | TRILLICK |  | 55.1325 | -7.4327
MV/LV Substation AG***729 |  | 10 kV | _ | LV | 400 kVA :Kiosk Substation | 0.4 | --> | 0.4 | 0 | 0 | Constrained,otherwise capacity available =112kVA. | --> | 0.38 | 0 | 0.065208 | 0.40767 | 0 |  | --> | C11 ex ATHENRY | Athenry [T41,T42] | GALWAY 110KV |  | 53.2873 | -8.7783
MV/LV Substation AG***780 |  | 20 kV | _ | LV | 50 kVA :Pole Substation | 0.05 | --> | 0.05 | 0.044 | 0.4 |  | --> | 0.0475 | 0 | 0 | 0.050903 | 0 |  | --> | E12 ex TULLOW | Tullow [T421,T422] | CARLOW |  | 52.7599 | -6.7324
MV/LV Substation AG***793 |  | 10 kV | _ | LV | 50 kVA :Pole Substation | 0.05 | --> | 0.05 | 0 | 0 | Constrained,otherwise capacity available =36kVA. | --> | 0.0475 | 0 | 0.003705 | 0.052083 | 0 |  | --> | C18 ex SRAH | Srah [T41,T42] | THORNSBERRY |  | 53.2893 | -7.5896
MV/LV Substation AG***793X |  | 10 kV | _ | LV | 100 kVA :Pole Substation | 0.1 | --> | 0.1 | 0.1 | 4.2 |  | --> | 0.095 | 0 | 0 | 0.1 | 0 |  | --> | C19 ex ERRIGAL | Errigal [T41,T422] | SHANKILL |  | 54.0617 | -7.0022
MV/LV Substation AG***803 |  | 20 kV | _ | LV | 50 kVA :Pole Substation | 0.05 | --> | 0.05 | 0 | 0 | Constrained,otherwise capacity available =41kVA. | --> | 0.0475 | 0 | 0 | 0 | 0 | Constrained,otherwise capacity available =51.3kW. | --> | C15 ex CLOONLOUGH | Cloonlough [T41,T42] | BARRYMORE |  | 52.254 | -8.4028
MV/LV Substation AG***807 |  | 20 kV | _ | LV | 100 kVA :Pole Substation | 0.1 | --> | 0.1 | 0.1 | 8.5 |  | --> | 0.095 | 0 | 0 | 0 | 0 | Constrained,otherwise capacity available =100kW. | --> | E14 ex ARIGNA | Arigna [T121] | ARIGNA |  | 54.0644 | -8.0893
MV/LV Substation AG***807X |  | 20 kV | _ | LV | 50 kVA :Pole Substation | 0.05 | --> | 0.05 | 0.05 | 1.1 |  | --> | 0.0475 | 0 | 0 | 0.05 | 0 |  | --> | E20 ex BIRR | Birr [T41,T422] | DALLOW |  | 53.0259 | -8.0645
MV/LV Substation AG***813X |  | 20 kV | _ | LV | 50 kVA :Pole Substation | 0.05 | --> | 0.05 | 0 | 0 | Constrained,otherwise capacity available =45kVA. | --> | 0.0475 | 0 | 0 | 0.050753 | 0 |  | --> | E18 ex BEALNABLATH | Bealnablath [T421] | BANDON |  | 51.8835 | -8.7557
MV/LV Substation AG***820X |  | 10 kV | _ | LV | 200 kVA :Pole Substation | 0.2 | --> | 0.2 | 0 | 0 | Constrained,otherwise capacity available =197kVA. | --> | 0.19 | 0 | 0.003705 | 0.20045 | 0 |  | --> | C16 ex TUAM NORTH | Tuam North [T41,T42] | CLOON |  | 53.47 | -8.9686
MV/LV Substation AG***831 |  | 20 kV | _ | LV | 50 kVA :Pole Substation | 0.05 | --> | 0.05 | 0 | 0 | Constrained,otherwise capacity available =31kVA. | --> | 0.0475 | 0 | 0 | 0 | 0 | Constrained,otherwise capacity available =52.8kW. | --> | E18 ex FOXHOLE | Foxhole [T421,T422] | DUNGARVAN |  | 52.0701 | -7.822
MV/LV Substation AG***832 |  | 20 kV | _ | LV | 50 kVA :Pole Substation | 0.05 | --> | 0.05 | 0 | 0 | Constrained,otherwise capacity available =38kVA. | --> | 0.0475 | 0 | 0 | 0 | 0 | Constrained,otherwise capacity available =51.8kW. | --> | E18 ex FOXHOLE | Foxhole [T421,T422] | DUNGARVAN |  | 52.0724 | -7.827
MV/LV Substation AG***836 |  | 20 kV | _ | LV | 50 kVA :Pole Substation | 0.05 | --> | 0.05 | 0 | 0 | Constrained,otherwise capacity available =40kVA. | --> | 0.0475 | 0 | 0.004446 | 0 | 0 | Constrained,otherwise capacity available =51.5kW. | --> | E18 ex FOXHOLE | Foxhole [T421,T422] | DUNGARVAN |  | 52.0673 | -7.8239
MV/LV Substation AG***841X |  | 20 kV | _ | LV | 50 kVA :Pole Substation | 0.05 | --> | 0.05 | 0 | 0 | Constrained,otherwise capacity available =47kVA. | --> | 0.0475 | 0 | 0.004446 | 0.050453 | 0 |  | --> | E15 ex BATTER LANE TEMPORARY | Batter Lane Temporary 38kv [T421] | GLASMORE |  | 53.5074 | -6.185
MV/LV Substation AG***901X |  | 10 kV | _ | LV | 50 kVA :Pole Substation | 0.05 | --> | 0.05 | 0 | 0 | Constrained,otherwise capacity available =43kVA. | --> | 0.0475 | 0 | 0 | 0.051052 | 0 |  | --> | C17 ex AGHAMORE | Aghamore [T41,T42] | LANESBORO |  | 53.6738 | -7.9748
MV/LV Substation AG***901X |  | 10 kV | _ | LV | 200 kVA :Kiosk Substation | 0.2 | --> | 0.2 | 0 | 0 | Constrained,otherwise capacity available =84kVA. | --> | 0.19 | 0 | 0.004446 | 0 | 0 | Constrained,otherwise capacity available =216.9kW. | --> | C20 ex DRUMBEAR | Drumbear [T41,T42] | LISDRUM |  | 54.2409 | -6.9501
MV/LV Substation AG***902 |  | 10 kV | _ | LV | 50 kVA :Pole Substation | 0.05 | --> | 0.05 | 0.025 | 11.9 |  | --> | 0.0475 | 0 | 0.005187 | 0.053659 | 0 |  | --> | C36 ex SALTHILL | Salthill [T101,T102] | SALTHILL |  | 53.2921 | -9.0829
MV/LV Substation AG***916 |  | 20 kV | _ | LV | 50 kVA :Pole Substation | 0.05 | --> | 0.05 | 0 | 0 | Constrained,otherwise capacity available =33kVA. | --> | 0.0475 | 0 | 0 | 0.052518 | 0 |  | --> | C18 ex CLONES | Clones [T41,T42] | SHANKILL |  | 54.1132 | -7.227
MV/LV Substation AG***923 |  | 10 kV | _ | LV | 100 kVA :Pole Substation | 0.1 | --> | 0.1 | 0.089 | 7.2 |  | --> | 0.095 | 0 | 0 | 0 | 0 | Constrained,otherwise capacity available =101.7kW. | --> | C18 ex CONVOY | Convoy [T41,T42] | LETTERKENNY |  | 54.8668 | -7.62
MV/LV Substation AG***927 |  | 20 kV | _ | LV | 100 kVA :Pole Substation | 0.1 | --> | 0.1 | 0.092 | 2.8 |  | --> | 0.095 | 0 | 0.003705 | 0.10121 | 0 |  | --> | E20 ex CLARA | Clara [T421,T422] | THORNSBERRY |  | 53.3168 | -7.5066
MV/LV Substation AG***933X |  | 20 kV | _ | LV | 200 kVA :Pole Substation | 0.2 | --> | 0.2 | 0.2 | 4.2 |  | --> | 0.19 | 0 | 0 | 0.2 | 0 |  | --> | E15 ex JENKINSTOWN | Jenkinstown [T421,T422] | DUNDALK |  | 54.0618 | -6.358
MV/LV Substation AG***938X |  | 10 kV | _ | LV | 50 kVA :Pole Substation | 0.05 | --> | 0.05 | 0.048 | 2.3 |  | --> | 0.0475 | 0 | 0 | 0.050303 | 0 |  | --> | E13 ex AGHADA | Aghada [T721] | N/A |  | 51.8368 | -8.2278
MV/LV Substation AG***970 |  | 10 kV | _ | LV | 100 kVA :Pole Substation | 0.1 | --> | 0.1 | 0 | 0 | Constrained,otherwise capacity available =99kVA. | --> | 0.095 | 0 | 0 | 0.10015 | 0 |  | --> | C11 ex ATHENRY | Athenry [T41,T42] | GALWAY 110KV |  | 53.2892 | -8.7758
MV/LV Substation AG***980 |  | 10 kV | _ | LV | 100 kVA :Pole Substation | 0.1 | --> | 0.1 | 0 | 0 | Constrained,otherwise capacity available =100kVA. | --> | 0.095 | 0 | 0 | 0.1 | 0 |  | --> | C12 ex CRANMORE | Cranmore [T41,T42] | SLIGO |  | 54.2355 | -8.4443
MV/LV Substation AG***984 |  | 20 kV | _ | LV | 400 kVA :Kiosk Substation | 0.4 | --> | 0.4 | 0 | 0 | Constrained,otherwise capacity available =335kVA. | --> | 0.38 | 0 | 0.11115 | 0.40975 | 0 |  | --> | E11 ex CAVAN | Cavan [T42,T421] | SHANKILL |  | 54.0518 | -7.3142
MV/LV Substation AG***985 |  | 10 kV | _ | LV | 50 kVA :Pole Substation | 0.05 | --> | 0.05 | 0 | 0 | Constrained,otherwise capacity available =45kVA. | --> | 0.0475 | 0 | 0.002964 | 0 | 0 | Constrained,otherwise capacity available =50.8kW. | --> | C14 ex TEMPLEMORE | Templemore [T41,T42] | IKERRIN |  | 52.8168 | -7.5104
MV/LV Substation AG***992 |  | 20 kV | _ | LV | 100 kVA :Pole Substation | 0.1 | --> | 0.1 | 0 | 0 | Constrained,otherwise capacity available =70kVA. | --> | 0.095 | 0 | 0 | 0.10446 | 0 |  | --> | E18 ex GURRANEBANE | Gurranebane [T421,T422] | OUGHTRAGH |  | 51.8457 | -10.3302
MV/LV Substation AG***992X |  | 20 kV | _ | LV | 50 kVA :Pole Substation | 0.05 | --> | 0.05 | 0.048 | 1 |  | --> | 0.0475 | 0 | 0 | 0.050303 | 0 |  | --> | E17 ex LONGFORD | Longford [T421,T422] | RICHMOND |  | 53.7957 | -7.5937
MV/LV Substation AG***997 |  | 10 kV | _ | LV | 50 kVA :Pole Substation | 0.05 | --> | 0.05 | 0.042 | 3.7 |  | --> | 0.0475 | 0 | 0 | 0.0512 | 0 |  | --> | C12 ex KILFLYNN | Kilflynn [T41,T42] | TRALEE |  | 52.4084 | -9.6636
MV/LV Substation AH***034Z |  | 20 kV | _ | LV | 50 kVA :Pole Substation | 0.05 | --> | 0.05 | 0 | 0 | Constrained,otherwise capacity available =48kVA. | --> | 0.0475 | 0 | 0 | 0.050303 | 0 |  | --> | E11 ex WHITECHURCH | Whitechurch [T421,T422] | KILBARRY |  | 52.0307 | -8.6926
MV/LV Substation AH***041 |  | 20 kV | _ | LV | 50 kVA :Pole Substation | 0.05 | --> | 0.05 | 0.043 | 3.3 |  | --> | 0.0475 | 0 | 0 | 0.051052 | 0 |  | --> | E15 ex BALLYBUNION | Ballybunion [T421,T422] | TRIEN |  | 52.5067 | -9.6542
MV/LV Substation AH***103X |  | 10 kV | _ | LV | 50 kVA :Pole Substation | 0.05 | --> | 0.05 | 0.048 | 2.6 |  | --> | 0.0475 | 0 | 0 | 0.050303 | 0 |  | --> | C14 ex CLOONBANNIN | Cloonbannin [T42] | GLENLARA |  | 52.0956 | -9.1369
MV/LV Substation AH***110X |  | 10 kV | _ | LV | 400 kVA :Kiosk Substation | 0.4 | --> | 0.4 | 0 | 0 | Constrained,otherwise capacity available =346kVA. | --> | 0.38 | 0 | 0 | 0.37742 | 0 | Constrained,otherwise capacity available =400kW. | --> | C23 ex CASTLEISLAND | Castleisland [T41,T42] | TRALEE |  | 52.2647 | -9.4523
MV/LV Substation AH***142 |  | 10 kV | _ | LV | 400 kVA :Kiosk Substation | 0.4 | --> | 0.4 | 0 | 0 | Constrained,otherwise capacity available =302kVA. | --> | 0.38 | 0 | 0 | 0.41461 | 0 |  | --> | C12 ex RIVERSTOWN | Riverstown [T41,T42] | KILBARRY |  | 51.9637 | -8.4053
MV/LV Substation AH***153 |  | 20 kV | _ | LV | 50 kVA :Pole Substation | 0.05 | --> | 0.05 | 0 | 0 | Constrained,otherwise capacity available =40kVA. | --> | 0.0475 | 0 | 0.004446 | 0.051496 | 0 |  | --> | E11 ex BEALNABLATH | Bealnablath [T421] | BANDON |  | 51.8485 | -8.7213
MV/LV Substation AH***155 |  | 20 kV | _ | LV | 50 kVA :Pole Substation | 0.05 | --> | 0.05 | 0.038 | 1.5 |  | --> | 0.0475 | 0 | 0 | 0.05179 | 0 |  | --> | C14 ex SMEARLA | Smearla [T41,T42] | TRIEN |  | 52.5087 | -9.3772
MV/LV Substation AH***203X |  | 20 kV | _ | LV | 100 kVA :Pole Substation | 0.1 | --> | 0.1 | 0.058 | 1.8 |  | --> | 0.095 | 0 | 0 | 0.10618 | 0 |  | --> | E11 ex BIRDHILL | Birdhill [T421,T422] | ARDNACRUSHA |  | 52.714 | -8.3809
MV/LV Substation AH***293X |  | 10 kV | _ | LV | 50 kVA :Pole Substation | 0.05 | --> | 0.05 | 0 | 0 | Constrained,otherwise capacity available =44kVA. | --> | 0.0475 | 0 | 0 | 0.050903 | 0 |  | --> | C21 ex KILMONEY | Kilmoney [T41,T42] | TRABEG |  | 51.7622 | -8.3819
MV/LV Substation AH***360X |  | 10 kV | _ | LV | 200 kVA :Pole Substation | 0.2 | --> | 0.2 | 0.197 | 3.7 |  | --> | 0.19 | 0 | 0 | 0.20045 | 0 |  | --> | C12 ex KILFLYNN | Kilflynn [T41,T42] | TRALEE |  | 52.4 | -9.6843
MV/LV Substation AH***385 |  | 20 kV | _ | LV | 50 kVA :Pole Substation | 0.05 | --> | 0.05 | 0 | 0 | Constrained,otherwise capacity available =41kVA. | --> | 0.0475 | 0 | 0 | 0.051348 | 0 |  | --> | E19 ex GARRANACANTY | Garranacanty [T421,T422] | TIPPERARY |  | 52.4199 | -8.1804
MV/LV Substation AH***386 |  | 20 kV | _ | LV | 400 kVA :Kiosk Substation | 0.4 | --> | 0.4 | 0 | 0 | Constrained,otherwise capacity available =315kVA. | --> | 0.38 | 0 | 0 | 0.41271 | 0 |  | --> | E19 ex GARRANACANTY | Garranacanty [T421,T422] | TIPPERARY |  | 52.4249 | -8.1918
MV/LV Substation AH***4108 |  | 20 kV | _ | LV | 50 kVA :Pole Substation | 0.05 | --> | 0.05 | 0 | 0 | Constrained,otherwise capacity available =50kVA. | --> | 0.0475 | 0 | 0 | 0.05 | 0 |  | --> | E12 ex MILLTOWN (SR) | Milltown (sr) [T421,T422] | OUGHTRAGH |  | 52.0874 | -9.853
MV/LV Substation AH***537 |  | 10 kV | _ | LV | 50 kVA :Pole Substation | 0.05 | --> | 0.05 | 0 | 0 | Constrained,otherwise capacity available =37kVA. | --> | 0.0475 | 0 | 0.016302 | 0.051937 | 0 |  | --> | C12 ex CAPPAMORE | Cappamore [T41,T42] | ARDNACRUSHA |  | 52.6352 | -8.4207
MV/LV Substation AH***577Y |  | 10 kV | _ | LV | 400 kVA :Building Structure | 0.4 | --> | 0.4 | 0 | 0 | Constrained,otherwise capacity available =383kVA. | --> | 0.38 | 0 | 0.03705 | 0.40257 | 0 |  | --> | C22 ex CARRIGTWOHILL | Carrigtwohill [T42] | COW CROSS |  | 51.91 | -8.2624
MV/LV Substation AH***585 |  | 20 kV | _ | LV | 200 kVA :Pole Substation | 0.2 | --> | 0.2 | 0 | 0 | Constrained,otherwise capacity available =170kVA. | --> | 0.19 | 0 | 0.028899 | 0.2045 | 0 |  | --> | E11 ex BEALNABLATH | Bealnablath [T421] | BANDON |  | 51.8525 | -8.7335
MV/LV Substation AH***606Y |  | 10 kV | _ | LV | 100 kVA :Pole Substation | 0.1 | --> | 0.1 | 0 | 0 | Constrained,otherwise capacity available =63kVA. | --> | 0.095 | 0 | 0 | 0.10547 | 0 |  | --> | C22 ex CARRIGTWOHILL | Carrigtwohill [T42] | COW CROSS |  | 51.8903 | -8.2119
MV/LV Substation AH***630 |  | 20 kV | _ | LV | 200 kVA :Pole Substation | 0.2 | --> | 0.2 | 0 | 0 | Constrained,otherwise capacity available =123kVA. | --> | 0.19 | 0 | 0 | 0.21137 | 0 |  | --> | E11 ex BEALNABLATH | Bealnablath [T421] | BANDON |  | 51.8461 | -8.7884
MV/LV Substation AH***645X |  | 20 kV | _ | LV | 200 kVA :Kiosk Substation | 0.2 | --> | 0.2 | 0 | 0 | Constrained,otherwise capacity available =193kVA. | --> | 0.19 | 0 | 0 | 0.20106 | 0 |  | --> | E19 ex GARRANACANTY | Garranacanty [T421,T422] | TIPPERARY |  | 52.4252 | -8.1905
MV/LV Substation AH***679Y |  | 10 kV | _ | LV | 50 kVA :Pole Substation | 0.05 | --> | 0.05 | 0 | 0 | Constrained,otherwise capacity available =50kVA. | --> | 0.0475 | 0 | 0 | 0 | 0 | Constrained,otherwise capacity available =50kW. | --> | E14 ex CASTLELYONS | Castlelyons [T421,T422] | BARRYMORE |  | 52.0886 | -8.1545
MV/LV Substation AH***688 |  | 10 kV | _ | LV | 50 kVA :Pole Substation | 0.05 | --> | 0.05 | 0.033 | 0 |  | --> | 0.0475 | 0 | 0 | 0.052518 | 0 |  | --> | C18 ex CALLAN | Callan [T41,T42] | KILKENNY |  | 52.525 | -7.432
MV/LV Substation AH***699 |  | 20 kV | _ | LV | 100 kVA :Pole Substation | 0.1 | --> | 0.1 | 0.05 | 3.3 |  | --> | 0.095 | 0 | 0 | 0.10732 | 0 |  | --> | E15 ex BALLYBUNION | Ballybunion [T421,T422] | TRIEN |  | 52.5069 | -9.6589
MV/LV Substation AH***702 |  | 20 kV | _ | LV | 100 kVA :Pole Substation | 0.1 | --> | 0.1 | 0.09 | 1.5 |  | --> | 0.095 | 0 | 0 | 0.10151 | 0 |  | --> | C14 ex SMEARLA | Smearla [T41,T42] | TRIEN |  | 52.48 | -9.3703
MV/LV Substation AH***724Z |  | 20 kV | _ | LV | 50 kVA :Pole Substation | 0.05 | --> | 0.05 | 0 | 0 | Constrained,otherwise capacity available =49kVA. | --> | 0.0475 | 0 | 0 | 0 | 0 | Constrained,otherwise capacity available =50.2kW. | --> | C12 ex BANTRY | Bantry [T41,T42] | BALLYLICKY |  | 51.5981 | -9.6443
MV/LV Substation AH***735Y |  | 20 kV | _ | LV | 50 kVA :Pole Substation | 0.05 | --> | 0.05 | 0 | 0 | Constrained,otherwise capacity available =32kVA. | --> | 0.0475 | 0 | 0 | 0.052662 | 0 |  | --> | E16 ex GLENAMADDY | Glenamaddy [T422] | ATHLONE |  | 53.5737 | -8.6035
MV/LV Substation AH***944X |  | 10 kV | _ | LV | 50 kVA :Pole Substation | 0.05 | --> | 0.05 | 0.036794 | 0 | Constrained,otherwise capacity available =48kVA. | --> | 0.0475 | 0 | 0 | 0.050303 | 0 |  | --> | C18 ex CALLAN | Callan [T41,T42] | KILKENNY |  | 52.5249 | -7.4286
MV/LV Substation AH***950 |  | 10 kV | _ | LV | 50 kVA :Pole Substation | 0.05 | --> | 0.05 | 0 | 0 | Constrained,otherwise capacity available =33kVA. | --> | 0.0475 | 0 | 0 | 0 | 0 | Constrained,otherwise capacity available =52.5kW. | --> | C11 ex GARDEN CITY | Garden City [T41,T42] | ARKLOW |  | 52.7136 | -6.194
MV/LV Substation AH***960 |  | 20 kV | _ | LV | 100 kVA :Pole Substation | 0.1 | --> | 0.1 | 0.094 | 1.5 |  | --> | 0.095 | 0 | 0.01482 | 0.10091 | 0 |  | --> | C14 ex SMEARLA | Smearla [T41,T42] | TRIEN |  | 52.4819 | -9.3743
MV/LV Substation AH***989 |  | 10 kV | _ | LV | 200 kVA :Pole Substation | 0.2 | --> | 0.2 | 0 | 0 | Constrained,otherwise capacity available =162kVA. | --> | 0.19 | 0 | 0.04446 | 0.20241 | 0 |  | --> | C15 ex SKIBBEREEN | Skibbereen [T41,T42] | DUNMANWAY |  | 51.4841 | -9.3638
MV/LV Substation AI***002X |  | 10 kV | _ | LV | 400 kVA :Building Structure | 0.4 | --> | 0.4 | 0 | 0 | Constrained,otherwise capacity available =345kVA. | --> | 0.38 | 0 | 0 | 0.40827 | 0 |  | --> | C13 ex BELGARD | Belgard [T41,T42] | COOKSTOWN |  | 53.2923 | -6.364
MV/LV Substation AI***003X |  | 10 kV | _ | LV | 630 kVA :Building Structure | 0.63 | --> | 0.63 | 0 | 0 | Constrained,otherwise capacity available =500kVA. | --> | 0.5985 | 0 | 0 | 0.5 | 0 |  | --> | C13 ex BELGARD | Belgard [T41,T42] | COOKSTOWN |  | 53.2931 | -6.361
MV/LV Substation AI***007 |  | 10 kV | _ | LV | 400 kVA :Kiosk Substation | 0.4 | --> | 0.4 | 0.286 | 19.8 |  | --> | 0.38 | 0 | 0.060021 | 0.41695 | 0 |  | --> | C30 ex TANEY | Taney [T101,T102] | CARRICKMINES |  | 53.2863 | -6.2491
MV/LV Substation AI***007X |  | 20 kV | _ | LV | 100 kVA :Pole Substation | 0.1 | --> | 0.1 | 0 | 0 | Constrained,otherwise capacity available =100kVA. | --> | 0.095 | 0 | 0 | 0.1 | 0 |  | --> | C19 ex ENNISTYMON | Ennistymon [T41,T42] | ENNIS |  | 53.0886 | -9.1442
MV/LV Substation AI***019Y |  | 20 kV | _ | LV | 630 kVA :Building Structure | 0.63 | --> | 0.63 | 0 | 0 | Constrained,otherwise capacity available =488kVA. | --> | 0.5985 | 0 | 0 | 0.5 | 0 |  | --> | E21 ex FINEA | Finea [T421,T422] | SHANKILL |  | 53.8588 | -7.3244
MV/LV Substation AI***028Z |  | 10 kV | _ | LV | 200 kVA :Pole Substation | 0.2 | --> | 0.2 | 0 | 0 | Constrained,otherwise capacity available =184kVA. | --> | 0.19 | 0 | 0 | 0.20241 | 0 |  | --> | C16 ex TUAM NORTH | Tuam North [T41,T42] | CLOON |  | 53.5289 | -8.8747
MV/LV Substation AI***029 |  | 10 kV | _ | LV | 630 kVA :Kiosk Substation | 0.63 | --> | 0.63 | 0.369 | 3 |  | --> | 0.5985 | 0 | 0 | 0.5 | 0 |  | --> | C18 ex NENAGH | Nenagh [T41,T42] | NENAGH |  | 52.8643 | -8.1983
MV/LV Substation AI***030Z |  | 10 kV | _ | LV | 200 kVA :Kiosk Substation | 0.2 | --> | 0.2 | 0 | 0 | Constrained,otherwise capacity available =179kVA. | --> | 0.19 | 0 | 0 | 0.20316 | 0 |  | --> | C13 ex DOCK ROAD | Dock Road [T41,T42] | LIMERICK |  | 52.6349 | -8.6709
MV/LV Substation AI***036 |  | 10 kV | _ | LV | 400 kVA :Kiosk Substation | 0.4 | --> | 0.4 | 0.298 | 6 |  | --> | 0.38 | 0 | 0 | 0.4152 | 0 |  | --> | C17 ex TRABEG | Trabeg [T101,T102] | TRABEG |  | 51.8676 | -8.4787
MV/LV Substation AI***046 |  | 10 kV | _ | LV | 630 kVA :Building Structure | 0.63 | --> | 0.63 | 0.5 | 1.4 |  | --> | 0.5985 | 0 | 0.005187 | 0.5 | 0 |  | --> | C20 ex RINEANNA | Rineanna [T41,T42] | DRUMLINE |  | 52.7119 | -8.8721
MV/LV Substation AI***047 |  | 10 kV | _ | LV | 630 kVA :Building Structure | 0.63 | --> | 0.63 | 0.5 | 1.4 |  | --> | 0.5985 | 0 | 0 | 0.5 | 0 |  | --> | C20 ex RINEANNA | Rineanna [T41,T42] | DRUMLINE |  | 52.7124 | -8.87
MV/LV Substation AI***052 |  | 20 kV | _ | LV | 50 kVA :Pole Substation | 0.05 | --> | 0.05 | 0 | 0 | Constrained,otherwise capacity available =46kVA. | --> | 0.0475 | 0 | 0.004446 | 0.050604 | 0 |  | --> | C12 ex SPIDDAL | Spiddal [T42] | SCREEB |  | 53.2464 | -9.3793
MV/LV Substation AI***063 |  | 10 kV | _ | LV | 100 kVA :Pole Substation | 0.1 | --> | 0.1 | 0.001 | 2.4 |  | --> | 0.095 | 0 | 0 | 0 | 0 | Constrained,otherwise capacity available =114kW. | --> | C15 ex KILTIMAGH | Kiltimagh [T41] | CASTLEBAR |  | 53.8535 | -8.9971
MV/LV Substation AI***075 |  | 10 kV | _ | LV | 50 kVA :Pole Substation | 0.05 | --> | 0.05 | 0 | 0 | Constrained,otherwise capacity available =47kVA. | --> | 0.0475 | 0 | 0 | 0.050453 | 0 |  | --> | C13 ex CHARLESTOWN | Charlestown [T41] | TONROE |  | 53.9108 | -8.8297
MV/LV Substation AI***092 |  | 10 kV | _ | LV | 50 kVA :Pole Substation | 0.05 | --> | 0.05 | 0.043 | 1.3 |  | --> | 0.0475 | 0 | 0 | 0.051052 | 0 |  | --> | C15 ex CLIFDEN | Clifden [T41,T42] | SCREEB |  | 53.4049 | -10.1198
MV/LV Substation AI***096 |  | 10 kV | _ | LV | 100 kVA :Pole Substation | 0.1 | --> | 0.1 | 0 | 0 | Constrained,otherwise capacity available =98kVA. | --> | 0.095 | 0 | 0 | 0.1003 | 0 |  | --> | C18 ex TRAMORE | Tramore [T41,T42] | BUTLERSTOWN |  | 52.2301 | -7.2013
MV/LV Substation AI***099 |  | 10 kV | _ | LV | 400 kVA :Kiosk Substation | 0.4 | --> | 0.4 | 0.264 | 3.8 |  | --> | 0.38 | 0 | 0.004446 | 0.42014 | 0 |  | --> | C17 ex WATERFORD | Waterford [T41,T42] | WATERFORD |  | 52.2614 | -7.1304
MV/LV Substation AI***145Y |  | 10 kV | _ | LV | 400 kVA :Kiosk Substation | 0.4 | --> | 0.4 | 0 | 0 | Constrained,otherwise capacity available =340kVA. | --> | 0.38 | 0 | 0 | 0.40901 | 0 |  | --> | C15 ex ENNIS NORTH | Ennis North [T41,T42] | ENNIS |  | 52.849 | -9.0152
MV/LV Substation AI***150Z |  | 10 kV | _ | LV | 400 kVA :Building Structure | 0.4 | --> | 0.4 | 0.4 | 6 |  | --> | 0.38 | 0 | 0 | 0.4 | 0 |  | --> | C23 ex TRABEG | Trabeg [T101,T102] | TRABEG |  | 51.8489 | -8.4842
MV/LV Substation AI***155 |  | 10 kV | _ | LV | 400 kVA :Kiosk Substation | 0.4 | --> | 0.4 | 0 | 0 | Constrained,otherwise capacity available =288kVA. | --> | 0.38 | 0 | 0.032604 | 0.41666 | 0 |  | --> | C20 ex RAHEEN | Raheen [T41,T42] | LIMERICK |  | 52.6273 | -8.6497
MV/LV Substation AI***161Y |  | 20 kV | _ | LV | 400 kVA :Building Structure | 0.4 | --> | 0.4 | 0 | 0 | Constrained,otherwise capacity available =320kVA. | --> | 0.38 | 0 | 0 | 0.41197 | 0 |  | --> | E14 ex KILCARRAGH | Kilcarragh [T421,T422] | BUTLERSTOWN |  | 52.1854 | -7.082
MV/LV Substation AI***165 |  | 10 kV | _ | LV | 100 kVA :Pole Substation | 0.1 | --> | 0.1 | 0 | 0 | Constrained,otherwise capacity available =96kVA. | --> | 0.095 | 0 | 0.004446 | 0.10061 | 0 |  | --> | C16 ex TUAM NORTH | Tuam North [T41,T42] | CLOON |  | 53.5279 | -8.8713
MV/LV Substation AI***166Y |  | 20 kV | _ | LV | 100 kVA :Pole Substation | 0.1 | --> | 0.1 | 0 | 0 | Constrained,otherwise capacity available =66kVA. | --> | 0.095 | 0 | 0 | 0.10504 | 0 |  | --> | C12 ex SPIDDAL | Spiddal [T42] | SCREEB |  | 53.2485 | -9.3867
MV/LV Substation AI***178 |  | 10 kV | _ | LV | 100 kVA :Pole Substation | 0.1 | --> | 0.1 | 0.089 | 1.6 |  | --> | 0.095 | 0 | 0.003705 | 0 | 0 | Constrained,otherwise capacity available =101.7kW. | --> | C15 ex DERRYBEG | Derrybeg [T41,T42] | ARDNAGAPPARY |  | 55.0696 | -8.3003
MV/LV Substation AI***182 |  | 10 kV | _ | LV | 630 kVA :Building Structure | 0.63 | --> | 0.63 | 0 | 0 | Constrained,otherwise capacity available =500kVA. | --> | 0.5985 | 0 | 0 | 0.5 | 0 |  | --> | C13 ex BELGARD | Belgard [T41,T42] | COOKSTOWN |  | 53.2947 | -6.3585
MV/LV Substation AI***182X |  | 10 kV | _ | LV | 400 kVA :Kiosk Substation | 0.4 | --> | 0.4 | 0 | 0 | Constrained,otherwise capacity available =272kVA. | --> | 0.38 | 0 | 0.00741 | 0.41898 | 0 |  | --> | C15 ex LUCAN EAST | Lucan East [T41,T42] | GRANGE CASTLE |  | 53.351 | -6.4694
MV/LV Substation AI***193X |  | 10 kV | _ | LV | 1000 kVA :Building Structure | 1 | --> | 1 | 0.5 | 13.4 |  | --> | 0.95 | 0 | 0 | 0.5 | 0 |  | --> | C14 ex POTTERY ROAD | Pottery Road [T101,T102] | CARRICKMINES |  | 53.2695 | -6.1662
MV/LV Substation AI***200 |  | 10 kV | _ | LV | 100 kVA :Pole Substation | 0.1 | --> | 0.1 | 0.085 | 1.3 |  | --> | 0.095 | 0 | 0.004446 | 0.10225 | 0 |  | --> | C15 ex CLIFDEN | Clifden [T41,T42] | SCREEB |  | 53.4039 | -10.1179
MV/LV Substation AI***223Y |  | 20 kV | _ | LV | 630 kVA :Kiosk Substation | 0.63 | --> | 0.63 | 0 | 0 | Constrained,otherwise capacity available =500kVA. | --> | 0.5985 | 0 | 0 | 0.5 | 0 |  | --> | E14 ex KILCARRAGH | Kilcarragh [T421,T422] | BUTLERSTOWN |  | 52.1875 | -7.0814
MV/LV Substation AI***235 |  | 10 kV | _ | LV | 400 kVA :Kiosk Substation | 0.4 | --> | 0.4 | 0 | 0 | Constrained,otherwise capacity available =306kVA. | --> | 0.38 | 0 | 0.010374 | 0.41403 | 0 |  | --> | C18 ex DUNDRUM | Dundrum [T41,T42] | BLACKROCK |  | 53.3137 | -6.2294
MV/LV Substation AI***236Z |  | 10 kV | _ | LV | 630 kVA :Building Structure | 0.63 | --> | 0.63 | 0 | 0 | Constrained,otherwise capacity available =500kVA. | --> | 0.5985 | 0 | 0 | 0.5 | 0 |  | --> | C20 ex MOUNTGORRY | Mountgorry [T41,T42] | GRANGE (DR) |  | 53.4459 | -6.2279
MV/LV Substation AI***237Z |  | 10 kV | _ | LV | 630 kVA :Building Structure | 0.63 | --> | 0.63 | 0 | 0 | Constrained,otherwise capacity available =500kVA. | --> | 0.5985 | 0 | 0 | 0.5 | 0 |  | --> | C20 ex MOUNTGORRY | Mountgorry [T41,T42] | GRANGE (DR) |  | 53.4481 | -6.224
MV/LV Substation AI***245X |  | 10 kV | _ | LV | 100 kVA :Pole Substation | 0.1 | --> | 0.1 | 0.082 | 6.2 |  | --> | 0.095 | 0 | 0 | 0.1027 | 0 |  | --> | C22 ex CAHIR | Cahir [T41,T42] | CAHIR |  | 52.3709 | -7.9152
MV/LV Substation AI***255X |  | 20 kV | _ | LV | 400 kVA :Kiosk Substation | 0.4 | --> | 0.4 | 0.365 | 4.4 |  | --> | 0.38 | 0 | 0.003705 | 0 | 0 | Constrained,otherwise capacity available =405.3kW. | --> | E19 ex STRANORLAR | Stranorlar [T421,T422] | LETTERKENNY |  | 54.7931 | -7.8028
MV/LV Substation AI***272X |  | 10 kV | _ | LV | 1000 kVA :Building Structure | 1 | --> | 1 | 0.5 | 4 |  | --> | 0.95 | 0 | 0 | 0.5 | 0 |  | --> | C12 ex SHERIFF STREET | Sheriff Street [T41,T42] | FRANCIS STREET |  | 53.3479 | -6.2421
MV/LV Substation AI***298X |  | 10 kV | _ | LV | 400 kVA :Kiosk Substation | 0.4 | --> | 0.4 | 0.082 | 0.2 |  | --> | 0.38 | 0 | 0.099294 | 0.44553 | 0 |  | --> | C17 ex SANDYFORD | Sandyford [T41,T42] | CARRICKMINES |  | 53.2635 | -6.2214
MV/LV Substation AI***324 |  | 10 kV | _ | LV | 630 kVA :Kiosk Substation | 0.63 | --> | 0.63 | 0.057 | 0.8 |  | --> | 0.5985 | 0 | 0.011856 | 0.5 | 0 |  | --> | C14 ex DONNYBROOK | Donnybrook [T41,T42] | MILLTOWN (DR) |  | 53.3201 | -6.2223
MV/LV Substation AI***326 |  | 10 kV | _ | LV | 100 kVA :Pole Substation | 0.1 | --> | 0.1 | 0.076 | 0.2 |  | --> | 0.095 | 0 | 0 | 0.10358 | 0 |  | --> | C13 ex SANDYFORD | Sandyford [T41,T42] | CARRICKMINES |  | 53.2549 | -6.2836
MV/LV Substation AI***326Z |  | 10 kV | _ | LV | 630 kVA :Building Structure | 0.63 | --> | 0.63 | 0 | 0 | Constrained,otherwise capacity available =500kVA. | --> | 0.5985 | 0 | 0 | 0.5 | 0 |  | --> | C19 ex JOHNSTOWN | Johnstown [T41,T42] | KILTEEL |  | 53.2164 | -6.6513
MV/LV Substation AI***338Z |  | 10 kV | _ | LV | 630 kVA :Building Structure | 0.63 | --> | 0.63 | 0 | 0 | Constrained,otherwise capacity available =500kVA. | --> | 0.5985 | 0 | 0 | 0.5 | 0 |  | --> | E17 ex GLASMORE | Glasmore [T421,T422] | GLASMORE |  | 53.4495 | -6.2188
MV/LV Substation AI***353X |  | 10 kV | _ | LV | 400 kVA :Building Structure | 0.4 | --> | 0.4 | 0.38033 | 0.4 | Constrained,otherwise capacity available =400kVA. | --> | 0.38 | 0 | 0 | 0.4 | 0 |  | --> | C18 ex CARRICKMINES | Carrickmines [T41,T42] | CARRICKMINES |  | 53.2637 | -6.2192
MV/LV Substation AI***364 |  | 20 kV | _ | LV | 200 kVA :Pole Substation | 0.2 | --> | 0.2 | 0 | 0 | Constrained,otherwise capacity available =134kVA. | --> | 0.19 | 0 | 0 | 0.2 | 0 |  | --> | C21 ex CASTLEISLAND | Castleisland [T41,T42] | TRALEE |  | 52.1824 | -9.5363
MV/LV Substation AI***369X |  | 10 kV | _ | LV | 50 kVA :Pole Substation | 0.05 | --> | 0.05 | 0 | 0 | Constrained,otherwise capacity available =31kVA. | --> | 0.0475 | 0 | 0 | 0.052806 | 0 |  | --> | C16 ex TUAM NORTH | Tuam North [T41,T42] | CLOON |  | 53.5299 | -8.8737
MV/LV Substation AI***4005 |  | 10 kV | _ | LV | 630 kVA :Kiosk Substation | 0.63 | --> | 0.63 | 0.31329 | 0.3 | Constrained,otherwise capacity available =500kVA. | --> | 0.5985 | 0 | 0.002223 | 0.5 | 0 |  | --> | C17 ex SANTRY | Santry [T41,T42] | FINGLAS |  | 53.4077 | -6.2388
MV/LV Substation AI***4009 |  | 10 kV | _ | LV | 630 kVA :Building Structure | 0.63 | --> | 0.63 | 0.5 | 1.6 |  | --> | 0.5985 | 0 | 0 | 0 | 0 | Constrained,otherwise capacity available =500kW. | --> | C14 ex DERRYBEG | Derrybeg [T41,T42] | ARDNAGAPPARY |  | 55.0645 | -8.2841
MV/LV Substation AI***4026 |  | 10 kV | _ | LV | 1000 kVA :Building Structure | 1 | --> | 1 | 0 | 0 | Constrained,otherwise capacity available =500kVA. | --> | 0.95 | 0 | 0 | 0.5 | 0 |  | --> | C19 ex KILMORE | Kilmore [T101,T102,T103] | FINGLAS |  | 53.4056 | -6.2365
MV/LV Substation AI***4039 |  | 10 kV | _ | LV | 200 kVA :Kiosk Substation | 0.2 | --> | 0.2 | 0 | 0 |  | --> | 0.19 | 0 | 0.069654 | 0.23089 | 0 |  | --> | C13 ex DUNDRUM | Dundrum [T41,T42] | BLACKROCK |  | 53.2883 | -6.2329
MV/LV Substation AI***4056 |  | 10 kV | _ | LV | 400 kVA :Kiosk Substation | 0.4 | --> | 0.4 | 0 | 0 | Constrained,otherwise capacity available =376kVA. | --> | 0.38 | 0 | 0 | 0.40363 | 0 |  | --> | C19 ex BELGARD | Belgard [T41,T42] | COOKSTOWN |  | 53.2941 | -6.3636
MV/LV Substation AI***4056 |  | 20 kV | _ | LV | 100 kVA :Pole Substation | 0.1 | --> | 0.1 | 0 | 0 | Constrained,otherwise capacity available =43kVA. | --> | 0.095 | 0 | 0 | 0.1083 | 0 |  | --> | C12 ex SPIDDAL | Spiddal [T42] | SCREEB |  | 53.2474 | -9.3693
MV/LV Substation AI***4063 |  | 10 kV | _ | LV | 630 kVA :Kiosk Substation | 0.63 | --> | 0.63 | 0.5 | 1.4 |  | --> | 0.5985 | 0 | 0 | 0.5 | 0 |  | --> | C16 ex DODDER ROAD | Dodder Road [T42] | MILLTOWN (DR) |  | 53.2953 | -6.2587
MV/LV Substation AI***4072 |  | 10 kV | _ | LV | 400 kVA :Building Structure | 0.4 | --> | 0.4 | 0 | 0 | Constrained,otherwise capacity available =400kVA. | --> | 0.38 | 0 | 0 | 0.4 | 0 |  | --> | C13 ex CHARLESTOWN | Charlestown [T41] | TONROE |  | 53.9139 | -8.8125
MV/LV Substation AI***4099 |  | 20 kV | _ | LV | 50 kVA :Pole Substation | 0.05 | --> | 0.05 | 0 | 0 | Constrained,otherwise capacity available =50kVA. | --> | 0.0475 | 0 | 0 | 0.05 | 0 |  | --> | C12 ex SPIDDAL | Spiddal [T42] | SCREEB |  | 53.2469 | -9.3834
MV/LV Substation AI***410 |  | 10 kV | _ | LV | 400 kVA :Kiosk Substation | 0.4 | --> | 0.4 | 0.239 | 5.8 |  | --> | 0.38 | 0 | 0.037791 | 0.42374 | 0 |  | --> | C20 ex OAKFIELD | Oakfield [T41,T42] | SLIGO |  | 54.2704 | -8.6025
MV/LV Substation AI***4100 |  | 20 kV | _ | LV | 50 kVA :Pole Substation | 0.05 | --> | 0.05 | 0 | 0 | Constrained,otherwise capacity available =48kVA. | --> | 0.0475 | 0 | 0 | 0.050303 | 0 |  | --> | C21 ex CASTLEISLAND | Castleisland [T41,T42] | TRALEE |  | 52.1835 | -9.5295
MV/LV Substation AI***411Z |  | 10 kV | _ | LV | 50 kVA :Pole Substation | 0.05 | --> | 0.05 | 0.049 | 0.1 |  | --> | 0.0475 | 0 | 0 | 0.050152 | 0 |  | --> | C14 ex BALLYMAHON | Ballymahon [T41,T42] | ATHLONE |  | 53.5926 | -7.6442
MV/LV Substation AI***4135 |  | 10 kV | _ | LV | 400 kVA :Kiosk Substation | 0.4 | --> | 0.4 | 0.344 | 2.3 |  | --> | 0.38 | 0 | 0 | 0.40841 | 0 |  | --> | C17 ex BALLYRICKARD | Ballyrickard [T41,T42] | TRALEE |  | 52.326 | -9.776
MV/LV Substation AI***4186 |  | 10 kV | _ | LV | 400 kVA :Kiosk Substation | 0.4 | --> | 0.4 | 0.384 | 3.5 |  | --> | 0.38 | 0 | 0.008892 | 0.40242 | 0 |  | --> | C12 ex DUNDALK | Dundalk [T41,T42] | DUNDALK |  | 54.0134 | -6.4164
MV/LV Substation AI***4212 |  | 10 kV | _ | LV | 400 kVA :Kiosk Substation | 0.4 | --> | 0.4 | 0.398 | 0.9 |  | --> | 0.38 | 0 | 0 | 0.4003 | 0 |  | --> | C11 ex RATHMORE | Rathmore [T42,T421] | KNOCKEARAGH |  | 52.085 | -9.2231
MV/LV Substation AI***4240 |  | 20 kV | _ | LV | 400 kVA :Kiosk Substation | 0.4 | --> | 0.4 | 0 | 0 | Constrained,otherwise capacity available =381kVA. | --> | 0.38 | 0 | 0 | 0.40287 | 0 |  | --> | E17 ex ADAMSTOWN | Adamstown [T121,T122] | INCHICORE 220KV |  | 53.3432 | -6.4675
MV/LV Substation AI***4247 |  | 10 kV | _ | LV | 400 kVA :Kiosk Substation | 0.4 | --> | 0.4 | 0 | 0 | Constrained,otherwise capacity available =400kVA. | --> | 0.38 | 0 | 0 | 0.4 | 0 |  | --> | C21 ex TYMON | Tymon [T41,T42] | COOKSTOWN |  | 53.293 | -6.3564
MV/LV Substation AI***424Y |  | 20 kV | _ | LV | 630 kVA :Building Structure | 0.63 | --> | 0.63 | 0 | 0 | Constrained,otherwise capacity available =500kVA. | --> | 0.5985 | 0 | 0 | 0.5 | 0 |  | --> | E14 ex KILCARRAGH | Kilcarragh [T421,T422] | BUTLERSTOWN |  | 52.1829 | -7.0843
MV/LV Substation AI***4251 |  | 10 kV | _ | LV | 1000 kVA :Building Structure | 1 | --> | 1 | 0 | 0 | Constrained,otherwise capacity available =500kVA. | --> | 0.95 | 0 | 0 | 0.5 | 0 |  | --> | C14 ex BELGARD | Belgard [T41,T42] | COOKSTOWN |  | 53.293 | -6.3674
MV/LV Substation AI***4269 |  | 20 kV | _ | LV | 630 kVA :Kiosk Substation | 0.63 | --> | 0.63 | 0 | 0 | Constrained,otherwise capacity available =500kVA. | --> | 0.5985 | 0 | 0 | 0.5 | 0 |  | --> | E14 ex KILCARRAGH | Kilcarragh [T421,T422] | BUTLERSTOWN |  | 52.1801 | -7.0841
MV/LV Substation AI***429Z |  | 10 kV | _ | LV | 400 kVA :Building Structure | 0.4 | --> | 0.4 | 0 | 0 | Constrained,otherwise capacity available =374kVA. | --> | 0.38 | 0 | 0 | 0.40393 | 0 |  | --> | E17 ex GLASMORE | Glasmore [T421,T422] | GLASMORE |  | 53.4493 | -6.2209
MV/LV Substation AI***437Z |  | 10 kV | _ | LV | 400 kVA :Building Structure | 0.4 | --> | 0.4 | 0 | 0 | Constrained,otherwise capacity available =328kVA. | --> | 0.38 | 0 | 0 | 0.41079 | 0 |  | --> | C24 ex KILMONEY | Kilmoney [T41,T42] | TRABEG |  | 51.846 | -8.4674
MV/LV Substation AI***519X |  | 10 kV | _ | LV | 50 kVA :Pole Substation | 0.05 | --> | 0.05 | 0 | 0 | Constrained,otherwise capacity available =40kVA. | --> | 0.0475 | 0 | 0.001482 | 0.051496 | 0 |  | --> | C16 ex TUAM NORTH | Tuam North [T41,T42] | CLOON |  | 53.5266 | -8.8751
MV/LV Substation AI***522Y |  | 20 kV | _ | LV | 400 kVA :Kiosk Substation | 0.4 | --> | 0.4 | 0 | 0 | Constrained,otherwise capacity available =372kVA. | --> | 0.38 | 0 | 0.022971 | 0.40423 | 0 |  | --> | E14 ex KILCARRAGH | Kilcarragh [T421,T422] | BUTLERSTOWN |  | 52.1858 | -7.0777
MV/LV Substation AI***532X |  | 20 kV | _ | LV | 200 kVA :Pole Substation | 0.2 | --> | 0.2 | 0.172 | 2.8 |  | --> | 0.19 | 0 | 0 | 0.20421 | 0 |  | --> | E13 ex BALLYRAGGET | Ballyragget [T421,T422] | BALLYRAGGET |  | 52.7848 | -7.3373
MV/LV Substation AI***535Y |  | 20 kV | _ | LV | 630 kVA :Building Structure | 0.63 | --> | 0.63 | 0 | 0 | Constrained,otherwise capacity available =500kVA. | --> | 0.5985 | 0 | 0 | 0.5 | 0 |  | --> | E14 ex KILCARRAGH | Kilcarragh [T421,T422] | BUTLERSTOWN |  | 52.1851 | -7.0801
MV/LV Substation AI***551X |  | 20 kV | _ | LV | 50 kVA :Pole Substation | 0.05 | --> | 0.05 | 0 | 0 | Constrained,otherwise capacity available =40kVA. | --> | 0.0475 | 0 | 0 | 0.051496 | 0 |  | --> | C12 ex SPIDDAL | Spiddal [T42] | SCREEB |  | 53.2465 | -9.3774
MV/LV Substation AI***568Y |  | 20 kV | _ | LV | 630 kVA :Kiosk Substation | 0.63 | --> | 0.63 | 0 | 0 | Constrained,otherwise capacity available =500kVA. | --> | 0.5985 | 0 | 0 | 0.5 | 0 |  | --> | E14 ex KILCARRAGH | Kilcarragh [T421,T422] | BUTLERSTOWN |  | 52.1867 | -7.0805
MV/LV Substation AI***580Z |  | 10 kV | _ | LV | 630 kVA :Building Structure | 0.63 | --> | 0.63 | 0 | 0 | Constrained,otherwise capacity available =500kVA. | --> | 0.5985 | 0 | 0 | 0.5 | 0 |  | --> | C20 ex MOUNTGORRY | Mountgorry [T41,T42] | GRANGE (DR) |  | 53.4481 | -6.224
MV/LV Substation AI***616Y |  | 10 kV | _ | LV | 200 kVA :Pole Substation | 0.2 | --> | 0.2 | 0.136 | 4.4 |  | --> | 0.19 | 0 | 0.045942 | 0.20949 | 0 |  | --> | E11 ex CRANE | Crane [T122] | CRANE |  | 52.5214 | -6.5561
MV/LV Substation AI***629Z |  | 10 kV | _ | LV | 630 kVA :Building Structure | 0.63 | --> | 0.63 | 0 | 0 | Constrained,otherwise capacity available =500kVA. | --> | 0.5985 | 0 | 0 | 0.5 | 0 |  | --> | E17 ex GLASMORE | Glasmore [T421,T422] | GLASMORE |  | 53.4487 | -6.2222
MV/LV Substation AI***630Z |  | 10 kV | _ | LV | 630 kVA :Building Structure | 0.63 | --> | 0.63 | 0 | 0 | Constrained,otherwise capacity available =500kVA. | --> | 0.5985 | 0 | 0 | 0.5 | 0 |  | --> | E17 ex GLASMORE | Glasmore [T421,T422] | GLASMORE |  | 53.4487 | -6.2222
MV/LV Substation AI***688Z |  | 20 kV | _ | LV | 400 kVA :Kiosk Substation | 0.4 | --> | 0.4 | 0 | 0 | Constrained,otherwise capacity available =400kVA. | --> | 0.38 | 0 | 0 | 0.4 | 0 |  | --> | E16 ex ASHBOURNE | Ashbourne [T421,T422] | FINGLAS |  | 53.511 | -6.3993
MV/LV Substation AI***693Y |  | 20 kV | _ | LV | 100 kVA :Pole Substation | 0.1 | --> | 0.1 | 0.08 | 8.2 |  | --> | 0.095 | 0 | 0 | 0.10299 | 0 |  | --> | C17 ex MOUNT MISERY | Mount Misery [T41,T42] | WATERFORD |  | 52.2896 | -7.0658
MV/LV Substation AI***705X |  | 20 kV | _ | LV | 200 kVA :Pole Substation | 0.2 | --> | 0.2 | 0 | 0 | Constrained,otherwise capacity available =143kVA. | --> | 0.19 | 0 | 0 | 0.20848 | 0 |  | --> | C12 ex SPIDDAL | Spiddal [T42] | SCREEB |  | 53.2455 | -9.3913
MV/LV Substation AI***732Y |  | 10 kV | _ | LV | 630 kVA :Building Structure | 0.63 | --> | 0.63 | 0.5 | 0.9 |  | --> | 0.5985 | 0 | 0.006669 | 0.5 | 0 |  | --> | C12 ex COES ROAD | Coes Road [T41,T42] | DUNDALK |  | 54.0068 | -6.3803
MV/LV Substation AI***748Z |  | 10 kV | _ | LV | 630 kVA :Building Structure | 0.63 | --> | 0.63 | 0 | 0 | Constrained,otherwise capacity available =500kVA. | --> | 0.5985 | 0 | 0 | 0.5 | 0 |  | --> | C20 ex MOUNTGORRY | Mountgorry [T41,T42] | GRANGE (DR) |  | 53.4449 | -6.2232
MV/LV Substation AI***763Y |  | 10 kV | _ | LV | 100 kVA :Pole Substation | 0.1 | --> | 0.1 | 0.087 | 9.5 |  | --> | 0.095 | 0 | 0 | 0.10195 | 0 |  | --> | C11 ex BANDON | Bandon [T101,T42] | BANDON |  | 51.7553 | -8.7309
MV/LV Substation AI***767 |  | 10 kV | _ | LV | 50 kVA :Pole Substation | 0.05 | --> | 0.05 | 0.048 | 1.3 |  | --> | 0.0475 | 0 | 0 | 0.050303 | 0 |  | --> | C15 ex CLIFDEN | Clifden [T41,T42] | SCREEB |  | 53.4208 | -10.1304
MV/LV Substation AI***768 |  | 10 kV | _ | LV | 100 kVA :Pole Substation | 0.1 | --> | 0.1 | 0.074 | 1.3 |  | --> | 0.095 | 0 | 0 | 0.10387 | 0 |  | --> | C15 ex CLIFDEN | Clifden [T41,T42] | SCREEB |  | 53.4206 | -10.1443
MV/LV Substation AI***820Z |  | 10 kV | _ | LV | 630 kVA :Building Structure | 0.63 | --> | 0.63 | 0 | 0 | Constrained,otherwise capacity available =500kVA. | --> | 0.5985 | 0 | 0 | 0.5 | 0 |  | --> | C20 ex MOUNTGORRY | Mountgorry [T41,T42] | GRANGE (DR) |  | 53.4481 | -6.2211
MV/LV Substation AI***821Z |  | 10 kV | _ | LV | 630 kVA :Building Structure | 0.63 | --> | 0.63 | 0 | 0 | Constrained,otherwise capacity available =500kVA. | --> | 0.5985 | 0 | 0 | 0.5 | 0 |  | --> | C20 ex MOUNTGORRY | Mountgorry [T41,T42] | GRANGE (DR) |  | 53.4481 | -6.2211
MV/LV Substation AI***822Z |  | 10 kV | _ | LV | 630 kVA :Building Structure | 0.63 | --> | 0.63 | 0 | 0 | Constrained,otherwise capacity available =500kVA. | --> | 0.5985 | 0 | 0 | 0.5 | 0 |  | --> | C20 ex MOUNTGORRY | Mountgorry [T41,T42] | GRANGE (DR) |  | 53.4458 | -6.2235
MV/LV Substation AI***823Z |  | 10 kV | _ | LV | 630 kVA :Building Structure | 0.63 | --> | 0.63 | 0 | 0 | Constrained,otherwise capacity available =450kVA. | --> | 0.5985 | 0 | 0 | 0.5 | 0 |  | --> | C20 ex MOUNTGORRY | Mountgorry [T41,T42] | GRANGE (DR) |  | 53.4457 | -6.2235
MV/LV Substation AI***834 |  | 10 kV | _ | LV | 50 kVA :Pole Substation | 0.05 | --> | 0.05 | 0 | 0 | Constrained,otherwise capacity available =27kVA. | --> | 0.0475 | 0 | 0 | 0.053377 | 0 |  | --> | C24 ex KILMONEY | Kilmoney [T41,T42] | TRABEG |  | 51.837 | -8.4799
MV/LV Substation AI***891Z |  | 10 kV | _ | LV | 200 kVA :Kiosk Substation | 0.2 | --> | 0.2 | 0 | 0 | Constrained,otherwise capacity available =159kVA. | --> | 0.19 | 0 | 0.034086 | 0.20613 | 0 |  | --> | C20 ex ROSEHILL | Rosehill [T41,T42] | KILKENNY |  | 52.6352 | -7.2362
MV/LV Substation AI***895 |  | 10 kV | _ | LV | 630 kVA :Kiosk Substation | 0.63 | --> | 0.63 | 0.5 | 5.8 |  | --> | 0.5985 | 0 | 0 | 0.5 | 0 |  | --> | C20 ex OAKFIELD | Oakfield [T41,T42] | SLIGO |  | 54.2779 | -8.5983
MV/LV Substation AI***923Y |  | 10 kV | _ | LV | 50 kVA :Pole Substation | 0.05 | --> | 0.05 | 0 | 0 | Constrained,otherwise capacity available =42kVA. | --> | 0.0475 | 0 | 0 | 0.0512 | 0 |  | --> | C18 ex MULGANNON | Mulgannon [T41,T42] | WEXFORD |  | 52.3222 | -6.4486
MV/LV Substation AI***981X |  | 10 kV | _ | LV | 630 kVA :Building Structure | 0.63 | --> | 0.63 | 0 | 0 | Constrained,otherwise capacity available =496kVA. | --> | 0.5985 | 0 | 0.062985 | 0.5 | 0 |  | --> | C13 ex BELGARD | Belgard [T41,T42] | COOKSTOWN |  | 53.2953 | -6.3587
MV/LV Substation AJ***240 |  | 10 kV | _ | LV | 400 kVA :Building Structure | 0.4 | --> | 0.4 | 0 | 0 | Constrained,otherwise capacity available =314kVA. | --> | 0.38 | 0 | 0.04446 | 0.41285 | 0 |  | --> | C11 ex SCARIFF | Scariff [T42] | ENNIS |  | 52.8975 | -8.5442
MV/LV Substation AK***695 |  | 20 kV | _ | LV | 50 kVA :Pole Substation | 0.05 | --> | 0.05 | 0 | 0 | Constrained,otherwise capacity available =40kVA. | --> | 0.0475 | 0 | 0 | 0.051496 | 0 |  | --> | E12 ex BALLINROBE | Ballinrobe [T421,T422] | DALTON |  | 53.6285 | -9.2177
MV/LV Substation AL***002 |  | 10 kV | _ | LV | 200 kVA :Pole Substation | 0.2 | --> | 0.2 | 0.122 | 1.1 |  | --> | 0.19 | 0 | 0 | 0.21151 | 0 |  | --> | C25 ex KILKEE | Kilkee [T41] | TULLABRACK |  | 52.6774 | -9.657
MV/LV Substation AL***003 |  | 10 kV | _ | LV | 630 kVA :Kiosk Substation | 0.63 | --> | 0.63 | 0.46 | 4.5 |  | --> | 0.5985 | 0 | 0.011856 | 0.5 | 0 |  | --> | C21 ex BOGHALL ROAD | Boghall Road [T41,T42] | FASSAROE |  | 53.2026 | -6.1016
MV/LV Substation AL***003X |  | 10 kV | _ | LV | 50 kVA :Pole Substation | 0.05 | --> | 0.05 | 0.05 | 0.1 |  | --> | 0.0475 | 0 | 0 | 0.05 | 0 |  | --> | C17 ex TUBBERCURRY | Tubbercurry [T41,T42] | TONROE |  | 54.0449 | -8.7603
MV/LV Substation AL***004X |  | 10 kV | _ | LV | 50 kVA :Pole Substation | 0.05 | --> | 0.05 | 0.05 | 2.1 |  | --> | 0.0475 | 0 | 0 | 0 | 0 | Constrained,otherwise capacity available =50kW. | --> | C11 ex NEWTOWNCUNNINGHAM | Newtowncunningham [T41,T42] | LETTERKENNY |  | 54.9899 | -7.4176
MV/LV Substation AL***005 |  | 10 kV | _ | LV | 400 kVA :Kiosk Substation | 0.4 | --> | 0.4 | 0.357 | 1.6 |  | --> | 0.38 | 0 | 0 | 0 | 0 | Constrained,otherwise capacity available =406.5kW. | --> | C13 ex BUNDORAN | Bundoran [T41,T42] | CATHALEENS FALL |  | 54.4755 | -8.2834
MV/LV Substation AL***006 |  | 10 kV | _ | LV | 100 kVA :Pole Substation | 0.1 | --> | 0.1 | 0.09 | 4.2 |  | --> | 0.095 | 0 | 0 | 0.10151 | 0 |  | --> | C22 ex NEWMARKET (SR) | Newmarket (sr) [T41,T42] | GLENLARA |  | 52.1904 | -8.9658
MV/LV Substation AL***012Y |  | 10 kV | _ | LV | 400 kVA :Kiosk Substation | 0.4 | --> | 0.4 | 0.395 | 0.7 |  | --> | 0.38 | 0 | 0 | 0.40076 | 0 |  | --> | C15 ex KILRUSH | Kilrush [T41,T42] | TULLABRACK |  | 52.6412 | -9.4816
MV/LV Substation AL***019 |  | 20 kV | _ | LV | 630 kVA :Building Structure | 0.63 | --> | 0.63 | 0 | 0 | Constrained,otherwise capacity available =500kVA. | --> | 0.5985 | 0 | 0 | 0 | 0 | Constrained,otherwise capacity available =500kW. | --> | E14 ex FOXHOLE | Foxhole [T421,T422] | DUNGARVAN |  | 51.9563 | -7.8486
MV/LV Substation AL***021X |  | 10 kV | _ | LV | 400 kVA :Building Structure | 0.4 | --> | 0.4 | 0 | 0 | Constrained,otherwise capacity available =363kVA. | --> | 0.38 | 0 | 0 | 0.40558 | 0 |  | --> | C17 ex INCHICORE NORTH | Inchicore North [T41] | INCHICORE 220KV |  | 53.334 | -6.3447
MV/LV Substation AL***025 |  | 10 kV | _ | LV | 100 kVA :Pole Substation | 0.1 | --> | 0.1 | 0.068 | 4.2 |  | --> | 0.095 | 0 | 0.009633 | 0.10475 | 0 |  | --> | C20 ex NEWMARKET (SR) | Newmarket (sr) [T41,T42] | GLENLARA |  | 52.2182 | -8.9964
MV/LV Substation AL***032 |  | 10 kV | _ | LV | 630 kVA :Kiosk Substation | 0.63 | --> | 0.63 | 0.359 | 6.7 |  | --> | 0.5985 | 0 | 0 | 0.5 | 0 |  | --> | C20 ex EAST WALL ROAD | East Wall Road [T41,T42] | MCDERMOTT |  | 53.3509 | -6.2148
MV/LV Substation AL***033X |  | 10 kV | _ | LV | 200 kVA :Pole Substation | 0.2 | --> | 0.2 | 0.185 | 1.6 |  | --> | 0.19 | 0 | 0.00741 | 0 | 0 | Constrained,otherwise capacity available =202.3kW. | --> | C16 ex BALLYSHANNON | Ballyshannon [T41,T42] | CATHALEENS FALL |  | 54.503 | -8.1974
MV/LV Substation AL***038 |  | 10 kV | _ | LV | 200 kVA :Pole Substation | 0.2 | --> | 0.2 | 0 | 0 | Constrained,otherwise capacity available =165kVA. | --> | 0.19 | 0 | 0 | 0 | 0 | Constrained,otherwise capacity available =205.2kW. | --> | C11 ex GARDEN CITY | Garden City [T41,T42] | ARKLOW |  | 52.6808 | -6.2976
MV/LV Substation AL***039 |  | 10 kV | _ | LV | 200 kVA :Pole Substation | 0.2 | --> | 0.2 | 0.088 | 7.8 |  | --> | 0.19 | 0 | 0.010374 | 0.21632 | 0 |  | --> | C12 ex CARROWBEG | Carrowbeg [T41,T42] | CARROWBEG |  | 53.7991 | -9.5134
MV/LV Substation AL***040 |  | 10 kV | _ | LV | 630 kVA :Kiosk Substation | 0.63 | --> | 0.63 | 0.5 | 10.9 |  | --> | 0.5985 | 0 | 0.003705 | 0.5 | 0 |  | --> | C19 ex MULLINGAR | Mullingar [T101,T102] | MULLINGAR |  | 53.5311 | -7.3475
MV/LV Substation AL***042 |  | 10 kV | _ | LV | 630 kVA :Kiosk Substation | 0.63 | --> | 0.63 | 0.27 | 9.5 |  | --> | 0.5985 | 0 | 0.025935 | 0.5 | 0 |  | --> | C12 ex BANDON | Bandon [T101,T42] | BANDON |  | 51.7474 | -8.7402
MV/LV Substation AL***043 |  | 20 kV | _ | LV | 630 kVA :Kiosk Substation | 0.63 | --> | 0.63 | 0.48 | 3.6 |  | --> | 0.5985 | 0 | 0.015561 | 0.5 | 0 |  | --> | E20 ex ENNISCRONE | Enniscrone [T421,T422] | MOY |  | 54.2167 | -9.0923
MV/LV Substation AL***045 |  | 10 kV | _ | LV | 400 kVA :Kiosk Substation | 0.4 | --> | 0.4 | 0 | 0 | Constrained,otherwise capacity available =245kVA. | --> | 0.38 | 0 | 0.01482 | 0.42288 | 0 |  | --> | C19 ex ROSEHILL | Rosehill [T41,T42] | KILKENNY |  | 52.6429 | -7.2468
MV/LV Substation AL***048Y |  | 10 kV | _ | LV | 200 kVA :Kiosk Substation | 0.2 | --> | 0.2 | 0 | 2.4 |  | --> | 0.19 | 0 | 0 | 0.2159 | 0 |  | --> | C11 ex GRAIGUE | Graigue [T41,T42] | CARLOW |  | 52.8332 | -6.9278
MV/LV Substation AL***050X |  | 10 kV | _ | LV | 50 kVA :Pole Substation | 0.05 | --> | 0.05 | 0.049 | 2.8 |  | --> | 0.0475 | 0 | 0 | 0.050152 | 0 |  | --> | C18 ex CASTLEBLAYNEY | Castleblayney [T41,T42] | DUNDALK |  | 54.1596 | -6.6549
MV/LV Substation AL***050X |  | 20 kV | _ | LV | 50 kVA :Pole Substation | 0.05 | --> | 0.05 | 0.049 | 1.6 |  | --> | 0.0475 | 0 | 0 | 0.050152 | 0 |  | --> | E11 ex CARRIGALLEN | Carrigallen [T421] | CARRICK ON SHANNON |  | 54.1458 | -7.7943
MV/LV Substation AL***050Z |  | 10 kV | _ | LV | 400 kVA :Kiosk Substation | 0.4 | --> | 0.4 | 0.398 | 5.7 |  | --> | 0.38 | 0 | 0 | 0.4003 | 0 |  | --> | C19 ex RAMPARTS | Ramparts [T41,T42] | DUNDALK |  | 54.0024 | -6.3959
MV/LV Substation AL***054X |  | 20 kV | _ | LV | 200 kVA :Pole Substation | 0.2 | --> | 0.2 | 0.164 | 1.3 |  | --> | 0.19 | 0 | 0 | 0.20539 | 0 |  | --> | E16 ex BALLYCROSSAUN | Ballycrossaun [T421,T422] | SOMERSET |  | 53.0985 | -8.2253
MV/LV Substation AL***067X |  | 20 kV | _ | LV | 50 kVA :Pole Substation | 0.05 | --> | 0.05 | 0.033 | 0.9 |  | --> | 0.0475 | 0 | 0 | 0 | 0 | Constrained,otherwise capacity available =52.5kW. | --> | E11 ex CASTLETOWNBERE | Castletownbere [T421] | BALLYLICKY |  | 51.643 | -10.043
MV/LV Substation AL***070X |  | 10 kV | _ | LV | 400 kVA :Building Structure | 0.4 | --> | 0.4 | 0 | 0 | Constrained,otherwise capacity available =300kVA. | --> | 0.38 | 0 | 0 | 0.41491 | 0 |  | --> | C13 ex DUNDRUM | Dundrum [T41,T42] | BLACKROCK |  | 53.2896 | -6.2383
MV/LV Substation AL***073 |  | 10 kV | _ | LV | 200 kVA :Kiosk Substation | 0.2 | --> | 0.2 | 0 | 0 | Constrained,otherwise capacity available =188kVA. | --> | 0.19 | 0 | 0 | 0.20181 | 0 |  | --> | C17 ex NAAS | Naas [T41,T42] | KILTEEL |  | 53.2144 | -6.6786
MV/LV Substation AL***076 |  | 10 kV | _ | LV | 630 kVA :Building Structure | 0.63 | --> | 0.63 | 0.5 | 9.1 |  | --> | 0.5985 | 0 | 0 | 0.5 | 0 |  | --> | C25 ex CENTRE PARK ROAD | Marina [T105,T106] | MARINA |  | 51.8973 | -8.4613
MV/LV Substation AL***086X |  | 20 kV | _ | LV | 100 kVA :Pole Substation | 0.1 | --> | 0.1 | 0 | 0 | Constrained,otherwise capacity available =30kVA. | --> | 0.095 | 0 | 0.002964 | 0 | 0 | Constrained,otherwise capacity available =110.1kW. | --> | E17 ex BUNCRANA | Buncrana [T421,T422] | TRILLICK |  | 55.1374 | -7.4369
MV/LV Substation AL***087Z |  | 10 kV | _ | LV | 400 kVA :Building Structure | 0.4 | --> | 0.4 | 0 | 0 | Constrained,otherwise capacity available =400kVA. | --> | 0.38 | 0 | 0 | 0.4 | 0 |  | --> | C12 ex COLLINSTOWN | Collinstown [T41,T42] | GRANGE (DR) |  | 53.4224 | -6.2292
MV/LV Substation AL***088 |  | 10 kV | _ | LV | 200 kVA :Pole Substation | 0.2 | --> | 0.2 | 0.154 | 5 |  | --> | 0.19 | 0 | 0.003705 | 0.20687 | 0 |  | --> | C14 ex MCDONAGH | Mcdonagh [T41,T42] | KILKENNY |  | 52.6506 | -7.2288
MV/LV Substation AL***091 |  | 10 kV | _ | LV | 400 kVA :Kiosk Substation | 0.4 | --> | 0.4 | 0.309 | 9.1 |  | --> | 0.38 | 0 | 0.002964 | 0.41359 | 0 |  | --> | C24 ex CENTRE PARK ROAD | Marina [T105,T106] | MARINA |  | 51.8959 | -8.4621
MV/LV Substation AL***100Y |  | 10 kV | _ | LV | 630 kVA :Kiosk Substation | 0.63 | --> | 0.63 | 0 | 0 | Constrained,otherwise capacity available =500kVA. | --> | 0.5985 | 0 | 0.003705 | 0 | 0 | Constrained,otherwise capacity available =500kW. | --> | C14 ex GARDEN CITY | Garden City [T41,T42] | ARKLOW |  | 52.6768 | -6.2867
MV/LV Substation AL***104 |  | 10 kV | _ | LV | 400 kVA :Kiosk Substation | 0.4 | --> | 0.4 | 0.28 | 11.9 |  | --> | 0.38 | 0 | 0.034086 | 0.41782 | 0 |  | --> | C19 ex SALTHILL | Salthill [T101,T102] | SALTHILL |  | 53.2653 | -9.0809
MV/LV Substation AL***105 |  | 10 kV | _ | LV | 100 kVA :Pole Substation | 0.1 | --> | 0.1 | 0.084 | 2.4 |  | --> | 0.095 | 0 | 0 | 0 | 0 | Constrained,otherwise capacity available =102.4kW. | --> | C15 ex KILTIMAGH | Kiltimagh [T41] | CASTLEBAR |  | 53.8458 | -9.0078
MV/LV Substation AL***108Z |  | 10 kV | _ | LV | 400 kVA :Kiosk Substation | 0.4 | --> | 0.4 | 0.4 | 13.8 |  | --> | 0.38 | 0 | 0 | 0.4 | 0 |  | --> | C19 ex SINGLAND | Singland [T101,T102] | SINGLAND |  | 52.664 | -8.587
MV/LV Substation AL***119 |  | 10 kV | _ | LV | 630 kVA :Kiosk Substation | 0.63 | --> | 0.63 | 0 | 0 | Constrained,otherwise capacity available =391kVA. | --> | 0.5985 | 0 | 0.011115 | 0.5 | 0 |  | --> | C14 ex ROSEHILL | Rosehill [T41,T42] | KILKENNY |  | 52.647 | -7.2598
MV/LV Substation AL***119Y |  | 10 kV | _ | LV | 50 kVA :Pole Substation | 0.05 | --> | 0.05 | 0 | 0 | Constrained,otherwise capacity available =44kVA. | --> | 0.0475 | 0 | 0 | 0.050903 | 0 |  | --> | C11 ex KANTURK | Kanturk [T41,T42] | GLENLARA |  | 52.1984 | -8.8703
MV/LV Substation AL***121 |  | 10 kV | _ | LV | 630 kVA :Building Structure | 0.63 | --> | 0.63 | 0.423 | 9.1 |  | --> | 0.5985 | 0 | 0 | 0.5 | 0 |  | --> | C17 ex CENTRE PARK ROAD | Marina [T105,T106] | MARINA |  | 51.901 | -8.4633
MV/LV Substation AL***123 |  | 10 kV | _ | LV | 630 kVA :Building Structure | 0.63 | --> | 0.63 | 0.477 | 14.2 |  | --> | 0.5985 | 0 | 0 | 0.5 | 0 |  | --> | C17 ex COOKSTOWN | Cookstown [T101,T102] | CARRICKMINES |  | 53.2871 | -6.3754
MV/LV Substation AL***138 |  | 20 kV | _ | LV | 50 kVA :Pole Substation | 0.05 | --> | 0.05 | 0.05 | 8.5 |  | --> | 0.0475 | 0 | 0 | 0 | 0 | Constrained,otherwise capacity available =50kW. | --> | E14 ex ARIGNA | Arigna [T121] | ARIGNA |  | 54.0505 | -8.1469
MV/LV Substation AL***141 |  | 10 kV | _ | LV | 1000 kVA :Building Structure | 1 | --> | 1 | 0.5 | 14.2 |  | --> | 0.95 | 0 | 0 | 0.5 | 0 |  | --> | C21 ex COOKSTOWN | Cookstown [T101,T102] | CARRICKMINES |  | 53.2888 | -6.3741
MV/LV Substation AL***142 |  | 10 kV | _ | LV | 1000 kVA :Building Structure | 1 | --> | 1 | 0.5 | 14.2 |  | --> | 0.95 | 0 | 0 | 0.5 | 0 |  | --> | C21 ex COOKSTOWN | Cookstown [T101,T102] | CARRICKMINES |  | 53.2885 | -6.3752
MV/LV Substation AL***146Y |  | 10 kV | _ | LV | 200 kVA :Kiosk Substation | 0.2 | --> | 0.2 | 0 | 0 | Constrained,otherwise capacity available =200kVA. | --> | 0.19 | 0 | 0 | 0 | 0 | Constrained,otherwise capacity available =200kW. | --> | C11 ex CLOONLOUGH | Cloonlough [T41,T42] | BARRYMORE |  | 52.2706 | -8.2711
MV/LV Substation AL***150 |  | 10 kV | _ | LV | 1000 kVA :Building Structure | 1 | --> | 1 | 0.5 | 14.2 |  | --> | 0.95 | 0 | 0 | 0.5 | 0 |  | --> | C21 ex COOKSTOWN | Cookstown [T101,T102] | CARRICKMINES |  | 53.2885 | -6.3753
MV/LV Substation AL***150X |  | 20 kV | _ | LV | 50 kVA :Pole Substation | 0.05 | --> | 0.05 | 0 | 0 | Constrained,otherwise capacity available =50kVA. | --> | 0.0475 | 0 | 0 | 0.05 | 0 |  | --> | C15 ex KILMONEY | Kilmoney [T41,T42] | TRABEG |  | 51.7568 | -8.5295
MV/LV Substation AL***155 |  | 10 kV | _ | LV | 630 kVA :Building Structure | 0.63 | --> | 0.63 | 0.5 | 14.2 |  | --> | 0.5985 | 0 | 0 | 0.5 | 0 |  | --> | C21 ex COOKSTOWN | Cookstown [T101,T102] | CARRICKMINES |  | 53.2887 | -6.3741
MV/LV Substation AL***156 |  | 20 kV | _ | LV | 400 kVA :Kiosk Substation | 0.4 | --> | 0.4 | 0 | 0 | Constrained,otherwise capacity available =308kVA. | --> | 0.38 | 0 | 0.006669 | 0.41373 | 0 |  | --> | E16 ex JULIANSTOWN | Julianstown [T421,T422] | DRYBRIDGE |  | 53.6812 | -6.2428
MV/LV Substation AL***161Z |  | 10 kV | _ | LV | 200 kVA :Kiosk Substation | 0.2 | --> | 0.2 | 0 | 0 | Constrained,otherwise capacity available =200kVA. | --> | 0.19 | 0 | 0 | 0.2 | 0 |  | --> | C11 ex DRYBRIDGE | Drybridge [T41,T42] | DRYBRIDGE |  | 53.7202 | -6.3747
MV/LV Substation AL***167 |  | 10 kV | _ | LV | 400 kVA :Kiosk Substation | 0.4 | --> | 0.4 | 0.304 | 2.9 |  | --> | 0.38 | 0 | 0.034086 | 0.41432 | 0 |  | --> | C18 ex BREWERY ROAD | Brewery Road [T41,T42] | CARRICKMINES |  | 53.2861 | -6.2018
MV/LV Substation AL***178X |  | 10 kV | _ | LV | 100 kVA :Pole Substation | 0.1 | --> | 0.1 | 0 | 0 | Constrained,otherwise capacity available =76kVA. | --> | 0.095 | 0 | 0.003705 | 0.10358 | 0 |  | --> | C18 ex BLAKE | Blake [T41,T42] | BLAKE |  | 53.242 | -6.8529
MV/LV Substation AL***178Y |  | 20 kV | _ | LV | 50 kVA :Pole Substation | 0.05 | --> | 0.05 | 0.047 | 2.9 |  | --> | 0.0475 | 0 | 0 | 0 | 0 | Constrained,otherwise capacity available =50.5kW. | --> | E13 ex TELAYDON | Telaydon [T42,T421] | LISDRUM |  | 54.2652 | -7.1172
MV/LV Substation AL***185 |  | 10 kV | _ | LV | 200 kVA :Kiosk Substation | 0.2 | --> | 0.2 | 0 | 0 | Constrained,otherwise capacity available =47kVA. | --> | 0.19 | 0 | 0.019266 | 0.22196 | 0 |  | --> | C11 ex MORRISTOWN | Morristown [T41,T42] | NEWBRIDGE |  | 53.1781 | -6.8207
MV/LV Substation AL***190Z |  | 10 kV | _ | LV | 400 kVA :Kiosk Substation | 0.4 | --> | 0.4 | 0.331 | 4.1 |  | --> | 0.38 | 0 | 0.018525 | 0.41034 | 0 |  | --> | C13 ex BALLYMUN | Ballymun [T41,T42] | FINGLAS |  | 53.3878 | -6.2617
MV/LV Substation AL***196Y |  | 20 kV | _ | LV | 400 kVA :Kiosk Substation | 0.4 | --> | 0.4 | 0 | 0 | Constrained,otherwise capacity available =192kVA. | --> | 0.38 | 0 | 0.08151 | 0.4304 | 0 |  | --> | E15 ex ASHBOURNE | Ashbourne [T421,T422] | FINGLAS |  | 53.5052 | -6.3957
MV/LV Substation AL***214 |  | 10 kV | _ | LV | 400 kVA :Kiosk Substation | 0.4 | --> | 0.4 | 0 | 0 | Constrained,otherwise capacity available =390kVA. | --> | 0.38 | 0 | 0 | 0.40151 | 0 |  | --> | C20 ex FAIRHILL | Fairhill [T42] | KILBARRY |  | 51.9048 | -8.4586
MV/LV Substation AL***220X |  | 10 kV | _ | LV | 200 kVA :Pole Substation | 0.2 | --> | 0.2 | 0.189 | 2.8 |  | --> | 0.19 | 0 | 0 | 0.20166 | 0 |  | --> | C20 ex CASTLEBLAYNEY | Castleblayney [T41,T42] | DUNDALK |  | 54.1162 | -6.734
MV/LV Substation AL***224 |  | 10 kV | _ | LV | 400 kVA :Kiosk Substation | 0.4 | --> | 0.4 | 0.36 | 3.1 |  | --> | 0.38 | 0 | 0 | 0.40603 | 0 |  | --> | C11 ex BELLFIELD | Bellfield [T41,T42] | CRANE |  | 52.507 | -6.5828
MV/LV Substation AL***231X |  | 10 kV | _ | LV | 400 kVA :Building Structure | 0.4 | --> | 0.4 | 0.303 | 0.4 |  | --> | 0.38 | 0 | 0 | 0.41447 | 0 |  | --> | C17 ex CARRICKMINES | Carrickmines [T41,T42] | CARRICKMINES |  | 53.2414 | -6.2007
MV/LV Substation AL***235Z |  | 10 kV | _ | LV | 100 kVA :Pole Substation | 0.1 | --> | 0.1 | 0.069 | 1.1 |  | --> | 0.095 | 0 | 0 | 0.1046 | 0 |  | --> | C17 ex GILLOGUE | Gillogue [T41,T42] | ARDNACRUSHA |  | 52.6948 | -8.5965
MV/LV Substation AL***237 |  | 10 kV | _ | LV | 400 kVA :Kiosk Substation | 0.4 | --> | 0.4 | 0.284 | 1.2 |  | --> | 0.38 | 0 | 0.039273 | 0.41724 | 0 |  | --> | C16 ex SALLYNOGGIN ROAD | Sallynoggin Road [T41,T42] | CHERRYWOOD |  | 53.2825 | -6.1189
MV/LV Substation AL***239Y |  | 10 kV | _ | LV | 50 kVA :Pole Substation | 0.05 | --> | 0.05 | 0 | 0 | Constrained,otherwise capacity available =45kVA. | --> | 0.0475 | 0 | 0.002964 | 0.050753 | 0 |  | --> | C15 ex LITTLE MILLS | Little Mills [T41] | DUNDALK |  | 53.9884 | -6.4051
MV/LV Substation AL***242Y |  | 10 kV | _ | LV | 200 kVA :Kiosk Substation | 0.2 | --> | 0.2 | 0 | 0 | Constrained,otherwise capacity available =176kVA. | --> | 0.19 | 0 | 0 | 0.20361 | 0 |  | --> | C16 ex KANTURK | Kanturk [T41,T42] | GLENLARA |  | 52.2777 | -8.8854
MV/LV Substation AL***246 |  | 10 kV | _ | LV | 630 kVA :Kiosk Substation | 0.63 | --> | 0.63 | 0.5 | 16.1 |  | --> | 0.5985 | 0 | 0.014079 | 0.5 | 0 |  | --> | E14 ex WEXFORD | Wexford [T121,T122] | WEXFORD |  | 52.3294 | -6.4957
MV/LV Substation AL***268 |  | 10 kV | _ | LV | 630 kVA :Kiosk Substation | 0.63 | --> | 0.63 | 0 | 0 | Constrained,otherwise capacity available =500kVA. | --> | 0.5985 | 0 | 0 | 0.5 | 0 |  | --> | C11 ex HEADFORD ROAD | Headford Road [T41,T42] | GALWAY 110KV |  | 53.2734 | -9.0486
MV/LV Substation AL***269Y |  | 20 kV | _ | LV | 630 kVA :Kiosk Substation | 0.63 | --> | 0.63 | 0.5 | 0.6 |  | --> | 0.5985 | 0 | 0 | 0.5 | 0 |  | --> | E15 ex FERNS | Ferns [T421] | CRANE |  | 52.5902 | -6.4938
MV/LV Substation AL***274X |  | 10 kV | _ | LV | 630 kVA :Building Structure | 0.63 | --> | 0.63 | 0.5 | 7.9 |  | --> | 0.5985 | 0 | 0 | 0.5 | 0 |  | --> | C22 ex TRINITY | Trinity [T101,T102] | POOLBEG |  | 53.3413 | -6.2467
MV/LV Substation AL***277Y |  | 10 kV | _ | LV | 200 kVA :Pole Substation | 0.2 | --> | 0.2 | 0 | 0 | Constrained,otherwise capacity available =200kVA. | --> | 0.19 | 0 | 0 | 0.2 | 0 |  | --> | E12 ex DALTON | Dalton [T421,T422] | DALTON |  | 53.723 | -8.9948
MV/LV Substation AL***277Y |  | 10 kV | _ | LV | 400 kVA :Kiosk Substation | 0.4 | --> | 0.4 | 0.34 | 6 |  | --> | 0.38 | 0 | 0.011115 | 0.40901 | 0 |  | --> | C20 ex TRABEG | Trabeg [T101,T102] | TRABEG |  | 51.8792 | -8.4487
MV/LV Substation AL***285 |  | 10 kV | _ | LV | 400 kVA :Kiosk Substation | 0.4 | --> | 0.4 | 0 | 0 | Constrained,otherwise capacity available =300kVA. | --> | 0.38 | 0 | 0.002223 | 0.41491 | 0 |  | --> | C20 ex HOWTH JUNCTION | Howth Junction [T41,T42] | GRANGE (DR) |  | 53.3892 | -6.15
MV/LV Substation AL***289Y |  | 20 kV | _ | LV | 400 kVA :Building Structure | 0.4 | --> | 0.4 | 0 | 0 | Constrained,otherwise capacity available =400kVA. | --> | 0.38 | 0 | 0 | 0.4 | 0 |  | --> | C17 ex MONEYCOOLEY | Moneycooley [T41,T42,T44] | GRIFFINRATH |  | 53.4271 | -6.5164
MV/LV Substation AL***299Y |  | 10 kV | _ | LV | 400 kVA :Building Structure | 0.4 | --> | 0.4 | 0 | 0 | Constrained,otherwise capacity available =400kVA. | --> | 0.38 | 0 | 0 | 0.4 | 0 |  | --> | C17 ex TOGHER | Togher [T41,T42] | TRABEG |  | 51.8765 | -8.4717
MV/LV Substation AL***316Z |  | 10 kV | _ | LV | 50 kVA :Pole Substation | 0.05 | --> | 0.05 | 0 | 0 | Constrained,otherwise capacity available =36kVA. | --> | 0.0475 | 0 | 0 | 0.052083 | 0 |  | --> | C16 ex MORRISTOWN | Morristown [T41,T42] | NEWBRIDGE |  | 53.2285 | -6.8566
MV/LV Substation AL***331X |  | 10 kV | _ | LV | 400 kVA :Kiosk Substation | 0.4 | --> | 0.4 | 0 | 0 | Constrained,otherwise capacity available =242kVA. | --> | 0.38 | 0 | 0.014079 | 0.42331 | 0 |  | --> | C15 ex WHITESTOWN | Whitestown [T41,T42] | COOKSTOWN |  | 53.2893 | -6.3831
MV/LV Substation AL***332X |  | 10 kV | _ | LV | 630 kVA :Kiosk Substation | 0.63 | --> | 0.63 | 0 | 0 | Constrained,otherwise capacity available =429kVA. | --> | 0.5985 | 0 | 0.013338 | 0.5 | 0 |  | --> | C16 ex WHITESTOWN | Whitestown [T41,T42] | COOKSTOWN |  | 53.2864 | -6.3804
MV/LV Substation AL***333Z |  | 10 kV | _ | LV | 400 kVA :Building Structure | 0.4 | --> | 0.4 | 0 | 0 | Constrained,otherwise capacity available =381kVA. | --> | 0.38 | 0 | 0 | 0.40287 | 0 |  | --> | C14 ex LIFFEY VALLEY | Liffey Valley [T41,T42] | INCHICORE 220KV |  | 53.3523 | -6.4058
MV/LV Substation AL***337 |  | 10 kV | _ | LV | 25 kVA :Pole Substation | 0.025 | --> | 0.025 | 0 | 0 | Constrained,otherwise capacity available =24kVA. | --> | 0.02375 | 0 | 0 | 0.025151 | 0 |  | --> | C15 ex BLAKE | Blake [T41,T42] | BLAKE |  | 53.2859 | -6.8655
MV/LV Substation AL***341Z |  | 10 kV | _ | LV | 400 kVA :Kiosk Substation | 0.4 | --> | 0.4 | 0 | 0 | Constrained,otherwise capacity available =282kVA. | --> | 0.38 | 0 | 0.021489 | 0.41753 | 0 |  | --> | C22 ex MACETOWN | Macetown [T101,T102] | MACETOWN |  | 53.391 | -6.4263
MV/LV Substation AL***341Z |  | 10 kV | _ | LV | 1000 kVA :Building Structure | 1 | --> | 1 | 0 | 0 | Constrained,otherwise capacity available =500kVA. | --> | 0.95 | 0 | 0.025935 | 0.5 | 0 |  | --> | C24 ex UNIDARE | Unidare [T41,T42] | FINGLAS |  | 53.3994 | -6.3055
MV/LV Substation AL***342Z |  | 10 kV | _ | LV | 400 kVA :Kiosk Substation | 0.4 | --> | 0.4 | 0 | 0 | Constrained,otherwise capacity available =320kVA. | --> | 0.38 | 0 | 0.003705 | 0.41197 | 0 |  | --> | C22 ex MACETOWN | Macetown [T101,T102] | MACETOWN |  | 53.3923 | -6.4307
MV/LV Substation AL***343Z |  | 10 kV | _ | LV | 400 kVA :Kiosk Substation | 0.4 | --> | 0.4 | 0 | 0 | Constrained,otherwise capacity available =265kVA. | --> | 0.38 | 0 | 0.016302 | 0.42 | 0 |  | --> | C22 ex MACETOWN | Macetown [T101,T102] | MACETOWN |  | 53.3935 | -6.429
MV/LV Substation AL***351Y |  | 10 kV | _ | LV | 400 kVA :Kiosk Substation | 0.4 | --> | 0.4 | 0 | 0 | Constrained,otherwise capacity available =323kVA. | --> | 0.38 | 0 | 0.003705 | 0.41153 | 0 |  | --> | C12 ex BALLINACURRA | Ballinacurra [T41,T42] | LIMERICK |  | 52.6526 | -8.6473
MV/LV Substation AL***358 |  | 10 kV | _ | LV | 400 kVA :Kiosk Substation | 0.4 | --> | 0.4 | 0 | 0 | Constrained,otherwise capacity available =222kVA. | --> | 0.38 | 0 | 0.02964 | 0.42616 | 0 |  | --> | C20 ex GRANGE (DR) | Grange (dr) [T41,T42] | GRANGE (DR) |  | 53.3964 | -6.1477
MV/LV Substation AL***358Z |  | 10 kV | _ | LV | 400 kVA :Kiosk Substation | 0.4 | --> | 0.4 | 0 | 0 | Constrained,otherwise capacity available =313kVA. | --> | 0.38 | 0 | 0.006669 | 0.413 | 0 |  | --> | C22 ex MACETOWN | Macetown [T101,T102] | MACETOWN |  | 53.3899 | -6.4263
MV/LV Substation AL***359Z |  | 10 kV | _ | LV | 630 kVA :Kiosk Substation | 0.63 | --> | 0.63 | 0 | 0 | Constrained,otherwise capacity available =500kVA. | --> | 0.5985 | 0 | 0 | 0.5 | 0 |  | --> | C14 ex COOLMINE | Coolmine [T41,T42] | FINGLAS |  | 53.3888 | -6.4286
MV/LV Substation AL***361Y |  | 20 kV | _ | LV | 200 kVA :Kiosk Substation | 0.2 | --> | 0.2 | 0 | 0 | Constrained,otherwise capacity available =111kVA. | --> | 0.19 | 0 | 0.033345 | 0.21308 | 0 |  | --> | C17 ex DRYBRIDGE | Drybridge [T41,T42] | DRYBRIDGE |  | 53.7393 | -6.4192
MV/LV Substation AL***364Y |  | 10 kV | _ | LV | 400 kVA :Kiosk Substation | 0.4 | --> | 0.4 | 0 | 0 | Constrained,otherwise capacity available =342kVA. | --> | 0.38 | 0 | 0 | 0.40871 | 0 |  | --> | C17 ex CARRICKMACROSS | Carrickmacross [T41,T42] | MEATH HILL |  | 53.9792 | -6.7104
MV/LV Substation AL***382Y |  | 10 kV | _ | LV | 200 kVA :Kiosk Substation | 0.2 | --> | 0.2 | 0 | 0 | Constrained,otherwise capacity available =190kVA. | --> | 0.19 | 0 | 0 | 0.20151 | 0 |  | --> | C16 ex LEIXLIP | Leixlip [T41,T42] | GRIFFINRATH |  | 53.354 | -6.5082
MV/LV Substation AL***389X |  | 10 kV | _ | LV | 630 kVA :Kiosk Substation | 0.63 | --> | 0.63 | 0 | 0 | Constrained,otherwise capacity available =500kVA. | --> | 0.5985 | 0 | 0 | 0.5 | 0 |  | --> | C13 ex DRUMCONDRA | Drumcondra [T41,T42] | MCDERMOTT |  | 53.3722 | -6.2513
MV/LV Substation AL***391 |  | 10 kV | _ | LV | 25 kVA :Pole Substation | 0.025 | --> | 0.025 | 0.025 | 0.3 |  | --> | 0.02375 | 0 | 0 | 0.025 | 0 |  | --> | C18 ex BANAGHER | Banagher [T41,T42] | DALLOW |  | 53.15 | -7.964
MV/LV Substation AL***4008 |  | 10 kV | _ | LV | 400 kVA :Kiosk Substation | 0.4 | --> | 0.4 | 0.362 | 1.3 |  | --> | 0.38 | 0 | 0 | 0.4 | 0 |  | --> | C26 ex CLIFDEN | Clifden [T41,T42] | SCREEB |  | 53.4885 | -10.0105
MV/LV Substation AL***4013 |  | 10 kV | _ | LV | 400 kVA :Kiosk Substation | 0.4 | --> | 0.4 | 0.398 | 3.3 |  | --> | 0.38 | 0 | 0 | 0.4003 | 0 |  | --> | C12 ex LLOYD | Lloyd [T41,T42] | NAVAN |  | 53.7307 | -6.8899
MV/LV Substation AL***4015 |  | 10 kV | _ | LV | 400 kVA :Kiosk Substation | 0.4 | --> | 0.4 | 0 | 0 | Constrained,otherwise capacity available =398kVA. | --> | 0.38 | 0 | 0.004446 | 0.4003 | 0 |  | --> | C22 ex GREYSTONES | Greystones [T41,T42] | FASSAROE |  | 53.1318 | -6.0717
MV/LV Substation AL***4020 |  | 10 kV | _ | LV | 630 kVA :Kiosk Substation | 0.63 | --> | 0.63 | 0.5 | 1.9 |  | --> | 0.5985 | 0 | 0 | 0.5 | 0 |  | --> | C17 ex FAIRVIEW | Fairview [T41] | MCDERMOTT |  | 53.3624 | -6.2249
MV/LV Substation AL***4027 |  | 20 kV | _ | LV | 400 kVA :Kiosk Substation | 0.4 | --> | 0.4 | 0.36 | 2.5 |  | --> | 0.38 | 0 | 0 | 0.40015 | 0 |  | --> | E11 ex BAGENALSTOWN | Bagenalstown [T421,T422] | CARLOW |  | 52.7032 | -6.956
MV/LV Substation AL***403Y |  | 20 kV | _ | LV | 50 kVA :Pole Substation | 0.05 | --> | 0.05 | 0 | 0 | Constrained,otherwise capacity available =47kVA. | --> | 0.0475 | 0 | 0 | 0.050453 | 0 |  | --> | E18 ex CREAGH | Creagh [T421,T422] | ATHLONE |  | 53.3912 | -8.4793
MV/LV Substation AL***4061 |  | 10 kV | _ | LV | 400 kVA :Kiosk Substation | 0.4 | --> | 0.4 | 0 | 0 | Constrained,otherwise capacity available =400kVA. | --> | 0.38 | 0 | 0 | 0.4 | 0 |  | --> | C24 ex BALLYCOOLIN | Ballycoolin [T41,T42,T43] | FINGLAS |  | 53.4017 | -6.3956
MV/LV Substation AL***4065 |  | 10 kV | _ | LV | 400 kVA :Kiosk Substation | 0.4 | --> | 0.4 | 0 | 0 | Constrained,otherwise capacity available =267kVA. | --> | 0.38 | 0 | 0.004446 | 0.41971 | 0 |  | --> | C28 ex ACADEMY STREET | Academy Street [T421,T422,T44] | NAVAN |  | 53.6512 | -6.691
MV/LV Substation AL***4065 |  | 10 kV | _ | LV | 400 kVA :Kiosk Substation | 0.4 | --> | 0.4 | 0 | 0 | Constrained,otherwise capacity available =361kVA. | --> | 0.38 | 0 | 0.002223 | 0.40588 | 0 |  | --> | C13 ex LOUGHLINSTOWN | Loughlinstown [T41,T42] | CARRICKMINES |  | 53.2514 | -6.1218
MV/LV Substation AL***4069 |  | 10 kV | _ | LV | 400 kVA :Kiosk Substation | 0.4 | --> | 0.4 | 0 | 0 | Constrained,otherwise capacity available =400kVA. | --> | 0.38 | 0 | 0 | 0 | 0 | Constrained,otherwise capacity available =400kW. | --> | C15 ex PORTARLINGTON | Portarlington [T41,T42] | PORTLAOISE |  | 53.1559 | -7.1839
MV/LV Substation AL***4071 |  | 10 kV | _ | LV | 400 kVA :Kiosk Substation | 0.4 | --> | 0.4 | 0.4 | 0.9 |  | --> | 0.38 | 0 | 0 | 0.4 | 0 |  | --> | C16 ex KENMARE | Kenmare [T42] | KNOCKEARAGH |  | 51.8836 | -9.5785
MV/LV Substation AL***4074 |  | 10 kV | _ | LV | 400 kVA :Building Structure | 0.4 | --> | 0.4 | 0 | 0 | Constrained,otherwise capacity available =288kVA. | --> | 0.38 | 0 | 0 | 0.41666 | 0 |  | --> | C25 ex POPPINTREE | Poppintree [T101,T102] | FINGLAS |  | 53.4172 | -6.314
MV/LV Substation AL***4074 |  | 10 kV | _ | LV | 630 kVA :Building Structure | 0.63 | --> | 0.63 | 0 | 0 | Constrained,otherwise capacity available =500kVA. | --> | 0.5985 | 0 | 0 | 0.5 | 0 |  | --> | C11 ex COOLCORCORAN | Coolcorcoran [T41,T42] | KNOCKEARAGH |  | 52.0606 | -9.4944
MV/LV Substation AL***4075 |  | 10 kV | _ | LV | 630 kVA :Kiosk Substation | 0.63 | --> | 0.63 | 0 | 0 | Constrained,otherwise capacity available =500kVA. | --> | 0.5985 | 0 | 0.002964 | 0.5 | 0 |  | --> | C15 ex ENNISTYMON | Ennistymon [T41,T42] | ENNIS |  | 52.9398 | -9.29
MV/LV Substation AL***4080 |  | 10 kV | _ | LV | 400 kVA :Kiosk Substation | 0.4 | --> | 0.4 | 0 | 0 | Constrained,otherwise capacity available =346kVA. | --> | 0.38 | 0 | 0 | 0.40812 | 0 |  | --> | C15 ex TRIM | Trim [T41,T42] | NAVAN |  | 53.5557 | -6.795
MV/LV Substation AL***4082 |  | 10 kV | _ | LV | 400 kVA :Building Structure | 0.4 | --> | 0.4 | 0 | 0 | Constrained,otherwise capacity available =400kVA. | --> | 0.38 | 0 | 0 | 0 | 0 | Constrained,otherwise capacity available =400kW. | --> | C13 ex FERMOY NORTH | Fermoy North [T41,T42] | BARRYMORE |  | 52.1463 | -8.2767
MV/LV Substation AL***4095 |  | 10 kV | _ | LV | 400 kVA :Kiosk Substation | 0.4 | --> | 0.4 | 0 | 0 | Constrained,otherwise capacity available =400kVA. | --> | 0.38 | 0 | 0 | 0.4 | 0 |  | --> | C17 ex GRAIGUENAMANAGH | Graiguenamanagh [T41,T42] | KILKENNY |  | 52.5419 | -6.9578
MV/LV Substation AL***4100 |  | 10 kV | _ | LV | 200 kVA :Kiosk Substation | 0.2 | --> | 0.2 | 0 | 0 | Constrained,otherwise capacity available =200kVA. | --> | 0.19 | 0 | 0 | 0.2 | 0 |  | --> | C12 ex SKIBBEREEN | Skibbereen [T41,T42] | DUNMANWAY |  | 51.5483 | -9.2698
MV/LV Substation AL***4101 |  | 10 kV | _ | LV | 400 kVA :Kiosk Substation | 0.4 | --> | 0.4 | 0.4 | 13.1 |  | --> | 0.38 | 0 | 0 | 0.4 | 0 |  | --> | C17 ex MONREAD | Monread [T101,T102] | MONREAD |  | 53.2393 | -6.6589
MV/LV Substation AL***4108 |  | 10 kV | _ | LV | 400 kVA :Kiosk Substation | 0.4 | --> | 0.4 | 0 | 0 | Constrained,otherwise capacity available =400kVA. | --> | 0.38 | 0 | 0 | 0.4 | 0 |  | --> | C15 ex RIVERSTOWN | Riverstown [T41,T42] | KILBARRY |  | 51.9308 | -8.3907
MV/LV Substation AL***4111 |  | 10 kV | _ | LV | 630 kVA :Kiosk Substation | 0.63 | --> | 0.63 | 0.5 | 5.6 |  | --> | 0.5985 | 0 | 0 | 0.5 | 0 |  | --> | C11 ex KILCOOLE | Kilcoole [T41,T42] | FASSAROE |  | 53.093 | -6.1196
MV/LV Substation AL***4113 |  | 10 kV | _ | LV | 400 kVA :Kiosk Substation | 0.4 | --> | 0.4 | 0 | 0 | Constrained,otherwise capacity available =355kVA. | --> | 0.38 | 0 | 0 | 0.40677 | 0 |  | --> | C13 ex TUAM SOUTH | Tuam South [T42] | CLOON |  | 53.516 | -8.854
MV/LV Substation AL***4115 |  | 10 kV | _ | LV | 200 kVA :Kiosk Substation | 0.2 | --> | 0.2 | 0.062 | 11.9 |  | --> | 0.19 | 0 | 0 | 0.21992 | 0 |  | --> | C22 ex SALTHILL | Salthill [T101,T102] | SALTHILL |  | 53.2704 | -9.0994
MV/LV Substation AL***4117 |  | 20 kV | _ | LV | 630 kVA :Kiosk Substation | 0.63 | --> | 0.63 | 0.5 | 1.6 |  | --> | 0.5985 | 0 | 0 | 0 | 0 | Constrained,otherwise capacity available =500kW. | --> | E17 ex BELMULLET | Belmullet [T421] | BELLACORICK |  | 54.2273 | -9.9891
MV/LV Substation AL***4120 |  | 20 kV | _ | LV | 630 kVA :Kiosk Substation | 0.63 | --> | 0.63 | 0.5 | 1.4 |  | --> | 0.5985 | 0 | 0 | 0.5 | 0 |  | --> | E16 ex CONG | Cong [T421,T422] | CLOON |  | 53.6151 | -9.2259
MV/LV Substation AL***4130 |  | 10 kV | _ | LV | 400 kVA :Building Structure | 0.4 | --> | 0.4 | 0 | 0 | Constrained,otherwise capacity available =400kVA. | --> | 0.38 | 0 | 0 | 0.4 | 0 |  | --> | C16 ex TRAMORE | Tramore [T41,T42] | BUTLERSTOWN |  | 52.1612 | -7.1487
MV/LV Substation AL***4134 |  | 10 kV | _ | LV | 400 kVA :Kiosk Substation | 0.4 | --> | 0.4 | 0 | 0 | Constrained,otherwise capacity available =361kVA. | --> | 0.38 | 0 | 0 | 0.40588 | 0 |  | --> | C17 ex BALLYHAUNIS | Ballyhaunis [T41,T42] | DALTON |  | 53.7636 | -8.7703
MV/LV Substation AL***4140 |  | 10 kV | _ | LV | 400 kVA :Kiosk Substation | 0.4 | --> | 0.4 | 0 | 0 | Constrained,otherwise capacity available =357kVA. | --> | 0.38 | 0 | 0.00741 | 0.40648 | 0 |  | --> | C18 ex LEIXLIP | Leixlip [T41,T42] | GRIFFINRATH |  | 53.3633 | -6.4937
MV/LV Substation AL***4142 |  | 20 kV | _ | LV | 400 kVA :Kiosk Substation | 0.4 | --> | 0.4 | 0.4 | 1.8 |  | --> | 0.38 | 0 | 0 | 0.4 | 0 |  | --> | E12 ex BIRDHILL | Birdhill [T421,T422] | ARDNACRUSHA |  | 52.8048 | -8.4413
MV/LV Substation AL***4144 |  | 20 kV | _ | LV | 400 kVA :Building Structure | 0.4 | --> | 0.4 | 0 | 0 | Constrained,otherwise capacity available =400kVA. | --> | 0.38 | 0 | 0 | 0.4 | 0 |  | --> | E15 ex GURRANEBANE | Gurranebane [T421,T422] | OUGHTRAGH |  | 51.9457 | -10.2294
MV/LV Substation AL***4145 |  | 10 kV | _ | LV | 200 kVA :Kiosk Substation | 0.2 | --> | 0.2 | 0.036794 | 0 | Constrained,otherwise capacity available =121kVA. | --> | 0.19 | 0 | 0 | 0.2 | 0 |  | --> | C19 ex CALLAN | Callan [T41,T42] | KILKENNY |  | 52.5447 | -7.3946
MV/LV Substation AL***4147 |  | 10 kV | _ | LV | 200 kVA :Kiosk Substation | 0.2 | --> | 0.2 | 0.2 | 5.8 |  | --> | 0.19 | 0 | 0 | 0.2 | 0 |  | --> | C11 ex OAKFIELD | Oakfield [T41,T42] | SLIGO |  | 54.2684 | -8.4828
MV/LV Substation AL***4152 |  | 10 kV | _ | LV | 400 kVA :Kiosk Substation | 0.4 | --> | 0.4 | 0.398 | 9.5 |  | --> | 0.38 | 0 | 0 | 0.4003 | 0 |  | --> | C11 ex BANDON | Bandon [T101,T42] | BANDON |  | 51.746 | -8.7311
MV/LV Substation AL***4156 |  | 10 kV | _ | LV | 1000 kVA :Building Structure | 1 | --> | 1 | 0.5 | 9.1 |  | --> | 0.95 | 0 | 0 | 0.5 | 0 |  | --> | C27 ex CENTRE PARK ROAD | Marina [T105,T106] | MARINA |  | 51.8976 | -8.4632
MV/LV Substation AL***4157 |  | 10 kV | _ | LV | 1000 kVA :Building Structure | 1 | --> | 1 | 0.5 | 9.1 |  | --> | 0.95 | 0 | 0 | 0.5 | 0 |  | --> | C27 ex CENTRE PARK ROAD | Marina [T105,T106] | MARINA |  | 51.8977 | -8.4633
MV/LV Substation AL***415Z |  | 10 kV | _ | LV | 400 kVA :Kiosk Substation | 0.4 | --> | 0.4 | 0.373 | 4.9 |  | --> | 0.38 | 0 | 0 | 0.40408 | 0 |  | --> | C19 ex COOLOCK | Coolock [T41,T42] | FINGLAS |  | 53.3768 | -6.1782
MV/LV Substation AL***4165 |  | 10 kV | _ | LV | 400 kVA :Kiosk Substation | 0.4 | --> | 0.4 | 0 | 0 | Constrained,otherwise capacity available =353kVA. | --> | 0.38 | 0 | 0 | 0.40707 | 0 |  | --> | C16 ex GRANGE (SR) | Grange (sr) [T41,T42] | BUTLERSTOWN |  | 52.2465 | -7.086
MV/LV Substation AL***4166 |  | 20 kV | _ | LV | 200 kVA :Pole Substation | 0.2 | --> | 0.2 | 0 | 0 | Constrained,otherwise capacity available =165kVA. | --> | 0.19 | 0 | 0 | 0 | 0 | Constrained,otherwise capacity available =205.2kW. | --> | E13 ex ABBEYLEIX | Abbeyleix [T422] | PORTLAOISE |  | 52.9142 | -7.3684
MV/LV Substation AL***4168 |  | 10 kV | _ | LV | 400 kVA :Kiosk Substation | 0.4 | --> | 0.4 | 0 | 0 | Constrained,otherwise capacity available =360kVA. | --> | 0.38 | 0 | 0 | 0.40603 | 0 |  | --> | C17 ex STICKILLEN | Stickillen [T41,T42] | DRYBRIDGE |  | 53.8552 | -6.5414
MV/LV Substation AL***416X |  | 10 kV | _ | LV | 200 kVA :Kiosk Substation | 0.2 | --> | 0.2 | 0 | 0 | Constrained,otherwise capacity available =97kVA. | --> | 0.19 | 0 | 0 | 0.21506 | 0 |  | --> | C22 ex OLDBAWN | Oldbawn [T41,T42] | COOKSTOWN |  | 53.2721 | -6.3558
MV/LV Substation AL***4170 |  | 10 kV | _ | LV | 400 kVA :Kiosk Substation | 0.4 | --> | 0.4 | 0 | 0 | Constrained,otherwise capacity available =362kVA. | --> | 0.38 | 0 | 0 | 0.40573 | 0 |  | --> | C22 ex MACETOWN | Macetown [T101,T102] | MACETOWN |  | 53.3902 | -6.4284
MV/LV Substation AL***417X |  | 10 kV | _ | LV | 400 kVA :Kiosk Substation | 0.4 | --> | 0.4 | 0 | 0 | Constrained,otherwise capacity available =252kVA. | --> | 0.38 | 0 | 0.001482 | 0.42187 | 0 |  | --> | C22 ex OLDBAWN | Oldbawn [T41,T42] | COOKSTOWN |  | 53.2724 | -6.3519
MV/LV Substation AL***418X |  | 10 kV | _ | LV | 400 kVA :Kiosk Substation | 0.4 | --> | 0.4 | 0 | 0 | Constrained,otherwise capacity available =318kVA. | --> | 0.38 | 0 | 0.003705 | 0.41226 | 0 |  | --> | C22 ex OLDBAWN | Oldbawn [T41,T42] | COOKSTOWN |  | 53.2744 | -6.3542
MV/LV Substation AL***4193 |  | 10 kV | _ | LV | 630 kVA :Kiosk Substation | 0.63 | --> | 0.63 | 0.5 | 12.2 |  | --> | 0.5985 | 0 | 0 | 0.5 | 0 |  | --> | C21 ex BALLYBEG | Ballybeg [T101,T102] | CARRICKMINES |  | 52.9956 | -6.0785
MV/LV Substation AL***4197 |  | 10 kV | _ | LV | 630 kVA :Building Structure | 0.63 | --> | 0.63 | 0.5 | 9.1 |  | --> | 0.5985 | 0 | 0 | 0.5 | 0 |  | --> | C14 ex ARDNAREE | Ardnaree [T42,T421] | MOY |  | 54.1136 | -9.1581
MV/LV Substation AL***4201 |  | 10 kV | _ | LV | 1000 kVA :Building Structure | 1 | --> | 1 | 0.5 | 1.5 |  | --> | 0.95 | 0 | 0 | 0.5 | 0 |  | --> | C20 ex MONKSTOWN | Monkstown [T41,T42] | BLACKROCK |  | 53.3022 | -6.1907
MV/LV Substation AL***4218 |  | 10 kV | _ | LV | 400 kVA :Kiosk Substation | 0.4 | --> | 0.4 | 0 | 0 | Constrained,otherwise capacity available =357kVA. | --> | 0.38 | 0 | 0 | 0 | 0 | Constrained,otherwise capacity available =403.6kW. | --> | C13 ex ROSCREA | Roscrea [T41,T42] | IKERRIN |  | 52.9571 | -7.801
MV/LV Substation AL***4222 |  | 10 kV | _ | LV | 400 kVA :Kiosk Substation | 0.4 | --> | 0.4 | 0 | 0 | Constrained,otherwise capacity available =400kVA. | --> | 0.38 | 0 | 0 | 0.4 | 0 |  | --> | C16 ex CLONAKILTY | Clonakilty [T41,T42] | DUNMANWAY |  | 51.6207 | -8.8846
MV/LV Substation AL***4223 |  | 10 kV | _ | LV | 630 kVA :Building Structure | 0.63 | --> | 0.63 | 0.5 | 1.5 |  | --> | 0.5985 | 0 | 0 | 0.5 | 0 |  | --> | C20 ex MONKSTOWN | Monkstown [T41,T42] | BLACKROCK |  | 53.3021 | -6.1906
MV/LV Substation AL***4230 |  | 10 kV | _ | LV | 400 kVA :Kiosk Substation | 0.4 | --> | 0.4 | 0.319 | 5.9 |  | --> | 0.38 | 0 | 0 | 0.40076 | 0 |  | --> | C20 ex CASHEL | Cashel [T41,T42] | CAHIR |  | 52.5149 | -7.8887
MV/LV Substation AL***4234 |  | 20 kV | _ | LV | 630 kVA :Kiosk Substation | 0.63 | --> | 0.63 | 0 | 0 | Constrained,otherwise capacity available =500kVA. | --> | 0.5985 | 0 | 0 | 0.5 | 0 |  | --> | E18 ex CREAGH | Creagh [T421,T422] | ATHLONE |  | 53.4695 | -8.495
MV/LV Substation AL***4251 |  | 10 kV | _ | LV | 400 kVA :Building Structure | 0.4 | --> | 0.4 | 0.189 | 3.5 |  | --> | 0.38 | 0 | 0 | 0.43082 | 0 |  | --> | C19 ex DUNDALK | Dundalk [T41,T42] | DUNDALK |  | 53.9925 | -6.4151
MV/LV Substation AL***4255 |  | 10 kV | _ | LV | 400 kVA :Kiosk Substation | 0.4 | --> | 0.4 | 0 | 0 | Constrained,otherwise capacity available =400kVA. | --> | 0.38 | 0 | 0 | 0.4 | 0 |  | --> | C16 ex DERRYCRAMPH | Derrycramph [T41,T42] | SHANKILL |  | 53.9849 | -7.3503
MV/LV Substation AL***4283 |  | 20 kV | _ | LV | 400 kVA :Building Structure | 0.4 | --> | 0.4 | 0 | 0 | Constrained,otherwise capacity available =400kVA. | --> | 0.38 | 0 | 0 | 0.4 | 0 |  | --> | E17 ex BALTRASNA | Baltrasna [T121,T122] | BALTRASNA |  | 53.5124 | -6.5376
MV/LV Substation AL***4306 |  | 10 kV | _ | LV | 400 kVA :Building Structure | 0.4 | --> | 0.4 | 0 | 0 | Constrained,otherwise capacity available =394kVA. | --> | 0.38 | 0 | 0 | 0.40091 | 0 |  | --> | C13 ex DOUGLAS | Douglas [T41,T42] | TRABEG |  | 51.8781 | -8.4346
MV/LV Substation AL***4323 |  | 10 kV | _ | LV | 400 kVA :Building Structure | 0.4 | --> | 0.4 | 0 | 0 | Constrained,otherwise capacity available =366kVA. | --> | 0.38 | 0 | 0 | 0.40513 | 0 |  | --> | C16 ex ATHENRY | Athenry [T41,T42] | GALWAY 110KV |  | 53.2971 | -8.749
MV/LV Substation AL***434X |  | 10 kV | _ | LV | 630 kVA :Building Structure | 0.63 | --> | 0.63 | 0.5 | 14.2 |  | --> | 0.5985 | 0 | 0 | 0.5 | 0 |  | --> | C22 ex COOKSTOWN | Cookstown [T101,T102] | CARRICKMINES |  | 53.299 | -6.3732
MV/LV Substation AL***4392 |  | 10 kV | _ | LV | 200 kVA :Kiosk Substation | 0.2 | --> | 0.2 | 0 | 0 | Constrained,otherwise capacity available =133kVA. | --> | 0.19 | 0 | 0.008892 | 0.20993 | 0 |  | --> | C17 ex BALLINDERRY | Ballinderry [T41,T422] | MULLINGAR |  | 53.526 | -7.3198
MV/LV Substation AL***4398 |  | 10 kV | _ | LV | 400 kVA :Kiosk Substation | 0.4 | --> | 0.4 | 0.338 | 3.3 |  | --> | 0.38 | 0 | 0.001482 | 0.40931 | 0 |  | --> | C17 ex GLEBE | Glebe [T41,T42] | RICHMOND |  | 53.7174 | -7.7838
MV/LV Substation AL***4422 |  | 10 kV | _ | LV | 630 kVA :Building Structure | 0.63 | --> | 0.63 | 0 | 0 | Constrained,otherwise capacity available =500kVA. | --> | 0.5985 | 0 | 0 | 0.5 | 0 |  | --> | C19 ex CLONMINCH | Clonminch [T41,T422] | THORNSBERRY |  | 53.2775 | -7.4928
MV/LV Substation AL***4429 |  | 10 kV | _ | LV | 400 kVA :Building Structure | 0.4 | --> | 0.4 | 0 | 0 | Constrained,otherwise capacity available =361kVA. | --> | 0.38 | 0 | 0 | 0.40588 | 0 |  | --> | C19 ex KILMONEY | Kilmoney [T41,T42] | TRABEG |  | 51.8149 | -8.3959
MV/LV Substation AL***449 |  | 20 kV | _ | LV | 400 kVA :Kiosk Substation | 0.4 | --> | 0.4 | 0.319 | 0.9 |  | --> | 0.38 | 0 | 0.00741 | 0 | 0 | Constrained,otherwise capacity available =412.1kW. | --> | E11 ex CASTLETOWNBERE | Castletownbere [T421] | BALLYLICKY |  | 51.6412 | -10.0436
MV/LV Substation AL***4504 |  | 20 kV | _ | LV | 200 kVA :Pole Substation | 0.2 | --> | 0.2 | 0 | 0 | Constrained,otherwise capacity available =200kVA. | --> | 0.19 | 0 | 0 | 0.2 | 0 |  | --> | E19 ex EDENDERRY | Edenderry [T421,T422] | BLAKE |  | 53.4529 | -7.0995
MV/LV Substation AL***4561 |  | 20 kV | _ | LV | 630 kVA :Kiosk Substation | 0.63 | --> | 0.63 | 0 | 0 | Constrained,otherwise capacity available =500kVA. | --> | 0.5985 | 0 | 0 | 0.5 | 0 |  | --> | E13 ex BALTINGLASS | Baltinglass [T421,T422] | STRATFORD |  | 52.9329 | -6.7091
MV/LV Substation AL***470 |  | 10 kV | _ | LV | 200 kVA :Kiosk Substation | 0.2 | --> | 0.2 | 0.14262 | 0.1 | Constrained,otherwise capacity available =184kVA. | --> | 0.19 | 0 | 0.012597 | 0.20241 | 0 |  | --> | C16 ex CARRIGLAWN | Carriglawn [T41,T42] | WEXFORD |  | 52.3502 | -6.4915
MV/LV Substation AL***471Y |  | 10 kV | _ | LV | 50 kVA :Pole Substation | 0.05 | --> | 0.05 | 0.047 | 3.1 |  | --> | 0.0475 | 0 | 0 | 0.050453 | 0 |  | --> | C11 ex BELLFIELD | Bellfield [T41,T42] | CRANE |  | 52.5053 | -6.5889
MV/LV Substation AL***473X |  | 20 kV | _ | LV | 50 kVA :Pole Substation | 0.05 | --> | 0.05 | 0.042 | 1.6 |  | --> | 0.0475 | 0 | 0 | 0.0512 | 0 |  | --> | C16 ex CURRA | Curra [T41] | SOMERSET |  | 53.0476 | -8.4016
MV/LV Substation AL***474Z |  | 10 kV | _ | LV | 400 kVA :Kiosk Substation | 0.4 | --> | 0.4 | 0 | 0 | Constrained,otherwise capacity available =274kVA. | --> | 0.38 | 0 | 0.051129 | 0.41869 | 0 |  | --> | C17 ex CELBRIDGE | Celbridge [T41,T42] | GRIFFINRATH |  | 53.3506 | -6.5455
MV/LV Substation AL***490X |  | 20 kV | _ | LV | 100 kVA :Pole Substation | 0.1 | --> | 0.1 | 0.082 | 2.2 |  | --> | 0.095 | 0 | 0.003705 | 0.1027 | 0 |  | --> | E11 ex CLOONBANNIN | Cloonbannin [T421] | GLENLARA |  | 52.058 | -9.0509
MV/LV Substation AL***492Y |  | 10 kV | _ | LV | 400 kVA :Kiosk Substation | 0.4 | --> | 0.4 | 0.309 | 6 |  | --> | 0.38 | 0 | 0.021489 | 0.41359 | 0 |  | --> | C18 ex TRABEG | Trabeg [T101,T102] | TRABEG |  | 51.8724 | -8.4499
MV/LV Substation AL***492Z |  | 10 kV | _ | LV | 25 kVA :Pole Substation | 0.025 | --> | 0.025 | 0 | 0 | Constrained,otherwise capacity available =24kVA. | --> | 0.02375 | 0 | 0 | 0.025151 | 0 |  | --> | C16 ex TUAM NORTH | Tuam North [T41,T42] | CLOON |  | 53.5066 | -8.8828
MV/LV Substation AL***508X |  | 10 kV | _ | LV | 400 kVA :Building Structure | 0.4 | --> | 0.4 | 0 | 0 | Constrained,otherwise capacity available =382kVA. | --> | 0.38 | 0 | 0 | 0.40272 | 0 |  | --> | C22 ex BALLYMOUNT | Ballymount [T41,T42] | INCHICORE 220KV |  | 53.313 | -6.3599
MV/LV Substation AL***508X |  | 20 kV | _ | LV | 50 kVA :Pole Substation | 0.05 | --> | 0.05 | 0 | 0 | Constrained,otherwise capacity available =37kVA. | --> | 0.0475 | 0 | 0.002964 | 0.051937 | 0 |  | --> | E18 ex CREAGH | Creagh [T421,T422] | ATHLONE |  | 53.3812 | -8.4863
MV/LV Substation AL***522X |  | 10 kV | _ | LV | 400 kVA :Building Structure | 0.4 | --> | 0.4 | 0 | 0 | Constrained,otherwise capacity available =400kVA. | --> | 0.38 | 0 | 0 | 0.4 | 0 |  | --> | C17 ex INCHICORE NORTH | Inchicore North [T41] | INCHICORE 220KV |  | 53.3344 | -6.3429
MV/LV Substation AL***523X |  | 10 kV | _ | LV | 100 kVA :Pole Substation | 0.1 | --> | 0.1 | 0.099 | 4.2 |  | --> | 0.095 | 0 | 0 | 0.10015 | 0 |  | --> | C22 ex NEWMARKET (SR) | Newmarket (sr) [T41,T42] | GLENLARA |  | 52.1927 | -8.969
MV/LV Substation AL***525 |  | 10 kV | _ | LV | 200 kVA :Kiosk Substation | 0.2 | --> | 0.2 | 0.098 | 1.5 |  | --> | 0.19 | 0 | 0.003705 | 0.21492 | 0 |  | --> | C19 ex MONKSTOWN | Monkstown [T41,T42] | BLACKROCK |  | 53.2965 | -6.1673
MV/LV Substation AL***535Y |  | 10 kV | _ | LV | 630 kVA :Building Structure | 0.63 | --> | 0.63 | 0.5 | 0.8 |  | --> | 0.5985 | 0 | 0 | 0.5 | 0 |  | --> | C14 ex MANOR STREET | Manor Street [T41,T42] | WATERFORD |  | 52.2545 | -7.11
MV/LV Substation AL***540Z |  | 10 kV | _ | LV | 400 kVA :Kiosk Substation | 0.4 | --> | 0.4 | 0 | 0 | Constrained,otherwise capacity available =366kVA. | --> | 0.38 | 0 | 0.035568 | 0.40513 | 0 |  | --> | C39 ex COLLEGE PARK | College Park [T101,T102,T103] | COLLEGE PARK |  | 53.4344 | -6.3775
MV/LV Substation AL***548 |  | 10 kV | _ | LV | 50 kVA :Pole Substation | 0.05 | --> | 0.05 | 0.03 | 0.2 |  | --> | 0.0475 | 0 | 0.004446 | 0 | 0 | Constrained,otherwise capacity available =52.9kW. | --> | E17 ex BEALISTOWN | Bealistown [T421,T422] | GREAT ISLAND |  | 52.1744 | -6.8799
MV/LV Substation AL***548Z |  | 10 kV | _ | LV | 200 kVA :Kiosk Substation | 0.2 | --> | 0.2 | 0 | 0 | Constrained,otherwise capacity available =167kVA. | --> | 0.19 | 0 | 0.002223 | 0 | 0 | Constrained,otherwise capacity available =204.9kW. | --> | C18 ex KNOCKMULLEN | Knockmullen [T42,T421] | GREAT ISLAND |  | 52.3875 | -6.9515
MV/LV Substation AL***552X |  | 10 kV | _ | LV | 1000 kVA :Building Structure | 1 | --> | 1 | 0.5 | 3.3 |  | --> | 0.95 | 0 | 0 | 0.5 | 0 |  | --> | C12 ex PEMBROKE | Pembroke [T41,T42,T43,T44] | RINGSEND |  | 53.3393 | -6.2338
MV/LV Substation AL***569X |  | 20 kV | _ | LV | 200 kVA :Kiosk Substation | 0.2 | --> | 0.2 | 0.188 | 8.5 |  | --> | 0.19 | 0 | 0 | 0 | 0 | Constrained,otherwise capacity available =201.8kW. | --> | E14 ex ARIGNA | Arigna [T121] | ARIGNA |  | 54.0423 | -8.0371
MV/LV Substation AL***580 |  | 10 kV | _ | LV | 50 kVA :Pole Substation | 0.05 | --> | 0.05 | 0.029 | 5.6 |  | --> | 0.0475 | 0 | 0.00741 | 0.053092 | 0 |  | --> | C14 ex KILCOOLE | Kilcoole [T41,T42] | FASSAROE |  | 53.113 | -6.1258
MV/LV Substation AL***598X |  | 10 kV | _ | LV | 50 kVA :Pole Substation | 0.05 | --> | 0.05 | 0 | 0 | Constrained,otherwise capacity available =45kVA. | --> | 0.0475 | 0 | 0 | 0.050753 | 0 |  | --> | C30 ex ACADEMY STREET | Academy Street [T421,T422,T44] | NAVAN |  | 53.647 | -6.6426
MV/LV Substation AL***607Z |  | 10 kV | _ | LV | 1000 kVA :Building Structure | 1 | --> | 1 | 0 | 0 | Constrained,otherwise capacity available =500kVA. | --> | 0.95 | 0 | 0 | 0.5 | 0 |  | --> | C17 ex NAAS | Naas [T41,T42] | KILTEEL |  | 53.2133 | -6.6951
MV/LV Substation AL***617 |  | 10 kV | _ | LV | 630 kVA :Kiosk Substation | 0.63 | --> | 0.63 | 0 | 0 | Constrained,otherwise capacity available =484kVA. | --> | 0.5985 | 0 | 0.025194 | 0.5 | 0 |  | --> | C14 ex COOLMINE | Coolmine [T41,T42] | FINGLAS |  | 53.3872 | -6.428
MV/LV Substation AL***629X |  | 10 kV | _ | LV | 50 kVA :Pole Substation | 0.05 | --> | 0.05 | 0 | 0 | Constrained,otherwise capacity available =31kVA. | --> | 0.0475 | 0 | 0.002964 | 0.052806 | 0 |  | --> | C16 ex LUCAN EAST | Lucan East [T41,T42] | GRANGE CASTLE |  | 53.3725 | -6.4494
MV/LV Substation AL***634X |  | 20 kV | _ | LV | 50 kVA :Pole Substation | 0.05 | --> | 0.05 | 0.04 | 2 |  | --> | 0.0475 | 0 | 0 | 0 | 0 | Constrained,otherwise capacity available =51.5kW. | --> | E11 ex RATHKEALE | Rathkeale [T421,T422] | RATHKEALE |  | 52.5629 | -8.9753
MV/LV Substation AL***652 |  | 10 kV | _ | LV | 50 kVA :Pole Substation | 0.05 | --> | 0.05 | 0 | 0 | Constrained,otherwise capacity available =44kVA. | --> | 0.0475 | 0 | 0.008151 | 0.050903 | 0 |  | --> | C13 ex MORNINGTON ROAD | Mornington Road [T41,T42] | DRYBRIDGE |  | 53.7196 | -6.3081
MV/LV Substation AL***653 |  | 20 kV | _ | LV | 50 kVA :Pole Substation | 0.05 | --> | 0.05 | 0.049 | 2 |  | --> | 0.0475 | 0 | 0 | 0.050152 | 0 |  | --> | E16 ex MOHILL | Mohill [T421,T422] | CARRICK ON SHANNON |  | 53.9117 | -8.0021
MV/LV Substation AL***654Y |  | 20 kV | _ | LV | 50 kVA :Pole Substation | 0.05 | --> | 0.05 | 0 | 0 | Constrained,otherwise capacity available =47kVA. | --> | 0.0475 | 0 | 0 | 0.050453 | 0 |  | --> | C17 ex CLONES | Clones [T41,T42] | SHANKILL |  | 54.1795 | -7.2181
MV/LV Substation AL***655Z |  | 10 kV | _ | LV | 200 kVA :Kiosk Substation | 0.2 | --> | 0.2 | 0 | 0 | Constrained,otherwise capacity available =130kVA. | --> | 0.19 | 0 | 0.003705 | 0.21036 | 0 |  | --> | C17 ex SALLINS | Sallins [T41,T42] | GRIFFINRATH |  | 53.2897 | -6.6789
MV/LV Substation AL***664X |  | 10 kV | _ | LV | 630 kVA :Building Structure | 0.63 | --> | 0.63 | 0 | 0 | Constrained,otherwise capacity available =500kVA. | --> | 0.5985 | 0 | 0.003705 | 0.5 | 0 |  | --> | C20 ex GLOUCESTER PLACE | Gloucester Place [T41,T42] | MCDERMOTT |  | 53.3552 | -6.247
MV/LV Substation AL***689Y |  | 10 kV | _ | LV | 100 kVA :Pole Substation | 0.1 | --> | 0.1 | 0 | 0 | Constrained,otherwise capacity available =73kVA. | --> | 0.095 | 0 | 0 | 0.10402 | 0 |  | --> | C17 ex CARRICKMACROSS | Carrickmacross [T41,T42] | MEATH HILL |  | 53.981 | -6.7108
MV/LV Substation AL***694Z |  | 10 kV | _ | LV | 100 kVA :Pole Substation | 0.1 | --> | 0.1 | 0 | 0 | Constrained,otherwise capacity available =68kVA. | --> | 0.095 | 0 | 0.004446 | 0.10475 | 0 |  | --> | C18 ex BLAKE | Blake [T41,T42] | BLAKE |  | 53.2465 | -6.8447
MV/LV Substation AL***703X |  | 10 kV | _ | LV | 630 kVA :Kiosk Substation | 0.63 | --> | 0.63 | 0 | 0 | Constrained,otherwise capacity available =500kVA. | --> | 0.5985 | 0 | 0 | 0 | 0 | Constrained,otherwise capacity available =500kW. | --> | C22 ex KNOCKAPHUNTA | Knockaphunta [T41,T42] | CASTLEBAR |  | 53.8539 | -9.3046
MV/LV Substation AL***722 |  | 10 kV | _ | LV | 200 kVA :Pole Substation | 0.2 | --> | 0.2 | 0.177 | 3.7 |  | --> | 0.19 | 0 | 0.008151 | 0.20346 | 0 |  | --> | C15 ex KILFLYNN | Kilflynn [T41,T42] | TRALEE |  | 52.2941 | -9.6661
MV/LV Substation AL***734X |  | 10 kV | _ | LV | 630 kVA :Kiosk Substation | 0.63 | --> | 0.63 | 0 | 0 | Constrained,otherwise capacity available =467kVA. | --> | 0.5985 | 0 | 0 | 0.5 | 0 |  | --> | C14 ex OLDBAWN | Oldbawn [T41,T42] | COOKSTOWN |  | 53.2845 | -6.378
MV/LV Substation AL***739Z |  | 20 kV | _ | LV | 400 kVA :Kiosk Substation | 0.4 | --> | 0.4 | 0.152 | 0.4 |  | --> | 0.38 | 0 | 0.024453 | 0.43598 | 0 |  | --> | E15 ex TULLOW | Tullow [T421,T422] | CARLOW |  | 52.8041 | -6.7337
MV/LV Substation AL***770Z |  | 10 kV | _ | LV | 200 kVA :Kiosk Substation | 0.2 | --> | 0.2 | 0 | 0 | Constrained,otherwise capacity available =148kVA. | --> | 0.19 | 0 | 0.011115 | 0.20775 | 0 |  | --> | C17 ex SALLINS | Sallins [T41,T42] | GRIFFINRATH |  | 53.2879 | -6.6807
MV/LV Substation AL***772X |  | 10 kV | _ | LV | 630 kVA :Kiosk Substation | 0.63 | --> | 0.63 | 0.474 | 11.9 |  | --> | 0.5985 | 0 | 0 | 0.5 | 0 |  | --> | C26 ex SALTHILL | Salthill [T101,T102] | SALTHILL |  | 53.2682 | -9.1003
MV/LV Substation AL***783 |  | 20 kV | _ | LV | 200 kVA :Pole Substation | 0.2 | --> | 0.2 | 0.188 | 0.4 |  | --> | 0.19 | 0 | 0 | 0.20181 | 0 |  | --> | E13 ex TULLOW | Tullow [T421,T422] | CARLOW |  | 52.7339 | -6.7216
MV/LV Substation AL***784Y |  | 10 kV | _ | LV | 400 kVA :Kiosk Substation | 0.4 | --> | 0.4 | 0 | 0 | Constrained,otherwise capacity available =330kVA. | --> | 0.38 | 0 | 0.017784 | 0.41049 | 0 |  | --> | C15 ex LOUGHTAGALLA | Loughtagalla [T41,T42] | THURLES |  | 52.6799 | -7.8013
MV/LV Substation AL***788X |  | 10 kV | _ | LV | 400 kVA :Building Structure | 0.4 | --> | 0.4 | 0.4 | 9.5 |  | --> | 0.38 | 0 | 0 | 0.4 | 0 |  | --> | C20 ex BANDON | Bandon [T101,T42] | BANDON |  | 51.7445 | -8.796
MV/LV Substation AL***792Y |  | 20 kV | _ | LV | 200 kVA :Kiosk Substation | 0.2 | --> | 0.2 | 0 | 0 | Constrained,otherwise capacity available =152kVA. | --> | 0.19 | 0 | 0.003705 | 0.20716 | 0 |  | --> | E13 ex BALTINGLASS | Baltinglass [T421,T422] | STRATFORD |  | 52.9339 | -6.6925
MV/LV Substation AL***793 |  | 10 kV | _ | LV | 200 kVA :Kiosk Substation | 0.2 | --> | 0.2 | 0.124 | 1.2 |  | --> | 0.19 | 0 | 0.003705 | 0.21122 | 0 |  | --> | C16 ex SALLYNOGGIN ROAD | Sallynoggin Road [T41,T42] | CHERRYWOOD |  | 53.279 | -6.1298
MV/LV Substation AL***815 |  | 10 kV | _ | LV | 1000 kVA :Building Structure | 1 | --> | 1 | 0.5 | 3 |  | --> | 0.95 | 0 | 0 | 0.5 | 0 |  | --> | C14 ex GREENHILLS | Greenhills [T42] | INCHICORE 220KV |  | 53.3254 | -6.3366
MV/LV Substation AL***824X |  | 10 kV | _ | LV | 1000 kVA :Building Structure | 1 | --> | 1 | 0.5 | 7 |  | --> | 0.95 | 0 | 0 | 0.5 | 0 |  | --> | C39 ex NORTH QUAYS | North Quays [T101,T102,T103] | POOLBEG |  | 53.3534 | -6.2316
MV/LV Substation AL***836Y |  | 10 kV | _ | LV | 200 kVA :Kiosk Substation | 0.2 | --> | 0.2 | 0.178 | 8.2 |  | --> | 0.19 | 0 | 0 | 0.20331 | 0 |  | --> | C12 ex MOUNT MISERY | Mount Misery [T41,T42] | WATERFORD |  | 52.2724 | -7.0902
MV/LV Substation AL***838 |  | 10 kV | _ | LV | 630 kVA :Building Structure | 0.63 | --> | 0.63 | 0.5 | 8.1 |  | --> | 0.5985 | 0 | 0 | 0.5 | 0 |  | --> | C16 ex MILLTOWN (DR) | Milltown (dr) [T101,T102] | INCHICORE 220KV |  | 53.3098 | -6.2515
MV/LV Substation AL***840Z |  | 10 kV | _ | LV | 400 kVA :Kiosk Substation | 0.4 | --> | 0.4 | 0 | 0 | Constrained,otherwise capacity available =288kVA. | --> | 0.38 | 0 | 0.006669 | 0.41666 | 0 |  | --> | C17 ex SALLINS | Sallins [T41,T42] | GRIFFINRATH |  | 53.2897 | -6.6749
MV/LV Substation AL***884Z |  | 10 kV | _ | LV | 200 kVA :Kiosk Substation | 0.2 | --> | 0.2 | 0.165 | 13.1 |  | --> | 0.19 | 0 | 0.010374 | 0.20525 | 0 |  | --> | C17 ex MONREAD | Monread [T101,T102] | MONREAD |  | 53.2343 | -6.6629
MV/LV Substation AL***887X |  | 10 kV | _ | LV | 1000 kVA :Building Structure | 1 | --> | 1 | 0.5 | 3.3 |  | --> | 0.95 | 0 | 0 | 0.5 | 0 |  | --> | C12 ex PEMBROKE | Pembroke [T41,T42,T43,T44] | RINGSEND |  | 53.3393 | -6.2339
MV/LV Substation AL***892X |  | 10 kV | _ | LV | 400 kVA :Kiosk Substation | 0.4 | --> | 0.4 | 0.388 | 4.5 |  | --> | 0.38 | 0 | 0 | 0.40182 | 0 |  | --> | C11 ex MALLOW | Mallow [T41,T42] | MALLOW |  | 52.127 | -8.6433
MV/LV Substation AL***894 |  | 10 kV | _ | LV | 630 kVA :Kiosk Substation | 0.63 | --> | 0.63 | 0.439 | 14.2 |  | --> | 0.5985 | 0 | 0.028899 | 0.5 | 0 |  | --> | C22 ex COOKSTOWN | Cookstown [T101,T102] | CARRICKMINES |  | 53.2969 | -6.3855
MV/LV Substation AL***909X |  | 10 kV | _ | LV | 400 kVA :Building Structure | 0.4 | --> | 0.4 | 0 | 0 | Constrained,otherwise capacity available =400kVA. | --> | 0.38 | 0 | 0 | 0.4 | 0 |  | --> | C19 ex BELGARD | Belgard [T41,T42] | COOKSTOWN |  | 53.2962 | -6.3612
MV/LV Substation AL***909X |  | 20 kV | _ | LV | 50 kVA :Pole Substation | 0.05 | --> | 0.05 | 0 | 0 | Constrained,otherwise capacity available =26kVA. | --> | 0.0475 | 0 | 0 | 0.053518 | 0 |  | --> | E18 ex DALTON | Dalton [T421,T422] | DALTON |  | 53.6687 | -8.9528
MV/LV Substation AL***917X |  | 20 kV | _ | LV | 50 kVA :Pole Substation | 0.05 | --> | 0.05 | 0 | 0 | Constrained,otherwise capacity available =50kVA. | --> | 0.0475 | 0 | 0 | 0.05 | 0 |  | --> | E20 ex GARRANACANTY | Garranacanty [T421,T422] | TIPPERARY |  | 52.5161 | -8.0796
MV/LV Substation AL***929X |  | 10 kV | _ | LV | 400 kVA :Kiosk Substation | 0.4 | --> | 0.4 | 0 | 0 | Constrained,otherwise capacity available =399kVA. | --> | 0.38 | 0 | 0 | 0.40015 | 0 |  | --> | C16 ex GORT | Gort [T41,T42] | ENNIS |  | 53.0655 | -8.817
MV/LV Substation AL***936 |  | 20 kV | _ | LV | 50 kVA :Pole Substation | 0.05 | --> | 0.05 | 0.044 | 1.9 |  | --> | 0.0475 | 0 | 0 | 0 | 0 | Constrained,otherwise capacity available =50.9kW. | --> | E17 ex CREESLOUGH | Creeslough [T421] | ARDNAGAPPARY |  | 55.1696 | -7.9033
MV/LV Substation AL***953 |  | 10 kV | _ | LV | 100 kVA :Pole Substation | 0.1 | --> | 0.1 | 0 | 0 | Constrained,otherwise capacity available =58kVA. | --> | 0.095 | 0 | 0.006669 | 0.10618 | 0 |  | --> | C15 ex BLAKE | Blake [T41,T42] | BLAKE |  | 53.2886 | -6.8737
MV/LV Substation AL***990Y |  | 10 kV | _ | LV | 400 kVA :Kiosk Substation | 0.4 | --> | 0.4 | 0.182 | 6 |  | --> | 0.38 | 0 | 0.054834 | 0.4318 | 0 |  | --> | C17 ex TRABEG | Trabeg [T101,T102] | TRABEG |  | 51.8696 | -8.4722
MV/LV Substation AL***995X |  | 10 kV | _ | LV | 100 kVA :Pole Substation | 0.1 | --> | 0.1 | 0 | 0 | Constrained,otherwise capacity available =67kVA. | --> | 0.095 | 0 | 0 | 0.10489 | 0 |  | --> | C14 ex BLAKE | Blake [T41,T42] | BLAKE |  | 53.2887 | -6.8832
MV/LV Substation AM***007 |  | 10 kV | _ | LV | 200 kVA :Pole Substation | 0.2 | --> | 0.2 | 0.159 | 0.7 |  | --> | 0.19 | 0 | 0 | 0.20613 | 0 |  | --> | C16 ex RAHANS | Rahans [T41] | MOY |  | 54.11 | -9.1493
MV/LV Substation AM***026Y |  | 20 kV | _ | LV | 50 kVA :Pole Substation | 0.05 | --> | 0.05 | 0.046 | 2 |  | --> | 0.0475 | 0 | 0 | 0 | 0 | Constrained,otherwise capacity available =50.6kW. | --> | E14 ex RATHKEALE | Rathkeale [T421,T422] | RATHKEALE |  | 52.5276 | -8.8945
MV/LV Substation AM***041X |  | 20 kV | _ | LV | 50 kVA :Pole Substation | 0.05 | --> | 0.05 | 0 | 0 | Constrained,otherwise capacity available =47kVA. | --> | 0.0475 | 0 | 0 | 0.050453 | 0 |  | --> | E16 ex MANORHAMILTON | Manorhamilton [T422] | SLIGO |  | 54.3114 | -8.1934
MV/LV Substation AM***045 |  | 10 kV | _ | LV | 200 kVA :Kiosk Substation | 0.2 | --> | 0.2 | 0.168 | 20.8 |  | --> | 0.19 | 0 | 0 | 0.2048 | 0 |  | --> | C21 ex HEUSTON SQUARE | Heuston Square [T101,T102] | INCHICORE 220KV |  | 53.3586 | -6.3333
MV/LV Substation AM***061 |  | 10 kV | _ | LV | 630 kVA :Kiosk Substation | 0.63 | --> | 0.63 | 0 | 0 | Constrained,otherwise capacity available =500kVA. | --> | 0.5985 | 0 | 0 | 0.5 | 0 |  | --> | C16 ex TRAMORE | Tramore [T41,T42] | BUTLERSTOWN |  | 52.1603 | -7.1476
MV/LV Substation AM***071Y |  | 10 kV | _ | LV | 630 kVA :Building Structure | 0.63 | --> | 0.63 | 0.5 | 3 |  | --> | 0.5985 | 0 | 0 | 0.5 | 0 |  | --> | C16 ex RAMSTOWN | Ramstown [T41,T42] | CRANE |  | 52.6686 | -6.2899
MV/LV Substation AM***094 |  | 10 kV | _ | LV | 100 kVA :Pole Substation | 0.1 | --> | 0.1 | 0 | 0 | Constrained,otherwise capacity available =31kVA. | --> | 0.095 | 0 | 0.008892 | 0.10996 | 0 |  | --> | C14 ex CARRICK ON SHANNON | Carrick On Shannon [T41,T42] | CARRICK ON SHANNON |  | 53.9508 | -8.0833
MV/LV Substation AM***158Z |  | 10 kV | _ | LV | 200 kVA :Building Structure | 0.2 | --> | 0.2 | 0 | 0 | Constrained,otherwise capacity available =140kVA. | --> | 0.19 | 0 | 0 | 0.20891 | 0 |  | --> | C22 ex KILMONEY | Kilmoney [T41,T42] | TRABEG |  | 51.8109 | -8.3834
MV/LV Substation AM***173Y |  | 10 kV | _ | LV | 400 kVA :Kiosk Substation | 0.4 | --> | 0.4 | 0.276 | 6 |  | --> | 0.38 | 0 | 0.009633 | 0.4184 | 0 |  | --> | C19 ex TRABEG | Trabeg [T101,T102] | TRABEG |  | 51.8693 | -8.4533
MV/LV Substation AM***229Y |  | 10 kV | _ | LV | 400 kVA :Building Structure | 0.4 | --> | 0.4 | 0 | 0 | Constrained,otherwise capacity available =395kVA. | --> | 0.38 | 0 | 0 | 0.40076 | 0 |  | --> | C15 ex KILLACLOYNE | Killacloyne [T41,T42] | MIDLETON |  | 51.9109 | -8.2816
MV/LV Substation AM***267 |  | 20 kV | _ | LV | 200 kVA :Pole Substation | 0.2 | --> | 0.2 | 0 | 0 | Constrained,otherwise capacity available =200kVA. | --> | 0.19 | 0 | 0 | 0 | 0 | Constrained,otherwise capacity available =200kW. | --> | E17 ex SPRINGS | Springs [T421,T422] | DUNGARVAN |  | 52.1107 | -7.5932
MV/LV Substation AM***280X |  | 10 kV | _ | LV | 1000 kVA :Building Structure | 1 | --> | 1 | 0.5 | 4 |  | --> | 0.95 | 0 | 0 | 0.5 | 0 |  | --> | C18 ex SHERIFF STREET | Sheriff Street [T41,T42] | FRANCIS STREET |  | 53.3516 | -6.2487
MV/LV Substation AM***331Y |  | 10 kV | _ | LV | 400 kVA :Kiosk Substation | 0.4 | --> | 0.4 | 0 | 0 | Constrained,otherwise capacity available =343kVA. | --> | 0.38 | 0 | 0 | 0.40856 | 0 |  | --> | C16 ex TRAMORE | Tramore [T41,T42] | BUTLERSTOWN |  | 52.1597 | -7.1455
MV/LV Substation AM***367X |  | 20 kV | _ | LV | 50 kVA :Pole Substation | 0.05 | --> | 0.05 | 0.034 | 2 |  | --> | 0.0475 | 0 | 0.008151 | 0 | 0 | Constrained,otherwise capacity available =52.4kW. | --> | E14 ex RATHKEALE | Rathkeale [T421,T422] | RATHKEALE |  | 52.5296 | -8.8942
MV/LV Substation AM***367Z |  | 10 kV | _ | LV | 200 kVA :Kiosk Substation | 0.2 | --> | 0.2 | 0 | 0 | Constrained,otherwise capacity available =171kVA. | --> | 0.19 | 0 | 0 | 0.20436 | 0 |  | --> | C14 ex MACETOWN | Macetown [T101,T102] | MACETOWN |  | 53.4039 | -6.4033
MV/LV Substation AM***4002 |  | 10 kV | _ | LV | 630 kVA :Building Structure | 0.63 | --> | 0.63 | 0 | 0 | Constrained,otherwise capacity available =500kVA. | --> | 0.5985 | 0 | 0 | 0.5 | 0 |  | --> | C16 ex TRAMORE | Tramore [T41,T42] | BUTLERSTOWN |  | 52.1603 | -7.147
MV/LV Substation AM***4042 |  | 10 kV | _ | LV | 1000 kVA :Building Structure | 1 | --> | 1 | 0 | 0 | Constrained,otherwise capacity available =500kVA. | --> | 0.95 | 0 | 0 | 0.5 | 0 |  | --> | C11 ex FINISKLIN | Finisklin [T41,T42] | SLIGO |  | 54.2735 | -8.4952
MV/LV Substation AM***4056 |  | 20 kV | _ | LV | 200 kVA :Pole Substation | 0.2 | --> | 0.2 | 0 | 0 | Constrained,otherwise capacity available =165kVA. | --> | 0.19 | 0 | 0.025935 | 0.20525 | 0 |  | --> | C15 ex MOATE | Moate [T41,T42] | ATHLONE |  | 53.3985 | -7.738
MV/LV Substation AM***4097 |  | 10 kV | _ | LV | 400 kVA :Kiosk Substation | 0.4 | --> | 0.4 | 0 | 0 | Constrained,otherwise capacity available =205kVA. | --> | 0.38 | 0 | 0 | 0 | 0 | Constrained,otherwise capacity available =416.4kW. | --> | C13 ex FERMOY NORTH | Fermoy North [T41,T42] | BARRYMORE |  | 52.1507 | -8.2774
MV/LV Substation AM***409Y |  | 10 kV | _ | LV | 200 kVA :Pole Substation | 0.2 | --> | 0.2 | 0 | 0 | Constrained,otherwise capacity available =162kVA. | --> | 0.19 | 0 | 0 | 0 | 0 | Constrained,otherwise capacity available =205.7kW. | --> | C18 ex FERMOY NORTH | Fermoy North [T41,T42] | BARRYMORE |  | 52.1522 | -8.3288
MV/LV Substation AM***4137 |  | 10 kV | _ | LV | 630 kVA :Building Structure | 0.63 | --> | 0.63 | 0 | 0 | Constrained,otherwise capacity available =457kVA. | --> | 0.5985 | 0 | 0 | 0.5 | 0 |  | --> | C12 ex BALLYBEGGAN | Ballybeggan [T43,T44] | TRALEE |  | 52.2723 | -9.6734
MV/LV Substation AM***4254 |  | 10 kV | _ | LV | 50 kVA :Pole Substation | 0.05 | --> | 0.05 | 0 | 0 | Constrained,otherwise capacity available =39kVA. | --> | 0.0475 | 0 | 0 | 0.051643 | 0 |  | --> | C11 ex HOLYCROSS ROAD | Holycross Road [T41,T42] | THURLES |  | 52.6088 | -7.8664
MV/LV Substation AM***4284 |  | 10 kV | _ | LV | 400 kVA :Kiosk Substation | 0.4 | --> | 0.4 | 0.289 | 13.8 |  | --> | 0.38 | 0 | 0 | 0.41651 | 0 |  | --> | C21 ex SINGLAND | Singland [T101,T102] | SINGLAND |  | 52.6576 | -8.5868
MV/LV Substation AM***4285 |  | 10 kV | _ | LV | 400 kVA :Kiosk Substation | 0.4 | --> | 0.4 | 0.359 | 13.8 |  | --> | 0.38 | 0 | 0 | 0.40618 | 0 |  | --> | C21 ex SINGLAND | Singland [T101,T102] | SINGLAND |  | 52.6568 | -8.5845
MV/LV Substation AM***4294 |  | 10 kV | _ | LV | 200 kVA :Kiosk Substation | 0.2 | --> | 0.2 | 0 | 0 | Constrained,otherwise capacity available =198kVA. | --> | 0.19 | 0 | 0 | 0.2003 | 0 |  | --> | C23 ex RATHMULLAN | Rathmullan [T41,T42] | DRYBRIDGE |  | 53.7066 | -6.3871
MV/LV Substation AM***461X |  | 10 kV | _ | LV | 1000 kVA :Building Structure | 1 | --> | 1 | 0.5 | 7 |  | --> | 0.95 | 0 | 0.047424 | 0.5 | 0 |  | --> | C37 ex NORTH QUAYS | North Quays [T101,T102,T103] | POOLBEG |  | 53.3512 | -6.2499
MV/LV Substation AM***490 |  | 10 kV | _ | LV | 200 kVA :Kiosk Substation | 0.2 | --> | 0.2 | 0.086 | 0.4 |  | --> | 0.19 | 0 | 0.013338 | 0.2166 | 0 |  | --> | C13 ex CARRICKMINES | Carrickmines [T41,T42] | CARRICKMINES |  | 53.2584 | -6.1745
MV/LV Substation AM***569 |  | 20 kV | _ | LV | 100 kVA :Pole Substation | 0.1 | --> | 0.1 | 0.049 | 17.8 |  | --> | 0.095 | 0 | 0 | 0.10746 | 0 |  | --> | E13 ex BANOGE | Banoge [T121,T122] | BANOGE |  | 52.6443 | -6.2344
MV/LV Substation AM***661 |  | 10 kV | _ | LV | 630 kVA :Building Structure | 0.63 | --> | 0.63 | 0 | 0 | Constrained,otherwise capacity available =500kVA. | --> | 0.5985 | 0 | 0 | 0.5 | 0 |  | --> | C21 ex BALLYCOOLIN | Ballycoolin [T41,T42,T43] | FINGLAS |  | 53.4052 | -6.3562
MV/LV Substation AM***716 |  | 20 kV | _ | LV | 630 kVA :Building Structure | 0.63 | --> | 0.63 | 0.416 | 3.3 |  | --> | 0.5985 | 0 | 0.00741 | 0.5 | 0 |  | --> | E18 ex BALLYBUNION | Ballybunion [T421,T422] | TRIEN |  | 52.5109 | -9.6739
MV/LV Substation AM***716Y |  | 10 kV | _ | LV | 200 kVA :Pole Substation | 0.2 | --> | 0.2 | 0 | 0 | Constrained,otherwise capacity available =200kVA. | --> | 0.19 | 0 | 0 | 0.2 | 0 |  | --> | C19 ex MIDLETON | Midleton [T101,T102] | MIDLETON |  | 51.9137 | -8.2263
MV/LV Substation AM***779Y |  | 20 kV | _ | LV | 630 kVA :Building Structure | 0.63 | --> | 0.63 | 0 | 0 | Constrained,otherwise capacity available =492kVA. | --> | 0.5985 | 0 | 0.00741 | 0.5 | 0 |  | --> | E16 ex JULIANSTOWN | Julianstown [T421,T422] | DRYBRIDGE |  | 53.6989 | -6.2461
MV/LV Substation AM***891X |  | 10 kV | _ | LV | 400 kVA :Building Structure | 0.4 | --> | 0.4 | 0 | 0 | Constrained,otherwise capacity available =278kVA. | --> | 0.38 | 0 | 0.036309 | 0.41811 | 0 |  | --> | C11 ex FORTUNESTOWN | Fortunestown [T101,T102] | INCHICORE 220KV |  | 53.2925 | -6.4208
MV/LV Substation AM***951X |  | 20 kV | _ | LV | 100 kVA :Pole Substation | 0.1 | --> | 0.1 | 0.1 | 0.4 |  | --> | 0.095 | 0 | 0 | 0.1 | 0 |  | --> | E15 ex BALLYCONNELL | Ballyconnell [T421,T422] | GORTAWEE |  | 54.1116 | -7.5714
MV/LV Substation AN***004 |  | 10 kV | _ | LV | 400 kVA :Building Structure | 0.4 | --> | 0.4 | 0 | 0 | Constrained,otherwise capacity available =373kVA. | --> | 0.38 | 0 | 0 | 0.40408 | 0 |  | --> | C12 ex KILSARAN | Kilsaran [T42] | DRYBRIDGE |  | 53.8838 | -6.3463
MV/LV Substation AN***004Y |  | 10 kV | _ | LV | 200 kVA :Kiosk Substation | 0.2 | --> | 0.2 | 0.128 | 11 |  | --> | 0.19 | 0 | 0 | 0.21065 | 0 |  | --> | C22 ex CLOON | Cloon [T42,T421] | CLOON |  | 53.5079 | -8.838
MV/LV Substation AN***004Y |  | 20 kV | _ | LV | 400 kVA :Kiosk Substation | 0.4 | --> | 0.4 | 0 | 0 | Constrained,otherwise capacity available =227kVA. | --> | 0.38 | 0 | 0.002964 | 0.42545 | 0 |  | --> | E15 ex GURRANEBANE | Gurranebane [T421,T422] | OUGHTRAGH |  | 51.9458 | -10.2292
MV/LV Substation AN***007Y |  | 20 kV | _ | LV | 50 kVA :Pole Substation | 0.05 | --> | 0.05 | 0 | 0 | Constrained,otherwise capacity available =42kVA. | --> | 0.0475 | 0 | 0 | 0.0512 | 0 |  | --> | E18 ex GURRANEBANE | Gurranebane [T421,T422] | OUGHTRAGH |  | 51.9204 | -10.2954
MV/LV Substation AN***008X |  | 10 kV | _ | LV | 200 kVA :Kiosk Substation | 0.2 | --> | 0.2 | 0.162 | 4.4 |  | --> | 0.19 | 0 | 0.011115 | 0.20569 | 0 |  | --> | C18 ex KINGSCOURT | Kingscourt [T41,T42] | MEATH HILL |  | 53.9048 | -6.8147
MV/LV Substation AN***010Y |  | 10 kV | _ | LV | 50 kVA :Pole Substation | 0.05 | --> | 0.05 | 0 | 0 | Constrained,otherwise capacity available =50kVA. | --> | 0.0475 | 0 | 0 | 0 | 0 | Constrained,otherwise capacity available =50kW. | --> | C12 ex ROSCREA | Roscrea [T41,T42] | IKERRIN |  | 52.9582 | -7.7945
MV/LV Substation AN***014 |  | 10 kV | _ | LV | 630 kVA :Kiosk Substation | 0.63 | --> | 0.63 | 0.205 | 1.5 |  | --> | 0.5985 | 0 | 0.02223 | 0.5 | 0 |  | --> | C20 ex MONKSTOWN | Monkstown [T41,T42] | BLACKROCK |  | 53.2979 | -6.181
MV/LV Substation AN***015Y |  | 10 kV | _ | LV | 50 kVA :Pole Substation | 0.05 | --> | 0.05 | 0.05 | 4.2 |  | --> | 0.0475 | 0 | 0 | 0.05 | 0 |  | --> | C15 ex NEWMARKET (SR) | Newmarket (sr) [T41,T42] | GLENLARA |  | 52.2099 | -9.0112
MV/LV Substation AN***020 |  | 10 kV | _ | LV | 200 kVA :Kiosk Substation | 0.2 | --> | 0.2 | 0.14 | 3 |  | --> | 0.19 | 0 | 0.003705 | 0.20891 | 0 |  | --> | C21 ex NENAGH | Nenagh [T41,T42] | NENAGH |  | 52.8607 | -8.2159
MV/LV Substation AN***024 |  | 20 kV | _ | LV | 50 kVA :Pole Substation | 0.05 | --> | 0.05 | 0 | 0 | Constrained,otherwise capacity available =49kVA. | --> | 0.0475 | 0 | 0.004446 | 0.050152 | 0 |  | --> | E16 ex MILLTOWN (SR) | Milltown (sr) [T421,T422] | OUGHTRAGH |  | 52.1023 | -9.7571
MV/LV Substation AN***028Y |  | 20 kV | _ | LV | 400 kVA :Kiosk Substation | 0.4 | --> | 0.4 | 0.319 | 1.4 |  | --> | 0.38 | 0 | 0.015561 | 0.41212 | 0 |  | --> | E15 ex KILROSS ROAD | Kilross Road [T421] | TIPPERARY |  | 52.4668 | -8.1692
MV/LV Substation AN***029Y |  | 10 kV | _ | LV | 400 kVA :Building Structure | 0.4 | --> | 0.4 | 0 | 0 | Constrained,otherwise capacity available =398kVA. | --> | 0.38 | 0 | 0 | 0 | 0 | Constrained,otherwise capacity available =400.3kW. | --> | C13 ex FERMOY NORTH | Fermoy North [T41,T42] | BARRYMORE |  | 52.1446 | -8.2615
MV/LV Substation AN***031 |  | 10 kV | _ | LV | 400 kVA :Kiosk Substation | 0.4 | --> | 0.4 | 0 | 0 | Constrained,otherwise capacity available =315kVA. | --> | 0.38 | 0 | 0.02964 | 0.41271 | 0 |  | --> | C15 ex LOUGHSHINNY | Loughshinny [T41,T42] | GLASMORE |  | 53.5207 | -6.1019
MV/LV Substation AN***032X |  | 20 kV | _ | LV | 50 kVA :Pole Substation | 0.05 | --> | 0.05 | 0 | 0 | Constrained,otherwise capacity available =47kVA. | --> | 0.0475 | 0 | 0 | 0.050453 | 0 |  | --> | E18 ex INCH | Inch [T421,T422] | OUGHTRAGH |  | 52.1521 | -10.0576
MV/LV Substation AN***039Z |  | 20 kV | _ | LV | 50 kVA :Pole Substation | 0.05 | --> | 0.05 | 0 | 0 | Constrained,otherwise capacity available =49kVA. | --> | 0.0475 | 0 | 0 | 0 | 0 | Constrained,otherwise capacity available =50.2kW. | --> | E14 ex EMYVALE | Emyvale [T422] | LISDRUM |  | 54.3473 | -6.9443
MV/LV Substation AN***040 |  | 10 kV | _ | LV | 200 kVA :Kiosk Substation | 0.2 | --> | 0.2 | 0.145 | 7.8 |  | --> | 0.19 | 0 | 0 | 0.20818 | 0 |  | --> | C13 ex CARROWBEG | Carrowbeg [T41,T42] | CARROWBEG |  | 53.8035 | -9.5142
MV/LV Substation AN***040Y |  | 10 kV | _ | LV | 100 kVA :Pole Substation | 0.1 | --> | 0.1 | 0 | 0 | Constrained,otherwise capacity available =99kVA. | --> | 0.095 | 0 | 0 | 0.10015 | 0 |  | --> | C16 ex DERRYCRAMPH | Derrycramph [T41,T42] | SHANKILL |  | 53.9849 | -7.3358
MV/LV Substation AN***041X |  | 10 kV | _ | LV | 50 kVA :Pole Substation | 0.05 | --> | 0.05 | 0.044 | 2.8 |  | --> | 0.0475 | 0 | 0 | 0.050903 | 0 |  | --> | C20 ex CASTLEBLAYNEY | Castleblayney [T41,T42] | DUNDALK |  | 54.1128 | -6.724
MV/LV Substation AN***041Z |  | 10 kV | _ | LV | 400 kVA :Kiosk Substation | 0.4 | --> | 0.4 | 0.317 | 3.3 |  | --> | 0.38 | 0 | 0 | 0.41241 | 0 |  | --> | C12 ex GLEBE | Glebe [T41,T42] | RICHMOND |  | 53.7259 | -7.7972
MV/LV Substation AN***045 |  | 10 kV | _ | LV | 200 kVA :Pole Substation | 0.2 | --> | 0.2 | 0 | 0 | Constrained,otherwise capacity available =133kVA. | --> | 0.19 | 0 | 0 | 0.20993 | 0 |  | --> | C18 ex CLONES | Clones [T41,T42] | SHANKILL |  | 54.1772 | -7.2292
MV/LV Substation AN***046Y |  | 10 kV | _ | LV | 200 kVA :Kiosk Substation | 0.2 | --> | 0.2 | 0.174 | 18.7 |  | --> | 0.19 | 0 | 0 | 0.20391 | 0 |  | --> | C19 ex ARKLOW | Arklow [T101,T102] | ARKLOW |  | 52.7949 | -6.1485
MV/LV Substation AN***049 |  | 10 kV | _ | LV | 200 kVA :Building Structure | 0.2 | --> | 0.2 | 0.2 | 3 |  | --> | 0.19 | 0 | 0 | 0 | 0 | Constrained,otherwise capacity available =200kW. | --> | C12 ex BALLYRAINE | Ballyraine [T41,T42] | LETTERKENNY |  | 54.9552 | -7.7045
MV/LV Substation AN***059 |  | 10 kV | _ | LV | 630 kVA :Kiosk Substation | 0.63 | --> | 0.63 | 0 | 0 | Constrained,otherwise capacity available =325kVA. | --> | 0.5985 | 0 | 0 | 0.5 | 0 |  | --> | C14 ex MULGANNON | Mulgannon [T41,T42] | WEXFORD |  | 52.3382 | -6.4603
MV/LV Substation AN***068 |  | 10 kV | _ | LV | 1000 kVA :Building Structure | 1 | --> | 1 | 0.497 | 1.9 |  | --> | 0.95 | 0 | 0.014079 | 0.5 | 0 |  | --> | C16 ex FAIRVIEW | Fairview [T41] | MCDERMOTT |  | 53.3609 | -6.2382
MV/LV Substation AN***074X |  | 10 kV | _ | LV | 400 kVA :Building Structure | 0.4 | --> | 0.4 | 0 | 0 | Constrained,otherwise capacity available =400kVA. | --> | 0.38 | 0 | 0 | 0.4 | 0 |  | --> | C19 ex SEMPERIT | Semperit [T41,T42,T43] | GRANGE CASTLE |  | 53.3469 | -6.3506
MV/LV Substation AN***078X |  | 10 kV | _ | LV | 630 kVA :Kiosk Substation | 0.63 | --> | 0.63 | 0.5 | 3 |  | --> | 0.5985 | 0 | 0.001482 | 0.5 | 0 |  | --> | C21 ex NENAGH | Nenagh [T41,T42] | NENAGH |  | 52.8616 | -8.2093
MV/LV Substation AN***093X |  | 20 kV | _ | LV | 100 kVA :Pole Substation | 0.1 | --> | 0.1 | 0.024 | 7.2 |  | --> | 0.095 | 0 | 0.00741 | 0.11091 | 0 |  | --> | C03 ex AHANE | Ahane [T102] | AHANE |  | 52.6704 | -8.5326
MV/LV Substation AN***094Z |  | 10 kV | _ | LV | 200 kVA :Kiosk Substation | 0.2 | --> | 0.2 | 0 | 0 | Constrained,otherwise capacity available =143kVA. | --> | 0.19 | 0 | 0 | 0.20848 | 0 |  | --> | C18 ex LUCAN EAST | Lucan East [T41,T42] | GRANGE CASTLE |  | 53.3575 | -6.4312
MV/LV Substation AN***095X |  | 10 kV | _ | LV | 400 kVA :Kiosk Substation | 0.4 | --> | 0.4 | 0.307 | 11.9 |  | --> | 0.38 | 0 | 0 | 0.41388 | 0 |  | --> | C28 ex SALTHILL | Salthill [T101,T102] | SALTHILL |  | 53.2512 | -9.1512
MV/LV Substation AN***095X |  | 10 kV | _ | LV | 50 kVA :Pole Substation | 0.05 | --> | 0.05 | 0 | 0 | Constrained,otherwise capacity available =43kVA. | --> | 0.0475 | 0 | 0 | 0.051052 | 0 |  | --> | C23 ex ATHLONE | Athlone [T41,T42] | ATHLONE |  | 53.4362 | -7.939
MV/LV Substation AN***104X |  | 10 kV | _ | LV | 100 kVA :Pole Substation | 0.1 | --> | 0.1 | 0 | 0 | Constrained,otherwise capacity available =99kVA. | --> | 0.095 | 0 | 0 | 0.10015 | 0 |  | --> | C30 ex CLAREGALWAY | Claregalway [T42,T421] | GALWAY 110KV |  | 53.3839 | -9.0704
MV/LV Substation AN***106Y |  | 20 kV | _ | LV | 50 kVA :Pole Substation | 0.05 | --> | 0.05 | 0 | 0 | Constrained,otherwise capacity available =40kVA. | --> | 0.0475 | 0 | 0 | 0.051496 | 0 |  | --> | E18 ex GARRANACANTY | Garranacanty [T421,T422] | TIPPERARY |  | 52.5652 | -8.1092
MV/LV Substation AN***107Y |  | 20 kV | _ | LV | 50 kVA :Pole Substation | 0.05 | --> | 0.05 | 0 | 0 | Constrained,otherwise capacity available =50kVA. | --> | 0.0475 | 0 | 0 | 0.05 | 0 |  | --> | E18 ex GARRANACANTY | Garranacanty [T421,T422] | TIPPERARY |  | 52.5651 | -8.1028
MV/LV Substation AN***108Y |  | 20 kV | _ | LV | 50 kVA :Pole Substation | 0.05 | --> | 0.05 | 0 | 0 | Constrained,otherwise capacity available =48kVA. | --> | 0.0475 | 0 | 0 | 0.050303 | 0 |  | --> | E18 ex GARRANACANTY | Garranacanty [T421,T422] | TIPPERARY |  | 52.563 | -8.1068
MV/LV Substation AN***111 |  | 10 kV | _ | LV | 400 kVA :Building Structure | 0.4 | --> | 0.4 | 0.302 | 0.9 |  | --> | 0.38 | 0 | 0.12968 | 0.41461 | 0 |  | --> | C15 ex COES ROAD | Coes Road [T41,T42] | DUNDALK |  | 53.9983 | -6.3816
MV/LV Substation AN***114X |  | 20 kV | _ | LV | 200 kVA :Kiosk Substation | 0.2 | --> | 0.2 | 0 | 0 | Constrained,otherwise capacity available =152kVA. | --> | 0.19 | 0 | 0.002223 | 0 | 0 | Constrained,otherwise capacity available =207.2kW. | --> | E20 ex FOXHOLE | Foxhole [T421,T422] | DUNGARVAN |  | 51.9428 | -8
MV/LV Substation AN***119 |  | 10 kV | _ | LV | 1000 kVA :Building Structure | 1 | --> | 1 | 0 | 0 | Constrained,otherwise capacity available =500kVA. | --> | 0.95 | 0 | 0.06669 | 0.5 | 0 |  | --> | C19 ex BALLYMOUNT | Ballymount [T41,T42] | INCHICORE 220KV |  | 53.312 | -6.3593
MV/LV Substation AN***119X |  | 10 kV | _ | LV | 400 kVA :Kiosk Substation | 0.4 | --> | 0.4 | 0 | 0 | Constrained,otherwise capacity available =345kVA. | --> | 0.38 | 0 | 0 | 0.37742 | 0 | Constrained,otherwise capacity available =408.3kW. | --> | C23 ex CASTLEISLAND | Castleisland [T41,T42] | TRALEE |  | 52.2339 | -9.4655
MV/LV Substation AN***121 |  | 10 kV | _ | LV | 50 kVA :Pole Substation | 0.05 | --> | 0.05 | 0.05 | 0.5 |  | --> | 0.0475 | 0 | 0 | 0 | 0 | Constrained,otherwise capacity available =50kW. | --> | C20 ex KILMARTIN | Kilmartin [T41] | ARKLOW |  | 53.0321 | -6.2536
MV/LV Substation AN***128 |  | 10 kV | _ | LV | 25 kVA :Pole Substation | 0.025 | --> | 0.025 | 0.024 | 2.8 |  | --> | 0.02375 | 0 | 0 | 0.025151 | 0 |  | --> | C21 ex CASTLEBLAYNEY | Castleblayney [T41,T42] | DUNDALK |  | 54.1715 | -6.8079
MV/LV Substation AN***128 |  | 10 kV | _ | LV | 200 kVA :Pole Substation | 0.2 | --> | 0.2 | 0 | 0 | Constrained,otherwise capacity available =100kVA. | --> | 0.19 | 0 | 0 | 0.21464 | 0 |  | --> | C12 ex DRYBRIDGE | Drybridge [T41,T42] | DRYBRIDGE |  | 53.7219 | -6.358
MV/LV Substation AN***128Y |  | 10 kV | _ | LV | 200 kVA :Pole Substation | 0.2 | --> | 0.2 | 0 | 0 | Constrained,otherwise capacity available =173kVA. | --> | 0.19 | 0 | 0.01482 | 0.20406 | 0 |  | --> | C15 ex DERRYCRAMPH | Derrycramph [T41,T42] | SHANKILL |  | 53.9936 | -7.3694
MV/LV Substation AN***129 |  | 10 kV | _ | LV | 630 kVA :Kiosk Substation | 0.63 | --> | 0.63 | 0.5 | 4.5 |  | --> | 0.5985 | 0 | 0.031122 | 0.5 | 0 |  | --> | C13 ex TEMPLEOGUE | Templeogue [T41,T42] | MILLTOWN (DR) |  | 53.2917 | -6.3042
MV/LV Substation AN***129X |  | 20 kV | _ | LV | 50 kVA :Pole Substation | 0.05 | --> | 0.05 | 0.05 | 8.5 |  | --> | 0.0475 | 0 | 0 | 0 | 0 | Constrained,otherwise capacity available =50kW. | --> | E12 ex ARIGNA | Arigna [T121] | ARIGNA |  | 54.1856 | -8.0263
MV/LV Substation AN***130X |  | 20 kV | _ | LV | 100 kVA :Pole Substation | 0.1 | --> | 0.1 | 0 | 0 | Constrained,otherwise capacity available =76kVA. | --> | 0.095 | 0 | 0.004446 | 0.10358 | 0 |  | --> | E18 ex INCH | Inch [T421,T422] | OUGHTRAGH |  | 52.152 | -10.0608
MV/LV Substation AN***133 |  | 10 kV | _ | LV | 630 kVA :Building Structure | 0.63 | --> | 0.63 | 0.5 | 9.1 |  | --> | 0.5985 | 0 | 0 | 0.5 | 0 |  | --> | C14 ex CENTRE PARK ROAD | Marina [T105,T106] | MARINA |  | 51.8968 | -8.4665
MV/LV Substation AN***133X |  | 10 kV | _ | LV | 1000 kVA :Building Structure | 1 | --> | 1 | 0 | 0 | Constrained,otherwise capacity available =500kVA. | --> | 0.95 | 0 | 0 | 0.5 | 0 |  | --> | C19 ex DUNDRUM | Dundrum [T41,T42] | BLACKROCK |  | 53.2989 | -6.2456
MV/LV Substation AN***136X |  | 10 kV | _ | LV | 630 kVA :Building Structure | 0.63 | --> | 0.63 | 0 | 0 | Constrained,otherwise capacity available =475kVA. | --> | 0.5985 | 0 | 0 | 0.5 | 0 |  | --> | C20 ex BALLYBEGGAN | Ballybeggan [T43,T44] | TRALEE |  | 52.2717 | -9.7014
MV/LV Substation AN***146Y |  | 10 kV | _ | LV | 400 kVA :Kiosk Substation | 0.4 | --> | 0.4 | 0 | 0 | Constrained,otherwise capacity available =180kVA. | --> | 0.38 | 0 | 0 | 0.41064 | 0 |  | --> | C15 ex LOUGHTAGALLA | Loughtagalla [T41,T42] | THURLES |  | 52.679 | -7.796
MV/LV Substation AN***156X |  | 20 kV | _ | LV | 50 kVA :Pole Substation | 0.05 | --> | 0.05 | 0.033 | 6.4 |  | --> | 0.0475 | 0 | 0.00741 | 0.052518 | 0 |  | --> | C22 ex BUSHFIELD | Bushfield [T41,T42] | ATHLONE |  | 53.4541 | -7.8758
MV/LV Substation AN***159 |  | 10 kV | _ | LV | 400 kVA :Kiosk Substation | 0.4 | --> | 0.4 | 0 | 0.9 |  | --> | 0.38 | 0 | 0.002964 | 0.45206 | 0 |  | --> | C16 ex COES ROAD | Coes Road [T41,T42] | DUNDALK |  | 53.9984 | -6.3842
MV/LV Substation AN***160X |  | 20 kV | _ | LV | 50 kVA :Pole Substation | 0.05 | --> | 0.05 | 0.041 | 1.6 |  | --> | 0.0475 | 0 | 0 | 0.051348 | 0 |  | --> | E17 ex CARRIGALLEN | Carrigallen [T421] | CARRICK ON SHANNON |  | 53.9469 | -7.7726
MV/LV Substation AN***160Z |  | 20 kV | _ | LV | 50 kVA :Pole Substation | 0.05 | --> | 0.05 | 0 | 0 | Constrained,otherwise capacity available =49kVA. | --> | 0.0475 | 0 | 0 | 0 | 0 | Constrained,otherwise capacity available =50.2kW. | --> | E17 ex BLESSINGTON | Blessington [T421,T422] | KILTEEL |  | 53.094 | -6.5221
MV/LV Substation AN***167X |  | 10 kV | _ | LV | 200 kVA :Pole Substation | 0.2 | --> | 0.2 | 0 | 0 | Constrained,otherwise capacity available =154kVA. | --> | 0.19 | 0 | 0 | 0.20687 | 0 |  | --> | C22 ex CAVAN | Cavan [T42,T421] | SHANKILL |  | 53.9856 | -7.3303
MV/LV Substation AN***170 |  | 10 kV | _ | LV | 100 kVA :Pole Substation | 0.1 | --> | 0.1 | 0.099 | 2.8 |  | --> | 0.095 | 0 | 0 | 0.10015 | 0 |  | --> | C20 ex CASTLEBLAYNEY | Castleblayney [T41,T42] | DUNDALK |  | 54.1103 | -6.7267
MV/LV Substation AN***174Z |  | 20 kV | _ | LV | 400 kVA :Building Structure | 0.4 | --> | 0.4 | 0.298 | 7.2 |  | --> | 0.38 | 0 | 0.12745 | 0.4152 | 0 |  | --> | C06 ex AHANE | Ahane [T102] | AHANE |  | 52.6632 | -8.5093
MV/LV Substation AN***176Y |  | 20 kV | _ | LV | 200 kVA :Kiosk Substation | 0.2 | --> | 0.2 | 0.188 | 17.8 |  | --> | 0.19 | 0 | 0.013338 | 0.20181 | 0 |  | --> | E21 ex BANOGE | Banoge [T121,T122] | BANOGE |  | 52.6788 | -6.3954
MV/LV Substation AN***180 |  | 10 kV | _ | LV | 400 kVA :Building Structure | 0.4 | --> | 0.4 | 0.233 | 2.3 |  | --> | 0.38 | 0 | 0.03705 | 0.42459 | 0 |  | --> | C11 ex BALLYRICKARD | Ballyrickard [T41,T42] | TRALEE |  | 52.2815 | -9.7042
MV/LV Substation AN***187X |  | 20 kV | _ | LV | 200 kVA :Pole Substation | 0.2 | --> | 0.2 | 0.183 | 1.6 |  | --> | 0.19 | 0 | 0 | 0.20256 | 0 |  | --> | E11 ex CARRIGALLEN | Carrigallen [T421] | CARRICK ON SHANNON |  | 54.0566 | -7.8082
MV/LV Substation AN***192X |  | 20 kV | _ | LV | 50 kVA :Pole Substation | 0.05 | --> | 0.05 | 0 | 0 | Constrained,otherwise capacity available =46kVA. | --> | 0.0475 | 0 | 0 | 0.050604 | 0 |  | --> | E16 ex INCH | Inch [T421,T422] | OUGHTRAGH |  | 52.1485 | -9.9618
MV/LV Substation AN***194Y |  | 10 kV | _ | LV | 200 kVA :Pole Substation | 0.2 | --> | 0.2 | 0.179 | 2.9 |  | --> | 0.19 | 0 | 0 | 0.20316 | 0 |  | --> | C18 ex GLENGOOLE | Glengoole [T42] | THURLES |  | 52.5674 | -7.6668
MV/LV Substation AN***202 |  | 10 kV | _ | LV | 1000 kVA :Building Structure | 1 | --> | 1 | 0.5 | 0.8 |  | --> | 0.95 | 0 | 0 | 0.5 | 0 |  | --> | C20 ex DONNYBROOK | Donnybrook [T41,T42] | MILLTOWN (DR) |  | 53.3278 | -6.2307
MV/LV Substation AN***206 |  | 10 kV | _ | LV | 630 kVA :Building Structure | 0.63 | --> | 0.63 | 0.485 | 1.7 |  | --> | 0.5985 | 0 | 0 | 0.5 | 0 |  | --> | C13 ex SOUTH KING STREET | South King Street [T41,T42] | FRANCIS STREET |  | 53.3438 | -6.2612
MV/LV Substation AN***208X |  | 10 kV | _ | LV | 400 kVA :Kiosk Substation | 0.4 | --> | 0.4 | 0 | 0 | Constrained,otherwise capacity available =292kVA. | --> | 0.38 | 0 | 0.061503 | 0.41608 | 0 |  | --> | E12 ex KILCARRAGH | Kilcarragh [T421,T422] | BUTLERSTOWN |  | 52.2323 | -7.0661
MV/LV Substation AN***208X |  | 10 kV | _ | LV | 200 kVA :Pole Substation | 0.2 | --> | 0.2 | 0.036794 | 0 | Constrained,otherwise capacity available =193kVA. | --> | 0.19 | 0 | 0 | 0.20106 | 0 |  | --> | C11 ex CALLAN | Callan [T41,T42] | KILKENNY |  | 52.5424 | -7.3815
MV/LV Substation AN***214X |  | 10 kV | _ | LV | 50 kVA :Pole Substation | 0.05 | --> | 0.05 | 0.048 | 2.2 |  | --> | 0.0475 | 0 | 0 | 0.050303 | 0 |  | --> | C19 ex BAILIEBORO | Bailieboro [T41,T42] | MEATH HILL |  | 53.8726 | -7.0534
MV/LV Substation AN***226Y |  | 20 kV | _ | LV | 100 kVA :Pole Substation | 0.1 | --> | 0.1 | 0.097 | 0.4 |  | --> | 0.095 | 0 | 0 | 0 | 0 | Constrained,otherwise capacity available =100.5kW. | --> | C15 ex KILMAGIG | Kilmagig [T42] | ARKLOW |  | 52.8423 | -6.3551
MV/LV Substation AN***231Y |  | 10 kV | _ | LV | 200 kVA :Kiosk Substation | 0.2 | --> | 0.2 | 0 | 0 | Constrained,otherwise capacity available =148kVA. | --> | 0.19 | 0 | 0 | 0.20775 | 0 |  | --> | C19 ex RAHEEN | Raheen [T41,T42] | LIMERICK |  | 52.6282 | -8.6586
MV/LV Substation AN***233 |  | 10 kV | _ | LV | 400 kVA :Building Structure | 0.4 | --> | 0.4 | 0 | 0 | Constrained,otherwise capacity available =362kVA. | --> | 0.38 | 0 | 0 | 0.40573 | 0 |  | --> | C11 ex DOCK ROAD | Dock Road [T41,T42] | LIMERICK |  | 52.654 | -8.6576
MV/LV Substation AN***234X |  | 10 kV | _ | LV | 400 kVA :Building Structure | 0.4 | --> | 0.4 | 0 | 0 | Constrained,otherwise capacity available =400kVA. | --> | 0.38 | 0 | 0 | 0.4 | 0 |  | --> | C11 ex GRANGE (DR) | Grange (dr) [T41,T42] | GRANGE (DR) |  | 53.393 | -6.1529
MV/LV Substation AN***236X |  | 10 kV | _ | LV | 50 kVA :Pole Substation | 0.05 | --> | 0.05 | 0.019092 | 0 | Constrained,otherwise capacity available =49kVA. | --> | 0.0475 | 0 | 0 | 0 | 0 | Constrained,otherwise capacity available =50.2kW. | --> | C18 ex BALLYBAY | Ballybay [T41,T42] | LISDRUM |  | 54.1639 | -6.9311
MV/LV Substation AN***238 |  | 10 kV | _ | LV | 100 kVA :Pole Substation | 0.1 | --> | 0.1 | 0 | 0 | Constrained,otherwise capacity available =99kVA. | --> | 0.095 | 0 | 0 | 0.10015 | 0 |  | --> | C15 ex TULLA | Tulla [T41,T42] | ENNIS |  | 52.8917 | -8.661
MV/LV Substation AN***242X |  | 10 kV | _ | LV | 100 kVA :Pole Substation | 0.1 | --> | 0.1 | 0.081 | 4.2 |  | --> | 0.095 | 0 | 0 | 0.10284 | 0 |  | --> | C17 ex ERRIGAL | Errigal [T41,T422] | SHANKILL |  | 54.1336 | -7.1152
MV/LV Substation AN***248 |  | 10 kV | _ | LV | 50 kVA :Pole Substation | 0.05 | --> | 0.05 | 0.015 | 2.8 |  | --> | 0.0475 | 0 | 0 | 0.055047 | 0 |  | --> | C20 ex CASTLEBLAYNEY | Castleblayney [T41,T42] | DUNDALK |  | 54.0848 | -6.7061
MV/LV Substation AN***248Y |  | 10 kV | _ | LV | 400 kVA :Kiosk Substation | 0.4 | --> | 0.4 | 0 | 0 | Constrained,otherwise capacity available =189kVA. | --> | 0.38 | 0 | 0.008892 | 0.43082 | 0 |  | --> | C16 ex ATHLONE | Athlone [T41,T42] | ATHLONE |  | 53.4245 | -7.9615
MV/LV Substation AN***251Y |  | 20 kV | _ | LV | 400 kVA :Kiosk Substation | 0.4 | --> | 0.4 | 0 | 0 | Constrained,otherwise capacity available =329kVA. | --> | 0.38 | 0 | 0.014079 | 0 | 0 | Constrained,otherwise capacity available =410.6kW. | --> | E17 ex SPRINGS | Springs [T421,T422] | DUNGARVAN |  | 52.1026 | -7.5742
MV/LV Substation AN***256Z |  | 20 kV | _ | LV | 50 kVA :Pole Substation | 0.05 | --> | 0.05 | 0 | 0 | Constrained,otherwise capacity available =34kVA. | --> | 0.0475 | 0 | 0.008151 | 0.052373 | 0 |  | --> | C17 ex KINSALE | Kinsale [T41,T42] | BANDON |  | 51.7915 | -8.6029
MV/LV Substation AN***259X |  | 10 kV | _ | LV | 630 kVA :Building Structure | 0.63 | --> | 0.63 | 0.5 | 2.8 |  | --> | 0.5985 | 0 | 0 | 0.5 | 0 |  | --> | C21 ex CASTLEBLAYNEY | Castleblayney [T41,T42] | DUNDALK |  | 54.1621 | -6.7842
MV/LV Substation AN***263Z |  | 10 kV | _ | LV | 400 kVA :Kiosk Substation | 0.4 | --> | 0.4 | 0 | 0 | Constrained,otherwise capacity available =334kVA. | --> | 0.38 | 0 | 0 | 0.4099 | 0 |  | --> | C22 ex MACETOWN | Macetown [T101,T102] | MACETOWN |  | 53.3926 | -6.434
MV/LV Substation AN***267Z |  | 10 kV | _ | LV | 100 kVA :Pole Substation | 0.1 | --> | 0.1 | 0.076 | 3.1 |  | --> | 0.095 | 0 | 0 | 0.10358 | 0 |  | --> | C12 ex PURCELLS INCH | Purcells Inch [T41,T42] | KILKENNY |  | 52.5634 | -7.1956
MV/LV Substation AN***272 |  | 10 kV | _ | LV | 50 kVA :Pole Substation | 0.05 | --> | 0.05 | 0 | 0 | Constrained,otherwise capacity available =39kVA. | --> | 0.0475 | 0 | 0.002223 | 0.051643 | 0 |  | --> | C15 ex GARRYSPILLANE | Garryspillane [T41] | TIPPERARY |  | 52.337 | -8.2905
MV/LV Substation AN***275 |  | 10 kV | _ | LV | 200 kVA :Kiosk Substation | 0.2 | --> | 0.2 | 0.071 | 13.8 |  | --> | 0.19 | 0 | 0.006669 | 0.21868 | 0 |  | --> | C13 ex SINGLAND | Singland [T101,T102] | SINGLAND |  | 52.6663 | -8.5957
MV/LV Substation AN***278X |  | 20 kV | _ | LV | 50 kVA :Pole Substation | 0.05 | --> | 0.05 | 0.045 | 4.4 |  | --> | 0.0475 | 0 | 0 | 0.050753 | 0 |  | --> | E13 ex CRANE | Crane [T122] | CRANE |  | 52.4379 | -6.3803
MV/LV Substation AN***281X |  | 10 kV | _ | LV | 50 kVA :Pole Substation | 0.05 | --> | 0.05 | 0 | 0 | Constrained,otherwise capacity available =50kVA. | --> | 0.0475 | 0 | 0 | 0.05 | 0 |  | --> | C17 ex DUNLEER | Dunleer [T41,T42] | DRYBRIDGE |  | 53.8756 | -6.3435
MV/LV Substation AN***282 |  | 10 kV | _ | LV | 400 kVA :Kiosk Substation | 0.4 | --> | 0.4 | 0.237 | 4 |  | --> | 0.38 | 0 | 0.071877 | 0.42402 | 0 |  | --> | C11 ex BALLINCLEA | Ballinclea [T41] | CHERRYWOOD |  | 53.2724 | -6.1204
MV/LV Substation AN***290Y |  | 10 kV | _ | LV | 400 kVA :Building Structure | 0.4 | --> | 0.4 | 0.272 | 3.8 |  | --> | 0.38 | 0 | 0.041126 | 0.41898 | 0 |  | --> | C13 ex WATERFORD | Waterford [T41,T42] | WATERFORD |  | 52.2627 | -7.1191
MV/LV Substation AN***292Z |  | 10 kV | _ | LV | 200 kVA :Kiosk Substation | 0.2 | --> | 0.2 | 0 | 0 | Constrained,otherwise capacity available =152kVA. | --> | 0.19 | 0 | 0.003705 | 0.20716 | 0 |  | --> | C17 ex SALLINS | Sallins [T41,T42] | GRIFFINRATH |  | 53.2877 | -6.6854
MV/LV Substation AN***293 |  | 20 kV | _ | LV | 100 kVA :Pole Substation | 0.1 | --> | 0.1 | 0 | 0 | Constrained,otherwise capacity available =99kVA. | --> | 0.095 | 0 | 0 | 0.10015 | 0 |  | --> | E18 ex GURRANEBANE | Gurranebane [T421,T422] | OUGHTRAGH |  | 51.8546 | -10.2614
MV/LV Substation AN***302 |  | 20 kV | _ | LV | 50 kVA :Pole Substation | 0.05 | --> | 0.05 | 0 | 0 | Constrained,otherwise capacity available =40kVA. | --> | 0.0475 | 0 | 0 | 0.051496 | 0 |  | --> | E16 ex MILLTOWN (SR) | Milltown (sr) [T421,T422] | OUGHTRAGH |  | 52.1014 | -9.7569
MV/LV Substation AN***304X |  | 20 kV | _ | LV | 50 kVA :Pole Substation | 0.05 | --> | 0.05 | 0.05 | 2 |  | --> | 0.0475 | 0 | 0 | 0.05 | 0 |  | --> | E11 ex MOHILL | Mohill [T421,T422] | CARRICK ON SHANNON |  | 53.8845 | -7.7816
MV/LV Substation AN***324Z |  | 10 kV | _ | LV | 400 kVA :Building Structure | 0.4 | --> | 0.4 | 0.348 | 2.9 |  | --> | 0.38 | 0 | 0 | 0.40782 | 0 |  | --> | C15 ex ABBEYLAND | Abbeyland [T41,T42] | NAVAN |  | 53.6521 | -6.6848
MV/LV Substation AN***339Z |  | 10 kV | _ | LV | 630 kVA :Kiosk Substation | 0.63 | --> | 0.63 | 0 | 0 | Constrained,otherwise capacity available =495kVA. | --> | 0.5985 | 0 | 0.005928 | 0.5 | 0 |  | --> | C11 ex COOLMINE | Coolmine [T41,T42] | FINGLAS |  | 53.3745 | -6.406
MV/LV Substation AN***340Y |  | 10 kV | _ | LV | 630 kVA :Kiosk Substation | 0.63 | --> | 0.63 | 0.478 | 6.4 |  | --> | 0.5985 | 0 | 0 | 0.5 | 0 |  | --> | C11 ex GARRYCASTLE | Garrycastle [T41,T42] | ATHLONE |  | 53.42 | -7.9278
MV/LV Substation AN***340Z |  | 10 kV | _ | LV | 200 kVA :Kiosk Substation | 0.2 | --> | 0.2 | 0 | 0 | Constrained,otherwise capacity available =167kVA. | --> | 0.19 | 0 | 0.002964 | 0.20495 | 0 |  | --> | C11 ex COOLMINE | Coolmine [T41,T42] | FINGLAS |  | 53.3733 | -6.4059
MV/LV Substation AN***341Z |  | 20 kV | _ | LV | 50 kVA :Pole Substation | 0.05 | --> | 0.05 | 0 | 0 | Constrained,otherwise capacity available =45kVA. | --> | 0.0475 | 0 | 0.004446 | 0.050753 | 0 |  | --> | E17 ex JULIANSTOWN | Julianstown [T421,T422] | DRYBRIDGE |  | 53.6689 | -6.28
MV/LV Substation AN***345 |  | 10 kV | _ | LV | 50 kVA :Pole Substation | 0.05 | --> | 0.05 | 0.036 | 9.5 |  | --> | 0.0475 | 0 | 0 | 0.052083 | 0 |  | --> | C18 ex BANDON | Bandon [T101,T42] | BANDON |  | 51.7936 | -8.6299
MV/LV Substation AN***350 |  | 10 kV | _ | LV | 630 kVA :Building Structure | 0.63 | --> | 0.63 | 0.36 | 11.1 |  | --> | 0.5985 | 0 | 0.031863 | 0.5 | 0 |  | --> | C24 ex CABRA | Cabra [T101,T102] | FINGLAS |  | 53.3606 | -6.2868
MV/LV Substation AN***352Y |  | 20 kV | _ | LV | 100 kVA :Pole Substation | 0.1 | --> | 0.1 | 0 | 0 | Constrained,otherwise capacity available =68kVA. | --> | 0.095 | 0 | 0 | 0.10475 | 0 |  | --> | C21 ex TERMONFECKIN ROAD | Termonfeckin Road [T41,T42] | DRYBRIDGE |  | 53.7547 | -6.2711
MV/LV Substation AN***355 |  | 10 kV | _ | LV | 50 kVA :Pole Substation | 0.05 | --> | 0.05 | 0.019092 | 0 | Constrained,otherwise capacity available =46kVA. | --> | 0.0475 | 0 | 0 | 0 | 0 | Constrained,otherwise capacity available =50.6kW. | --> | C12 ex BALLYBAY | Ballybay [T41,T42] | LISDRUM |  | 54.1205 | -6.9172
MV/LV Substation AN***355Y |  | 10 kV | _ | LV | 50 kVA :Pole Substation | 0.05 | --> | 0.05 | 0 | 0 | Constrained,otherwise capacity available =46kVA. | --> | 0.0475 | 0 | 0 | 0.050604 | 0 |  | --> | C21 ex CARRICKMACROSS | Carrickmacross [T41,T42] | MEATH HILL |  | 53.9196 | -6.6309
MV/LV Substation AN***361Y |  | 10 kV | _ | LV | 630 kVA :Building Structure | 0.63 | --> | 0.63 | 0.5 | 3.8 |  | --> | 0.5985 | 0 | 0 | 0.5 | 0 |  | --> | C13 ex WATERFORD | Waterford [T41,T42] | WATERFORD |  | 52.2626 | -7.1191
MV/LV Substation AN***390X |  | 10 kV | _ | LV | 630 kVA :Building Structure | 0.63 | --> | 0.63 | 0.435 | 18.8 |  | --> | 0.5985 | 0 | 0 | 0.5 | 0 |  | --> | C47 ex BEDFORD ROW | Bedford Row [T41,T42,T43,T44] | FRANCIS STREET |  | 53.3433 | -6.2627
MV/LV Substation AN***392X |  | 20 kV | _ | LV | 400 kVA :Kiosk Substation | 0.4 | --> | 0.4 | 0.395 | 2 |  | --> | 0.38 | 0 | 0 | 0 | 0 | Constrained,otherwise capacity available =400.8kW. | --> | E14 ex RATHKEALE | Rathkeale [T421,T422] | RATHKEALE |  | 52.5063 | -8.7395
MV/LV Substation AN***392X |  | 20 kV | _ | LV | 50 kVA :Pole Substation | 0.05 | --> | 0.05 | 0.041 | 8.5 |  | --> | 0.0475 | 0 | 0.003705 | 0 | 0 | Constrained,otherwise capacity available =51.3kW. | --> | E14 ex ARIGNA | Arigna [T121] | ARIGNA |  | 54.0198 | -7.9435
MV/LV Substation AN***398Z |  | 20 kV | _ | LV | 50 kVA :Pole Substation | 0.05 | --> | 0.05 | 0 | 0 | Constrained,otherwise capacity available =36kVA. | --> | 0.0475 | 0 | 0 | 0.052083 | 0 |  | --> | E18 ex JULIANSTOWN | Julianstown [T421,T422] | DRYBRIDGE |  | 53.6752 | -6.3577
MV/LV Substation AN***399Y |  | 10 kV | _ | LV | 200 kVA :Kiosk Substation | 0.2 | --> | 0.2 | 0 | 0 | Constrained,otherwise capacity available =190kVA. | --> | 0.19 | 0 | 0.003705 | 0 | 0 | Constrained,otherwise capacity available =201.5kW. | --> | C23 ex TINAHASK | Tinahask [T41,T42] | ARKLOW |  | 52.7289 | -6.2861
MV/LV Substation AN***4015 |  | 10 kV | _ | LV | 50 kVA :Pole Substation | 0.05 | --> | 0.05 | 0 | 0 | Constrained,otherwise capacity available =30kVA. | --> | 0.0475 | 0 | 0.003705 | 0.052949 | 0 |  | --> | C16 ex KILLACLOYNE | Killacloyne [T41,T42] | MIDLETON |  | 51.9169 | -8.2766
MV/LV Substation AN***4017 |  | 10 kV | _ | LV | 50 kVA :Pole Substation | 0.05 | --> | 0.05 | 0.049 | 1.3 |  | --> | 0.0475 | 0 | 0 | 0.050152 | 0 |  | --> | C27 ex BALLYCROSSAUN | Ballycrossaun [T421,T422] | SOMERSET |  | 53.1648 | -8.283
MV/LV Substation AN***4033 |  | 20 kV | _ | LV | 100 kVA :Pole Substation | 0.1 | --> | 0.1 | 0.057 | 6 |  | --> | 0.095 | 0 | 0 | 0 | 0 | Constrained,otherwise capacity available =106.3kW. | --> | C14 ex ARDGEEHA | Ardgeeha [T41,T42] | DOON |  | 52.3979 | -7.6584
MV/LV Substation AN***4034 |  | 20 kV | _ | LV | 100 kVA :Pole Substation | 0.1 | --> | 0.1 | 0 | 0 | Constrained,otherwise capacity available =100kVA. | --> | 0.095 | 0 | 0 | 0.1 | 0 |  | --> | E17 ex CAVAN | Cavan [T42,T421] | SHANKILL |  | 54.0628 | -7.3925
MV/LV Substation AN***4036 |  | 10 kV | _ | LV | 1000 kVA :Building Structure | 1 | --> | 1 | 0 | 0 | Constrained,otherwise capacity available =500kVA. | --> | 0.95 | 0 | 0 | 0.5 | 0 |  | --> | C15 ex ORANMORE | Oranmore [T41,T44] | GALWAY 110KV |  | 53.2703 | -8.9301
MV/LV Substation AN***4041 |  | 10 kV | _ | LV | 400 kVA :Kiosk Substation | 0.4 | --> | 0.4 | 0 | 0 | Constrained,otherwise capacity available =320kVA. | --> | 0.38 | 0 | 0.035568 | 0.41197 | 0 |  | --> | C16 ex MERVILLE | Merville [T41,T42] | FINGLAS |  | 53.3851 | -6.3001
MV/LV Substation AN***4042 |  | 20 kV | _ | LV | 400 kVA :Kiosk Substation | 0.4 | --> | 0.4 | 0.361 | 0.4 |  | --> | 0.38 | 0 | 0 | 0.40588 | 0 |  | --> | E15 ex BALLYCONNELL | Ballyconnell [T421,T422] | GORTAWEE |  | 54.1012 | -7.4567
MV/LV Substation AN***4045 |  | 10 kV | _ | LV | 400 kVA :Kiosk Substation | 0.4 | --> | 0.4 | 0 | 0 | Constrained,otherwise capacity available =393kVA. | --> | 0.38 | 0 | 0 | 0 | 0 | Constrained,otherwise capacity available =401.1kW. | --> | C14 ex GARDEN CITY | Garden City [T41,T42] | ARKLOW |  | 52.6756 | -6.2814
MV/LV Substation AN***4045 |  | 20 kV | _ | LV | 50 kVA :Pole Substation | 0.05 | --> | 0.05 | 0 | 0 | Constrained,otherwise capacity available =42kVA. | --> | 0.0475 | 0 | 0 | 0.0512 | 0 |  | --> | C16 ex CAPPAMORE | Cappamore [T41,T42] | ARDNACRUSHA |  | 52.5891 | -8.163
MV/LV Substation AN***4050 |  | 10 kV | _ | LV | 630 kVA :Kiosk Substation | 0.63 | --> | 0.63 | 0 | 0 | Constrained,otherwise capacity available =474kVA. | --> | 0.5985 | 0 | 0.00741 | 0.5 | 0 |  | --> | C18 ex DOUGLAS | Douglas [T41,T42] | TRABEG |  | 51.8618 | -8.4169
MV/LV Substation AN***406Y |  | 10 kV | _ | LV | 100 kVA :Pole Substation | 0.1 | --> | 0.1 | 0 | 0 | Constrained,otherwise capacity available =90kVA. | --> | 0.095 | 0 | 0.003705 | 0 | 0 | Constrained,otherwise capacity available =101.5kW. | --> | C11 ex COLLIGAN | Colligan [T41,T42] | DUNGARVAN |  | 52.1044 | -7.6004
MV/LV Substation AN***4085 |  | 20 kV | _ | LV | 50 kVA :Pole Substation | 0.05 | --> | 0.05 | 0.05 | 4.2 |  | --> | 0.0475 | 0 | 0 | 0.05 | 0 |  | --> | E15 ex JENKINSTOWN | Jenkinstown [T421,T422] | DUNDALK |  | 54.0476 | -6.3369
MV/LV Substation AN***4086 |  | 20 kV | _ | LV | 50 kVA :Pole Substation | 0.05 | --> | 0.05 | 0 | 0 | Constrained,otherwise capacity available =50kVA. | --> | 0.0475 | 0 | 0 | 0.05 | 0 |  | --> | C18 ex RIVERSTOWN | Riverstown [T41,T42] | KILBARRY |  | 51.98 | -8.3839
MV/LV Substation AN***4089 |  | 10 kV | _ | LV | 50 kVA :Pole Substation | 0.05 | --> | 0.05 | 0.05 | 2.8 |  | --> | 0.0475 | 0 | 0 | 0.05 | 0 |  | --> | C20 ex CASTLEBLAYNEY | Castleblayney [T41,T42] | DUNDALK |  | 54.0652 | -6.6998
MV/LV Substation AN***4093 |  | 10 kV | _ | LV | 400 kVA :Building Structure | 0.4 | --> | 0.4 | 0 | 0 | Constrained,otherwise capacity available =382kVA. | --> | 0.38 | 0 | 0 | 0.40272 | 0 |  | --> | C19 ex SEMPERIT | Semperit [T41,T42,T43] | GRANGE CASTLE |  | 53.3459 | -6.3504
MV/LV Substation AN***4100 |  | 20 kV | _ | LV | 50 kVA :Pole Substation | 0.05 | --> | 0.05 | 0 | 0 | Constrained,otherwise capacity available =44kVA. | --> | 0.0475 | 0 | 0 | 0.050903 | 0 |  | --> | E19 ex GARRANACANTY | Garranacanty [T421,T422] | TIPPERARY |  | 52.4215 | -8.1044
MV/LV Substation AN***4106 |  | 10 kV | _ | LV | 400 kVA :Kiosk Substation | 0.4 | --> | 0.4 | 0.319 | 4.6 |  | --> | 0.38 | 0 | 0 | 0.41212 | 0 |  | --> | C39 ex CASTLEVIEW | Castleview [T101,T102] | CASTLEVIEW |  | 51.8995 | -8.3295
MV/LV Substation AN***4112 |  | 10 kV | _ | LV | 200 kVA :Kiosk Substation | 0.2 | --> | 0.2 | 0 | 0 | Constrained,otherwise capacity available =183kVA. | --> | 0.19 | 0 | 0 | 0.20256 | 0 |  | --> | C17 ex BALLYBEGGAN | Ballybeggan [T43,T44] | TRALEE |  | 52.2848 | -9.6901
MV/LV Substation AN***4118 |  | 20 kV | _ | LV | 50 kVA :Pole Substation | 0.05 | --> | 0.05 | 0 | 0 | Constrained,otherwise capacity available =50kVA. | --> | 0.0475 | 0 | 0 | 0.05 | 0 |  | --> | E11 ex MILLTOWN (SR) | Milltown (sr) [T421,T422] | OUGHTRAGH |  | 52.1702 | -9.7074
MV/LV Substation AN***411X |  | 10 kV | _ | LV | 200 kVA :Pole Substation | 0.2 | --> | 0.2 | 0 | 0 | Constrained,otherwise capacity available =134kVA. | --> | 0.19 | 0 | 0 | 0.20978 | 0 |  | --> | C26 ex BISHOPSTOWN | Bishopstown [T41,T42] | KILBARRY |  | 51.8978 | -8.5685
MV/LV Substation AN***4124 |  | 20 kV | _ | LV | 400 kVA :Building Structure | 0.4 | --> | 0.4 | 0.4 | 6 |  | --> | 0.38 | 0 | 0 | 0 | 0 | Constrained,otherwise capacity available =400kW. | --> | C14 ex ARDGEEHA | Ardgeeha [T41,T42] | DOON |  | 52.4514 | -7.6265
MV/LV Substation AN***4128 |  | 20 kV | _ | LV | 50 kVA :Pole Substation | 0.05 | --> | 0.05 | 0 | 0 | Constrained,otherwise capacity available =47kVA. | --> | 0.0475 | 0 | 0 | 0.050453 | 0 |  | --> | E12 ex MILLTOWN (SR) | Milltown (sr) [T421,T422] | OUGHTRAGH |  | 52.0919 | -9.7624
MV/LV Substation AN***4144 |  | 10 kV | _ | LV | 630 kVA :Kiosk Substation | 0.63 | --> | 0.63 | 0 | 0 | Constrained,otherwise capacity available =500kVA. | --> | 0.5985 | 0 | 0 | 0 | 0 | Constrained,otherwise capacity available =500kW. | --> | C17 ex KILMALLOCK | Kilmallock [T41,T42] | CHARLEVILLE |  | 52.4051 | -8.5883
MV/LV Substation AN***4144 |  | 20 kV | _ | LV | 100 kVA :Pole Substation | 0.1 | --> | 0.1 | 0 | 0 | Constrained,otherwise capacity available =79kVA. | --> | 0.095 | 0 | 0.01482 | 0.10314 | 0 |  | --> | C24 ex MACETOWN | Macetown [T101,T102] | MACETOWN |  | 53.471 | -6.3763
MV/LV Substation AN***4150 |  | 20 kV | _ | LV | 400 kVA :Kiosk Substation | 0.4 | --> | 0.4 | 0.303 | 11.9 |  | --> | 0.38 | 0 | 0 | 0.41447 | 0 |  | --> | C27 ex SALTHILL | Salthill [T101,T102] | SALTHILL |  | 53.3351 | -9.1787
MV/LV Substation AN***4159 |  | 10 kV | _ | LV | 200 kVA :Kiosk Substation | 0.2 | --> | 0.2 | 0 | 0 | Constrained,otherwise capacity available =125kVA. | --> | 0.19 | 0 | 0.028899 | 0.21108 | 0 |  | --> | C15 ex ORANMORE | Oranmore [T41,T44] | GALWAY 110KV |  | 53.2742 | -8.9391
MV/LV Substation AN***4160 |  | 10 kV | _ | LV | 400 kVA :Kiosk Substation | 0.4 | --> | 0.4 | 0 | 0 | Constrained,otherwise capacity available =280kVA. | --> | 0.38 | 0 | 0.060762 | 0.41782 | 0 |  | --> | C18 ex ORANMORE | Oranmore [T41,T44] | GALWAY 110KV |  | 53.2697 | -8.9246
MV/LV Substation AN***4164 |  | 10 kV | _ | LV | 400 kVA :Kiosk Substation | 0.4 | --> | 0.4 | 0.387 | 7.9 |  | --> | 0.38 | 0 | 0 | 0.40197 | 0 |  | --> | C13 ex DUNMANWAY | Dunmanway [T422,T43] | DUNMANWAY |  | 51.7276 | -9.104
MV/LV Substation AN***4171 |  | 20 kV | _ | LV | 630 kVA :Building Structure | 0.63 | --> | 0.63 | 0 | 0 | Constrained,otherwise capacity available =500kVA. | --> | 0.5985 | 0 | 0 | 0.5 | 0 |  | --> | E16 ex JULIANSTOWN | Julianstown [T421,T422] | DRYBRIDGE |  | 53.6961 | -6.2488
MV/LV Substation AN***4177 |  | 10 kV | _ | LV | 400 kVA :Kiosk Substation | 0.4 | --> | 0.4 | 0 | 0 | Constrained,otherwise capacity available =400kVA. | --> | 0.38 | 0 | 0 | 0.4 | 0 |  | --> | C13 ex DUNDRUM | Dundrum [T41,T42] | BLACKROCK |  | 53.2895 | -6.2411
MV/LV Substation AN***4188 |  | 10 kV | _ | LV | 630 kVA :Kiosk Substation | 0.63 | --> | 0.63 | 0 | 0 | Constrained,otherwise capacity available =500kVA. | --> | 0.5985 | 0 | 0.014079 | 0.5 | 0 |  | --> | C14 ex CLONAKILTY | Clonakilty [T41,T42] | DUNMANWAY |  | 51.614 | -8.9106
MV/LV Substation AN***4192 |  | 10 kV | _ | LV | 200 kVA :Kiosk Substation | 0.2 | --> | 0.2 | 0.2 | 0.4 |  | --> | 0.19 | 0 | 0 | 0 | 0 | Constrained,otherwise capacity available =200kW. | --> | C13 ex SWINFORD | Swinford [T41,T42] | CASTLEBAR |  | 53.8935 | -9.15
MV/LV Substation AN***4196 |  | 10 kV | _ | LV | 200 kVA :Pole Substation | 0.2 | --> | 0.2 | 0 | 0 | Constrained,otherwise capacity available =200kVA. | --> | 0.19 | 0 | 0 | 0.2 | 0 |  | --> | C21 ex LITTLE BRAY | Little Bray [T41,T42] | FASSAROE |  | 53.2022 | -6.1663
MV/LV Substation AN***420 |  | 20 kV | _ | LV | 100 kVA :Pole Substation | 0.1 | --> | 0.1 | 0 | 2.3 |  | --> | 0.095 | 0 | 0 | 0.13116 | 0 |  | --> | E13 ex MOY | Moy [T421,T422] | MOY |  | 53.9772 | -9.2112
MV/LV Substation AN***4211 |  | 10 kV | _ | LV | 200 kVA :Kiosk Substation | 0.2 | --> | 0.2 | 0 | 0 | Constrained,otherwise capacity available =175kVA. | --> | 0.19 | 0 | 0.001482 | 0.20376 | 0 |  | --> | C15 ex TERMONFECKIN ROAD | Termonfeckin Road [T41,T42] | DRYBRIDGE |  | 53.7255 | -6.3309
MV/LV Substation AN***421Y |  | 10 kV | _ | LV | 400 kVA :Kiosk Substation | 0.4 | --> | 0.4 | 0.357 | 12.2 |  | --> | 0.38 | 0 | 0.003705 | 0.40648 | 0 |  | --> | C18 ex BALLYBEG | Ballybeg [T101,T102] | CARRICKMINES |  | 52.9676 | -6.1411
MV/LV Substation AN***423X |  | 10 kV | _ | LV | 200 kVA :Kiosk Substation | 0.2 | --> | 0.2 | 0.134 | 1.1 |  | --> | 0.19 | 0 | 0.011856 | 0.20978 | 0 |  | --> | C21 ex BIRR | Birr [T41,T422] | DALLOW |  | 53.0745 | -7.8922
MV/LV Substation AN***4243 |  | 10 kV | _ | LV | 100 kVA :Pole Substation | 0.1 | --> | 0.1 | 0 | 0 | Constrained,otherwise capacity available =94kVA. | --> | 0.095 | 0 | 0.00741 | 0.10091 | 0 |  | --> | C17 ex LOUGHREA | Loughrea [T41,T42] | SOMERSET |  | 53.2064 | -8.5752
MV/LV Substation AN***4262 |  | 10 kV | _ | LV | 630 kVA :Building Structure | 0.63 | --> | 0.63 | 0.194 | 4.6 |  | --> | 0.5985 | 0 | 0 | 0.5 | 0 |  | --> | C39 ex CASTLEVIEW | Castleview [T101,T102] | CASTLEVIEW |  | 51.902 | -8.3283
MV/LV Substation AN***4263 |  | 10 kV | _ | LV | 400 kVA :Kiosk Substation | 0.4 | --> | 0.4 | 0.394 | 2.2 |  | --> | 0.38 | 0 | 0 | 0.40091 | 0 |  | --> | C11 ex BALLINASLOE | Ballinasloe [T41,T42] | SOMERSET |  | 53.3294 | -8.1988
MV/LV Substation AN***4278 |  | 20 kV | _ | LV | 50 kVA :Pole Substation | 0.05 | --> | 0.05 | 0 | 0 | Constrained,otherwise capacity available =50kVA. | --> | 0.0475 | 0 | 0 | 0.05 | 0 |  | --> | E19 ex EDENDERRY | Edenderry [T421,T422] | BLAKE |  | 53.4898 | -7.1205
MV/LV Substation AN***4286 |  | 10 kV | _ | LV | 1000 kVA :Building Structure | 1 | --> | 1 | 0.5 | 18.8 |  | --> | 0.95 | 0 | 0 | 0.5 | 0 |  | --> | C07 ex BEDFORD ROW | Bedford Row [T41,T42,T43,T44] | FRANCIS STREET |  | 53.3446 | -6.2619
MV/LV Substation AN***4287 |  | 10 kV | _ | LV | 400 kVA :Kiosk Substation | 0.4 | --> | 0.4 | 0 | 0 | Constrained,otherwise capacity available =389kVA. | --> | 0.38 | 0 | 0.012597 | 0.40167 | 0 |  | --> | C16 ex KILLACLOYNE | Killacloyne [T41,T42] | MIDLETON |  | 51.9163 | -8.2808
MV/LV Substation AN***4319 |  | 10 kV | _ | LV | 400 kVA :Kiosk Substation | 0.4 | --> | 0.4 | 0 | 0 | Constrained,otherwise capacity available =310kVA. | --> | 0.38 | 0 | 0.011856 | 0.41344 | 0 |  | --> | C19 ex CELBRIDGE | Celbridge [T41,T42] | GRIFFINRATH |  | 53.3156 | -6.6123
MV/LV Substation AN***4331 |  | 10 kV | _ | LV | 630 kVA :Kiosk Substation | 0.63 | --> | 0.63 | 0 | 0 | Constrained,otherwise capacity available =500kVA. | --> | 0.5985 | 0 | 0 | 0.5 | 0 |  | --> | C15 ex TERMONFECKIN ROAD | Termonfeckin Road [T41,T42] | DRYBRIDGE |  | 53.7213 | -6.3394
MV/LV Substation AN***4343 |  | 20 kV | _ | LV | 50 kVA :Pole Substation | 0.05 | --> | 0.05 | 0 | 0 | Constrained,otherwise capacity available =28kVA. | --> | 0.0475 | 0 | 0 | 0.053235 | 0 |  | --> | E20 ex BALLINDERRY | Ballinderry [T41,T422] | MULLINGAR |  | 53.4742 | -7.3412
MV/LV Substation AN***4344 |  | 10 kV | _ | LV | 1000 kVA :Building Structure | 1 | --> | 1 | 0.5 | 18.8 |  | --> | 0.95 | 0 | 0 | 0.5 | 0 |  | --> | C47 ex BEDFORD ROW | Bedford Row [T41,T42,T43,T44] | FRANCIS STREET |  | 53.3433 | -6.2626
MV/LV Substation AN***4350 |  | 10 kV | _ | LV | 630 kVA :Building Structure | 0.63 | --> | 0.63 | 0.5 | 4.6 |  | --> | 0.5985 | 0 | 0 | 0.5 | 0 |  | --> | C39 ex CASTLEVIEW | Castleview [T101,T102] | CASTLEVIEW |  | 51.9028 | -8.3273
MV/LV Substation AN***436Y |  | 10 kV | _ | LV | 630 kVA :Kiosk Substation | 0.63 | --> | 0.63 | 0 | 0 | Constrained,otherwise capacity available =500kVA. | --> | 0.5985 | 0 | 0 | 0 | 0 | Constrained,otherwise capacity available =500kW. | --> | C26 ex PORTLAOISE | Portlaoise [T41,T42] | PORTLAOISE |  | 53.0261 | -7.3055
MV/LV Substation AN***4378 |  | 20 kV | _ | LV | 100 kVA :Pole Substation | 0.1 | --> | 0.1 | 0.1 | 0.4 |  | --> | 0.095 | 0 | 0 | 0.1 | 0 |  | --> | E15 ex TULLOW | Tullow [T421,T422] | CARLOW |  | 52.8058 | -6.7352
MV/LV Substation AN***4380 |  | 10 kV | _ | LV | 400 kVA :Kiosk Substation | 0.4 | --> | 0.4 | 0.4 | 3.1 |  | --> | 0.38 | 0 | 0 | 0.4 | 0 |  | --> | C14 ex BELLFIELD | Bellfield [T41,T42] | CRANE |  | 52.5147 | -6.5828
MV/LV Substation AN***4384 |  | 10 kV | _ | LV | 630 kVA :Kiosk Substation | 0.63 | --> | 0.63 | 0 | 0 | Constrained,otherwise capacity available =466kVA. | --> | 0.5985 | 0 | 0 | 0.5 | 0 |  | --> | C11 ex MORNINGTON ROAD | Mornington Road [T41,T42] | DRYBRIDGE |  | 53.7107 | -6.3547
MV/LV Substation AN***4408 |  | 10 kV | _ | LV | 400 kVA :Kiosk Substation | 0.4 | --> | 0.4 | 0 | 0 | Constrained,otherwise capacity available =395kVA. | --> | 0.38 | 0 | 0 | 0.40076 | 0 |  | --> | C22 ex TERMONFECKIN ROAD | Termonfeckin Road [T41,T42] | DRYBRIDGE |  | 53.7256 | -6.3412
MV/LV Substation AN***441X |  | 20 kV | _ | LV | 50 kVA :Pole Substation | 0.05 | --> | 0.05 | 0 | 0 | Constrained,otherwise capacity available =43kVA. | --> | 0.0475 | 0 | 0 | 0.051052 | 0 |  | --> | E20 ex CLONMINCH | Clonminch [T41,T422] | THORNSBERRY |  | 53.2578 | -7.376
MV/LV Substation AN***444 |  | 20 kV | _ | LV | 200 kVA :Pole Substation | 0.2 | --> | 0.2 | 0.173 | 2.1 |  | --> | 0.19 | 0 | 0.008151 | 0 | 0 | Constrained,otherwise capacity available =204.1kW. | --> | C18 ex NEWTOWNCUNNINGHAM | Newtowncunningham [T41,T42] | LETTERKENNY |  | 55.0393 | -7.4347
MV/LV Substation AN***4474 |  | 10 kV | _ | LV | 630 kVA :Kiosk Substation | 0.63 | --> | 0.63 | 0 | 0 | Constrained,otherwise capacity available =500kVA. | --> | 0.5985 | 0 | 0 | 0 | 0 | Constrained,otherwise capacity available =500kW. | --> | C20 ex PORTLAOISE | Portlaoise [T41,T42] | PORTLAOISE |  | 53.0315 | -7.2785
MV/LV Substation AN***4479 |  | 20 kV | _ | LV | 630 kVA :Kiosk Substation | 0.63 | --> | 0.63 | 0.5 | 16.1 |  | --> | 0.5985 | 0 | 0 | 0.5 | 0 |  | --> | E21 ex WEXFORD | Wexford [T121,T122] | WEXFORD |  | 52.3809 | -6.4511
MV/LV Substation AN***452 |  | 20 kV | _ | LV | 50 kVA :Pole Substation | 0.05 | --> | 0.05 | 0.027 | 0.4 |  | --> | 0.0475 | 0 | 0 | 0 | 0 | Constrained,otherwise capacity available =53.4kW. | --> | C15 ex KILMAGIG | Kilmagig [T42] | ARKLOW |  | 52.8425 | -6.3566
MV/LV Substation AN***4522 |  | 10 kV | _ | LV | 100 kVA :Pole Substation | 0.1 | --> | 0.1 | 0 | 0 | Constrained,otherwise capacity available =91kVA. | --> | 0.095 | 0 | 0 | 0.10136 | 0 |  | --> | C21 ex BALLINDERRY | Ballinderry [T41,T422] | MULLINGAR |  | 53.5172 | -7.3427
MV/LV Substation AN***457 |  | 20 kV | _ | LV | 50 kVA :Pole Substation | 0.05 | --> | 0.05 | 0 | 0 | Constrained,otherwise capacity available =46kVA. | --> | 0.0475 | 0 | 0 | 0.050604 | 0 |  | --> | E20 ex CLONMINCH | Clonminch [T41,T422] | THORNSBERRY |  | 53.2551 | -7.3806
MV/LV Substation AN***460Z |  | 20 kV | _ | LV | 200 kVA :Kiosk Substation | 0.2 | --> | 0.2 | 0 | 0 | Constrained,otherwise capacity available =164kVA. | --> | 0.19 | 0 | 0.003705 | 0.20539 | 0 |  | --> | E11 ex WHITECHURCH | Whitechurch [T421,T422] | KILBARRY |  | 52.0477 | -8.7301
MV/LV Substation AN***467Y |  | 10 kV | _ | LV | 50 kVA :Pole Substation | 0.05 | --> | 0.05 | 0 | 0 | Constrained,otherwise capacity available =40kVA. | --> | 0.0475 | 0 | 0 | 0.051496 | 0 |  | --> | C18 ex HEADFORD | Headford [T41,T42] | CLOON |  | 53.446 | -9.1973
MV/LV Substation AN***469 |  | 20 kV | _ | LV | 50 kVA :Pole Substation | 0.05 | --> | 0.05 | 0.036 | 0.3 |  | --> | 0.0475 | 0 | 0 | 0.052083 | 0 |  | --> | C17 ex BANAGHER | Banagher [T41,T42] | DALLOW |  | 53.2168 | -8.2161
MV/LV Substation AN***471 |  | 10 kV | _ | LV | 50 kVA :Pole Substation | 0.05 | --> | 0.05 | 0.046 | 0.8 |  | --> | 0.0475 | 0 | 0.004446 | 0.050604 | 0 |  | --> | C15 ex MILLTOWN MALBAY | Milltown Malbay [T42] | TULLABRACK |  | 52.7816 | -9.4365
MV/LV Substation AN***472 |  | 20 kV | _ | LV | 50 kVA :Pole Substation | 0.05 | --> | 0.05 | 0 | 0 | Constrained,otherwise capacity available =48kVA. | --> | 0.0475 | 0 | 0 | 0.050303 | 0 |  | --> | C18 ex DELVIN | Delvin [T41,T42] | MULLINGAR |  | 53.6756 | -7.2
MV/LV Substation AN***472Y |  | 10 kV | _ | LV | 400 kVA :Building Structure | 0.4 | --> | 0.4 | 0.339 | 3.8 |  | --> | 0.38 | 0 | 0 | 0.40916 | 0 |  | --> | C13 ex WATERFORD | Waterford [T41,T42] | WATERFORD |  | 52.2622 | -7.118
MV/LV Substation AN***490X |  | 20 kV | _ | LV | 50 kVA :Pole Substation | 0.05 | --> | 0.05 | 0.035 | 4.2 |  | --> | 0.0475 | 0 | 0 | 0.052228 | 0 |  | --> | E16 ex JENKINSTOWN | Jenkinstown [T421,T422] | DUNDALK |  | 54.002 | -6.2755
MV/LV Substation AN***503X |  | 10 kV | _ | LV | 630 kVA :Kiosk Substation | 0.63 | --> | 0.63 | 0.5 | 5.5 |  | --> | 0.5985 | 0 | 0.00741 | 0 | 0 | Constrained,otherwise capacity available =500kW. | --> | C14 ex GORTLEE | Gortlee [T41,T42] | LETTERKENNY |  | 54.9697 | -7.7556
MV/LV Substation AN***505X |  | 20 kV | _ | LV | 100 kVA :Pole Substation | 0.1 | --> | 0.1 | 0.082 | 7.2 |  | --> | 0.095 | 0 | 0.002964 | 0.1027 | 0 |  | --> | C06 ex AHANE | Ahane [T102] | AHANE |  | 52.6746 | -8.5308
MV/LV Substation AN***524X |  | 20 kV | _ | LV | 50 kVA :Pole Substation | 0.05 | --> | 0.05 | 0.043 | 1.3 |  | --> | 0.0475 | 0 | 0 | 0.051052 | 0 |  | --> | E15 ex BALLYCROSSAUN | Ballycrossaun [T421,T422] | SOMERSET |  | 53.0833 | -8.1344
MV/LV Substation AN***526X |  | 10 kV | _ | LV | 200 kVA :Kiosk Substation | 0.2 | --> | 0.2 | 0.167 | 3.9 |  | --> | 0.19 | 0 | 0.00741 | 0.20495 | 0 |  | --> | C22 ex GALWAY 110KV | Galway 110kv [T102,T103] | GALWAY 110KV |  | 53.2906 | -8.9929
MV/LV Substation AN***530X |  | 20 kV | _ | LV | 400 kVA :Kiosk Substation | 0.4 | --> | 0.4 | 0.307 | 7.2 |  | --> | 0.38 | 0 | 0.00741 | 0.41388 | 0 |  | --> | C03 ex AHANE | Ahane [T102] | AHANE |  | 52.6682 | -8.5303
MV/LV Substation AN***556 |  | 10 kV | _ | LV | 400 kVA :Building Structure | 0.4 | --> | 0.4 | 0 | 0 | Constrained,otherwise capacity available =389kVA. | --> | 0.38 | 0 | 0 | 0.40167 | 0 |  | --> | C16 ex LUCAN EAST | Lucan East [T41,T42] | GRANGE CASTLE |  | 53.3686 | -6.4329
MV/LV Substation AN***559Y |  | 10 kV | _ | LV | 400 kVA :Building Structure | 0.4 | --> | 0.4 | 0 | 0 | Constrained,otherwise capacity available =371kVA. | --> | 0.38 | 0 | 0.004446 | 0 | 0 | Constrained,otherwise capacity available =404.4kW. | --> | C16 ex COOLCARRON | Coolcarron [T41,T42] | BARRYMORE |  | 52.1386 | -8.2732
MV/LV Substation AN***563X |  | 20 kV | _ | LV | 50 kVA :Pole Substation | 0.05 | --> | 0.05 | 0.039 | 8.1 |  | --> | 0.0475 | 0 | 0 | 0 | 0 | Constrained,otherwise capacity available =51.6kW. | --> | E16 ex WESTPORT | Westport [T421,T422] | CASTLEBAR |  | 53.5934 | -9.6921
MV/LV Substation AN***572 |  | 10 kV | _ | LV | 200 kVA :Pole Substation | 0.2 | --> | 0.2 | 0.136 | 1.6 |  | --> | 0.19 | 0 | 0 | 0 | 0 | Constrained,otherwise capacity available =209.5kW. | --> | C13 ex DERRYBEG | Derrybeg [T41,T42] | ARDNAGAPPARY |  | 55.0209 | -8.3259
MV/LV Substation AN***574Z |  | 10 kV | _ | LV | 200 kVA :Kiosk Substation | 0.2 | --> | 0.2 | 0 | 0 | Constrained,otherwise capacity available =132kVA. | --> | 0.19 | 0 | 0 | 0 | 0 | Constrained,otherwise capacity available =210.1kW. | --> | C14 ex KNOCKMULLEN | Knockmullen [T42,T421] | GREAT ISLAND |  | 52.4027 | -6.93
MV/LV Substation AN***584Y |  | 20 kV | _ | LV | 200 kVA :Kiosk Substation | 0.2 | --> | 0.2 | 0 | 0 | Constrained,otherwise capacity available =155kVA. | --> | 0.19 | 0 | 0.004446 | 0.20672 | 0 |  | --> | E11 ex CAVAN | Cavan [T42,T421] | SHANKILL |  | 54.0421 | -7.3208
MV/LV Substation AN***585 |  | 10 kV | _ | LV | 50 kVA :Pole Substation | 0.05 | --> | 0.05 | 0.046 | 2.8 |  | --> | 0.0475 | 0 | 0.002964 | 0.050604 | 0 |  | --> | C21 ex CASTLEBLAYNEY | Castleblayney [T41,T42] | DUNDALK |  | 54.1662 | -6.7965
MV/LV Substation AN***586Y |  | 20 kV | _ | LV | 200 kVA :Kiosk Substation | 0.2 | --> | 0.2 | 0 | 0 | Constrained,otherwise capacity available =145kVA. | --> | 0.19 | 0 | 0 | 0.20818 | 0 |  | --> | C19 ex TRAMORE | Tramore [T41,T42] | BUTLERSTOWN |  | 52.1764 | -7.1487
MV/LV Substation AN***588Y |  | 20 kV | _ | LV | 200 kVA :Kiosk Substation | 0.2 | --> | 0.2 | 0.157 | 3.5 |  | --> | 0.19 | 0 | 0 | 0.20643 | 0 |  | --> | C18 ex DUNDALK | Dundalk [T41,T42] | DUNDALK |  | 54.0207 | -6.4266
MV/LV Substation AN***593Y |  | 10 kV | _ | LV | 630 kVA :Kiosk Substation | 0.63 | --> | 0.63 | 0.493 | 3.3 |  | --> | 0.5985 | 0 | 0 | 0.5 | 0 |  | --> | C16 ex GLEBE | Glebe [T41,T42] | RICHMOND |  | 53.7285 | -7.8001
MV/LV Substation AN***603X |  | 10 kV | _ | LV | 630 kVA :Building Structure | 0.63 | --> | 0.63 | 0 | 0 | Constrained,otherwise capacity available =500kVA. | --> | 0.5985 | 0 | 0.003705 | 0.5 | 0 |  | --> | C21 ex PHIBSBORO | Phibsboro [T41,T42] | FINGLAS |  | 53.3589 | -6.2874
MV/LV Substation AN***608 |  | 10 kV | _ | LV | 100 kVA :Pole Substation | 0.1 | --> | 0.1 | 0.088 | 2.8 |  | --> | 0.095 | 0 | 0 | 0.10181 | 0 |  | --> | C21 ex CASTLEBLAYNEY | Castleblayney [T41,T42] | DUNDALK |  | 54.16 | -6.7894
MV/LV Substation AN***614 |  | 10 kV | _ | LV | 200 kVA :Kiosk Substation | 0.2 | --> | 0.2 | 0 | 0 | Constrained,otherwise capacity available =200kVA. | --> | 0.19 | 0 | 0 | 0.2 | 0 |  | --> | C13 ex MALAHIDE | Malahide [T41,T42] | GLASMORE |  | 53.4226 | -6.1749
MV/LV Substation AN***618 |  | 20 kV | _ | LV | 50 kVA :Pole Substation | 0.05 | --> | 0.05 | 0 | 0 | Constrained,otherwise capacity available =40kVA. | --> | 0.0475 | 0 | 0 | 0.051496 | 0 |  | --> | E12 ex MILLTOWN (SR) | Milltown (sr) [T421,T422] | OUGHTRAGH |  | 52.0971 | -9.7674
MV/LV Substation AN***625X |  | 10 kV | _ | LV | 400 kVA :Kiosk Substation | 0.4 | --> | 0.4 | 0.335 | 11.9 |  | --> | 0.38 | 0 | 0.009633 | 0.40975 | 0 |  | --> | C33 ex SALTHILL | Salthill [T101,T102] | SALTHILL |  | 53.2703 | -9.0957
MV/LV Substation AN***630 |  | 20 kV | _ | LV | 50 kVA :Pole Substation | 0.05 | --> | 0.05 | 0.042 | 0.6 |  | --> | 0.0475 | 0 | 0 | 0 | 0 | Constrained,otherwise capacity available =51.2kW. | --> | E19 ex LAWLESSTOWN | Lawlesstown [T42,T421] | DOON |  | 52.489 | -7.7367
MV/LV Substation AN***631 |  | 20 kV | _ | LV | 50 kVA :Pole Substation | 0.05 | --> | 0.05 | 0.03 | 1.5 |  | --> | 0.0475 | 0 | 0 | 0.052949 | 0 |  | --> | C16 ex SCREEB | Screeb [T41] | SCREEB |  | 53.3106 | -9.6282
MV/LV Substation AN***645X |  | 10 kV | _ | LV | 400 kVA :Building Structure | 0.4 | --> | 0.4 | 0.4 | 6.4 |  | --> | 0.38 | 0 | 0 | 0.4 | 0 |  | --> | C20 ex GARRYCASTLE | Garrycastle [T41,T42] | ATHLONE |  | 53.4248 | -7.8995
MV/LV Substation AN***649 |  | 10 kV | _ | LV | 50 kVA :Pole Substation | 0.05 | --> | 0.05 | 0.041 | 3.1 |  | --> | 0.0475 | 0 | 0 | 0.051348 | 0 |  | --> | C12 ex PURCELLS INCH | Purcells Inch [T41,T42] | KILKENNY |  | 52.5602 | -7.1952
MV/LV Substation AN***650X |  | 10 kV | _ | LV | 200 kVA :Pole Substation | 0.2 | --> | 0.2 | 0.198 | 1.4 |  | --> | 0.19 | 0 | 0 | 0.2003 | 0 |  | --> | C11 ex CROSSMOLINA | Crossmolina [T41,T42] | MOY |  | 54.0354 | -9.3244
MV/LV Substation AN***652Y |  | 20 kV | _ | LV | 400 kVA :Building Structure | 0.4 | --> | 0.4 | 0.382 | 7.2 |  | --> | 0.38 | 0 | 0 | 0.40272 | 0 |  | --> | C03 ex AHANE | Ahane [T102] | AHANE |  | 52.6684 | -8.5287
MV/LV Substation AN***654Y |  | 10 kV | _ | LV | 100 kVA :Pole Substation | 0.1 | --> | 0.1 | 0 | 0 | Constrained,otherwise capacity available =93kVA. | --> | 0.095 | 0 | 0 | 0.10106 | 0 |  | --> | C17 ex CARRICKMACROSS | Carrickmacross [T41,T42] | MEATH HILL |  | 53.9682 | -6.6753
MV/LV Substation AN***655Z |  | 10 kV | _ | LV | 200 kVA :Kiosk Substation | 0.2 | --> | 0.2 | 0 | 0 | Constrained,otherwise capacity available =163kVA. | --> | 0.19 | 0 | 0.010374 | 0.20554 | 0 |  | --> | C23 ex GORESBRIDGE | Goresbridge [T41,T42] | KILKENNY |  | 52.6837 | -7.0322
MV/LV Substation AN***662 |  | 10 kV | _ | LV | 630 kVA :Building Structure | 0.63 | --> | 0.63 | 0.5 | 18.8 |  | --> | 0.5985 | 0 | 0 | 0.5 | 0 |  | --> | C07 ex BEDFORD ROW | Bedford Row [T41,T42,T43,T44] | FRANCIS STREET |  | 53.3455 | -6.2619
MV/LV Substation AN***666 |  | 10 kV | _ | LV | 100 kVA :Pole Substation | 0.1 | --> | 0.1 | 0 | 0 | Constrained,otherwise capacity available =100kVA. | --> | 0.095 | 0 | 0 | 0.1 | 0 |  | --> | C30 ex CLAREGALWAY | Claregalway [T42,T421] | GALWAY 110KV |  | 53.3825 | -9.0733
MV/LV Substation AN***670X |  | 10 kV | _ | LV | 400 kVA :Kiosk Substation | 0.4 | --> | 0.4 | 0 | 0 | Constrained,otherwise capacity available =308kVA. | --> | 0.38 | 0 | 0.022971 | 0.41373 | 0 |  | --> | C12 ex ORANMORE | Oranmore [T41,T44] | GALWAY 110KV |  | 53.2818 | -8.9806
MV/LV Substation AN***676 |  | 20 kV | _ | LV | 200 kVA :Pole Substation | 0.2 | --> | 0.2 | 0.197 | 2.9 |  | --> | 0.19 | 0 | 0 | 0 | 0 | Constrained,otherwise capacity available =200.5kW. | --> | E19 ex TELAYDON | Telaydon [T42,T421] | LISDRUM |  | 54.3079 | -6.8627
MV/LV Substation AN***677 |  | 20 kV | _ | LV | 100 kVA :Pole Substation | 0.1 | --> | 0.1 | 0.092 | 4.2 |  | --> | 0.095 | 0 | 0 | 0.10121 | 0 |  | --> | E16 ex JENKINSTOWN | Jenkinstown [T421,T422] | DUNDALK |  | 53.999 | -6.2762
MV/LV Substation AN***687X |  | 20 kV | _ | LV | 200 kVA :Kiosk Substation | 0.2 | --> | 0.2 | 0 | 0 | Constrained,otherwise capacity available =148kVA. | --> | 0.19 | 0 | 0.006669 | 0.20775 | 0 |  | --> | E13 ex BALLINROBE | Ballinrobe [T421,T422] | DALTON |  | 53.6312 | -9.2365
MV/LV Substation AN***691X |  | 20 kV | _ | LV | 100 kVA :Pole Substation | 0.1 | --> | 0.1 | 0.074 | 3.5 |  | --> | 0.095 | 0 | 0 | 0.10387 | 0 |  | --> | C26 ex DUNDALK | Dundalk [T41,T42] | DUNDALK |  | 54.035 | -6.5481
MV/LV Substation AN***707 |  | 10 kV | _ | LV | 200 kVA :Pole Substation | 0.2 | --> | 0.2 | 0.197 | 2.1 |  | --> | 0.19 | 0 | 0 | 0.20045 | 0 |  | --> | C13 ex BUTTEVANT | Buttevant [T41,T42] | MALLOW |  | 52.1829 | -8.5792
MV/LV Substation AN***712 |  | 10 kV | _ | LV | 200 kVA :Pole Substation | 0.2 | --> | 0.2 | 0 | 0 | Constrained,otherwise capacity available =181kVA. | --> | 0.19 | 0 | 0.00741 | 0.20286 | 0 |  | --> | C15 ex GARRYSPILLANE | Garryspillane [T41] | TIPPERARY |  | 52.3397 | -8.29
MV/LV Substation AN***717 |  | 10 kV | _ | LV | 400 kVA :Building Structure | 0.4 | --> | 0.4 | 0 | 0 | Constrained,otherwise capacity available =386kVA. | --> | 0.38 | 0 | 0 | 0.40212 | 0 |  | --> | C12 ex LOUGHLINSTOWN | Loughlinstown [T41,T42] | CARRICKMINES |  | 53.2485 | -6.1311
MV/LV Substation AN***720 |  | 10 kV | _ | LV | 100 kVA :Pole Substation | 0.1 | --> | 0.1 | 0 | 0 | Constrained,otherwise capacity available =94kVA. | --> | 0.095 | 0 | 0 | 0.10091 | 0 |  | --> | C14 ex GREYSTONES | Greystones [T41,T42] | FASSAROE |  | 53.0936 | -6.2221
MV/LV Substation AN***720Y |  | 10 kV | _ | LV | 630 kVA :Kiosk Substation | 0.63 | --> | 0.63 | 0.5 | 6.4 |  | --> | 0.5985 | 0 | 0.003705 | 0.5 | 0 |  | --> | C11 ex GARRYCASTLE | Garrycastle [T41,T42] | ATHLONE |  | 53.4197 | -7.9264
MV/LV Substation AN***728 |  | 10 kV | _ | LV | 50 kVA :Pole Substation | 0.05 | --> | 0.05 | 0.025 | 1.5 |  | --> | 0.0475 | 0 | 0 | 0.053659 | 0 |  | --> | C19 ex SHERCOCK | Shercock [T41,T42] | MEATH HILL |  | 53.9782 | -6.9314
MV/LV Substation AN***742Y |  | 10 kV | _ | LV | 200 kVA :Kiosk Substation | 0.2 | --> | 0.2 | 0 | 0 | Constrained,otherwise capacity available =187kVA. | --> | 0.19 | 0 | 0 | 0 | 0 | Constrained,otherwise capacity available =202kW. | --> | C23 ex PORTLAOISE | Portlaoise [T41,T42] | PORTLAOISE |  | 53.0329 | -7.2934
MV/LV Substation AN***743 |  | 10 kV | _ | LV | 50 kVA :Pole Substation | 0.05 | --> | 0.05 | 0 | 0 | Constrained,otherwise capacity available =20kVA. | --> | 0.0475 | 0 | 0.002223 | 0 | 0 | Constrained,otherwise capacity available =54.4kW. | --> | C18 ex PORTARLINGTON | Portarlington [T41,T42] | PORTLAOISE |  | 53.147 | -7.2383
MV/LV Substation AN***746Y |  | 10 kV | _ | LV | 200 kVA :Kiosk Substation | 0.2 | --> | 0.2 | 0 | 0 | Constrained,otherwise capacity available =161kVA. | --> | 0.19 | 0 | 0.003705 | 0 | 0 | Constrained,otherwise capacity available =205.8kW. | --> | C18 ex FERMOY NORTH | Fermoy North [T41,T42] | BARRYMORE |  | 52.147 | -8.399
MV/LV Substation AN***747 |  | 10 kV | _ | LV | 630 kVA :Kiosk Substation | 0.63 | --> | 0.63 | 0.5 | 6.5 |  | --> | 0.5985 | 0 | 0.004446 | 0.5 | 0 |  | --> | C17 ex OUGHTERARD | Oughterard [T41,T42] | SCREEB |  | 53.4228 | -9.3259
MV/LV Substation AN***749Z |  | 10 kV | _ | LV | 400 kVA :Building Structure | 0.4 | --> | 0.4 | 0.4 | 10.9 |  | --> | 0.38 | 0 | 0 | 0.4 | 0 |  | --> | C19 ex MULLINGAR | Mullingar [T101,T102] | MULLINGAR |  | 53.5248 | -7.3382
MV/LV Substation AN***753Y |  | 20 kV | _ | LV | 400 kVA :Kiosk Substation | 0.4 | --> | 0.4 | 0 | 0 | Constrained,otherwise capacity available =362kVA. | --> | 0.38 | 0 | 0.005928 | 0 | 0 | Constrained,otherwise capacity available =405.7kW. | --> | C13 ex CLOYNE | Cloyne [T41] | MIDLETON |  | 51.8613 | -7.9995
MV/LV Substation AN***761X |  | 20 kV | _ | LV | 50 kVA :Pole Substation | 0.05 | --> | 0.05 | 0 | 0 | Constrained,otherwise capacity available =47kVA. | --> | 0.0475 | 0 | 0 | 0.050453 | 0 |  | --> | E16 ex MILLTOWN (SR) | Milltown (sr) [T421,T422] | OUGHTRAGH |  | 52.1008 | -9.7497
MV/LV Substation AN***766 |  | 20 kV | _ | LV | 50 kVA :Pole Substation | 0.05 | --> | 0.05 | 0.015 | 3.5 |  | --> | 0.0475 | 0 | 0 | 0.055047 | 0 |  | --> | C26 ex DUNDALK | Dundalk [T41,T42] | DUNDALK |  | 53.9938 | -6.5358
MV/LV Substation AN***774X |  | 10 kV | _ | LV | 200 kVA :Kiosk Substation | 0.2 | --> | 0.2 | 0.167 | 1.9 |  | --> | 0.19 | 0 | 0.006669 | 0 | 0 | Constrained,otherwise capacity available =204.9kW. | --> | C13 ex TURLOUGH ROAD | Turlough Road [T41,T42] | CASTLEBAR |  | 53.8648 | -9.2858
MV/LV Substation AN***774Y |  | 10 kV | _ | LV | 400 kVA :Kiosk Substation | 0.4 | --> | 0.4 | 0.235 | 3.1 |  | --> | 0.38 | 0 | 0.008151 | 0.42431 | 0 |  | --> | C14 ex BELLFIELD | Bellfield [T41,T42] | CRANE |  | 52.514 | -6.5816
MV/LV Substation AN***775 |  | 10 kV | _ | LV | 50 kVA :Pole Substation | 0.05 | --> | 0.05 | 0 | 0 | Constrained,otherwise capacity available =41kVA. | --> | 0.0475 | 0 | 0 | 0.051348 | 0 |  | --> | C21 ex LITTLE BRAY | Little Bray [T41,T42] | FASSAROE |  | 53.2096 | -6.1713
MV/LV Substation AN***775X |  | 10 kV | _ | LV | 100 kVA :Pole Substation | 0.1 | --> | 0.1 | 0.083 | 0.5 |  | --> | 0.095 | 0 | 0.004446 | 0 | 0 | Constrained,otherwise capacity available =102.5kW. | --> | C20 ex KILMARTIN | Kilmartin [T41] | ARKLOW |  | 53.0317 | -6.2564
MV/LV Substation AN***775Z |  | 10 kV | _ | LV | 400 kVA :Kiosk Substation | 0.4 | --> | 0.4 | 0 | 0 | Constrained,otherwise capacity available =324kVA. | --> | 0.38 | 0 | 0.002223 | 0.41138 | 0 |  | --> | C19 ex SALLINS | Sallins [T41,T42] | GRIFFINRATH |  | 53.2904 | -6.7562
MV/LV Substation AN***781 |  | 10 kV | _ | LV | 200 kVA :Pole Substation | 0.2 | --> | 0.2 | 0.196 | 5.6 |  | --> | 0.19 | 0 | 0 | 0.2 | 0 |  | --> | C13 ex KILCOOLE | Kilcoole [T41,T42] | FASSAROE |  | 53.0963 | -6.1105
MV/LV Substation AN***782 |  | 10 kV | _ | LV | 100 kVA :Pole Substation | 0.1 | --> | 0.1 | 0.086 | 1.5 |  | --> | 0.095 | 0 | 0 | 0.1021 | 0 |  | --> | C19 ex SHERCOCK | Shercock [T41,T42] | MEATH HILL |  | 53.978 | -6.9426
MV/LV Substation AN***783 |  | 10 kV | _ | LV | 400 kVA :Building Structure | 0.4 | --> | 0.4 | 0.396 | 1.7 |  | --> | 0.38 | 0 | 0.12968 | 0 | 0 | Constrained,otherwise capacity available =400.6kW. | --> | E16 ex GWEEDORE | Gweedore [T421] | ARDNAGAPPARY |  | 55.0489 | -8.2231
MV/LV Substation AN***786 |  | 20 kV | _ | LV | 200 kVA :Pole Substation | 0.2 | --> | 0.2 | 0.149 | 1.8 |  | --> | 0.19 | 0 | 0.03705 | 0.2076 | 0 |  | --> | E18 ex BIRDHILL | Birdhill [T421,T422] | ARDNACRUSHA |  | 52.7341 | -8.4655
MV/LV Substation AN***790Z |  | 10 kV | _ | LV | 400 kVA :Kiosk Substation | 0.4 | --> | 0.4 | 0 | 0 | Constrained,otherwise capacity available =373kVA. | --> | 0.38 | 0 | 0 | 0.40408 | 0 |  | --> | C22 ex BALLINCOLLIG | Ballincollig [T41,T42] | KILBARRY |  | 51.8845 | -8.6053
MV/LV Substation AN***800Y |  | 10 kV | _ | LV | 400 kVA :Kiosk Substation | 0.4 | --> | 0.4 | 0.253 | 1 |  | --> | 0.38 | 0 | 0 | 0.42173 | 0 |  | --> | E14 ex LONGFORD | Longford [T421,T422] | RICHMOND |  | 53.7269 | -7.8052
MV/LV Substation AN***823 |  | 10 kV | _ | LV | 630 kVA :Building Structure | 0.63 | --> | 0.63 | 0.5 | 11 |  | --> | 0.5985 | 0 | 0 | 0.5 | 0 |  | --> | C20 ex MISERY HILL | Misery Hill [T101,T102] | POOLBEG |  | 53.3403 | -6.2597
MV/LV Substation AN***838X |  | 10 kV | _ | LV | 200 kVA :Kiosk Substation | 0.2 | --> | 0.2 | 0 | 0 | Constrained,otherwise capacity available =183kVA. | --> | 0.19 | 0 | 0 | 0.20256 | 0 |  | --> | C12 ex WHITESTOWN | Whitestown [T41,T42] | COOKSTOWN |  | 53.2785 | -6.4012
MV/LV Substation AN***841X |  | 20 kV | _ | LV | 400 kVA :Kiosk Substation | 0.4 | --> | 0.4 | 0.31 | 1.4 |  | --> | 0.38 | 0 | 0.033345 | 0.41344 | 0 |  | --> | E15 ex KILROSS ROAD | Kilross Road [T421] | TIPPERARY |  | 52.467 | -8.1656
MV/LV Substation AN***847Y |  | 10 kV | _ | LV | 50 kVA :Pole Substation | 0.05 | --> | 0.05 | 0 | 0 | Constrained,otherwise capacity available =50kVA. | --> | 0.0475 | 0 | 0 | 0.05 | 0 |  | --> | C17 ex CARRICKMACROSS | Carrickmacross [T41,T42] | MEATH HILL |  | 53.9716 | -6.6815
MV/LV Substation AN***857 |  | 20 kV | _ | LV | 50 kVA :Pole Substation | 0.05 | --> | 0.05 | 0 | 0 | Constrained,otherwise capacity available =39kVA. | --> | 0.0475 | 0 | 0.004446 | 0.051643 | 0 |  | --> | E18 ex GARRANACANTY | Garranacanty [T421,T422] | TIPPERARY |  | 52.5638 | -8.1099
MV/LV Substation AN***864X |  | 10 kV | _ | LV | 400 kVA :Kiosk Substation | 0.4 | --> | 0.4 | 0.368 | 3.9 |  | --> | 0.38 | 0 | 0.003705 | 0.40483 | 0 |  | --> | C21 ex GALWAY 110KV | Galway 110kv [T102,T103] | GALWAY 110KV |  | 53.2801 | -8.9829
MV/LV Substation AN***877X |  | 10 kV | _ | LV | 630 kVA :Building Structure | 0.63 | --> | 0.63 | 0 | 0 | Constrained,otherwise capacity available =500kVA. | --> | 0.5985 | 0 | 0 | 0.5 | 0 |  | --> | C12 ex BISHOPSTOWN | Bishopstown [T41,T42] | KILBARRY |  | 51.8877 | -8.5291
MV/LV Substation AN***882X |  | 10 kV | _ | LV | 200 kVA :Kiosk Substation | 0.2 | --> | 0.2 | 0.127 | 3.1 |  | --> | 0.19 | 0 | 0.013338 | 0.21079 | 0 |  | --> | C11 ex BELLFIELD | Bellfield [T41,T42] | CRANE |  | 52.5 | -6.5796
MV/LV Substation AN***884X |  | 20 kV | _ | LV | 100 kVA :Pole Substation | 0.1 | --> | 0.1 | 0.082 | 0.9 |  | --> | 0.095 | 0 | 0.00741 | 0.1027 | 0 |  | --> | E15 ex RATHMORE | Rathmore [T42,T421] | KNOCKEARAGH |  | 52.1816 | -9.2403
MV/LV Substation AN***885X |  | 10 kV | _ | LV | 400 kVA :Kiosk Substation | 0.4 | --> | 0.4 | 0.374 | 3.9 |  | --> | 0.38 | 0 | 0 | 0.40393 | 0 |  | --> | C28 ex GALWAY 110KV | Galway 110kv [T102,T103] | GALWAY 110KV |  | 53.2965 | -9.0316
MV/LV Substation AN***886 |  | 10 kV | _ | LV | 200 kVA :Pole Substation | 0.2 | --> | 0.2 | 0 | 0 | Constrained,otherwise capacity available =184kVA. | --> | 0.19 | 0 | 0.003705 | 0.20241 | 0 |  | --> | C14 ex BLAKE | Blake [T41,T42] | BLAKE |  | 53.2789 | -6.9423
MV/LV Substation AN***899X |  | 10 kV | _ | LV | 200 kVA :Kiosk Substation | 0.2 | --> | 0.2 | 0.158 | 11.9 |  | --> | 0.19 | 0 | 0.002223 | 0.20628 | 0 |  | --> | C28 ex SALTHILL | Salthill [T101,T102] | SALTHILL |  | 53.2521 | -9.1531
MV/LV Substation AN***901X |  | 20 kV | _ | LV | 200 kVA :Kiosk Substation | 0.2 | --> | 0.2 | 0.182 | 0.9 |  | --> | 0.19 | 0 | 0 | 0.20271 | 0 |  | --> | E15 ex RATHMORE | Rathmore [T42,T421] | KNOCKEARAGH |  | 52.1199 | -9.2755
MV/LV Substation AN***902X |  | 20 kV | _ | LV | 400 kVA :Kiosk Substation | 0.4 | --> | 0.4 | 0.329 | 11.9 |  | --> | 0.38 | 0 | 0.003705 | 0.41064 | 0 |  | --> | C27 ex SALTHILL | Salthill [T101,T102] | SALTHILL |  | 53.3368 | -9.1843
MV/LV Substation AN***909 |  | 20 kV | _ | LV | 50 kVA :Pole Substation | 0.05 | --> | 0.05 | 0 | 0 | Constrained,otherwise capacity available =42kVA. | --> | 0.0475 | 0 | 0 | 0.0512 | 0 |  | --> | E47 ex CLAREGALWAY | Claregalway [T42,T421] | GALWAY 110KV |  | 53.4221 | -8.8212
MV/LV Substation AN***911 |  | 10 kV | _ | LV | 50 kVA :Pole Substation | 0.05 | --> | 0.05 | 0.046 | 0.9 |  | --> | 0.0475 | 0 | 0 | 0.050604 | 0 |  | --> | C11 ex RATHMORE | Rathmore [T42,T421] | KNOCKEARAGH |  | 52.1141 | -9.3842
MV/LV Substation AN***927 |  | 10 kV | _ | LV | 50 kVA :Pole Substation | 0.05 | --> | 0.05 | 0.049 | 1.6 |  | --> | 0.0475 | 0 | 0 | 0 | 0 | Constrained,otherwise capacity available =50.2kW. | --> | C13 ex DERRYBEG | Derrybeg [T41,T42] | ARDNAGAPPARY |  | 55.0194 | -8.3091
MV/LV Substation AN***932X |  | 10 kV | _ | LV | 200 kVA :Kiosk Substation | 0.2 | --> | 0.2 | 0 | 0 | Constrained,otherwise capacity available =175kVA. | --> | 0.19 | 0 | 0 | 0.20376 | 0 |  | --> | C19 ex POLLERTON | Pollerton [T41,T42] | CARLOW |  | 52.8314 | -6.9188
MV/LV Substation AN***958X |  | 10 kV | _ | LV | 100 kVA :Pole Substation | 0.1 | --> | 0.1 | 0 | 0 | Constrained,otherwise capacity available =67kVA. | --> | 0.095 | 0 | 0.02964 | 0.10489 | 0 |  | --> | C13 ex ROSCOMMON | Roscommon [T41,T42] | LANESBORO |  | 53.621 | -8.1895
MV/LV Substation AN***958Y |  | 10 kV | _ | LV | 400 kVA :Kiosk Substation | 0.4 | --> | 0.4 | 0 | 0 | Constrained,otherwise capacity available =385kVA. | --> | 0.38 | 0 | 0.003705 | 0 | 0 | Constrained,otherwise capacity available =402.3kW. | --> | C14 ex DRUMBEAR | Drumbear [T41,T42] | LISDRUM |  | 54.2481 | -6.9538
MV/LV Substation AN***965 |  | 10 kV | _ | LV | 200 kVA :Pole Substation | 0.2 | --> | 0.2 | 0.114 | 1.6 |  | --> | 0.19 | 0 | 0.033345 | 0 | 0 | Constrained,otherwise capacity available =212.7kW. | --> | C13 ex DERRYBEG | Derrybeg [T41,T42] | ARDNAGAPPARY |  | 55.0204 | -8.311
MV/LV Substation AN***968Y |  | 20 kV | _ | LV | 200 kVA :Kiosk Substation | 0.2 | --> | 0.2 | 0 | 0 | Constrained,otherwise capacity available =129kVA. | --> | 0.19 | 0 | 0 | 0.2105 | 0 |  | --> | C17 ex KINSALE | Kinsale [T41,T42] | BANDON |  | 51.8036 | -8.5715
MV/LV Substation AN***973X |  | 20 kV | _ | LV | 100 kVA :Pole Substation | 0.1 | --> | 0.1 | 0.077 | 0.6 |  | --> | 0.095 | 0 | 0 | 0 | 0 | Constrained,otherwise capacity available =103.4kW. | --> | E19 ex LAWLESSTOWN | Lawlesstown [T42,T421] | DOON |  | 52.4932 | -7.732
MV/LV Substation AN***974 |  | 10 kV | _ | LV | 200 kVA :Pole Substation | 0.2 | --> | 0.2 | 0.179 | 2.8 |  | --> | 0.19 | 0 | 0.03705 | 0.20316 | 0 |  | --> | C20 ex CASTLEBLAYNEY | Castleblayney [T41,T42] | DUNDALK |  | 54.084 | -6.704
MV/LV Substation AN***979 |  | 20 kV | _ | LV | 100 kVA :Pole Substation | 0.1 | --> | 0.1 | 0.095 | 13.8 |  | --> | 0.095 | 0 | 0 | 0.10076 | 0 |  | --> | C14 ex SINGLAND | Singland [T101,T102] | SINGLAND |  | 52.6114 | -8.5173
MV/LV Substation AN***985 |  | 10 kV | _ | LV | 400 kVA :Kiosk Substation | 0.4 | --> | 0.4 | 0 | 0 | Constrained,otherwise capacity available =346kVA. | --> | 0.38 | 0 | 0.010374 | 0.40812 | 0 |  | --> | C20 ex ENNISTYMON | Ennistymon [T41,T42] | ENNIS |  | 52.8756 | -9.1784
MV/LV Substation AN***987X |  | 10 kV | _ | LV | 400 kVA :Building Structure | 0.4 | --> | 0.4 | 0 | 0 | Constrained,otherwise capacity available =400kVA. | --> | 0.38 | 0 | 0 | 0.4 | 0 |  | --> | C12 ex RAHEEN | Raheen [T41,T42] | LIMERICK |  | 52.6236 | -8.6589
MV/LV Substation AN***987X |  | 20 kV | _ | LV | 50 kVA :Pole Substation | 0.05 | --> | 0.05 | 0 | 0 | Constrained,otherwise capacity available =41kVA. | --> | 0.0475 | 0 | 0 | 0.051348 | 0 |  | --> | E47 ex CLAREGALWAY | Claregalway [T42,T421] | GALWAY 110KV |  | 53.4255 | -8.8165
MV/LV Substation AN***994 |  | 10 kV | _ | LV | 50 kVA :Pole Substation | 0.05 | --> | 0.05 | 0.045 | 8.2 |  | --> | 0.0475 | 0 | 0 | 0.050753 | 0 |  | --> | C13 ex MOUNT MISERY | Mount Misery [T41,T42] | WATERFORD |  | 52.2569 | -7.0892
MV/LV Substation AN***997 |  | 10 kV | _ | LV | 50 kVA :Pole Substation | 0.05 | --> | 0.05 | 0 | 0 | Constrained,otherwise capacity available =40kVA. | --> | 0.0475 | 0 | 0.004446 | 0.051496 | 0 |  | --> | C21 ex LITTLE BRAY | Little Bray [T41,T42] | FASSAROE |  | 53.2068 | -6.1701
MV/LV Substation AP***027Y |  | 20 kV | _ | LV | 630 kVA :Building Structure | 0.63 | --> | 0.63 | 0 | 0 | Constrained,otherwise capacity available =500kVA. | --> | 0.5985 | 0 | 0 | 0.5 | 0 |  | --> | E15 ex GURRANEBANE | Gurranebane [T421,T422] | OUGHTRAGH |  | 51.948 | -10.2261
MV/LV Substation AP***037 |  | 10 kV | _ | LV | 50 kVA :Pole Substation | 0.05 | --> | 0.05 | 0.039 | 1.1 |  | --> | 0.0475 | 0 | 0 | 0 | 0 | Constrained,otherwise capacity available =51.6kW. | --> | C19 ex NEWCASTLEWEST | Newcastlewest [T41,T42] | RATHKEALE |  | 52.3765 | -8.9803
MV/LV Substation AP***043 |  | 10 kV | _ | LV | 400 kVA :Kiosk Substation | 0.4 | --> | 0.4 | 0 | 0 | Constrained,otherwise capacity available =188kVA. | --> | 0.38 | 0 | 0.097812 | 0.43096 | 0 |  | --> | C15 ex GREYSTONES | Greystones [T41,T42] | FASSAROE |  | 53.1466 | -6.0834
MV/LV Substation AP***092X |  | 10 kV | _ | LV | 630 kVA :Building Structure | 0.63 | --> | 0.63 | 0.15247 | 0.2 | Constrained,otherwise capacity available =479kVA. | --> | 0.5985 | 0 | 0 | 0.5 | 0 |  | --> | C18 ex SANDYFORD | Sandyford [T41,T42] | CARRICKMINES |  | 53.2769 | -6.2174
MV/LV Substation AP***104Z |  | 10 kV | _ | LV | 400 kVA :Building Structure | 0.4 | --> | 0.4 | 0 | 0 | Constrained,otherwise capacity available =256kVA. | --> | 0.38 | 0 | 0.05928 | 0.4213 | 0 |  | --> | C17 ex MACETOWN | Macetown [T101,T102] | MACETOWN |  | 53.4116 | -6.4071
MV/LV Substation AP***215 |  | 10 kV | _ | LV | 25 kVA :Building Structure | 0.025 | --> | 0.025 | 0.025 | 3.9 |  | --> | 0.02375 | 0 | 0 | 0.025 | 0 |  | --> | C13 ex GALWAY 110KV | Galway 110kv [T102,T103] | GALWAY 110KV |  | 53.2941 | -9.0056
MV/LV Substation AP***237X |  | 10 kV | _ | LV | 630 kVA :Building Structure | 0.63 | --> | 0.63 | 0.38033 | 0.4 | Constrained,otherwise capacity available =500kVA. | --> | 0.5985 | 0 | 0 | 0.5 | 0 |  | --> | C17 ex CARRICKMINES | Carrickmines [T41,T42] | CARRICKMINES |  | 53.222 | -6.1849
MV/LV Substation AP***240 |  | 10 kV | _ | LV | 630 kVA :Kiosk Substation | 0.63 | --> | 0.63 | 0.36 | 8.1 |  | --> | 0.5985 | 0 | 0.012597 | 0.5 | 0 |  | --> | C23 ex MILLTOWN (DR) | Milltown (dr) [T101,T102] | POOLBEG |  | 53.3278 | -6.2474
MV/LV Substation AP***257Z |  | 20 kV | _ | LV | 630 kVA :Kiosk Substation | 0.63 | --> | 0.63 | 0 | 0 | Constrained,otherwise capacity available =418kVA. | --> | 0.5985 | 0 | 0 | 0.5 | 0 |  | --> | E13 ex GLASMORE | Glasmore [T421,T422] | GLASMORE |  | 53.4698 | -6.2302
MV/LV Substation AP***370 |  | 10 kV | _ | LV | 50 kVA :Pole Substation | 0.05 | --> | 0.05 | 0.048 | 1.1 |  | --> | 0.0475 | 0 | 0 | 0 | 0 | Constrained,otherwise capacity available =50.3kW. | --> | C19 ex NEWCASTLEWEST | Newcastlewest [T41,T42] | RATHKEALE |  | 52.3745 | -8.9802
MV/LV Substation AP***4072 |  | 10 kV | _ | LV | 200 kVA :Kiosk Substation | 0.2 | --> | 0.2 | 0 | 0 | Constrained,otherwise capacity available =88kVA. | --> | 0.19 | 0 | 0 | 0.21632 | 0 |  | --> | C18 ex TRIM | Trim [T41,T42] | NAVAN |  | 53.547 | -6.7952
MV/LV Substation AP***4086 |  | 20 kV | _ | LV | 400 kVA :Kiosk Substation | 0.4 | --> | 0.4 | 0.4 | 1.8 |  | --> | 0.38 | 0 | 0 | 0.4 | 0 |  | --> | E14 ex BIRDHILL | Birdhill [T421,T422] | ARDNACRUSHA |  | 52.7584 | -8.4098
MV/LV Substation AP***4111 |  | 10 kV | _ | LV | 200 kVA :Pole Substation | 0.2 | --> | 0.2 | 0.085 | 0.5 |  | --> | 0.19 | 0 | 0 | 0 | 0 | Constrained,otherwise capacity available =216.7kW. | --> | C15 ex KILMARTIN | Kilmartin [T41] | ARKLOW |  | 53.044 | -6.0893
MV/LV Substation AP***4124 |  | 10 kV | _ | LV | 630 kVA :Kiosk Substation | 0.63 | --> | 0.63 | 0 | 0 | Constrained,otherwise capacity available =500kVA. | --> | 0.5985 | 0 | 0 | 0.5 | 0 |  | --> | C18 ex LOUGHLINSTOWN | Loughlinstown [T41,T42] | CARRICKMINES |  | 53.2531 | -6.1451
MV/LV Substation AP***4130 |  | 10 kV | _ | LV | 400 kVA :Kiosk Substation | 0.4 | --> | 0.4 | 0.327 | 1.5 |  | --> | 0.38 | 0 | 0.003705 | 0.41094 | 0 |  | --> | C13 ex SMEARLA | Smearla [T41,T42] | TRIEN |  | 52.4484 | -9.4664
MV/LV Substation AP***4164 |  | 10 kV | _ | LV | 400 kVA :Kiosk Substation | 0.4 | --> | 0.4 | 0.295 | 3 |  | --> | 0.38 | 0 | 0 | 0.41564 | 0 |  | --> | C24 ex RAMSTOWN | Ramstown [T41,T42] | CRANE |  | 52.6709 | -6.3004
MV/LV Substation AP***4203 |  | 10 kV | _ | LV | 400 kVA :Kiosk Substation | 0.4 | --> | 0.4 | 0 | 0 | Constrained,otherwise capacity available =400kVA. | --> | 0.38 | 0 | 0 | 0.4 | 0 |  | --> | C12 ex SAGGART | Saggart [T41,T42] | GRANGE CASTLE |  | 53.2785 | -6.489
MV/LV Substation AP***4211 |  | 10 kV | _ | LV | 400 kVA :Kiosk Substation | 0.4 | --> | 0.4 | 0 | 0 | Constrained,otherwise capacity available =274kVA. | --> | 0.38 | 0 | 0 | 0.41869 | 0 |  | --> | C23 ex GORESBRIDGE | Goresbridge [T41,T42] | KILKENNY |  | 52.6799 | -7.0335
MV/LV Substation AP***4214 |  | 10 kV | _ | LV | 100 kVA :Kiosk Substation | 0.1 | --> | 0.1 | 0 | 13.1 |  | --> | 0.095 | 0 | 0 | 0.12172 | 0 |  | --> | C18 ex MONREAD | Monread [T101,T102] | MONREAD |  | 53.2277 | -6.6874
MV/LV Substation AP***4214 |  | 10 kV | _ | LV | 400 kVA :Kiosk Substation | 0.4 | --> | 0.4 | 0 | 0 | Constrained,otherwise capacity available =255kVA. | --> | 0.38 | 0 | 0 | 0.42144 | 0 |  | --> | C23 ex TRAMORE | Tramore [T41,T42] | BUTLERSTOWN |  | 52.1728 | -7.1405
MV/LV Substation AP***4257 |  | 10 kV | _ | LV | 400 kVA :Kiosk Substation | 0.4 | --> | 0.4 | 0.283 | 2.9 |  | --> | 0.38 | 0 | 0 | 0.41739 | 0 |  | --> | C11 ex ABBEYLAND | Abbeyland [T41,T42] | NAVAN |  | 53.6509 | -6.7058
MV/LV Substation AP***4275 |  | 10 kV | _ | LV | 400 kVA :Kiosk Substation | 0.4 | --> | 0.4 | 0.294 | 3.9 |  | --> | 0.38 | 0 | 0 | 0.41578 | 0 |  | --> | C23 ex GALWAY 110KV | Galway 110kv [T102,T103] | GALWAY 110KV |  | 53.2866 | -9.031
MV/LV Substation AP***4292 |  | 10 kV | _ | LV | 630 kVA :Kiosk Substation | 0.63 | --> | 0.63 | 0 | 0 | Constrained,otherwise capacity available =442kVA. | --> | 0.5985 | 0 | 0 | 0.5 | 0 |  | --> | C15 ex MORRISTOWN | Morristown [T41,T42] | NEWBRIDGE |  | 53.184 | -6.813
MV/LV Substation AP***4337 |  | 10 kV | _ | LV | 400 kVA :Building Structure | 0.4 | --> | 0.4 | 0.285 | 3.9 |  | --> | 0.38 | 0 | 0 | 0.4171 | 0 |  | --> | C18 ex MARSHES | Marshes [T41,T42] | DUNDALK |  | 53.9868 | -6.3786
MV/LV Substation AP***4361 |  | 10 kV | _ | LV | 630 kVA :Kiosk Substation | 0.63 | --> | 0.63 | 0.431 | 2.9 |  | --> | 0.5985 | 0 | 0.011115 | 0.5 | 0 |  | --> | C17 ex ABBEYLAND | Abbeyland [T41,T42] | NAVAN |  | 53.6592 | -6.6809
MV/LV Substation AP***442Z |  | 20 kV | _ | LV | 630 kVA :Building Structure | 0.63 | --> | 0.63 | 0 | 0 | Constrained,otherwise capacity available =500kVA. | --> | 0.5985 | 0 | 0 | 0.5 | 0 |  | --> | E13 ex GLASMORE | Glasmore [T421,T422] | GLASMORE |  | 53.47 | -6.2284
MV/LV Substation AP***4430 |  | 10 kV | _ | LV | 1000 kVA :Building Structure | 1 | --> | 1 | 0.5 | 11 |  | --> | 0.95 | 0 | 0 | 0.5 | 0 |  | --> | C17 ex MISERY HILL | Misery Hill [T101,T102] | POOLBEG |  | 53.3465 | -6.2553
MV/LV Substation AP***4431 |  | 10 kV | _ | LV | 1000 kVA :Building Structure | 1 | --> | 1 | 0.407 | 11 |  | --> | 0.95 | 0 | 0 | 0.5 | 0 |  | --> | C17 ex MISERY HILL | Misery Hill [T101,T102] | POOLBEG |  | 53.3465 | -6.2553
MV/LV Substation AP***452Z |  | 20 kV | _ | LV | 400 kVA :Kiosk Substation | 0.4 | --> | 0.4 | 0 | 0 | Constrained,otherwise capacity available =382kVA. | --> | 0.38 | 0 | 0 | 0.40272 | 0 |  | --> | E13 ex GLASMORE | Glasmore [T421,T422] | GLASMORE |  | 53.4711 | -6.2331
MV/LV Substation AP***546Y |  | 10 kV | _ | LV | 200 kVA :Kiosk Substation | 0.2 | --> | 0.2 | 0 | 0 | Constrained,otherwise capacity available =187kVA. | --> | 0.19 | 0 | 0.011115 | 0 | 0 | Constrained,otherwise capacity available =202kW. | --> | C17 ex COLLIGAN | Colligan [T41,T42] | DUNGARVAN |  | 52.0973 | -7.6303
MV/LV Substation AP***835 |  | 10 kV | _ | LV | 400 kVA :Kiosk Substation | 0.4 | --> | 0.4 | 0.374 | 10 |  | --> | 0.38 | 0 | 0 | 0.40393 | 0 |  | --> | C19 ex HAROLDS CROSS | Harolds Cross [T101,T102] | POOLBEG |  | 53.3204 | -6.2912
MV/LV Substation AP***859Z |  | 20 kV | _ | LV | 200 kVA :Kiosk Substation | 0.2 | --> | 0.2 | 0 | 0 | Constrained,otherwise capacity available =187kVA. | --> | 0.19 | 0 | 0 | 0.20196 | 0 |  | --> | E13 ex GLASMORE | Glasmore [T421,T422] | GLASMORE |  | 53.4724 | -6.2342
MV/LV Substation AQ***004X |  | 20 kV | _ | LV | 200 kVA :Kiosk Substation | 0.2 | --> | 0.2 | 0.168 | 3.6 |  | --> | 0.19 | 0 | 0 | 0.2048 | 0 |  | --> | E20 ex ENNISCRONE | Enniscrone [T421,T422] | MOY |  | 54.2177 | -9.0903
MV/LV Substation AQ***033 |  | 10 kV | _ | LV | 630 kVA :Building Structure | 0.63 | --> | 0.63 | 0.5 | 2.3 |  | --> | 0.5985 | 0 | 0.006669 | 0.5 | 0 |  | --> | C21 ex BALLYRICKARD | Ballyrickard [T41,T42] | TRALEE |  | 52.2636 | -9.7101
MV/LV Substation AQ***039 |  | 20 kV | _ | LV | 400 kVA :Building Structure | 0.4 | --> | 0.4 | 0 | 0 | Constrained,otherwise capacity available =232kVA. | --> | 0.38 | 0 | 0.060021 | 0.42474 | 0 |  | --> | E17 ex DINGLE | Dingle [T421,T422] | OUGHTRAGH |  | 52.14 | -10.2784
MV/LV Substation AQ***071X |  | 10 kV | _ | LV | 50 kVA :Pole Substation | 0.05 | --> | 0.05 | 0 | 0 | Constrained,otherwise capacity available =49kVA. | --> | 0.0475 | 0 | 0 | 0 | 0 | Constrained,otherwise capacity available =50.2kW. | --> | C11 ex DONEGAL | Donegal [T41,T42] | CATHALEENS FALL |  | 54.6462 | -8.14
MV/LV Substation AQ***225X |  | 20 kV | _ | LV | 50 kVA :Pole Substation | 0.05 | --> | 0.05 | 0.025 | 3.5 |  | --> | 0.0475 | 0 | 0 | 0.053659 | 0 |  | --> | E15 ex BUSH | Bush [T421,T422] | DUNDALK |  | 54.0295 | -6.1561
MV/LV Substation AQ***4095 |  | 20 kV | _ | LV | 200 kVA :Kiosk Substation | 0.2 | --> | 0.2 | 0.18 | 2.3 |  | --> | 0.19 | 0 | 0 | 0.20301 | 0 |  | --> | E14 ex MOY | Moy [T421,T422] | MOY |  | 54.1933 | -9.21
MV/LV Substation AQ***552X |  | 10 kV | _ | LV | 100 kVA :Pole Substation | 0.1 | --> | 0.1 | 0.079 | 18.7 |  | --> | 0.095 | 0 | 0.008151 | 0.10314 | 0 |  | --> | C22 ex ARKLOW | Arklow [T101,T102] | ARKLOW |  | 52.7879 | -6.1743
MV/LV Substation AQ***741X |  | 10 kV | _ | LV | 200 kVA :Pole Substation | 0.2 | --> | 0.2 | 0 | 0 | Constrained,otherwise capacity available =146kVA. | --> | 0.19 | 0 | 0 | 0.20804 | 0 |  | --> | C14 ex CLONAKILTY | Clonakilty [T41,T42] | DUNMANWAY |  | 51.6195 | -8.9063
MV/LV Substation AQ***755X |  | 20 kV | _ | LV | 630 kVA :Kiosk Substation | 0.63 | --> | 0.63 | 0 | 0 | Constrained,otherwise capacity available =500kVA. | --> | 0.5985 | 0 | 0 | 0.5 | 0 |  | --> | E16 ex MILLTOWN (SR) | Milltown (sr) [T421,T422] | OUGHTRAGH |  | 52.0997 | -9.7836
MV/LV Substation AQ***866 |  | 10 kV | _ | LV | 400 kVA :Building Structure | 0.4 | --> | 0.4 | 0.245 | 4.5 |  | --> | 0.38 | 0 | 0 | 0.42115 | 0 |  | --> | C21 ex BOGHALL ROAD | Boghall Road [T41,T42] | FASSAROE |  | 53.2036 | -6.0981
MV/LV Substation AQ***997X |  | 20 kV | _ | LV | 50 kVA :Pole Substation | 0.05 | --> | 0.05 | 0.05 | 1.1 |  | --> | 0.0475 | 0 | 0 | 0.05 | 0 |  | --> | E14 ex RANDALSTOWN | Randalstown [T422] | NAVAN |  | 53.7544 | -6.7442
MV/LV Substation AR***001 |  | 10 kV | _ | LV | 400 kVA :Building Structure | 0.4 | --> | 0.4 | 0 | 0 | Constrained,otherwise capacity available =380kVA. | --> | 0.38 | 0 | 0 | 0.40302 | 0 |  | --> | C16 ex HOWTH JUNCTION | Howth Junction [T41,T42] | GRANGE (DR) |  | 53.3903 | -6.1551
MV/LV Substation AR***006 |  | 10 kV | _ | LV | 200 kVA :Pole Substation | 0.2 | --> | 0.2 | 0 | 0 | Constrained,otherwise capacity available =114kVA. | --> | 0.19 | 0 | 0.011856 | 0.21265 | 0 |  | --> | C21 ex CARRICKMACROSS | Carrickmacross [T41,T42] | MEATH HILL |  | 53.9716 | -6.7188
MV/LV Substation AR***009 |  | 10 kV | _ | LV | 400 kVA :Kiosk Substation | 0.4 | --> | 0.4 | 0 | 0 | Constrained,otherwise capacity available =267kVA. | --> | 0.38 | 0 | 0.012597 | 0 | 0 | Constrained,otherwise capacity available =419.7kW. | --> | E16 ex BUNCRANA | Buncrana [T421,T422] | TRILLICK |  | 55.1361 | -7.4477
MV/LV Substation AR***009Y |  | 20 kV | _ | LV | 100 kVA :Pole Substation | 0.1 | --> | 0.1 | 0.084 | 0.5 |  | --> | 0.095 | 0 | 0 | 0.1024 | 0 |  | --> | E15 ex ARDFINNAN | Ardfinnan [T421] | CAHIR |  | 52.3096 | -7.8786
MV/LV Substation AR***011 |  | 10 kV | _ | LV | 630 kVA :Kiosk Substation | 0.63 | --> | 0.63 | 0 | 0 | Constrained,otherwise capacity available =426kVA. | --> | 0.5985 | 0 | 0 | 0.5 | 0 |  | --> | C18 ex ROSEHILL | Rosehill [T41,T42] | KILKENNY |  | 52.6528 | -7.2542
MV/LV Substation AR***011 |  | 10 kV | _ | LV | 400 kVA :Kiosk Substation | 0.4 | --> | 0.4 | 0 | 0 | Constrained,otherwise capacity available =192kVA. | --> | 0.38 | 0 | 0.042978 | 0.4304 | 0 |  | --> | C12 ex TOGHER | Togher [T41,T42] | TRABEG |  | 51.8847 | -8.4872
MV/LV Substation AR***012 |  | 10 kV | _ | LV | 400 kVA :Kiosk Substation | 0.4 | --> | 0.4 | 0 | 0 | Constrained,otherwise capacity available =205kVA. | --> | 0.38 | 0 | 0.028158 | 0.42857 | 0 |  | --> | C12 ex TOGHER | Togher [T41,T42] | TRABEG |  | 51.8884 | -8.4826
MV/LV Substation AR***014 |  | 10 kV | _ | LV | 400 kVA :Kiosk Substation | 0.4 | --> | 0.4 | 0 | 0 | Constrained,otherwise capacity available =283kVA. | --> | 0.38 | 0 | 0 | 0 | 0 | Constrained,otherwise capacity available =417.4kW. | --> | C14 ex DRUMBEAR | Drumbear [T41,T42] | LISDRUM |  | 54.2423 | -6.9662
MV/LV Substation AR***014 |  | 10 kV | _ | LV | 100 kVA :Pole Substation | 0.1 | --> | 0.1 | 0 | 0 |  | --> | 0.095 | 0 | 0.004446 | 0 | 0 | Constrained,otherwise capacity available =119.2kW. | --> | C15 ex GARDEN CITY | Garden City [T41,T42] | ARKLOW |  | 52.6785 | -6.2894
MV/LV Substation AR***016 |  | 10 kV | _ | LV | 630 kVA :Building Structure | 0.63 | --> | 0.63 | 0 | 0 | Constrained,otherwise capacity available =500kVA. | --> | 0.5985 | 0 | 0 | 0 | 0 | Constrained,otherwise capacity available =500kW. | --> | C25 ex TINAHASK | Tinahask [T41,T42] | ARKLOW |  | 52.792 | -6.1439
MV/LV Substation AR***017 |  | 10 kV | _ | LV | 630 kVA :Kiosk Substation | 0.63 | --> | 0.63 | 0.416 | 9.1 |  | --> | 0.5985 | 0 | 0.02223 | 0.5 | 0 |  | --> | C18 ex ARDNAREE | Ardnaree [T42,T421] | MOY |  | 54.1103 | -9.1419
MV/LV Substation AR***017X |  | 10 kV | _ | LV | 630 kVA :Kiosk Substation | 0.63 | --> | 0.63 | 0.5 | 1 |  | --> | 0.5985 | 0 | 0 | 0.5 | 0 |  | --> | C17 ex NEWMARKET (DR) | Newmarket (dr) [T41] | FRANCIS STREET |  | 53.3408 | -6.2728
MV/LV Substation AR***018X |  | 10 kV | _ | LV | 630 kVA :Kiosk Substation | 0.63 | --> | 0.63 | 0.5 | 1 |  | --> | 0.5985 | 0 | 0 | 0.5 | 0 |  | --> | C17 ex NEWMARKET (DR) | Newmarket (dr) [T41] | FRANCIS STREET |  | 53.3405 | -6.2728
MV/LV Substation AR***020Z |  | 10 kV | _ | LV | 200 kVA :Kiosk Substation | 0.2 | --> | 0.2 | 0 | 0 | Constrained,otherwise capacity available =106kVA. | --> | 0.19 | 0 | 0.039273 | 0.21379 | 0 |  | --> | C29 ex STEPHENSTOWN | Stephenstown [T101,T102] | FINGLAS |  | 53.597 | -6.1753
MV/LV Substation AR***021 |  | 10 kV | _ | LV | 200 kVA :Kiosk Substation | 0.2 | --> | 0.2 | 0 | 0 | Constrained,otherwise capacity available =132kVA. | --> | 0.19 | 0 | 0.004446 | 0.21007 | 0 |  | --> | C20 ex ROSEHILL | Rosehill [T41,T42] | KILKENNY |  | 52.6388 | -7.2379
MV/LV Substation AR***021 |  | 10 kV | _ | LV | 200 kVA :Pole Substation | 0.2 | --> | 0.2 | 0 | 0 | Constrained,otherwise capacity available =150kVA. | --> | 0.19 | 0 | 0 | 0.20745 | 0 |  | --> | C15 ex LITTLE MILLS | Little Mills [T41] | DUNDALK |  | 53.9912 | -6.4255
MV/LV Substation AR***021X |  | 10 kV | _ | LV | 100 kVA :Pole Substation | 0.1 | --> | 0.1 | 0.088 | 4.4 |  | --> | 0.095 | 0 | 0 | 0.10181 | 0 |  | --> | C18 ex KINGSCOURT | Kingscourt [T41,T42] | MEATH HILL |  | 53.9065 | -6.8159
MV/LV Substation AR***023Y |  | 10 kV | _ | LV | 400 kVA :Building Structure | 0.4 | --> | 0.4 | 0.355 | 13.2 |  | --> | 0.38 | 0 | 0.00741 | 0.40677 | 0 |  | --> | C23 ex ARTANE | Artane [T101,T102] | FINGLAS |  | 53.3827 | -6.2145
MV/LV Substation AR***025 |  | 10 kV | _ | LV | 400 kVA :Kiosk Substation | 0.4 | --> | 0.4 | 0.3 | 3 |  | --> | 0.38 | 0 | 0.004446 | 0 | 0 | Constrained,otherwise capacity available =414.9kW. | --> | C11 ex BALLYRAINE | Ballyraine [T41,T42] | LETTERKENNY |  | 54.9577 | -7.7193
MV/LV Substation AR***027 |  | 10 kV | _ | LV | 200 kVA :Pole Substation | 0.2 | --> | 0.2 | 0.141 | 1.4 |  | --> | 0.19 | 0 | 0 | 0.20877 | 0 |  | --> | C23 ex SRAH | Srah [T43] | THORNSBERRY |  | 53.2886 | -7.4948
MV/LV Substation AR***028 |  | 20 kV | _ | LV | 50 kVA :Pole Substation | 0.05 | --> | 0.05 | 0.045 | 3 |  | --> | 0.0475 | 0 | 0 | 0 | 0 | Constrained,otherwise capacity available =50.8kW. | --> | E14 ex CHARLEVILLE | Charleville [T421,T422] | CHARLEVILLE |  | 52.3468 | -8.7282
MV/LV Substation AR***028 |  | 10 kV | _ | LV | 200 kVA :Pole Substation | 0.2 | --> | 0.2 | 0 | 0 | Constrained,otherwise capacity available =153kVA. | --> | 0.19 | 0 | 0 | 0.20701 | 0 |  | --> | C15 ex ENNISTYMON | Ennistymon [T41,T42] | ENNIS |  | 52.9359 | -9.2942
MV/LV Substation AR***030Z |  | 10 kV | _ | LV | 400 kVA :Building Structure | 0.4 | --> | 0.4 | 0 | 0 | Constrained,otherwise capacity available =394kVA. | --> | 0.38 | 0 | 0.011115 | 0.40091 | 0 |  | --> | C21 ex POPPINTREE | Poppintree [T101,T102] | FINGLAS |  | 53.4021 | -6.2863
MV/LV Substation AR***032 |  | 10 kV | _ | LV | 400 kVA :Kiosk Substation | 0.4 | --> | 0.4 | 0.4 | 2.9 |  | --> | 0.38 | 0 | 0 | 0 | 0 | Constrained,otherwise capacity available =400kW. | --> | E21 ex TELAYDON | Telaydon [T42,T421] | LISDRUM |  | 54.2588 | -6.961
MV/LV Substation AR***033X |  | 20 kV | _ | LV | 400 kVA :Kiosk Substation | 0.4 | --> | 0.4 | 0 | 0 | Constrained,otherwise capacity available =254kVA. | --> | 0.38 | 0 | 0.018525 | 0.42158 | 0 |  | --> | C16 ex MOATE | Moate [T41,T42] | ATHLONE |  | 53.3944 | -7.7025
MV/LV Substation AR***033X |  | 10 kV | _ | LV | 1000 kVA :Building Structure | 1 | --> | 1 | 0.5 | 4 |  | --> | 0.95 | 0 | 0 | 0.5 | 0 |  | --> | C24 ex WOLFE TONE STREET | Wolfe Tone Street [T101,T102] | FINGLAS |  | 53.3463 | -6.2763
MV/LV Substation AR***033Y |  | 10 kV | _ | LV | 400 kVA :Kiosk Substation | 0.4 | --> | 0.4 | 0 | 0 | Constrained,otherwise capacity available =319kVA. | --> | 0.38 | 0 | 0 | 0.41212 | 0 |  | --> | C19 ex BALLINDERRY | Ballinderry [T41,T422] | MULLINGAR |  | 53.5194 | -7.3304
MV/LV Substation AR***034X |  | 20 kV | _ | LV | 50 kVA :Pole Substation | 0.05 | --> | 0.05 | 0 | 0 | Constrained,otherwise capacity available =32kVA. | --> | 0.0475 | 0 | 0.002223 | 0.052662 | 0 |  | --> | E16 ex PATRICKSWELL | Patrickswell [T421,T422] | LIMERICK |  | 52.5729 | -8.7837
MV/LV Substation AR***039 |  | 10 kV | _ | LV | 50 kVA :Pole Substation | 0.05 | --> | 0.05 | 0 | 0 | Constrained,otherwise capacity available =47kVA. | --> | 0.0475 | 0 | 0 | 0.050453 | 0 |  | --> | C12 ex LOUGHTAGALLA | Loughtagalla [T41,T42] | THURLES |  | 52.6607 | -7.7928
MV/LV Substation AR***039X |  | 10 kV | _ | LV | 400 kVA :Building Structure | 0.4 | --> | 0.4 | 0.4 | 2.9 |  | --> | 0.38 | 0 | 0 | 0.4 | 0 |  | --> | C19 ex BREWERY ROAD | Brewery Road [T41,T42] | CARRICKMINES |  | 53.273 | -6.2079
MV/LV Substation AR***039Y |  | 20 kV | _ | LV | 400 kVA :Kiosk Substation | 0.4 | --> | 0.4 | 0.326 | 1.2 |  | --> | 0.38 | 0 | 0.025935 | 0.41108 | 0 |  | --> | E21 ex CRATLOE | Cratloe [T421,T422] | ARDNACRUSHA |  | 52.748 | -8.7672
MV/LV Substation AR***040 |  | 10 kV | _ | LV | 200 kVA :Building Structure | 0.2 | --> | 0.2 | 0 | 0 | Constrained,otherwise capacity available =188kVA. | --> | 0.19 | 0 | 0 | 0.20181 | 0 |  | --> | C16 ex GRANGE (SR) | Grange (sr) [T41,T42] | BUTLERSTOWN |  | 52.25 | -7.0796
MV/LV Substation AR***040 |  | 10 kV | _ | LV | 630 kVA :Kiosk Substation | 0.63 | --> | 0.63 | 0.44 | 5.8 |  | --> | 0.5985 | 0 | 0.073359 | 0.5 | 0 |  | --> | C20 ex OAKFIELD | Oakfield [T41,T42] | SLIGO |  | 54.2713 | -8.4932
MV/LV Substation AR***040 |  | 10 kV | _ | LV | 400 kVA :Kiosk Substation | 0.4 | --> | 0.4 | 0.28 | 6 |  | --> | 0.38 | 0 | 0.009633 | 0 | 0 | Constrained,otherwise capacity available =417.8kW. | --> | C13 ex ARDGEEHA | Ardgeeha [T41,T42] | DOON |  | 52.3608 | -7.6908
MV/LV Substation AR***041 |  | 10 kV | _ | LV | 400 kVA :Building Structure | 0.4 | --> | 0.4 | 0.399 | 11.1 |  | --> | 0.38 | 0 | 0 | 0.40015 | 0 |  | --> | C28 ex CABRA | Cabra [T101,T102] | FINGLAS |  | 53.3595 | -6.3162
MV/LV Substation AR***041 |  | 10 kV | _ | LV | 200 kVA :Kiosk Substation | 0.2 | --> | 0.2 | 0 | 0 | Constrained,otherwise capacity available =71kVA. | --> | 0.19 | 0 | 0.022971 | 0.21868 | 0 |  | --> | C16 ex ATHENRY | Athenry [T41,T42] | GALWAY 110KV |  | 53.3024 | -8.7525
MV/LV Substation AR***042Y |  | 20 kV | _ | LV | 50 kVA :Pole Substation | 0.05 | --> | 0.05 | 0 | 0 | Constrained,otherwise capacity available =34kVA. | --> | 0.0475 | 0 | 0 | 0.052373 | 0 |  | --> | E15 ex GORT | Gort [T41,T42] | ENNIS |  | 53.152 | -8.8068
MV/LV Substation AR***045X |  | 10 kV | _ | LV | 200 kVA :Building Structure | 0.2 | --> | 0.2 | 0.2 | 9.1 |  | --> | 0.19 | 0 | 0 | 0.2 | 0 |  | --> | C25 ex CENTRE PARK ROAD | Marina [T105,T106] | MARINA |  | 51.8994 | -8.4533
MV/LV Substation AR***045Y |  | 10 kV | _ | LV | 200 kVA :Kiosk Substation | 0.2 | --> | 0.2 | 0.05 | 0.6 |  | --> | 0.19 | 0 | 0.018525 | 0 | 0 | Constrained,otherwise capacity available =221.5kW. | --> | C16 ex LAWLESSTOWN | Lawlesstown [T42,T421] | DOON |  | 52.3669 | -7.7141
MV/LV Substation AR***046 |  | 10 kV | _ | LV | 630 kVA :Building Structure | 0.63 | --> | 0.63 | 0.5 | 13.2 |  | --> | 0.5985 | 0 | 0 | 0.5 | 0 |  | --> | C23 ex ARTANE | Artane [T101,T102] | FINGLAS |  | 53.3841 | -6.2136
MV/LV Substation AR***046Y |  | 10 kV | _ | LV | 200 kVA :Kiosk Substation | 0.2 | --> | 0.2 | 0.135 | 8.2 |  | --> | 0.19 | 0 | 0.003705 | 0.20964 | 0 |  | --> | C12 ex MOUNT MISERY | Mount Misery [T41,T42] | WATERFORD |  | 52.2699 | -7.0968
MV/LV Substation AR***047 |  | 10 kV | _ | LV | 400 kVA :Building Structure | 0.4 | --> | 0.4 | 0.39 | 1.1 |  | --> | 0.38 | 0 | 0 | 0.40151 | 0 |  | --> | C16 ex GILLOGUE | Gillogue [T41,T42] | ARDNACRUSHA |  | 52.7064 | -8.6188
MV/LV Substation AR***047Y |  | 20 kV | _ | LV | 50 kVA :Pole Substation | 0.05 | --> | 0.05 | 0 | 0 | Constrained,otherwise capacity available =49kVA. | --> | 0.0475 | 0 | 0 | 0.050152 | 0 |  | --> | E18 ex GURRANEBANE | Gurranebane [T421,T422] | OUGHTRAGH |  | 51.9088 | -10.2688
MV/LV Substation AR***048 |  | 10 kV | _ | LV | 50 kVA :Pole Substation | 0.05 | --> | 0.05 | 0 | 0 | Constrained,otherwise capacity available =47kVA. | --> | 0.0475 | 0 | 0 | 0.050453 | 0 |  | --> | C22 ex SKIBBEREEN | Skibbereen [T41,T42] | DUNMANWAY |  | 51.4939 | -9.3734
MV/LV Substation AR***048Y |  | 10 kV | _ | LV | 200 kVA :Kiosk Substation | 0.2 | --> | 0.2 | 0 | 0 | Constrained,otherwise capacity available =151kVA. | --> | 0.19 | 0 | 0.01482 | 0.20731 | 0 |  | --> | C17 ex CARRIGALINE | Carrigaline [T41,T42] | BARNAHELY |  | 51.8025 | -8.2885
MV/LV Substation AR***048Z |  | 10 kV | _ | LV | 400 kVA :Building Structure | 0.4 | --> | 0.4 | 0.389 | 0.9 |  | --> | 0.38 | 0 | 0 | 0.40167 | 0 |  | --> | C12 ex COES ROAD | Coes Road [T41,T42] | DUNDALK |  | 54.0067 | -6.3837
MV/LV Substation AR***050X |  | 20 kV | _ | LV | 200 kVA :Kiosk Substation | 0.2 | --> | 0.2 | 0.145 | 1.3 |  | --> | 0.19 | 0 | 0.008151 | 0.20818 | 0 |  | --> | C14 ex ROOSKY | Roosky [T41] | RICHMOND |  | 53.8594 | -7.9217
MV/LV Substation AR***051 |  | 10 kV | _ | LV | 400 kVA :Kiosk Substation | 0.4 | --> | 0.4 | 0.288 | 3.3 |  | --> | 0.38 | 0 | 0.025935 | 0.41666 | 0 |  | --> | C17 ex GLEBE | Glebe [T41,T42] | RICHMOND |  | 53.7293 | -7.7834
MV/LV Substation AR***051Y |  | 10 kV | _ | LV | 630 kVA :Building Structure | 0.63 | --> | 0.63 | 0 | 0 | Constrained,otherwise capacity available =500kVA. | --> | 0.5985 | 0 | 0 | 0.5 | 0 |  | --> | C16 ex GRANGE (SR) | Grange (sr) [T41,T42] | BUTLERSTOWN |  | 52.246 | -7.0816
MV/LV Substation AR***052X |  | 20 kV | _ | LV | 50 kVA :Kiosk Substation | 0.05 | --> | 0.05 | 0.05 | 1.9 |  | --> | 0.0475 | 0 | 0 | 0 | 0 | Constrained,otherwise capacity available =50kW. | --> | E17 ex CREESLOUGH | Creeslough [T421] | ARDNAGAPPARY |  | 55.1536 | -7.9047
MV/LV Substation AR***053X |  | 20 kV | _ | LV | 50 kVA :Kiosk Substation | 0.05 | --> | 0.05 | 0.049 | 1.9 |  | --> | 0.0475 | 0 | 0 | 0 | 0 | Constrained,otherwise capacity available =50.2kW. | --> | E17 ex CREESLOUGH | Creeslough [T421] | ARDNAGAPPARY |  | 55.1581 | -7.8884
MV/LV Substation AR***054X |  | 20 kV | _ | LV | 200 kVA :Kiosk Substation | 0.2 | --> | 0.2 | 0 | 0 | Constrained,otherwise capacity available =173kVA. | --> | 0.19 | 0 | 0.004446 | 0.20406 | 0 |  | --> | E11 ex KILCOLGAN | Kilcolgan [T42,T421] | GALWAY 110KV |  | 53.1381 | -8.9395
MV/LV Substation AR***057Y |  | 10 kV | _ | LV | 200 kVA :Kiosk Substation | 0.2 | --> | 0.2 | 0.161 | 8.2 |  | --> | 0.19 | 0 | 0.008151 | 0.20584 | 0 |  | --> | C12 ex MOUNT MISERY | Mount Misery [T41,T42] | WATERFORD |  | 52.2645 | -7.0929
MV/LV Substation AR***058 |  | 10 kV | _ | LV | 630 kVA :Kiosk Substation | 0.63 | --> | 0.63 | 0.372 | 13.2 |  | --> | 0.5985 | 0 | 0.024453 | 0.5 | 0 |  | --> | C19 ex ARTANE | Artane [T101,T102] | FINGLAS |  | 53.3843 | -6.208
MV/LV Substation AR***058Z |  | 10 kV | _ | LV | 200 kVA :Kiosk Substation | 0.2 | --> | 0.2 | 0 | 0 | Constrained,otherwise capacity available =104kVA. | --> | 0.19 | 0 | 0.003705 | 0.21407 | 0 |  | --> | C21 ex MAYFIELD | Mayfield [T41,T42] | KILBARRY |  | 51.9192 | -8.4279
MV/LV Substation AR***061 |  | 10 kV | _ | LV | 200 kVA :Kiosk Substation | 0.2 | --> | 0.2 | 0 | 0 | Constrained,otherwise capacity available =169kVA. | --> | 0.19 | 0 | 0 | 0.20465 | 0 |  | --> | C11 ex CRANMORE | Cranmore [T41,T42] | SLIGO |  | 54.2744 | -8.4721
MV/LV Substation AR***063 |  | 10 kV | _ | LV | 400 kVA :Kiosk Substation | 0.4 | --> | 0.4 | 0.315 | 3.5 |  | --> | 0.38 | 0 | 0.011115 | 0.41271 | 0 |  | --> | C21 ex DUNDALK | Dundalk [T41,T42] | DUNDALK |  | 54.0029 | -6.4141
MV/LV Substation AR***066X |  | 20 kV | _ | LV | 50 kVA :Pole Substation | 0.05 | --> | 0.05 | 0.044 | 16.1 |  | --> | 0.0475 | 0 | 0 | 0.050903 | 0 |  | --> | E17 ex WEXFORD | Wexford [T121,T122] | WEXFORD |  | 52.3053 | -6.6917
MV/LV Substation AR***066X |  | 20 kV | _ | LV | 400 kVA :Kiosk Substation | 0.4 | --> | 0.4 | 0 | 0 | Constrained,otherwise capacity available =349kVA. | --> | 0.38 | 0 | 0.002223 | 0.40767 | 0 |  | --> | C15 ex MOATE | Moate [T41,T42] | ATHLONE |  | 53.3976 | -7.7338
MV/LV Substation AR***068X |  | 10 kV | _ | LV | 50 kVA :Pole Substation | 0.05 | --> | 0.05 | 0 | 0 | Constrained,otherwise capacity available =49kVA. | --> | 0.0475 | 0 | 0 | 0 | 0 | Constrained,otherwise capacity available =50.2kW. | --> | C23 ex GLENTIES | Glenties [T41,T42] | BINBANE |  | 54.7736 | -8.4098
MV/LV Substation AR***069 |  | 10 kV | _ | LV | 400 kVA :Kiosk Substation | 0.4 | --> | 0.4 | 0 | 0 | Constrained,otherwise capacity available =400kVA. | --> | 0.38 | 0 | 0 | 0.4 | 0 |  | --> | C12 ex LOUGHTAGALLA | Loughtagalla [T41,T42] | THURLES |  | 52.6594 | -7.7974
MV/LV Substation AR***069Z |  | 20 kV | _ | LV | 50 kVA :Pole Substation | 0.05 | --> | 0.05 | 0.048 | 1.7 |  | --> | 0.0475 | 0 | 0 | 0.050303 | 0 |  | --> | E62 ex ATHY | Athy [T101,T102] | ATHY |  | 53.0281 | -6.9191
MV/LV Substation AR***072X |  | 20 kV | _ | LV | 100 kVA :Pole Substation | 0.1 | --> | 0.1 | 0 | 0 | Constrained,otherwise capacity available =94kVA. | --> | 0.095 | 0 | 0 | 0 | 0 | Constrained,otherwise capacity available =100.9kW. | --> | E12 ex KILLYBEGS | Killybegs [T422] | BINBANE |  | 54.6339 | -8.3592
MV/LV Substation AR***072Y |  | 20 kV | _ | LV | 100 kVA :Pole Substation | 0.1 | --> | 0.1 | 0 | 0 | Constrained,otherwise capacity available =93kVA. | --> | 0.095 | 0 | 0 | 0 | 0 | Constrained,otherwise capacity available =101.1kW. | --> | E13 ex BLESSINGTON | Blessington [T421,T422] | KILTEEL |  | 53.1234 | -6.6367
MV/LV Substation AR***072Z |  | 10 kV | _ | LV | 400 kVA :Kiosk Substation | 0.4 | --> | 0.4 | 0.345 | 1.7 |  | --> | 0.38 | 0 | 0 | 0.40827 | 0 |  | --> | C23 ex ATHY | Athy [T101,T102] | ATHY |  | 52.9818 | -6.992
MV/LV Substation AR***073 |  | 20 kV | _ | LV | 50 kVA :Pole Substation | 0.05 | --> | 0.05 | 0 | 0 | Constrained,otherwise capacity available =36kVA. | --> | 0.0475 | 0 | 0 | 0.052083 | 0 |  | --> | E18 ex GARRANACANTY | Garranacanty [T421,T422] | TIPPERARY |  | 52.5292 | -8.2663
MV/LV Substation AR***075 |  | 10 kV | _ | LV | 200 kVA :Kiosk Substation | 0.2 | --> | 0.2 | 0.156 | 0.6 |  | --> | 0.19 | 0 | 0.014079 | 0 | 0 | Constrained,otherwise capacity available =206.6kW. | --> | C16 ex LAWLESSTOWN | Lawlesstown [T42,T421] | DOON |  | 52.3649 | -7.7126
MV/LV Substation AR***076Z |  | 10 kV | _ | LV | 630 kVA :Kiosk Substation | 0.63 | --> | 0.63 | 0 | 0 | Constrained,otherwise capacity available =500kVA. | --> | 0.5985 | 0 | 0 | 0.5 | 0 |  | --> | C17 ex SWORDS | Swords [T41,T42] | GLASMORE |  | 53.4583 | -6.2064
MV/LV Substation AR***079Z |  | 10 kV | _ | LV | 400 kVA :Kiosk Substation | 0.4 | --> | 0.4 | 0 | 0 | Constrained,otherwise capacity available =277kVA. | --> | 0.38 | 0 | 0.048906 | 0.41826 | 0 |  | --> | C13 ex DOCK ROAD | Dock Road [T41,T42] | LIMERICK |  | 52.6382 | -8.6748
MV/LV Substation AR***081 |  | 10 kV | _ | LV | 400 kVA :Building Structure | 0.4 | --> | 0.4 | 0 | 0 | Constrained,otherwise capacity available =388kVA. | --> | 0.38 | 0 | 0 | 0.40182 | 0 |  | --> | C13 ex SPIDDAL | Spiddal [T42] | SCREEB |  | 53.2489 | -9.283
MV/LV Substation AR***082Z |  | 10 kV | _ | LV | 400 kVA :Building Structure | 0.4 | --> | 0.4 | 0.4 | 2.9 |  | --> | 0.38 | 0 | 0 | 0.4 | 0 |  | --> | C15 ex ABBEYLAND | Abbeyland [T41,T42] | NAVAN |  | 53.6507 | -6.6854
MV/LV Substation AR***084X |  | 10 kV | _ | LV | 100 kVA :Pole Substation | 0.1 | --> | 0.1 | 0 | 0 | Constrained,otherwise capacity available =87kVA. | --> | 0.095 | 0 | 0 | 0 | 0 | Constrained,otherwise capacity available =102kW. | --> | E12 ex KILLYBEGS | Killybegs [T422] | BINBANE |  | 54.6812 | -8.4141
MV/LV Substation AR***085Y |  | 10 kV | _ | LV | 400 kVA :Kiosk Substation | 0.4 | --> | 0.4 | 0 | 0 | Constrained,otherwise capacity available =285kVA. | --> | 0.38 | 0 | 0.025935 | 0.4171 | 0 |  | --> | C14 ex SWORDS | Swords [T41,T42] | GLASMORE |  | 53.4651 | -6.2392
MV/LV Substation AR***088X |  | 10 kV | _ | LV | 200 kVA :Pole Substation | 0.2 | --> | 0.2 | 0 | 0 | Constrained,otherwise capacity available =175kVA. | --> | 0.19 | 0 | 0 | 0 | 0 | Constrained,otherwise capacity available =203.8kW. | --> | C23 ex GLENTIES | Glenties [T41,T42] | BINBANE |  | 54.7616 | -8.4018
MV/LV Substation AR***089X |  | 20 kV | _ | LV | 100 kVA :Pole Substation | 0.1 | --> | 0.1 | 0 | 0 | Constrained,otherwise capacity available =84kVA. | --> | 0.095 | 0 | 0 | 0.1024 | 0 |  | --> | C17 ex KYLEERAGH | Kyleeragh [T41,T42] | NENAGH |  | 52.9352 | -8.1572
MV/LV Substation AR***090 |  | 10 kV | _ | LV | 630 kVA :Building Structure | 0.63 | --> | 0.63 | 0.5 | 3 |  | --> | 0.5985 | 0 | 0.01482 | 0 | 0 | Constrained,otherwise capacity available =500kW. | --> | C15 ex BALLYRAINE | Ballyraine [T41,T42] | LETTERKENNY |  | 54.9534 | -7.7323
MV/LV Substation AR***090 |  | 10 kV | _ | LV | 200 kVA :Kiosk Substation | 0.2 | --> | 0.2 | 0.156 | 2.3 |  | --> | 0.19 | 0 | 0.008151 | 0.20657 | 0 |  | --> | C18 ex BALLYRICKARD | Ballyrickard [T41,T42] | TRALEE |  | 52.2766 | -9.7147
MV/LV Substation AR***093Y |  | 10 kV | _ | LV | 400 kVA :Kiosk Substation | 0.4 | --> | 0.4 | 0 | 0 | Constrained,otherwise capacity available =346kVA. | --> | 0.38 | 0 | 0 | 0.40812 | 0 |  | --> | C19 ex ENNIS NORTH | Ennis North [T41,T42] | ENNIS |  | 52.8644 | -8.9832
MV/LV Substation AR***093Y |  | 20 kV | _ | LV | 200 kVA :Kiosk Substation | 0.2 | --> | 0.2 | 0 | 0 | Constrained,otherwise capacity available =172kVA. | --> | 0.19 | 0 | 0.008892 | 0.20421 | 0 |  | --> | C18 ex KANTURK | Kanturk [T41,T42] | GLENLARA |  | 52.1313 | -8.8966
MV/LV Substation AR***094 |  | 10 kV | _ | LV | 100 kVA :Pole Substation | 0.1 | --> | 0.1 | 0 | 0 | Constrained,otherwise capacity available =74kVA. | --> | 0.095 | 0 | 0.036309 | 0 | 0 | Constrained,otherwise capacity available =103.9kW. | --> | E11 ex KNOCKMULLEN | Knockmullen [T42,T421] | GREAT ISLAND |  | 52.3842 | -6.9196
MV/LV Substation AR***095 |  | 20 kV | _ | LV | 50 kVA :Pole Substation | 0.05 | --> | 0.05 | 0.047 | 5.9 |  | --> | 0.0475 | 0 | 0 | 0.050453 | 0 |  | --> | C14 ex CASHEL | Cashel [T41,T42] | CAHIR |  | 52.5715 | -7.9084
MV/LV Substation AR***095X |  | 10 kV | _ | LV | 100 kVA :Pole Substation | 0.1 | --> | 0.1 | 0.081 | 1.1 |  | --> | 0.095 | 0 | 0.003705 | 0 | 0 | Constrained,otherwise capacity available =102.8kW. | --> | C16 ex NEWCASTLEWEST | Newcastlewest [T41,T42] | RATHKEALE |  | 52.4964 | -9.0619
MV/LV Substation AR***095Z |  | 20 kV | _ | LV | 200 kVA :Pole Substation | 0.2 | --> | 0.2 | 0.186 | 0.2 |  | --> | 0.19 | 0 | 0 | 0 | 0 | Constrained,otherwise capacity available =202.1kW. | --> | E16 ex BEALISTOWN | Bealistown [T421,T422] | GREAT ISLAND |  | 52.2452 | -6.9553
MV/LV Substation AR***096 |  | 10 kV | _ | LV | 400 kVA :Kiosk Substation | 0.4 | --> | 0.4 | 0.311 | 4 |  | --> | 0.38 | 0 | 0.015561 | 0.41329 | 0 |  | --> | C15 ex BALLINCLEA | Ballinclea [T41] | CHERRYWOOD |  | 53.2728 | -6.1083
MV/LV Substation AR***098X |  | 10 kV | _ | LV | 400 kVA :Building Structure | 0.4 | --> | 0.4 | 0.372 | 2.2 |  | --> | 0.38 | 0 | 0 | 0.40423 | 0 |  | --> | C11 ex KINGSBRIDGE | Kingsbridge [T41,T42] | INCHICORE 220KV |  | 53.3504 | -6.2966
MV/LV Substation AR***100X |  | 20 kV | _ | LV | 50 kVA :Pole Substation | 0.05 | --> | 0.05 | 0.033 | 1.8 |  | --> | 0.0475 | 0 | 0.012597 | 0.052518 | 0 |  | --> | E13 ex BIRDHILL | Birdhill [T421,T422] | ARDNACRUSHA |  | 52.7487 | -8.516
MV/LV Substation AR***101X |  | 20 kV | _ | LV | 400 kVA :Kiosk Substation | 0.4 | --> | 0.4 | 0.319 | 0.9 |  | --> | 0.38 | 0 | 0.004446 | 0.41212 | 0 |  | --> | E19 ex KENMARE | Kenmare [T421] | KNOCKEARAGH |  | 51.887 | -9.5988
MV/LV Substation AR***102 |  | 20 kV | _ | LV | 50 kVA :Pole Substation | 0.05 | --> | 0.05 | 0.045 | 5.9 |  | --> | 0.0475 | 0 | 0 | 0.050753 | 0 |  | --> | C14 ex CASHEL | Cashel [T41,T42] | CAHIR |  | 52.5656 | -7.926
MV/LV Substation AR***105 |  | 10 kV | _ | LV | 200 kVA :Kiosk Substation | 0.2 | --> | 0.2 | 0 | 0 | Constrained,otherwise capacity available =148kVA. | --> | 0.19 | 0 | 0.038532 | 0.20775 | 0 |  | --> | C18 ex MAYFIELD | Mayfield [T41,T42] | KILBARRY |  | 51.9058 | -8.452
MV/LV Substation AR***107X |  | 10 kV | _ | LV | 50 kVA :Pole Substation | 0.05 | --> | 0.05 | 0.031 | 1 |  | --> | 0.0475 | 0 | 0 | 0 | 0 | Constrained,otherwise capacity available =52.8kW. | --> | C17 ex BOYLE | Boyle [T41,T42] | CARRICK ON SHANNON |  | 53.9725 | -8.2014
MV/LV Substation AR***109X |  | 20 kV | _ | LV | 50 kVA :Pole Substation | 0.05 | --> | 0.05 | 0.029 | 1.8 |  | --> | 0.0475 | 0 | 0 | 0.053092 | 0 |  | --> | E13 ex BIRDHILL | Birdhill [T421,T422] | ARDNACRUSHA |  | 52.7509 | -8.5075
MV/LV Substation AR***110 |  | 10 kV | _ | LV | 400 kVA :Kiosk Substation | 0.4 | --> | 0.4 | 0.285 | 2.4 |  | --> | 0.38 | 0 | 0.040755 | 0.4171 | 0 |  | --> | C12 ex BRAY | Bray [T41,T42] | FASSAROE |  | 53.199 | -6.1223
MV/LV Substation AR***110Y |  | 20 kV | _ | LV | 200 kVA :Kiosk Substation | 0.2 | --> | 0.2 | 0 | 0 | Constrained,otherwise capacity available =164kVA. | --> | 0.19 | 0 | 0.003705 | 0 | 0 | Constrained,otherwise capacity available =205.4kW. | --> | E17 ex WINDSOR | Windsor [T421,T422] | CASTLEBAR |  | 53.7996 | -9.1269
MV/LV Substation AR***111 |  | 10 kV | _ | LV | 400 kVA :Kiosk Substation | 0.4 | --> | 0.4 | 0.301 | 2.4 |  | --> | 0.38 | 0 | 0.048906 | 0.41476 | 0 |  | --> | C12 ex BRAY | Bray [T41,T42] | FASSAROE |  | 53.1972 | -6.1218
MV/LV Substation AR***112X |  | 10 kV | _ | LV | 50 kVA :Pole Substation | 0.05 | --> | 0.05 | 0 | 0 | Constrained,otherwise capacity available =41kVA. | --> | 0.0475 | 0 | 0 | 0 | 0 | Constrained,otherwise capacity available =51.3kW. | --> | C13 ex DONEGAL | Donegal [T41,T42] | CATHALEENS FALL |  | 54.6527 | -8.1001
MV/LV Substation AR***112X |  | 10 kV | _ | LV | 400 kVA :Kiosk Substation | 0.4 | --> | 0.4 | 0 | 0 | Constrained,otherwise capacity available =333kVA. | --> | 0.38 | 0 | 0.003705 | 0.41005 | 0 |  | --> | C18 ex ATHBOY | Athboy [T42] | NAVAN |  | 53.6223 | -6.9148
MV/LV Substation AR***114Y |  | 20 kV | _ | LV | 200 kVA :Pole Substation | 0.2 | --> | 0.2 | 0.169 | 13.5 |  | --> | 0.19 | 0 | 0 | 0.20465 | 0 |  | --> | C19 ex ENNIS | Ennis [T101,T102] | ENNIS |  | 52.8169 | -8.8561
MV/LV Substation AR***114Z |  | 10 kV | _ | LV | 400 kVA :Kiosk Substation | 0.4 | --> | 0.4 | 0.309 | 1.1 |  | --> | 0.38 | 0 | 0.00741 | 0 | 0 | Constrained,otherwise capacity available =413.6kW. | --> | C15 ex NEWCASTLEWEST | Newcastlewest [T41,T42] | RATHKEALE |  | 52.4436 | -9.0545
MV/LV Substation AR***115Y |  | 10 kV | _ | LV | 100 kVA :Pole Substation | 0.1 | --> | 0.1 | 0 | 0 | Constrained,otherwise capacity available =74kVA. | --> | 0.095 | 0 | 0.006669 | 0.10387 | 0 |  | --> | C22 ex ENNISTYMON | Ennistymon [T41,T42] | ENNIS |  | 52.9375 | -9.2868
MV/LV Substation AR***115Z |  | 20 kV | _ | LV | 100 kVA :Pole Substation | 0.1 | --> | 0.1 | 0.099 | 1.7 |  | --> | 0.095 | 0 | 0 | 0.10015 | 0 |  | --> | E62 ex ATHY | Athy [T101,T102] | ATHY |  | 53.0545 | -6.9177
MV/LV Substation AR***116 |  | 10 kV | _ | LV | 630 kVA :Kiosk Substation | 0.63 | --> | 0.63 | 0 | 0 | Constrained,otherwise capacity available =500kVA. | --> | 0.5985 | 0 | 0.025194 | 0.5 | 0 |  | --> | C17 ex KILBARRY | Kilbarry [T101,T43] | KILBARRY |  | 51.9123 | -8.464
MV/LV Substation AR***116X |  | 20 kV | _ | LV | 50 kVA :Pole Substation | 0.05 | --> | 0.05 | 0.039 | 8.5 |  | --> | 0.0475 | 0 | 0 | 0 | 0 | Constrained,otherwise capacity available =51.6kW. | --> | E14 ex ARIGNA | Arigna [T121] | ARIGNA |  | 54.0794 | -8.1221
MV/LV Substation AR***117 |  | 10 kV | _ | LV | 400 kVA :Kiosk Substation | 0.4 | --> | 0.4 | 0 | 0 | Constrained,otherwise capacity available =301kVA. | --> | 0.38 | 0 | 0.002223 | 0.41476 | 0 |  | --> | C17 ex KILBARRY | Kilbarry [T101,T43] | KILBARRY |  | 51.9115 | -8.4665
MV/LV Substation AR***118 |  | 10 kV | _ | LV | 100 kVA :Pole Substation | 0.1 | --> | 0.1 | 0 | 0 | Constrained,otherwise capacity available =47kVA. | --> | 0.095 | 0 | 0.038532 | 0.10774 | 0 |  | --> | C16 ex KINSALE | Kinsale [T41,T42] | BANDON |  | 51.7098 | -8.532
MV/LV Substation AR***119X |  | 10 kV | _ | LV | 100 kVA :Pole Substation | 0.1 | --> | 0.1 | 0.057 | 0.7 |  | --> | 0.095 | 0 | 0 | 0.10633 | 0 |  | --> | C15 ex RAHANS | Rahans [T41] | MOY |  | 54.0887 | -9.2304
MV/LV Substation AR***121Z |  | 10 kV | _ | LV | 400 kVA :Kiosk Substation | 0.4 | --> | 0.4 | 0.386 | 1.1 |  | --> | 0.38 | 0 | 0 | 0 | 0 | Constrained,otherwise capacity available =402.1kW. | --> | C15 ex NEWCASTLEWEST | Newcastlewest [T41,T42] | RATHKEALE |  | 52.4432 | -9.0568
MV/LV Substation AR***122 |  | 10 kV | _ | LV | 400 kVA :Kiosk Substation | 0.4 | --> | 0.4 | 0.286 | 2.4 |  | --> | 0.38 | 0 | 0.02223 | 0.41695 | 0 |  | --> | C13 ex BRAY | Bray [T41,T42] | FASSAROE |  | 53.1978 | -6.1176
MV/LV Substation AR***123 |  | 10 kV | _ | LV | 630 kVA :Building Structure | 0.63 | --> | 0.63 | 0 | 0 | Constrained,otherwise capacity available =500kVA. | --> | 0.5985 | 0 | 0 | 0.5 | 0 |  | --> | C15 ex FINISKLIN | Finisklin [T41,T42] | SLIGO |  | 54.2766 | -8.499
MV/LV Substation AR***123 |  | 10 kV | _ | LV | 100 kVA :Pole Substation | 0.1 | --> | 0.1 | 0 | 0 | Constrained,otherwise capacity available =62kVA. | --> | 0.095 | 0 | 0 | 0 | 0 | Constrained,otherwise capacity available =105.6kW. | --> | C19 ex LISMORE | Lismore [T41,T42] | DUNGARVAN |  | 52.1334 | -7.9285
MV/LV Substation AR***123X |  | 10 kV | _ | LV | 200 kVA :Kiosk Substation | 0.2 | --> | 0.2 | 0.16 | 0.9 |  | --> | 0.19 | 0 | 0.005928 | 0.20598 | 0 |  | --> | C16 ex KENMARE | Kenmare [T42] | KNOCKEARAGH |  | 51.8821 | -9.5985
MV/LV Substation AR***125Y |  | 10 kV | _ | LV | 400 kVA :Building Structure | 0.4 | --> | 0.4 | 0.4 | 18.7 |  | --> | 0.38 | 0 | 0 | 0.4 | 0 |  | --> | C19 ex ARKLOW | Arklow [T101,T102] | ARKLOW |  | 52.8031 | -6.1442
MV/LV Substation AR***126X |  | 10 kV | _ | LV | 25 kVA :Pole Substation | 0.025 | --> | 0.025 | 0 | 0 | Constrained,otherwise capacity available =22kVA. | --> | 0.02375 | 0 | 0 | 0.025451 | 0 |  | --> | C17 ex ATHBOY | Athboy [T42] | NAVAN |  | 53.7125 | -7.0289
MV/LV Substation AR***128 |  | 20 kV | _ | LV | 50 kVA :Pole Substation | 0.05 | --> | 0.05 | 0 | 0 | Constrained,otherwise capacity available =48kVA. | --> | 0.0475 | 0 | 0 | 0 | 0 | Constrained,otherwise capacity available =50.3kW. | --> | E14 ex EMYVALE | Emyvale [T422] | LISDRUM |  | 54.3158 | -6.9905
MV/LV Substation AR***129 |  | 10 kV | _ | LV | 400 kVA :Building Structure | 0.4 | --> | 0.4 | 0 | 0 | Constrained,otherwise capacity available =319kVA. | --> | 0.38 | 0 | 0.00741 | 0.41212 | 0 |  | --> | C11 ex FINISKLIN | Finisklin [T41,T42] | SLIGO |  | 54.2777 | -8.4899
MV/LV Substation AR***130X |  | 10 kV | _ | LV | 50 kVA :Pole Substation | 0.05 | --> | 0.05 | 0 | 0 | Constrained,otherwise capacity available =50kVA. | --> | 0.0475 | 0 | 0 | 0 | 0 | Constrained,otherwise capacity available =50kW. | --> | C15 ex DRUMBEAR | Drumbear [T41,T42] | LISDRUM |  | 54.2094 | -6.9047
MV/LV Substation AR***133X |  | 20 kV | _ | LV | 100 kVA :Pole Substation | 0.1 | --> | 0.1 | 0 | 0 | Constrained,otherwise capacity available =61kVA. | --> | 0.095 | 0 | 0 | 0 | 0 | Constrained,otherwise capacity available =105.8kW. | --> | E17 ex BUNCRANA | Buncrana [T421,T422] | TRILLICK |  | 55.0743 | -7.2695
MV/LV Substation AR***133Y |  | 10 kV | _ | LV | 100 kVA :Pole Substation | 0.1 | --> | 0.1 | 0 | 0 | Constrained,otherwise capacity available =74kVA. | --> | 0.095 | 0 | 0 | 0.10387 | 0 |  | --> | C18 ex CAVAN | Cavan [T42,T421] | SHANKILL |  | 53.9983 | -7.3737
MV/LV Substation AR***135Y |  | 10 kV | _ | LV | 200 kVA :Kiosk Substation | 0.2 | --> | 0.2 | 0 | 0 | Constrained,otherwise capacity available =178kVA. | --> | 0.19 | 0 | 0.011115 | 0 | 0 | Constrained,otherwise capacity available =203.3kW. | --> | C11 ex CLOONLOUGH | Cloonlough [T41,T42] | BARRYMORE |  | 52.2594 | -8.2814
MV/LV Substation AR***136 |  | 10 kV | _ | LV | 400 kVA :Kiosk Substation | 0.4 | --> | 0.4 | 0 | 0 | Constrained,otherwise capacity available =256kVA. | --> | 0.38 | 0 | 0.01482 | 0.4213 | 0 |  | --> | C19 ex ROSEHILL | Rosehill [T41,T42] | KILKENNY |  | 52.6444 | -7.2416
MV/LV Substation AR***137 |  | 20 kV | _ | LV | 50 kVA :Pole Substation | 0.05 | --> | 0.05 | 0.027 | 17.8 |  | --> | 0.0475 | 0 | 0.002223 | 0.053377 | 0 |  | --> | E13 ex BANOGE | Banoge [T121,T122] | BANOGE |  | 52.6288 | -6.2335
MV/LV Substation AR***138X |  | 20 kV | _ | LV | 400 kVA :Kiosk Substation | 0.4 | --> | 0.4 | 0.277 | 0.9 |  | --> | 0.38 | 0 | 0.00741 | 0.41826 | 0 |  | --> | E19 ex KENMARE | Kenmare [T421] | KNOCKEARAGH |  | 51.8394 | -9.901
MV/LV Substation AR***141 |  | 10 kV | _ | LV | 200 kVA :Pole Substation | 0.2 | --> | 0.2 | 0 | 0 | Constrained,otherwise capacity available =151kVA. | --> | 0.19 | 0 | 0.00741 | 0.20731 | 0 |  | --> | C13 ex DOUGLAS | Douglas [T41,T42] | TRABEG |  | 51.8696 | -8.4358
MV/LV Substation AR***142X |  | 10 kV | _ | LV | 200 kVA :Kiosk Substation | 0.2 | --> | 0.2 | 0.147 | 16.1 |  | --> | 0.19 | 0 | 0.003705 | 0.20789 | 0 |  | --> | E14 ex WEXFORD | Wexford [T121,T122] | WEXFORD |  | 52.3309 | -6.4998
MV/LV Substation AR***142Y |  | 10 kV | _ | LV | 200 kVA :Pole Substation | 0.2 | --> | 0.2 | 0.131 | 18.7 |  | --> | 0.19 | 0 | 0 | 0.21022 | 0 |  | --> | C19 ex ARKLOW | Arklow [T101,T102] | ARKLOW |  | 52.8094 | -6.1351
MV/LV Substation AR***143X |  | 20 kV | _ | LV | 400 kVA :Kiosk Substation | 0.4 | --> | 0.4 | 0.376 | 0.9 |  | --> | 0.38 | 0 | 0.003705 | 0.40363 | 0 |  | --> | E19 ex KENMARE | Kenmare [T421] | KNOCKEARAGH |  | 51.837 | -9.8966
MV/LV Substation AR***146 |  | 10 kV | _ | LV | 400 kVA :Kiosk Substation | 0.4 | --> | 0.4 | 0 | 0 | Constrained,otherwise capacity available =300kVA. | --> | 0.38 | 0 | 0.016302 | 0.41491 | 0 |  | --> | C14 ex DUNDRUM | Dundrum [T41,T42] | BLACKROCK |  | 53.2846 | -6.2591
MV/LV Substation AR***148 |  | 10 kV | _ | LV | 1000 kVA :Building Structure | 1 | --> | 1 | 0.5 | 14.2 |  | --> | 0.95 | 0 | 0 | 0.5 | 0 |  | --> | C11 ex COOKSTOWN | Cookstown [T101,T102] | CARRICKMINES |  | 53.2828 | -6.3764
MV/LV Substation AR***150 |  | 10 kV | _ | LV | 400 kVA :Kiosk Substation | 0.4 | --> | 0.4 | 0 | 0 | Constrained,otherwise capacity available =378kVA. | --> | 0.38 | 0 | 0 | 0.40333 | 0 |  | --> | C13 ex SPIDDAL | Spiddal [T42] | SCREEB |  | 53.2484 | -9.2826
MV/LV Substation AR***150X |  | 10 kV | _ | LV | 200 kVA :Kiosk Substation | 0.2 | --> | 0.2 | 0.13 | 2.8 |  | --> | 0.19 | 0 | 0 | 0.21036 | 0 |  | --> | C20 ex CASTLEBLAYNEY | Castleblayney [T41,T42] | DUNDALK |  | 54.1168 | -6.743
MV/LV Substation AR***152X |  | 20 kV | _ | LV | 100 kVA :Pole Substation | 0.1 | --> | 0.1 | 0 | 0 | Constrained,otherwise capacity available =95kVA. | --> | 0.095 | 0 | 0 | 0 | 0 | Constrained,otherwise capacity available =100.8kW. | --> | E12 ex CARNDONAGH | Carndonagh [T421,T422] | TRILLICK |  | 55.3667 | -7.3387
MV/LV Substation AR***156X |  | 10 kV | _ | LV | 50 kVA :Pole Substation | 0.05 | --> | 0.05 | 0.029 | 3.9 |  | --> | 0.0475 | 0 | 0.002223 | 0.053092 | 0 |  | --> | C16 ex ARDFINNAN | Ardfinnan [T42] | CAHIR |  | 52.3161 | -7.8816
MV/LV Substation AR***156X |  | 10 kV | _ | LV | 200 kVA :Pole Substation | 0.2 | --> | 0.2 | 0 | 0 | Constrained,otherwise capacity available =176kVA. | --> | 0.19 | 0 | 0.00741 | 0.20361 | 0 |  | --> | C13 ex SPIDDAL | Spiddal [T42] | SCREEB |  | 53.2497 | -9.2115
MV/LV Substation AR***157 |  | 10 kV | _ | LV | 200 kVA :Pole Substation | 0.2 | --> | 0.2 | 0 | 0 | Constrained,otherwise capacity available =132kVA. | --> | 0.19 | 0 | 0 | 0.21007 | 0 |  | --> | C14 ex LITTLE BRAY | Little Bray [T41,T42] | FASSAROE |  | 53.2025 | -6.1292
MV/LV Substation AR***159Y |  | 20 kV | _ | LV | 200 kVA :Kiosk Substation | 0.2 | --> | 0.2 | 0 | 0 | Constrained,otherwise capacity available =189kVA. | --> | 0.19 | 0 | 0.002964 | 0 | 0 | Constrained,otherwise capacity available =201.7kW. | --> | E13 ex FOXHOLE | Foxhole [T421,T422] | DUNGARVAN |  | 51.9467 | -7.7196
MV/LV Substation AR***163 |  | 10 kV | _ | LV | 400 kVA :Kiosk Substation | 0.4 | --> | 0.4 | 0 | 0 | Constrained,otherwise capacity available =261kVA. | --> | 0.38 | 0 | 0.017784 | 0.42058 | 0 |  | --> | C19 ex BISHOPSTOWN | Bishopstown [T41,T42] | KILBARRY |  | 51.8745 | -8.5257
MV/LV Substation AR***163 |  | 20 kV | _ | LV | 200 kVA :Pole Substation | 0.2 | --> | 0.2 | 0 | 0 | Constrained,otherwise capacity available =165kVA. | --> | 0.19 | 0 | 0.008151 | 0.20226 | 0 |  | --> | E15 ex ACADEMY STREET | Academy Street [T421,T422,T44] | NAVAN |  | 53.6401 | -6.672
MV/LV Substation AR***165 |  | 10 kV | _ | LV | 400 kVA :Kiosk Substation | 0.4 | --> | 0.4 | 0.4 | 3.4 |  | --> | 0.38 | 0 | 0 | 0.4 | 0 |  | --> | C15 ex GLENGOOLE | Glengoole [T41] | THURLES |  | 52.7132 | -7.5675
MV/LV Substation AR***166Z |  | 20 kV | _ | LV | 200 kVA :Kiosk Substation | 0.2 | --> | 0.2 | 0 | 0 | Constrained,otherwise capacity available =121kVA. | --> | 0.19 | 0 | 0.022971 | 0.21165 | 0 |  | --> | E15 ex WHITECHURCH | Whitechurch [T421,T422] | KILBARRY |  | 51.9438 | -8.5626
MV/LV Substation AR***168X |  | 20 kV | _ | LV | 100 kVA :Pole Substation | 0.1 | --> | 0.1 | 0 | 0 | Constrained,otherwise capacity available =99kVA. | --> | 0.095 | 0 | 0 | 0.10015 | 0 |  | --> | E16 ex DINGLE | Dingle [T421,T422] | OUGHTRAGH |  | 52.1317 | -10.1634
MV/LV Substation AR***168Z |  | 10 kV | _ | LV | 50 kVA :Pole Substation | 0.05 | --> | 0.05 | 0.016 | 4.6 |  | --> | 0.0475 | 0 | 0.020007 | 0.05491 | 0 |  | --> | C11 ex RINGASKIDDY 110KV | Ringaskiddy 110kv [T42] | BARNAHELY |  | 51.832 | -8.3563
MV/LV Substation AR***169X |  | 10 kV | _ | LV | 400 kVA :Building Structure | 0.4 | --> | 0.4 | 0.359 | 4.3 |  | --> | 0.38 | 0 | 0.00741 | 0.40618 | 0 |  | --> | C17 ex DEANSGRANGE | Deansgrange [T41,T42] | CARRICKMINES |  | 53.2815 | -6.1522
MV/LV Substation AR***172 |  | 10 kV | _ | LV | 630 kVA :Building Structure | 0.63 | --> | 0.63 | 0.5 | 2.4 |  | --> | 0.5985 | 0 | 0 | 0.5 | 0 |  | --> | C19 ex BRAY | Bray [T41,T42] | FASSAROE |  | 53.1951 | -6.109
MV/LV Substation AR***173X |  | 10 kV | _ | LV | 400 kVA :Kiosk Substation | 0.4 | --> | 0.4 | 0.14262 | 0.1 | Constrained,otherwise capacity available =343kVA. | --> | 0.38 | 0 | 0.045201 | 0.40856 | 0 |  | --> | C16 ex CARRIGLAWN | Carriglawn [T41,T42] | WEXFORD |  | 52.3448 | -6.5003
MV/LV Substation AR***175X |  | 10 kV | _ | LV | 630 kVA :Building Structure | 0.63 | --> | 0.63 | 0.5 | 2.3 |  | --> | 0.5985 | 0 | 0 | 0.5 | 0 |  | --> | E18 ex MOY | Moy [T421,T422] | MOY |  | 54.1157 | -9.1514
MV/LV Substation AR***177Z |  | 10 kV | _ | LV | 400 kVA :Building Structure | 0.4 | --> | 0.4 | 0 | 0 | Constrained,otherwise capacity available =331kVA. | --> | 0.38 | 0 | 0 | 0.41034 | 0 |  | --> | C18 ex POPPINTREE | Poppintree [T101,T102] | FINGLAS |  | 53.3957 | -6.2623
MV/LV Substation AR***180Y |  | 20 kV | _ | LV | 400 kVA :Kiosk Substation | 0.4 | --> | 0.4 | 0 | 0 | Constrained,otherwise capacity available =378kVA. | --> | 0.38 | 0 | 0.003705 | 0.40333 | 0 |  | --> | C18 ex KANTURK | Kanturk [T41,T42] | GLENLARA |  | 52.0828 | -8.861
MV/LV Substation AR***181 |  | 10 kV | _ | LV | 200 kVA :Kiosk Substation | 0.2 | --> | 0.2 | 0 | 0 | Constrained,otherwise capacity available =137kVA. | --> | 0.19 | 0 | 0 | 0.20935 | 0 |  | --> | C11 ex COOLCORCORAN | Coolcorcoran [T41,T42] | KNOCKEARAGH |  | 52.0669 | -9.4986
MV/LV Substation AR***182 |  | 20 kV | _ | LV | 200 kVA :Pole Substation | 0.2 | --> | 0.2 | 0.173 | 17.8 |  | --> | 0.19 | 0 | 0 | 0.20406 | 0 |  | --> | E13 ex BANOGE | Banoge [T121,T122] | BANOGE |  | 52.6297 | -6.2335
MV/LV Substation AR***182X |  | 10 kV | _ | LV | 50 kVA :Pole Substation | 0.05 | --> | 0.05 | 0.047 | 1.6 |  | --> | 0.0475 | 0 | 0 | 0 | 0 | Constrained,otherwise capacity available =50.5kW. | --> | C16 ex BUNDORAN | Bundoran [T41,T42] | CATHALEENS FALL |  | 54.4734 | -8.2631
MV/LV Substation AR***183 |  | 20 kV | _ | LV | 100 kVA :Pole Substation | 0.1 | --> | 0.1 | 0.096 | 2.6 |  | --> | 0.095 | 0 | 0 | 0.10061 | 0 |  | --> | C18 ex KILLESHANDRA | Killeshandra [T41,T42] | GORTAWEE |  | 53.9207 | -7.583
MV/LV Substation AR***183Z |  | 10 kV | _ | LV | 50 kVA :Pole Substation | 0.05 | --> | 0.05 | 0 | 0 | Constrained,otherwise capacity available =47kVA. | --> | 0.0475 | 0 | 0.009633 | 0 | 0 | Constrained,otherwise capacity available =50.5kW. | --> | E11 ex KNOCKMULLEN | Knockmullen [T42,T421] | GREAT ISLAND |  | 52.3808 | -6.9236
MV/LV Substation AR***184 |  | 10 kV | _ | LV | 630 kVA :Kiosk Substation | 0.63 | --> | 0.63 | 0.5 | 1.8 |  | --> | 0.5985 | 0 | 0.009633 | 0.5 | 0 |  | --> | C14 ex CAHERDAVIN | Caherdavin [T41,T42] | ARDNACRUSHA |  | 52.6675 | -8.6491
MV/LV Substation AR***184X |  | 20 kV | _ | LV | 400 kVA :Kiosk Substation | 0.4 | --> | 0.4 | 0 | 0 | Constrained,otherwise capacity available =317kVA. | --> | 0.38 | 0 | 0.011115 | 0 | 0 | Constrained,otherwise capacity available =412.4kW. | --> | E17 ex FOXHOLE | Foxhole [T421,T422] | DUNGARVAN |  | 51.9437 | -7.8625
MV/LV Substation AR***184Y |  | 10 kV | _ | LV | 100 kVA :Pole Substation | 0.1 | --> | 0.1 | 0 | 0 | Constrained,otherwise capacity available =81kVA. | --> | 0.095 | 0 | 0 | 0.10284 | 0 |  | --> | C15 ex ENNISTYMON | Ennistymon [T41,T42] | ENNIS |  | 52.9368 | -9.2913
MV/LV Substation AR***185 |  | 20 kV | _ | LV | 50 kVA :Pole Substation | 0.05 | --> | 0.05 | 0.045 | 2.6 |  | --> | 0.0475 | 0 | 0 | 0.050753 | 0 |  | --> | C18 ex KILLESHANDRA | Killeshandra [T41,T42] | GORTAWEE |  | 53.9259 | -7.5893
MV/LV Substation AR***185Y |  | 20 kV | _ | LV | 200 kVA :Kiosk Substation | 0.2 | --> | 0.2 | 0 | 0 | Constrained,otherwise capacity available =194kVA. | --> | 0.19 | 0 | 0 | 0.20091 | 0 |  | --> | C12 ex SPIDDAL | Spiddal [T42] | SCREEB |  | 53.2502 | -9.3042
MV/LV Substation AR***186 |  | 20 kV | _ | LV | 100 kVA :Pole Substation | 0.1 | --> | 0.1 | 0 | 0 | Constrained,otherwise capacity available =89kVA. | --> | 0.095 | 0 | 0.004446 | 0.10166 | 0 |  | --> | C21 ex TRAMORE | Tramore [T41,T42] | BUTLERSTOWN |  | 52.1664 | -7.2541
MV/LV Substation AR***186Y |  | 10 kV | _ | LV | 50 kVA :Pole Substation | 0.05 | --> | 0.05 | 0 | 0 | Constrained,otherwise capacity available =46kVA. | --> | 0.0475 | 0 | 0 | 0.050604 | 0 |  | --> | C17 ex ROSCOMMON | Roscommon [T41,T42] | LANESBORO |  | 53.6191 | -8.1772
MV/LV Substation AR***187Y |  | 20 kV | _ | LV | 100 kVA :Pole Substation | 0.1 | --> | 0.1 | 0.079 | 0.6 |  | --> | 0.095 | 0 | 0 | 0 | 0 | Constrained,otherwise capacity available =103.1kW. | --> | E19 ex LAWLESSTOWN | Lawlesstown [T42,T421] | DOON |  | 52.4723 | -7.6896
MV/LV Substation AR***190 |  | 10 kV | _ | LV | 400 kVA :Kiosk Substation | 0.4 | --> | 0.4 | 0.312 | 11.9 |  | --> | 0.38 | 0 | 0.033345 | 0.41315 | 0 |  | --> | C19 ex SALTHILL | Salthill [T101,T102] | SALTHILL |  | 53.2681 | -9.0831
MV/LV Substation AR***194 |  | 10 kV | _ | LV | 400 kVA :Kiosk Substation | 0.4 | --> | 0.4 | 0.248 | 4.3 |  | --> | 0.38 | 0 | 0.024453 | 0.42245 | 0 |  | --> | C14 ex DEANSGRANGE | Deansgrange [T41,T42] | CARRICKMINES |  | 53.2837 | -6.1848
MV/LV Substation AR***195 |  | 10 kV | _ | LV | 1000 kVA :Building Structure | 1 | --> | 1 | 0.5 | 13.9 |  | --> | 0.95 | 0 | 0.01482 | 0.5 | 0 |  | --> | C26 ex CENTRAL PARK | Central Park [T101,T102] | CARRICKMINES |  | 53.2776 | -6.2083
MV/LV Substation AR***196X |  | 20 kV | _ | LV | 200 kVA :Pole Substation | 0.2 | --> | 0.2 | 0 | 0 | Constrained,otherwise capacity available =156kVA. | --> | 0.19 | 0 | 0 | 0.20657 | 0 |  | --> | E13 ex SHILLELAGH | Shillelagh [T421,T422] | CARLOW |  | 52.755 | -6.5291
MV/LV Substation AR***198X |  | 10 kV | _ | LV | 200 kVA :Pole Substation | 0.2 | --> | 0.2 | 0.162 | 3.9 |  | --> | 0.19 | 0 | 0.021489 | 0.20569 | 0 |  | --> | C21 ex MARSHES | Marshes [T41,T42] | DUNDALK |  | 53.9602 | -6.3819
MV/LV Substation AR***199X |  | 10 kV | _ | LV | 200 kVA :Kiosk Substation | 0.2 | --> | 0.2 | 0 | 0 | Constrained,otherwise capacity available =118kVA. | --> | 0.19 | 0 | 0.037791 | 0.21208 | 0 |  | --> | C15 ex MALAHIDE | Malahide [T41,T42] | GLASMORE |  | 53.4269 | -6.137
MV/LV Substation AR***200 |  | 10 kV | _ | LV | 400 kVA :Building Structure | 0.4 | --> | 0.4 | 0.366 | 14.2 |  | --> | 0.38 | 0 | 0 | 0.40513 | 0 |  | --> | C18 ex COOKSTOWN | Cookstown [T101,T102] | CARRICKMINES |  | 53.288 | -6.3734
MV/LV Substation AR***200 |  | 10 kV | _ | LV | 400 kVA :Kiosk Substation | 0.4 | --> | 0.4 | 0.287 | 1.2 |  | --> | 0.38 | 0 | 0.023712 | 0.41681 | 0 |  | --> | C20 ex SALLYNOGGIN ROAD | Sallynoggin Road [T41,T42] | CHERRYWOOD |  | 53.2814 | -6.1477
MV/LV Substation AR***212 |  | 10 kV | _ | LV | 630 kVA :Building Structure | 0.63 | --> | 0.63 | 0.391 | 10 |  | --> | 0.5985 | 0 | 0 | 0.5 | 0 |  | --> | C14 ex HAROLDS CROSS | Harolds Cross [T101,T102] | POOLBEG |  | 53.3265 | -6.2673
MV/LV Substation AR***213 |  | 10 kV | _ | LV | 400 kVA :Building Structure | 0.4 | --> | 0.4 | 0.262 | 2.8 |  | --> | 0.38 | 0 | 0.017784 | 0.42043 | 0 |  | --> | C22 ex MOUNT MERRION | Mount Merrion [T41,T42] | CARRICKMINES |  | 53.2992 | -6.223
MV/LV Substation AR***214X |  | 10 kV | _ | LV | 50 kVA :Pole Substation | 0.05 | --> | 0.05 | 0.048 | 1.1 |  | --> | 0.0475 | 0 | 0 | 0.050303 | 0 |  | --> | C17 ex GILLOGUE | Gillogue [T41,T42] | ARDNACRUSHA |  | 52.7063 | -8.6134
MV/LV Substation AR***214Z |  | 20 kV | _ | LV | 100 kVA :Pole Substation | 0.1 | --> | 0.1 | 0 | 0 | Constrained,otherwise capacity available =66kVA. | --> | 0.095 | 0 | 0 | 0.10504 | 0 |  | --> | E11 ex BALLYDEHOB | Ballydehob [T421] | DUNMANWAY |  | 51.5297 | -9.5529
MV/LV Substation AR***215X |  | 10 kV | _ | LV | 25 kVA :Pole Substation | 0.025 | --> | 0.025 | 0.022 | 1.1 |  | --> | 0.02375 | 0 | 0 | 0.025451 | 0 |  | --> | C17 ex GILLOGUE | Gillogue [T41,T42] | ARDNACRUSHA |  | 52.7069 | -8.6137
MV/LV Substation AR***217X |  | 10 kV | _ | LV | 400 kVA :Kiosk Substation | 0.4 | --> | 0.4 | 0 | 0 | Constrained,otherwise capacity available =358kVA. | --> | 0.38 | 0 | 0.011115 | 0 | 0 | Constrained,otherwise capacity available =406.3kW. | --> | C13 ex DONEGAL | Donegal [T41,T42] | CATHALEENS FALL |  | 54.6505 | -8.0982
MV/LV Substation AR***221X |  | 10 kV | _ | LV | 630 kVA :Kiosk Substation | 0.63 | --> | 0.63 | 0.5 | 2.8 |  | --> | 0.5985 | 0 | 0 | 0.5 | 0 |  | --> | C20 ex CASTLEBLAYNEY | Castleblayney [T41,T42] | DUNDALK |  | 54.1147 | -6.7432
MV/LV Substation AR***224Y |  | 10 kV | _ | LV | 200 kVA :Kiosk Substation | 0.2 | --> | 0.2 | 0.185 | 6 |  | --> | 0.19 | 0 | 0 | 0 | 0 | Constrained,otherwise capacity available =202.3kW. | --> | C11 ex ARDGEEHA | Ardgeeha [T41,T42] | DOON |  | 52.3722 | -7.7007
MV/LV Substation AR***226 |  | 20 kV | _ | LV | 50 kVA :Pole Substation | 0.05 | --> | 0.05 | 0.009 | 0.4 |  | --> | 0.0475 | 0 | 0 | 0.055859 | 0 |  | --> | C16 ex CARRAROE | Carraroe [T42] | SCREEB |  | 53.2895 | -9.5545
MV/LV Substation AR***226 |  | 10 kV | _ | LV | 100 kVA :Pole Substation | 0.1 | --> | 0.1 | 0 | 0 | Constrained,otherwise capacity available =87kVA. | --> | 0.095 | 0 | 0 | 0.10195 | 0 |  | --> | C15 ex KINSALE | Kinsale [T41,T42] | BANDON |  | 51.7068 | -8.5084
MV/LV Substation AR***227 |  | 10 kV | _ | LV | 630 kVA :Kiosk Substation | 0.63 | --> | 0.63 | 0.421 | 13.2 |  | --> | 0.5985 | 0 | 0.040755 | 0.5 | 0 |  | --> | C24 ex ARTANE | Artane [T101,T102] | FINGLAS |  | 53.3873 | -6.2165
MV/LV Substation AR***227Z |  | 10 kV | _ | LV | 400 kVA :Kiosk Substation | 0.4 | --> | 0.4 | 0.354 | 9.5 |  | --> | 0.38 | 0 | 0.008892 | 0.40692 | 0 |  | --> | C17 ex BANDON | Bandon [T101,T42] | BANDON |  | 51.7695 | -8.6589
MV/LV Substation AR***229 |  | 10 kV | _ | LV | 400 kVA :Kiosk Substation | 0.4 | --> | 0.4 | 0.34 | 13.2 |  | --> | 0.38 | 0 | 0.012597 | 0.40901 | 0 |  | --> | C20 ex ARTANE | Artane [T101,T102] | FINGLAS |  | 53.3875 | -6.2232
MV/LV Substation AR***229Z |  | 10 kV | _ | LV | 200 kVA :Pole Substation | 0.2 | --> | 0.2 | 0 | 0 | Constrained,otherwise capacity available =168kVA. | --> | 0.19 | 0 | 0 | 0.2048 | 0 |  | --> | C18 ex DOUGLAS | Douglas [T41,T42] | TRABEG |  | 51.8671 | -8.4269
MV/LV Substation AR***231X |  | 10 kV | _ | LV | 630 kVA :Building Structure | 0.63 | --> | 0.63 | 0.49 | 13.2 |  | --> | 0.5985 | 0 | 0.003705 | 0.5 | 0 |  | --> | C23 ex ARTANE | Artane [T101,T102] | FINGLAS |  | 53.383 | -6.2149
MV/LV Substation AR***233X |  | 10 kV | _ | LV | 100 kVA :Pole Substation | 0.1 | --> | 0.1 | 0 | 0 | Constrained,otherwise capacity available =97kVA. | --> | 0.095 | 0 | 0 | 0 | 0 | Constrained,otherwise capacity available =100.5kW. | --> | E16 ex BUNCRANA | Buncrana [T421,T422] | TRILLICK |  | 55.1326 | -7.4446
MV/LV Substation AR***234 |  | 10 kV | _ | LV | 400 kVA :Kiosk Substation | 0.4 | --> | 0.4 | 0.291 | 11.9 |  | --> | 0.38 | 0 | 0.023712 | 0.41622 | 0 |  | --> | C34 ex SALTHILL | Salthill [T101,T102] | SALTHILL |  | 53.2806 | -9.069
MV/LV Substation AR***234X |  | 20 kV | _ | LV | 200 kVA :Kiosk Substation | 0.2 | --> | 0.2 | 0.196 | 1.4 |  | --> | 0.19 | 0 | 0 | 0.20061 | 0 |  | --> | E11 ex KILLINICK | Killinick [T421,T422] | WEXFORD |  | 52.179 | -6.5861
MV/LV Substation AR***234Y |  | 20 kV | _ | LV | 50 kVA :Pole Substation | 0.05 | --> | 0.05 | 0.05 | 0.4 |  | --> | 0.0475 | 0 | 0 | 0.05 | 0 |  | --> | E16 ex TULLOW | Tullow [T421,T422] | CARLOW |  | 52.783 | -6.6879
MV/LV Substation AR***235X |  | 20 kV | _ | LV | 100 kVA :Pole Substation | 0.1 | --> | 0.1 | 0 | 0 | Constrained,otherwise capacity available =75kVA. | --> | 0.095 | 0 | 0 | 0 | 0 | Constrained,otherwise capacity available =103.7kW. | --> | E12 ex CARNDONAGH | Carndonagh [T421,T422] | TRILLICK |  | 55.2555 | -7.279
MV/LV Substation AR***241X |  | 10 kV | _ | LV | 400 kVA :Building Structure | 0.4 | --> | 0.4 | 0.332 | 3.5 |  | --> | 0.38 | 0 | 0 | 0.4102 | 0 |  | --> | C20 ex TRIMMS LANE | Trimms Lane [T41,T42] | SALTHILL |  | 53.2639 | -9.0708
MV/LV Substation AR***242X |  | 10 kV | _ | LV | 400 kVA :Building Structure | 0.4 | --> | 0.4 | 0 | 0 | Constrained,otherwise capacity available =270kVA. | --> | 0.38 | 0 | 0 | 0.41927 | 0 |  | --> | C20 ex TYMON | Tymon [T41,T42] | COOKSTOWN |  | 53.2968 | -6.3495
MV/LV Substation AR***245X |  | 20 kV | _ | LV | 200 kVA :Kiosk Substation | 0.2 | --> | 0.2 | 0.159 | 2.9 |  | --> | 0.19 | 0 | 0 | 0 | 0 | Constrained,otherwise capacity available =206.1kW. | --> | E19 ex TELAYDON | Telaydon [T42,T421] | LISDRUM |  | 54.3186 | -6.8974
MV/LV Substation AR***247 |  | 20 kV | _ | LV | 100 kVA :Pole Substation | 0.1 | --> | 0.1 | 0.03 | 0.1 |  | --> | 0.095 | 0 | 0.00741 | 0.11009 | 0 |  | --> | C12 ex CARRIGLAWN | Carriglawn [T41,T42] | WEXFORD |  | 52.3665 | -6.4482
MV/LV Substation AR***248X |  | 10 kV | _ | LV | 1000 kVA :Building Structure | 1 | --> | 1 | 0 | 0 | Constrained,otherwise capacity available =500kVA. | --> | 0.95 | 0 | 0 | 0.5 | 0 |  | --> | C22 ex ROCHES STREET | Roches Street [T41,T42] | LIMERICK |  | 52.6655 | -8.6259
MV/LV Substation AR***248Y |  | 10 kV | _ | LV | 200 kVA :Kiosk Substation | 0.2 | --> | 0.2 | 0 | 0 | Constrained,otherwise capacity available =169kVA. | --> | 0.19 | 0 | 0 | 0.20465 | 0 |  | --> | E12 ex DALTON | Dalton [T421,T422] | DALTON |  | 53.7284 | -9.0131
MV/LV Substation AR***249 |  | 10 kV | _ | LV | 50 kVA :Pole Substation | 0.05 | --> | 0.05 | 0.046 | 2.3 |  | --> | 0.0475 | 0 | 0.002223 | 0.050604 | 0 |  | --> | E18 ex MOY | Moy [T421,T422] | MOY |  | 54.1245 | -9.1775
MV/LV Substation AR***250 |  | 20 kV | _ | LV | 50 kVA :Pole Substation | 0.05 | --> | 0.05 | 0 | 0 | Constrained,otherwise capacity available =50kVA. | --> | 0.0475 | 0 | 0 | 0.05 | 0 |  | --> | E11 ex MILLTOWN (SR) | Milltown (sr) [T421,T422] | OUGHTRAGH |  | 52.1748 | -9.7375
MV/LV Substation AR***250X |  | 10 kV | _ | LV | 400 kVA :Kiosk Substation | 0.4 | --> | 0.4 | 0 | 0 | Constrained,otherwise capacity available =325kVA. | --> | 0.38 | 0 | 0 | 0 | 0 | Constrained,otherwise capacity available =411.2kW. | --> | E16 ex BUNCRANA | Buncrana [T421,T422] | TRILLICK |  | 55.1316 | -7.4474
MV/LV Substation AR***251Y |  | 10 kV | _ | LV | 200 kVA :Kiosk Substation | 0.2 | --> | 0.2 | 0 | 0 | Constrained,otherwise capacity available =167kVA. | --> | 0.19 | 0 | 0.020748 | 0.20495 | 0 |  | --> | C23 ex TRAMORE | Tramore [T41,T42] | BUTLERSTOWN |  | 52.166 | -7.1482
MV/LV Substation AR***254 |  | 10 kV | _ | LV | 630 kVA :Kiosk Substation | 0.63 | --> | 0.63 | 0 | 0 | Constrained,otherwise capacity available =500kVA. | --> | 0.5985 | 0 | 0.005187 | 0.5 | 0 |  | --> | C11 ex COOLCORCORAN | Coolcorcoran [T41,T42] | KNOCKEARAGH |  | 52.0616 | -9.4952
MV/LV Substation AR***255X |  | 20 kV | _ | LV | 100 kVA :Pole Substation | 0.1 | --> | 0.1 | 0.055 | 2.5 |  | --> | 0.095 | 0 | 0 | 0.10661 | 0 |  | --> | E17 ex EDGEWORTHSTOWN | Edgeworthstown [T421,T422] | RICHMOND |  | 53.6665 | -7.6937
MV/LV Substation AR***257X |  | 20 kV | _ | LV | 50 kVA :Pole Substation | 0.05 | --> | 0.05 | 0.047 | 2 |  | --> | 0.0475 | 0 | 0.00741 | 0 | 0 | Constrained,otherwise capacity available =50.5kW. | --> | E12 ex RATHKEALE | Rathkeale [T421,T422] | RATHKEALE |  | 52.518 | -8.9719
MV/LV Substation AR***257X |  | 10 kV | _ | LV | 100 kVA :Pole Substation | 0.1 | --> | 0.1 | 0.088 | 1.6 |  | --> | 0.095 | 0 | 0 | 0 | 0 | Constrained,otherwise capacity available =101.8kW. | --> | C16 ex BALLYSHANNON | Ballyshannon [T41,T42] | CATHALEENS FALL |  | 54.5488 | -8.205
MV/LV Substation AR***259 |  | 20 kV | _ | LV | 100 kVA :Pole Substation | 0.1 | --> | 0.1 | 0.08 | 3 |  | --> | 0.095 | 0 | 0 | 0 | 0 | Constrained,otherwise capacity available =103kW. | --> | E13 ex CHARLEVILLE | Charleville [T421,T422] | CHARLEVILLE |  | 52.3423 | -8.525
MV/LV Substation AR***268X |  | 10 kV | _ | LV | 630 kVA :Building Structure | 0.63 | --> | 0.63 | 0.5 | 5.8 |  | --> | 0.5985 | 0 | 0 | 0.5 | 0 |  | --> | C14 ex OAKFIELD | Oakfield [T41,T42] | SLIGO |  | 54.2491 | -8.472
MV/LV Substation AR***269X |  | 10 kV | _ | LV | 400 kVA :Kiosk Substation | 0.4 | --> | 0.4 | 0.348 | 5.3 |  | --> | 0.38 | 0 | 0 | 0.40782 | 0 |  | --> | C15 ex BALLYTIVNAN | Ballytivnan [T41,T42] | SLIGO |  | 54.2772 | -8.4526
MV/LV Substation AR***269Y |  | 10 kV | _ | LV | 50 kVA :Pole Substation | 0.05 | --> | 0.05 | 0.05 | 18.7 |  | --> | 0.0475 | 0 | 0 | 0.05 | 0 |  | --> | C22 ex ARKLOW | Arklow [T101,T102] | ARKLOW |  | 52.8017 | -6.1684
MV/LV Substation AR***271X |  | 10 kV | _ | LV | 200 kVA :Pole Substation | 0.2 | --> | 0.2 | 0.184 | 2.1 |  | --> | 0.19 | 0 | 0 | 0 | 0 | Constrained,otherwise capacity available =202.4kW. | --> | C17 ex KILCAR | Kilcar [T41] | BINBANE |  | 54.6591 | -8.635
MV/LV Substation AR***275 |  | 20 kV | _ | LV | 200 kVA :Pole Substation | 0.2 | --> | 0.2 | 0.193 | 2.5 |  | --> | 0.19 | 0 | 0 | 0.20106 | 0 |  | --> | E13 ex EDGEWORTHSTOWN | Edgeworthstown [T421,T422] | RICHMOND |  | 53.7283 | -7.5166
MV/LV Substation AR***282X |  | 10 kV | _ | LV | 100 kVA :Pole Substation | 0.1 | --> | 0.1 | 0 | 0 | Constrained,otherwise capacity available =91kVA. | --> | 0.095 | 0 | 0 | 0.10136 | 0 |  | --> | C15 ex BALLYBAILIE | Ballybailie [T41,T42] | DUNDALK |  | 53.8641 | -6.5599
MV/LV Substation AR***283 |  | 20 kV | _ | LV | 100 kVA :Pole Substation | 0.1 | --> | 0.1 | 0.09 | 8.1 |  | --> | 0.095 | 0 | 0.003705 | 0 | 0 | Constrained,otherwise capacity available =101.5kW. | --> | E16 ex WESTPORT | Westport [T421,T422] | CASTLEBAR |  | 53.7952 | -9.5513
MV/LV Substation AR***283 |  | 10 kV | _ | LV | 400 kVA :Building Structure | 0.4 | --> | 0.4 | 0.4 | 0.4 |  | --> | 0.38 | 0 | 0 | 0 | 0 | Constrained,otherwise capacity available =400kW. | --> | C13 ex SWINFORD | Swinford [T41,T42] | CASTLEBAR |  | 53.9345 | -8.949
MV/LV Substation AR***284 |  | 10 kV | _ | LV | 400 kVA :Kiosk Substation | 0.4 | --> | 0.4 | 0 | 0 | Constrained,otherwise capacity available =242kVA. | --> | 0.38 | 0 | 0.034086 | 0.42331 | 0 |  | --> | C18 ex MOUNTGORRY | Mountgorry [T41,T42] | GRANGE (DR) |  | 53.4485 | -6.1734
MV/LV Substation AR***287 |  | 20 kV | _ | LV | 50 kVA :Pole Substation | 0.05 | --> | 0.05 | 0.048 | 0.2 |  | --> | 0.0475 | 0 | 0 | 0.050303 | 0 |  | --> | C16 ex KILSHANNY | Kilshanny [T41,T42] | CAHIR |  | 52.2077 | -8.1085
MV/LV Substation AR***288Y |  | 20 kV | _ | LV | 630 kVA :Building Structure | 0.63 | --> | 0.63 | 0.5 | 0.6 |  | --> | 0.5985 | 0 | 0 | 0 | 0 | Constrained,otherwise capacity available =500kW. | --> | E19 ex LAWLESSTOWN | Lawlesstown [T42,T421] | DOON |  | 52.374 | -7.7211
MV/LV Substation AR***289 |  | 10 kV | _ | LV | 1000 kVA :Building Structure | 1 | --> | 1 | 0.5 | 4 |  | --> | 0.95 | 0 | 0 | 0.5 | 0 |  | --> | C20 ex WOLFE TONE STREET | Wolfe Tone Street [T101,T102] | FINGLAS |  | 53.3488 | -6.2625
MV/LV Substation AR***289Z |  | 10 kV | _ | LV | 400 kVA :Kiosk Substation | 0.4 | --> | 0.4 | 0.257 | 5 |  | --> | 0.38 | 0 | 0.034827 | 0.42115 | 0 |  | --> | C14 ex MCDONAGH | Mcdonagh [T41,T42] | KILKENNY |  | 52.654 | -7.2322
MV/LV Substation AR***290Y |  | 20 kV | _ | LV | 400 kVA :Building Structure | 0.4 | --> | 0.4 | 0.34 | 0.6 |  | --> | 0.38 | 0 | 0.008151 | 0 | 0 | Constrained,otherwise capacity available =409kW. | --> | E19 ex LAWLESSTOWN | Lawlesstown [T42,T421] | DOON |  | 52.374 | -7.723
MV/LV Substation AR***291 |  | 10 kV | _ | LV | 25 kVA :Pole Substation | 0.025 | --> | 0.025 | 0.025 | 2.3 |  | --> | 0.02375 | 0 | 0 | 0.025 | 0 |  | --> | C17 ex BALLYRICKARD | Ballyrickard [T41,T42] | TRALEE |  | 52.3289 | -9.7895
MV/LV Substation AR***296X |  | 10 kV | _ | LV | 50 kVA :Pole Substation | 0.05 | --> | 0.05 | 0 | 0 | Constrained,otherwise capacity available =41kVA. | --> | 0.0475 | 0 | 0 | 0 | 0 | Constrained,otherwise capacity available =51.3kW. | --> | C13 ex DONEGAL | Donegal [T41,T42] | CATHALEENS FALL |  | 54.6921 | -8.012
MV/LV Substation AR***296X |  | 10 kV | _ | LV | 630 kVA :Building Structure | 0.63 | --> | 0.63 | 0 | 0 | Constrained,otherwise capacity available =500kVA. | --> | 0.5985 | 0 | 0 | 0.5 | 0 |  | --> | C21 ex ATHLONE | Athlone [T41,T42] | ATHLONE |  | 53.4187 | -7.9895
MV/LV Substation AR***300Z |  | 10 kV | _ | LV | 100 kVA :Pole Substation | 0.1 | --> | 0.1 | 0 | 0 | Constrained,otherwise capacity available =100kVA. | --> | 0.095 | 0 | 0 | 0.1 | 0 |  | --> | C11 ex JOHNSTOWN | Johnstown [T41,T42] | KILTEEL |  | 53.2295 | -6.5724
MV/LV Substation AR***305Y |  | 20 kV | _ | LV | 400 kVA :Building Structure | 0.4 | --> | 0.4 | 0.308 | 0.6 |  | --> | 0.38 | 0 | 0 | 0 | 0 | Constrained,otherwise capacity available =413.7kW. | --> | E19 ex LAWLESSTOWN | Lawlesstown [T42,T421] | DOON |  | 52.3752 | -7.7238
MV/LV Substation AR***307 |  | 10 kV | _ | LV | 200 kVA :Pole Substation | 0.2 | --> | 0.2 | 0.163 | 1.4 |  | --> | 0.19 | 0 | 0.011856 | 0.20554 | 0 |  | --> | C23 ex SRAH | Srah [T43] | THORNSBERRY |  | 53.2862 | -7.4846
MV/LV Substation AR***308 |  | 10 kV | _ | LV | 200 kVA :Pole Substation | 0.2 | --> | 0.2 | 0.161 | 1.4 |  | --> | 0.19 | 0 | 0.003705 | 0.20584 | 0 |  | --> | C23 ex SRAH | Srah [T43] | THORNSBERRY |  | 53.2866 | -7.4904
MV/LV Substation AR***310X |  | 20 kV | _ | LV | 400 kVA :Kiosk Substation | 0.4 | --> | 0.4 | 0 | 0 | Constrained,otherwise capacity available =322kVA. | --> | 0.38 | 0 | 0 | 0 | 0 | Constrained,otherwise capacity available =411.7kW. | --> | E17 ex BUNCRANA | Buncrana [T421,T422] | TRILLICK |  | 55.0696 | -7.2764
MV/LV Substation AR***310X |  | 20 kV | _ | LV | 50 kVA :Pole Substation | 0.05 | --> | 0.05 | 0.047 | 4.2 |  | --> | 0.0475 | 0 | 0 | 0.050453 | 0 |  | --> | E18 ex JENKINSTOWN | Jenkinstown [T421,T422] | DUNDALK |  | 54.0845 | -6.2825
MV/LV Substation AR***311X |  | 10 kV | _ | LV | 100 kVA :Pole Substation | 0.1 | --> | 0.1 | 0 | 0 | Constrained,otherwise capacity available =74kVA. | --> | 0.095 | 0 | 0 | 0.10387 | 0 |  | --> | C18 ex LITTLE MILLS | Little Mills [T41] | DUNDALK |  | 53.9227 | -6.4019
MV/LV Substation AR***312X |  | 20 kV | _ | LV | 50 kVA :Pole Substation | 0.05 | --> | 0.05 | 0.05 | 2 |  | --> | 0.0475 | 0 | 0 | 0.05 | 0 |  | --> | E15 ex MOHILL | Mohill [T421,T422] | CARRICK ON SHANNON |  | 54.0065 | -7.8636
MV/LV Substation AR***321Z |  | 10 kV | _ | LV | 100 kVA :Pole Substation | 0.1 | --> | 0.1 | 0.1 | 9.5 |  | --> | 0.095 | 0 | 0 | 0.1 | 0 |  | --> | C18 ex BANDON | Bandon [T101,T42] | BANDON |  | 51.8126 | -8.6568
MV/LV Substation AR***332X |  | 10 kV | _ | LV | 400 kVA :Kiosk Substation | 0.4 | --> | 0.4 | 0.289 | 7.2 |  | --> | 0.38 | 0 | 0 | 0 | 0 | Constrained,otherwise capacity available =416.5kW. | --> | C17 ex CONVOY | Convoy [T41,T42] | LETTERKENNY |  | 54.8604 | -7.66
MV/LV Substation AR***337Z |  | 10 kV | _ | LV | 400 kVA :Kiosk Substation | 0.4 | --> | 0.4 | 0 | 0 | Constrained,otherwise capacity available =213kVA. | --> | 0.38 | 0 | 0.039273 | 0.42744 | 0 |  | --> | C23 ex BALLINDERRY | Ballinderry [T41,T422] | MULLINGAR |  | 53.5196 | -7.3122
MV/LV Substation AR***338Y |  | 20 kV | _ | LV | 200 kVA :Pole Substation | 0.2 | --> | 0.2 | 0 | 0 | Constrained,otherwise capacity available =192kVA. | --> | 0.19 | 0 | 0.002223 | 0.20121 | 0 |  | --> | E19 ex SLANE | Slane [T421] | DRYBRIDGE |  | 53.7502 | -6.5577
MV/LV Substation AR***339 |  | 10 kV | _ | LV | 1000 kVA :Building Structure | 1 | --> | 1 | 0.5 | 13.9 |  | --> | 0.95 | 0 | 0.057057 | 0.5 | 0 |  | --> | C21 ex CENTRAL PARK | Central Park [T101,T102] | CARRICKMINES |  | 53.2899 | -6.2015
MV/LV Substation AR***340 |  | 10 kV | _ | LV | 100 kVA :Pole Substation | 0.1 | --> | 0.1 | 0 | 0 | Constrained,otherwise capacity available =91kVA. | --> | 0.095 | 0 | 0 | 0.072493 | 0 | Constrained,otherwise capacity available =101.4kW. | --> | C16 ex TOOMEVARA | Toomevara [T42] | NENAGH |  | 52.8662 | -7.9669
MV/LV Substation AR***341X |  | 10 kV | _ | LV | 1000 kVA :Building Structure | 1 | --> | 1 | 0.361 | 13.9 |  | --> | 0.95 | 0 | 0 | 0.5 | 0 |  | --> | C26 ex CENTRAL PARK | Central Park [T101,T102] | CARRICKMINES |  | 53.2773 | -6.2103
MV/LV Substation AR***342 |  | 20 kV | _ | LV | 200 kVA :Kiosk Substation | 0.2 | --> | 0.2 | 0 | 0 | Constrained,otherwise capacity available =183kVA. | --> | 0.19 | 0 | 0 | 0 | 0 | Constrained,otherwise capacity available =202.6kW. | --> | E13 ex FOXHOLE | Foxhole [T421,T422] | DUNGARVAN |  | 51.9462 | -7.7123
MV/LV Substation AR***343X |  | 10 kV | _ | LV | 200 kVA :Pole Substation | 0.2 | --> | 0.2 | 0 | 0 | Constrained,otherwise capacity available =178kVA. | --> | 0.19 | 0 | 0 | 0.20331 | 0 |  | --> | C18 ex CAVAN | Cavan [T42,T421] | SHANKILL |  | 53.9971 | -7.3769
MV/LV Substation AR***344Z |  | 10 kV | _ | LV | 400 kVA :Kiosk Substation | 0.4 | --> | 0.4 | 0.278 | 10.9 |  | --> | 0.38 | 0 | 0.011856 | 0.41811 | 0 |  | --> | C18 ex MULLINGAR | Mullingar [T101,T102] | MULLINGAR |  | 53.5235 | -7.3698
MV/LV Substation AR***344Z |  | 20 kV | _ | LV | 200 kVA :Kiosk Substation | 0.2 | --> | 0.2 | 0 | 0 | Constrained,otherwise capacity available =175kVA. | --> | 0.19 | 0 | 0 | 0.20376 | 0 |  | --> | E17 ex JULIANSTOWN | Julianstown [T421,T422] | DRYBRIDGE |  | 53.6947 | -6.2599
MV/LV Substation AR***350Y |  | 10 kV | _ | LV | 200 kVA :Kiosk Substation | 0.2 | --> | 0.2 | 0 | 0 | Constrained,otherwise capacity available =178kVA. | --> | 0.19 | 0 | 0 | 0.20331 | 0 |  | --> | C22 ex MIDLETON | Midleton [T101,T102] | MIDLETON |  | 51.9021 | -8.1702
MV/LV Substation AR***352Z |  | 10 kV | _ | LV | 400 kVA :Kiosk Substation | 0.4 | --> | 0.4 | 0 | 0 | Constrained,otherwise capacity available =360kVA. | --> | 0.38 | 0 | 0 | 0.40603 | 0 |  | --> | C20 ex POPPINTREE | Poppintree [T101,T102] | FINGLAS |  | 53.3981 | -6.2672
MV/LV Substation AR***353Y |  | 10 kV | _ | LV | 400 kVA :Kiosk Substation | 0.4 | --> | 0.4 | 0.353 | 8.2 |  | --> | 0.38 | 0 | 0.003705 | 0.40707 | 0 |  | --> | C12 ex MOUNT MISERY | Mount Misery [T41,T42] | WATERFORD |  | 52.2637 | -7.0953
MV/LV Substation AR***353Z |  | 10 kV | _ | LV | 1000 kVA :Building Structure | 1 | --> | 1 | 0 | 0 | Constrained,otherwise capacity available =500kVA. | --> | 0.95 | 0 | 0 | 0.5 | 0 |  | --> | C34 ex CLONDALKIN | Clondalkin [T41,T42,T44] | INCHICORE 220KV |  | 53.3271 | -6.3832
MV/LV Substation AR***354Z |  | 10 kV | _ | LV | 630 kVA :Building Structure | 0.63 | --> | 0.63 | 0 | 0 | Constrained,otherwise capacity available =364kVA. | --> | 0.5985 | 0 | 0 | 0.5 | 0 |  | --> | C34 ex CLONDALKIN | Clondalkin [T41,T42,T44] | INCHICORE 220KV |  | 53.327 | -6.3832
MV/LV Substation AR***363Y |  | 10 kV | _ | LV | 200 kVA :Pole Substation | 0.2 | --> | 0.2 | 0 | 0 | Constrained,otherwise capacity available =181kVA. | --> | 0.19 | 0 | 0.002223 | 0.20286 | 0 |  | --> | C22 ex CELBRIDGE | Celbridge [T41,T42] | GRIFFINRATH |  | 53.3365 | -6.539
MV/LV Substation AR***366 |  | 10 kV | _ | LV | 400 kVA :Kiosk Substation | 0.4 | --> | 0.4 | 0.384 | 11.9 |  | --> | 0.38 | 0 | 0 | 0.40242 | 0 |  | --> | C19 ex SALTHILL | Salthill [T101,T102] | SALTHILL |  | 53.2578 | -9.0882
MV/LV Substation AR***366X |  | 10 kV | _ | LV | 100 kVA :Pole Substation | 0.1 | --> | 0.1 | 0.063 | 2.8 |  | --> | 0.095 | 0 | 0 | 0.10547 | 0 |  | --> | E14 ex CLARA | Clara [T421,T422] | THORNSBERRY |  | 53.338 | -7.6194
MV/LV Substation AR***371 |  | 10 kV | _ | LV | 50 kVA :Pole Substation | 0.05 | --> | 0.05 | 0.05 | 4.1 |  | --> | 0.0475 | 0 | 0 | 0.05 | 0 |  | --> | C13 ex AGHAGAD | Aghagad [T41,T42] | SLIGO |  | 54.3774 | -8.4911
MV/LV Substation AR***377X |  | 10 kV | _ | LV | 50 kVA :Pole Substation | 0.05 | --> | 0.05 | 0.036 | 1.5 |  | --> | 0.0475 | 0 | 0 | 0.052083 | 0 |  | --> | C15 ex SCREEB | Screeb [T41] | SCREEB |  | 53.3059 | -9.7744
MV/LV Substation AR***379X |  | 10 kV | _ | LV | 400 kVA :Kiosk Substation | 0.4 | --> | 0.4 | 0.4 | 5.8 |  | --> | 0.38 | 0 | 0 | 0.4 | 0 |  | --> | C20 ex OAKFIELD | Oakfield [T41,T42] | SLIGO |  | 54.2729 | -8.4926
MV/LV Substation AR***380 |  | 10 kV | _ | LV | 400 kVA :Building Structure | 0.4 | --> | 0.4 | 0.343 | 11.9 |  | --> | 0.38 | 0 | 0.078546 | 0.40856 | 0 |  | --> | C19 ex SALTHILL | Salthill [T101,T102] | SALTHILL |  | 53.2685 | -9.0799
MV/LV Substation AR***380X |  | 20 kV | _ | LV | 630 kVA :Kiosk Substation | 0.63 | --> | 0.63 | 0.467 | 1.8 |  | --> | 0.5985 | 0 | 0.011115 | 0.5 | 0 |  | --> | E12 ex BIRDHILL | Birdhill [T421,T422] | ARDNACRUSHA |  | 52.808 | -8.4516
MV/LV Substation AR***384 |  | 10 kV | _ | LV | 400 kVA :Kiosk Substation | 0.4 | --> | 0.4 | 0 | 0 | Constrained,otherwise capacity available =250kVA. | --> | 0.38 | 0 | 0.034086 | 0.42216 | 0 |  | --> | C12 ex SRAH | Srah [T41,T42] | THORNSBERRY |  | 53.2786 | -7.4951
MV/LV Substation AR***386Z |  | 10 kV | _ | LV | 400 kVA :Kiosk Substation | 0.4 | --> | 0.4 | 0.295 | 6 |  | --> | 0.38 | 0 | 0.012597 | 0.41564 | 0 |  | --> | C18 ex TRABEG | Trabeg [T101,T102] | TRABEG |  | 51.864 | -8.4507
MV/LV Substation AR***387 |  | 20 kV | _ | LV | 50 kVA :Pole Substation | 0.05 | --> | 0.05 | 0 | 0 | Constrained,otherwise capacity available =49kVA. | --> | 0.0475 | 0 | 0 | 0.050152 | 0 |  | --> | E11 ex MILLTOWN (SR) | Milltown (sr) [T421,T422] | OUGHTRAGH |  | 52.1736 | -9.729
MV/LV Substation AR***388Z |  | 10 kV | _ | LV | 100 kVA :Pole Substation | 0.1 | --> | 0.1 | 0.067 | 1.5 |  | --> | 0.095 | 0 | 0.033345 | 0.10489 | 0 |  | --> | C12 ex SMEARLA | Smearla [T41,T42] | TRIEN |  | 52.4488 | -9.4988
MV/LV Substation AR***392X |  | 10 kV | _ | LV | 200 kVA :Pole Substation | 0.2 | --> | 0.2 | 0.2 | 5.3 |  | --> | 0.19 | 0 | 0 | 0.2 | 0 |  | --> | C15 ex BALLYTIVNAN | Ballytivnan [T41,T42] | SLIGO |  | 54.2803 | -8.441
MV/LV Substation AR***396 |  | 10 kV | _ | LV | 400 kVA :Kiosk Substation | 0.4 | --> | 0.4 | 0 | 0 | Constrained,otherwise capacity available =330kVA. | --> | 0.38 | 0 | 0.040755 | 0.41049 | 0 |  | --> | C23 ex TRAMORE | Tramore [T41,T42] | BUTLERSTOWN |  | 52.1715 | -7.1527
MV/LV Substation AR***397Y |  | 10 kV | _ | LV | 400 kVA :Kiosk Substation | 0.4 | --> | 0.4 | 0 | 0 | Constrained,otherwise capacity available =321kVA. | --> | 0.38 | 0 | 0.02223 | 0.41182 | 0 |  | --> | C17 ex GRANGE (SR) | Grange (sr) [T41,T42] | BUTLERSTOWN |  | 52.2423 | -7.0887
MV/LV Substation AR***398Y |  | 10 kV | _ | LV | 50 kVA :Pole Substation | 0.05 | --> | 0.05 | 0 | 0 | Constrained,otherwise capacity available =35kVA. | --> | 0.0475 | 0 | 0.015561 | 0.052228 | 0 |  | --> | C17 ex VIRGINIA | Virginia [T41,T42] | MEATH HILL |  | 53.8298 | -7.0635
MV/LV Substation AR***4002 |  | 10 kV | _ | LV | 400 kVA :Kiosk Substation | 0.4 | --> | 0.4 | 0 | 0 | Constrained,otherwise capacity available =370kVA. | --> | 0.38 | 0 | 0.003705 | 0.40453 | 0 |  | --> | C16 ex LOUGHREA | Loughrea [T41,T42] | SOMERSET |  | 53.1932 | -8.5587
MV/LV Substation AR***4018 |  | 10 kV | _ | LV | 200 kVA :Pole Substation | 0.2 | --> | 0.2 | 0 | 0 | Constrained,otherwise capacity available =171kVA. | --> | 0.19 | 0 | 0 | 0 | 0 | Constrained,otherwise capacity available =204.4kW. | --> | C16 ex MILFORD (NR) | Milford (nr) [T41,T42] | LETTERKENNY |  | 55.0263 | -7.7807
MV/LV Substation AR***4024 |  | 10 kV | _ | LV | 50 kVA :Pole Substation | 0.05 | --> | 0.05 | 0 | 0 | Constrained,otherwise capacity available =46kVA. | --> | 0.0475 | 0 | 0 | 0.050604 | 0 |  | --> | C19 ex CELBRIDGE | Celbridge [T41,T42] | GRIFFINRATH |  | 53.3261 | -6.5791
MV/LV Substation AR***4028 |  | 20 kV | _ | LV | 50 kVA :Pole Substation | 0.05 | --> | 0.05 | 0 | 0 | Constrained,otherwise capacity available =41kVA. | --> | 0.0475 | 0 | 0.008151 | 0 | 0 | Constrained,otherwise capacity available =51.3kW. | --> | E17 ex BUNCRANA | Buncrana [T421,T422] | TRILLICK |  | 55.0842 | -7.2705
MV/LV Substation AR***402Z |  | 10 kV | _ | LV | 400 kVA :Building Structure | 0.4 | --> | 0.4 | 0 | 0 | Constrained,otherwise capacity available =376kVA. | --> | 0.38 | 0 | 0 | 0.40363 | 0 |  | --> | C17 ex LUCAN EAST | Lucan East [T41,T42] | GRANGE CASTLE |  | 53.3552 | -6.4593
MV/LV Substation AR***4045 |  | 10 kV | _ | LV | 400 kVA :Building Structure | 0.4 | --> | 0.4 | 0.354 | 1.8 |  | --> | 0.38 | 0 | 0 | 0.40692 | 0 |  | --> | C14 ex CAHERDAVIN | Caherdavin [T41,T42] | ARDNACRUSHA |  | 52.6652 | -8.6404
MV/LV Substation AR***4046 |  | 10 kV | _ | LV | 400 kVA :Kiosk Substation | 0.4 | --> | 0.4 | 0.399 | 2.8 |  | --> | 0.38 | 0 | 0 | 0.40015 | 0 |  | --> | C24 ex MOUNT MERRION | Mount Merrion [T41,T42] | CARRICKMINES |  | 53.2984 | -6.1797
MV/LV Substation AR***4046 |  | 10 kV | _ | LV | 630 kVA :Kiosk Substation | 0.63 | --> | 0.63 | 0.5 | 2.3 |  | --> | 0.5985 | 0 | 0.014079 | 0.5 | 0 |  | --> | E17 ex MOY | Moy [T421,T422] | MOY |  | 54.1193 | -9.176
MV/LV Substation AR***4046 |  | 20 kV | _ | LV | 50 kVA :Pole Substation | 0.05 | --> | 0.05 | 0.048 | 2.5 |  | --> | 0.0475 | 0 | 0 | 0.050303 | 0 |  | --> | E17 ex EDGEWORTHSTOWN | Edgeworthstown [T421,T422] | RICHMOND |  | 53.6741 | -7.6967
MV/LV Substation AR***4048 |  | 10 kV | _ | LV | 50 kVA :Pole Substation | 0.05 | --> | 0.05 | 0.049 | 1.7 |  | --> | 0.0475 | 0 | 0 | 0.050152 | 0 |  | --> | E14 ex NEWPORT | Newport [T421] | CARROWBEG |  | 53.8436 | -9.5989
MV/LV Substation AR***4051 |  | 10 kV | _ | LV | 400 kVA :Kiosk Substation | 0.4 | --> | 0.4 | 0.4 | 4.5 |  | --> | 0.38 | 0 | 0 | 0.4 | 0 |  | --> | C19 ex BOGHALL ROAD | Boghall Road [T41,T42] | FASSAROE |  | 53.1851 | -6.1215
MV/LV Substation AR***4059 |  | 10 kV | _ | LV | 630 kVA :Kiosk Substation | 0.63 | --> | 0.63 | 0.5 | 9.1 |  | --> | 0.5985 | 0 | 0.018525 | 0.5 | 0 |  | --> | C14 ex ARDNAREE | Ardnaree [T42,T421] | MOY |  | 54.1113 | -9.1552
MV/LV Substation AR***405Y |  | 20 kV | _ | LV | 400 kVA :Building Structure | 0.4 | --> | 0.4 | 0 | 0 | Constrained,otherwise capacity available =400kVA. | --> | 0.38 | 0 | 0 | 0.4 | 0 |  | --> | E19 ex SLANE | Slane [T421] | DRYBRIDGE |  | 53.7366 | -6.5868
MV/LV Substation AR***4062 |  | 10 kV | _ | LV | 50 kVA :Pole Substation | 0.05 | --> | 0.05 | 0 | 0 | Constrained,otherwise capacity available =50kVA. | --> | 0.0475 | 0 | 0 | 0.05 | 0 |  | --> | C19 ex CELBRIDGE | Celbridge [T41,T42] | GRIFFINRATH |  | 53.3158 | -6.5932
MV/LV Substation AR***4063 |  | 10 kV | _ | LV | 630 kVA :Kiosk Substation | 0.63 | --> | 0.63 | 0.5 | 2.8 |  | --> | 0.5985 | 0 | 0.074841 | 0.5 | 0 |  | --> | C20 ex MOUNT MERRION | Mount Merrion [T41,T42] | CARRICKMINES |  | 53.2958 | -6.2273
MV/LV Substation AR***4063 |  | 10 kV | _ | LV | 200 kVA :Building Structure | 0.2 | --> | 0.2 | 0 | 0 | Constrained,otherwise capacity available =200kVA. | --> | 0.19 | 0 | 0 | 0.2 | 0 |  | --> | C19 ex BALLYBAILIE | Ballybailie [T41,T42] | DUNDALK |  | 53.8512 | -6.5478
MV/LV Substation AR***4063 |  | 10 kV | _ | LV | 630 kVA :Kiosk Substation | 0.63 | --> | 0.63 | 0 | 0 | Constrained,otherwise capacity available =500kVA. | --> | 0.5985 | 0 | 0.002964 | 0.5 | 0 |  | --> | C22 ex GREYSTONES | Greystones [T41,T42] | FASSAROE |  | 53.1267 | -6.0824
MV/LV Substation AR***4064 |  | 10 kV | _ | LV | 630 kVA :Building Structure | 0.63 | --> | 0.63 | 0.5 | 0.9 |  | --> | 0.5985 | 0 | 0 | 0.5 | 0 |  | --> | C16 ex KIMMAGE | Kimmage [T41,T42] | INCHICORE 220KV |  | 53.3192 | -6.3066
MV/LV Substation AR***4068 |  | 10 kV | _ | LV | 630 kVA :Kiosk Substation | 0.63 | --> | 0.63 | 0 | 0 | Constrained,otherwise capacity available =500kVA. | --> | 0.5985 | 0 | 0 | 0.5 | 0 |  | --> | C19 ex WHITESTOWN | Whitestown [T41,T42] | COOKSTOWN |  | 53.2789 | -6.3818
MV/LV Substation AR***4069 |  | 10 kV | _ | LV | 630 kVA :Kiosk Substation | 0.63 | --> | 0.63 | 0 | 0 | Constrained,otherwise capacity available =476kVA. | --> | 0.5985 | 0 | 0.031863 | 0.5 | 0 |  | --> | C22 ex GREYSTONES | Greystones [T41,T42] | FASSAROE |  | 53.1265 | -6.0781
MV/LV Substation AR***4071 |  | 10 kV | _ | LV | 630 kVA :Kiosk Substation | 0.63 | --> | 0.63 | 0 | 0 | Constrained,otherwise capacity available =500kVA. | --> | 0.5985 | 0 | 0 | 0.5 | 0 |  | --> | C22 ex GREYSTONES | Greystones [T41,T42] | FASSAROE |  | 53.1274 | -6.0755
MV/LV Substation AR***4072 |  | 10 kV | _ | LV | 1000 kVA :Building Structure | 1 | --> | 1 | 0 | 0 | Constrained,otherwise capacity available =500kVA. | --> | 0.95 | 0 | 0 | 0.5 | 0 |  | --> | C22 ex GREYSTONES | Greystones [T41,T42] | FASSAROE |  | 53.1273 | -6.0789
MV/LV Substation AR***4073 |  | 10 kV | _ | LV | 400 kVA :Kiosk Substation | 0.4 | --> | 0.4 | 0 | 0 | Constrained,otherwise capacity available =164kVA. | --> | 0.38 | 0 | 0.041496 | 0.43431 | 0 |  | --> | C22 ex GREYSTONES | Greystones [T41,T42] | FASSAROE |  | 53.1287 | -6.0803
MV/LV Substation AR***4073 |  | 10 kV | _ | LV | 400 kVA :Building Structure | 0.4 | --> | 0.4 | 0 | 0 | Constrained,otherwise capacity available =369kVA. | --> | 0.38 | 0 | 0 | 0.40468 | 0 |  | --> | C24 ex STEPHENSTOWN | Stephenstown [T101,T102] | FINGLAS |  | 53.6003 | -6.179
MV/LV Substation AR***4075 |  | 10 kV | _ | LV | 50 kVA :Pole Substation | 0.05 | --> | 0.05 | 0.05 | 1.7 |  | --> | 0.0475 | 0 | 0 | 0 | 0 | Constrained,otherwise capacity available =50kW. | --> | E15 ex GWEEDORE | Gweedore [T421] | ARDNAGAPPARY |  | 55.1196 | -8.158
MV/LV Substation AR***4078 |  | 20 kV | _ | LV | 50 kVA :Pole Substation | 0.05 | --> | 0.05 | 0.05 | 0.9 |  | --> | 0.0475 | 0 | 0 | 0.05 | 0 |  | --> | E19 ex KENMARE | Kenmare [T421] | KNOCKEARAGH |  | 51.8035 | -9.9843
MV/LV Substation AR***4079 |  | 20 kV | _ | LV | 50 kVA :Pole Substation | 0.05 | --> | 0.05 | 0.05 | 1.4 |  | --> | 0.0475 | 0 | 0 | 0.05 | 0 |  | --> | E12 ex CONG | Cong [T421,T422] | CLOON |  | 53.5325 | -9.3396
MV/LV Substation AR***407Y |  | 20 kV | _ | LV | 400 kVA :Kiosk Substation | 0.4 | --> | 0.4 | 0 | 0 | Constrained,otherwise capacity available =385kVA. | --> | 0.38 | 0 | 0.034086 | 0.40227 | 0 |  | --> | E17 ex KILCOLGAN | Kilcolgan [T42,T421] | GALWAY 110KV |  | 53.1606 | -8.8055
MV/LV Substation AR***4085 |  | 10 kV | _ | LV | 50 kVA :Pole Substation | 0.05 | --> | 0.05 | 0.036 | 1.1 |  | --> | 0.0475 | 0 | 0 | 0.052083 | 0 |  | --> | C17 ex GILLOGUE | Gillogue [T41,T42] | ARDNACRUSHA |  | 52.7039 | -8.6119
MV/LV Substation AR***4090 |  | 10 kV | _ | LV | 50 kVA :Pole Substation | 0.05 | --> | 0.05 | 0 | 0 | Constrained,otherwise capacity available =43kVA. | --> | 0.0475 | 0 | 0 | 0 | 0 | Constrained,otherwise capacity available =51.1kW. | --> | C13 ex DONEGAL | Donegal [T41,T42] | CATHALEENS FALL |  | 54.6348 | -8.1144
MV/LV Substation AR***4094 |  | 20 kV | _ | LV | 400 kVA :Building Structure | 0.4 | --> | 0.4 | 0 | 0 | Constrained,otherwise capacity available =345kVA. | --> | 0.38 | 0 | 0 | 0 | 0 | Constrained,otherwise capacity available =408.3kW. | --> | E14 ex EMYVALE | Emyvale [T422] | LISDRUM |  | 54.4083 | -7.0272
MV/LV Substation AR***4095 |  | 10 kV | _ | LV | 50 kVA :Pole Substation | 0.05 | --> | 0.05 | 0 | 0 | Constrained,otherwise capacity available =50kVA. | --> | 0.0475 | 0 | 0 | 0.05 | 0 |  | --> | C16 ex STICKILLEN | Stickillen [T41,T42] | DRYBRIDGE |  | 53.8221 | -6.481
MV/LV Substation AR***409Z |  | 20 kV | _ | LV | 400 kVA :Kiosk Substation | 0.4 | --> | 0.4 | 0 | 0 | Constrained,otherwise capacity available =271kVA. | --> | 0.38 | 0 | 0.017784 | 0.41913 | 0 |  | --> | C11 ex RIVERSTOWN | Riverstown [T41,T42] | KILBARRY |  | 52.0109 | -8.3485
MV/LV Substation AR***410 |  | 10 kV | _ | LV | 400 kVA :Kiosk Substation | 0.4 | --> | 0.4 | 0 | 0 | Constrained,otherwise capacity available =244kVA. | --> | 0.38 | 0 | 0.039273 | 0.42302 | 0 |  | --> | C18 ex DUNLEER | Dunleer [T41,T42] | DRYBRIDGE |  | 53.8312 | -6.398
MV/LV Substation AR***4103 |  | 20 kV | _ | LV | 400 kVA :Kiosk Substation | 0.4 | --> | 0.4 | 0 | 0 | Constrained,otherwise capacity available =365kVA. | --> | 0.38 | 0 | 0.077805 | 0.40528 | 0 |  | --> | E21 ex BALTRASNA | Baltrasna [T121,T122] | BALTRASNA |  | 53.5099 | -6.3865
MV/LV Substation AR***4104 |  | 20 kV | _ | LV | 400 kVA :Kiosk Substation | 0.4 | --> | 0.4 | 0 | 0 | Constrained,otherwise capacity available =377kVA. | --> | 0.38 | 0 | 0.06669 | 0.40348 | 0 |  | --> | E21 ex BALTRASNA | Baltrasna [T121,T122] | BALTRASNA |  | 53.5112 | -6.388
MV/LV Substation AR***4109 |  | 10 kV | _ | LV | 50 kVA :Pole Substation | 0.05 | --> | 0.05 | 0 | 0 | Constrained,otherwise capacity available =39kVA. | --> | 0.0475 | 0 | 0 | 0 | 0 | Constrained,otherwise capacity available =51.6kW. | --> | C32 ex CLOYNE | Cloyne [T41] | MIDLETON |  | 51.8199 | -8.1618
MV/LV Substation AR***4112 |  | 10 kV | _ | LV | 200 kVA :Pole Substation | 0.2 | --> | 0.2 | 0.175 | 2 |  | --> | 0.19 | 0 | 0 | 0.20376 | 0 |  | --> | C15 ex CAUSEWAY | Causeway [T41,T42] | TRALEE |  | 52.3323 | -9.794
MV/LV Substation AR***4116 |  | 20 kV | _ | LV | 50 kVA :Pole Substation | 0.05 | --> | 0.05 | 0 | 0 | Constrained,otherwise capacity available =50kVA. | --> | 0.0475 | 0 | 0 | 0.05 | 0 |  | --> | E15 ex GORT | Gort [T41,T42] | ENNIS |  | 53.1581 | -8.801
MV/LV Substation AR***4118 |  | 20 kV | _ | LV | 50 kVA :Pole Substation | 0.05 | --> | 0.05 | 0 | 0 | Constrained,otherwise capacity available =47kVA. | --> | 0.0475 | 0 | 0 | 0.050453 | 0 |  | --> | E18 ex GURRANEBANE | Gurranebane [T421,T422] | OUGHTRAGH |  | 51.9111 | -10.2667
MV/LV Substation AR***4119 |  | 20 kV | _ | LV | 100 kVA :Pole Substation | 0.1 | --> | 0.1 | 0.099 | 2.6 |  | --> | 0.095 | 0 | 0 | 0.10015 | 0 |  | --> | C18 ex KILLESHANDRA | Killeshandra [T41,T42] | GORTAWEE |  | 53.9188 | -7.5819
MV/LV Substation AR***4119 |  | 10 kV | _ | LV | 400 kVA :Kiosk Substation | 0.4 | --> | 0.4 | 0 | 0 | Constrained,otherwise capacity available =400kVA. | --> | 0.38 | 0 | 0 | 0.4 | 0 |  | --> | C23 ex CITYWEST | Citywest [T101,T102] | INCHICORE 220KV |  | 53.2956 | -6.4232
MV/LV Substation AR***412 |  | 20 kV | _ | LV | 50 kVA :Pole Substation | 0.05 | --> | 0.05 | 0 | 0 | Constrained,otherwise capacity available =38kVA. | --> | 0.0475 | 0 | 0.00741 | 0.05179 | 0 |  | --> | C17 ex CARRICK ON SHANNON | Carrick On Shannon [T41,T42] | CARRICK ON SHANNON |  | 53.9233 | -8.0412
MV/LV Substation AR***4122 |  | 20 kV | _ | LV | 100 kVA :Pole Substation | 0.1 | --> | 0.1 | 0.1 | 17.8 |  | --> | 0.095 | 0 | 0 | 0.1 | 0 |  | --> | E13 ex BANOGE | Banoge [T121,T122] | BANOGE |  | 52.6271 | -6.237
MV/LV Substation AR***4129 |  | 20 kV | _ | LV | 50 kVA :Pole Substation | 0.05 | --> | 0.05 | 0.05 | 8.5 |  | --> | 0.0475 | 0 | 0 | 0 | 0 | Constrained,otherwise capacity available =50kW. | --> | E14 ex ARIGNA | Arigna [T121] | ARIGNA |  | 54.0434 | -8.0598
MV/LV Substation AR***413 |  | 10 kV | _ | LV | 200 kVA :Kiosk Substation | 0.2 | --> | 0.2 | 0.134 | 2.3 |  | --> | 0.19 | 0 | 0.022971 | 0.20978 | 0 |  | --> | C16 ex BALLYRICKARD | Ballyrickard [T41,T42] | TRALEE |  | 52.2804 | -9.7245
MV/LV Substation AR***4132 |  | 20 kV | _ | LV | 50 kVA :Pole Substation | 0.05 | --> | 0.05 | 0 | 0 | Constrained,otherwise capacity available =41kVA. | --> | 0.0475 | 0 | 0.01482 | 0.051348 | 0 |  | --> | C16 ex MOATE | Moate [T41,T42] | ATHLONE |  | 53.5189 | -7.7533
MV/LV Substation AR***4136 |  | 20 kV | _ | LV | 630 kVA :Building Structure | 0.63 | --> | 0.63 | 0.5 | 6.4 |  | --> | 0.5985 | 0 | 0 | 0.5 | 0 |  | --> | C18 ex GARRYCASTLE | Garrycastle [T41,T42] | ATHLONE |  | 53.4009 | -7.8272
MV/LV Substation AR***4137 |  | 20 kV | _ | LV | 100 kVA :Pole Substation | 0.1 | --> | 0.1 | 0 | 0 | Constrained,otherwise capacity available =62kVA. | --> | 0.095 | 0 | 0 | 0.10561 | 0 |  | --> | E15 ex ACADEMY STREET | Academy Street [T421,T422,T44] | NAVAN |  | 53.6388 | -6.671
MV/LV Substation AR***4140 |  | 10 kV | _ | LV | 100 kVA :Pole Substation | 0.1 | --> | 0.1 | 0.096 | 2 |  | --> | 0.095 | 0 | 0 | 0.10061 | 0 |  | --> | C12 ex CAUSEWAY | Causeway [T41,T42] | TRALEE |  | 52.4703 | -9.6537
MV/LV Substation AR***414Z |  | 20 kV | _ | LV | 400 kVA :Kiosk Substation | 0.4 | --> | 0.4 | 0 | 0 | Constrained,otherwise capacity available =373kVA. | --> | 0.38 | 0 | 0.008892 | 0.40408 | 0 |  | --> | E13 ex BALTINGLASS | Baltinglass [T421,T422] | STRATFORD |  | 52.9093 | -6.8503
MV/LV Substation AR***4162 |  | 10 kV | _ | LV | 100 kVA :Pole Substation | 0.1 | --> | 0.1 | 0.1 | 0.2 |  | --> | 0.095 | 0 | 0 | 0 | 0 | Constrained,otherwise capacity available =100kW. | --> | E16 ex BEALISTOWN | Bealistown [T421,T422] | GREAT ISLAND |  | 52.2422 | -6.9472
MV/LV Substation AR***4162 |  | 20 kV | _ | LV | 50 kVA :Pole Substation | 0.05 | --> | 0.05 | 0 | 0 | Constrained,otherwise capacity available =50kVA. | --> | 0.0475 | 0 | 0 | 0.05 | 0 |  | --> | E17 ex BRUFF | Bruff [T42,T421] | LIMERICK |  | 52.5005 | -8.5416
MV/LV Substation AR***4169 |  | 10 kV | _ | LV | 400 kVA :Building Structure | 0.4 | --> | 0.4 | 0.4 | 18.7 |  | --> | 0.38 | 0 | 0 | 0.4 | 0 |  | --> | C17 ex ARKLOW | Arklow [T101,T102] | ARKLOW |  | 52.7973 | -6.1434
MV/LV Substation AR***4169 |  | 20 kV | _ | LV | 50 kVA :Pole Substation | 0.05 | --> | 0.05 | 0 | 0 | Constrained,otherwise capacity available =50kVA. | --> | 0.0475 | 0 | 0 | 0.05 | 0 |  | --> | E17 ex MANORHAMILTON | Manorhamilton [T422] | SLIGO |  | 54.2239 | -8.3014
MV/LV Substation AR***416X |  | 10 kV | _ | LV | 200 kVA :Pole Substation | 0.2 | --> | 0.2 | 0 | 0 | Constrained,otherwise capacity available =155kVA. | --> | 0.19 | 0 | 0 | 0.2 | 0 |  | --> | C15 ex BALLYBAILIE | Ballybailie [T41,T42] | DUNDALK |  | 53.8765 | -6.5685
MV/LV Substation AR***416X |  | 10 kV | _ | LV | 50 kVA :Pole Substation | 0.05 | --> | 0.05 | 0.019092 | 0 | Constrained,otherwise capacity available =50kVA. | --> | 0.0475 | 0 | 0 | 0 | 0 | Constrained,otherwise capacity available =50kW. | --> | C18 ex BALLYBAY | Ballybay [T41,T42] | LISDRUM |  | 54.1321 | -6.8917
MV/LV Substation AR***417 |  | 10 kV | _ | LV | 400 kVA :Kiosk Substation | 0.4 | --> | 0.4 | 0.302 | 6 |  | --> | 0.38 | 0 | 0.017784 | 0 | 0 | Constrained,otherwise capacity available =414.6kW. | --> | C11 ex ARDGEEHA | Ardgeeha [T41,T42] | DOON |  | 52.3678 | -7.7102
MV/LV Substation AR***418 |  | 20 kV | _ | LV | 100 kVA :Pole Substation | 0.1 | --> | 0.1 | 0.068 | 16.1 |  | --> | 0.095 | 0 | 0 | 0.10475 | 0 |  | --> | E21 ex WEXFORD | Wexford [T121,T122] | WEXFORD |  | 52.3819 | -6.4804
MV/LV Substation AR***4182 |  | 10 kV | _ | LV | 400 kVA :Kiosk Substation | 0.4 | --> | 0.4 | 0.348 | 11.9 |  | --> | 0.38 | 0 | 0.061503 | 0.40782 | 0 |  | --> | C23 ex SALTHILL | Salthill [T101,T102] | SALTHILL |  | 53.2745 | -9.1168
MV/LV Substation AR***418Y |  | 10 kV | _ | LV | 100 kVA :Pole Substation | 0.1 | --> | 0.1 | 0.095 | 4 |  | --> | 0.095 | 0 | 0 | 0.10076 | 0 |  | --> | C17 ex BALLYJAMESDUFF | Ballyjamesduff [T41,T42] | SHANKILL |  | 53.922 | -7.3426
MV/LV Substation AR***4198 |  | 20 kV | _ | LV | 400 kVA :Kiosk Substation | 0.4 | --> | 0.4 | 0 | 0 | Constrained,otherwise capacity available =400kVA. | --> | 0.38 | 0 | 0 | 0.4 | 0 |  | --> | E16 ex MILLTOWN (SR) | Milltown (sr) [T421,T422] | OUGHTRAGH |  | 52.1408 | -9.7195
MV/LV Substation AR***4206 |  | 20 kV | _ | LV | 630 kVA :Kiosk Substation | 0.63 | --> | 0.63 | 0.14262 | 0.1 | Constrained,otherwise capacity available =500kVA. | --> | 0.5985 | 0 | 0.008151 | 0.5 | 0 |  | --> | C12 ex CARRIGLAWN | Carriglawn [T41,T42] | WEXFORD |  | 52.3582 | -6.4542
MV/LV Substation AR***4209 |  | 20 kV | _ | LV | 100 kVA :Pole Substation | 0.1 | --> | 0.1 | 0 | 0 | Constrained,otherwise capacity available =85kVA. | --> | 0.095 | 0 | 0 | 0.10225 | 0 |  | --> | E21 ex ATHENRY | Athenry [T423] | GALWAY 110KV |  | 53.3124 | -8.7356
MV/LV Substation AR***4209 |  | 10 kV | _ | LV | 400 kVA :Kiosk Substation | 0.4 | --> | 0.4 | 0.4 | 2.8 |  | --> | 0.38 | 0 | 0 | 0.4 | 0 |  | --> | C17 ex MOUNT MERRION | Mount Merrion [T41,T42] | CARRICKMINES |  | 53.2905 | -6.1898
MV/LV Substation AR***4215 |  | 10 kV | _ | LV | 400 kVA :Kiosk Substation | 0.4 | --> | 0.4 | 0.35 | 1 |  | --> | 0.38 | 0 | 0.000741 | 0.40752 | 0 |  | --> | C22 ex TYCOR | Tycor [T41,T42] | WATERFORD |  | 52.2582 | -7.1532
MV/LV Substation AR***421X |  | 20 kV | _ | LV | 200 kVA :Pole Substation | 0.2 | --> | 0.2 | 0.117 | 0.5 |  | --> | 0.19 | 0 | 0.004446 | 0.21223 | 0 |  | --> | E15 ex ARDFINNAN | Ardfinnan [T421] | CAHIR |  | 52.3091 | -7.8832
MV/LV Substation AR***4221 |  | 10 kV | _ | LV | 400 kVA :Building Structure | 0.4 | --> | 0.4 | 0 | 0 | Constrained,otherwise capacity available =400kVA. | --> | 0.38 | 0 | 0 | 0.4 | 0 |  | --> | C21 ex WATERFORD IND EST | Waterford Ind Est [T41,T42,T44] | BUTLERSTOWN |  | 52.2323 | -7.1435
MV/LV Substation AR***4222 |  | 10 kV | _ | LV | 1000 kVA :Kiosk Substation | 1 | --> | 1 | 0 | 0 | Constrained,otherwise capacity available =500kVA. | --> | 0.95 | 0 | 0.003705 | 0.5 | 0 |  | --> | C11 ex CLONTARF | Clontarf [T42] | FINGLAS |  | 53.3743 | -6.1943
MV/LV Substation AR***4244 |  | 10 kV | _ | LV | 50 kVA :Pole Substation | 0.05 | --> | 0.05 | 0 | 0 | Constrained,otherwise capacity available =44kVA. | --> | 0.0475 | 0 | 0.005928 | 0.050903 | 0 |  | --> | C19 ex CELBRIDGE | Celbridge [T41,T42] | GRIFFINRATH |  | 53.321 | -6.5897
MV/LV Substation AR***4265 |  | 10 kV | _ | LV | 400 kVA :Kiosk Substation | 0.4 | --> | 0.4 | 0 | 0 | Constrained,otherwise capacity available =320kVA. | --> | 0.38 | 0 | 0.011856 | 0.41197 | 0 |  | --> | C16 ex RIVERSTOWN | Riverstown [T41,T42] | KILBARRY |  | 51.9596 | -8.337
MV/LV Substation AR***4265 |  | 10 kV | _ | LV | 400 kVA :Kiosk Substation | 0.4 | --> | 0.4 | 0 | 0 | Constrained,otherwise capacity available =275kVA. | --> | 0.38 | 0 | 0.10374 | 0.41855 | 0 |  | --> | C13 ex MULGANNON | Mulgannon [T41,T42] | WEXFORD |  | 52.3166 | -6.4765
MV/LV Substation AR***4266 |  | 10 kV | _ | LV | 630 kVA :Kiosk Substation | 0.63 | --> | 0.63 | 0 | 0 | Constrained,otherwise capacity available =500kVA. | --> | 0.5985 | 0 | 0 | 0.5 | 0 |  | --> | C12 ex MONEYCOOLEY | Moneycooley [T41,T42,T44] | GRIFFINRATH |  | 53.3573 | -6.546
MV/LV Substation AR***4267 |  | 10 kV | _ | LV | 630 kVA :Kiosk Substation | 0.63 | --> | 0.63 | 0 | 0 | Constrained,otherwise capacity available =500kVA. | --> | 0.5985 | 0 | 0.00741 | 0.5 | 0 |  | --> | C12 ex MONEYCOOLEY | Moneycooley [T41,T42,T44] | GRIFFINRATH |  | 53.3565 | -6.546
MV/LV Substation AR***4268 |  | 10 kV | _ | LV | 630 kVA :Kiosk Substation | 0.63 | --> | 0.63 | 0 | 0 | Constrained,otherwise capacity available =500kVA. | --> | 0.5985 | 0 | 0 | 0.5 | 0 |  | --> | C12 ex MONEYCOOLEY | Moneycooley [T41,T42,T44] | GRIFFINRATH |  | 53.3567 | -6.544
MV/LV Substation AR***4274 |  | 10 kV | _ | LV | 630 kVA :Kiosk Substation | 0.63 | --> | 0.63 | 0 | 0 | Constrained,otherwise capacity available =500kVA. | --> | 0.5985 | 0 | 0 | 0 | 0 | Constrained,otherwise capacity available =500kW. | --> | C16 ex RATHDRUM | Rathdrum [T42] | ARKLOW |  | 52.93 | -6.2367
MV/LV Substation AR***427Y |  | 10 kV | _ | LV | 200 kVA :Kiosk Substation | 0.2 | --> | 0.2 | 0.15 | 6.4 |  | --> | 0.19 | 0 | 0.010374 | 0.20745 | 0 |  | --> | C14 ex GARRYCASTLE | Garrycastle [T41,T42] | ATHLONE |  | 53.4226 | -7.9085
MV/LV Substation AR***427Y |  | 10 kV | _ | LV | 200 kVA :Kiosk Substation | 0.2 | --> | 0.2 | 0 | 0 | Constrained,otherwise capacity available =181kVA. | --> | 0.19 | 0 | 0 | 0.20286 | 0 |  | --> | C22 ex CAVAN | Cavan [T42,T421] | SHANKILL |  | 53.9993 | -7.3474
MV/LV Substation AR***4283 |  | 10 kV | _ | LV | 400 kVA :Kiosk Substation | 0.4 | --> | 0.4 | 0 | 0 | Constrained,otherwise capacity available =355kVA. | --> | 0.38 | 0 | 0.002964 | 0 | 0 | Constrained,otherwise capacity available =406.8kW. | --> | C22 ex PORTLAOISE | Portlaoise [T41,T42] | PORTLAOISE |  | 53.0425 | -7.2575
MV/LV Substation AR***4287 |  | 10 kV | _ | LV | 630 kVA :Kiosk Substation | 0.63 | --> | 0.63 | 0.5 | 11.9 |  | --> | 0.5985 | 0 | 0 | 0.5 | 0 |  | --> | C28 ex SALTHILL | Salthill [T101,T102] | SALTHILL |  | 53.2565 | -9.1517
MV/LV Substation AR***4290 |  | 20 kV | _ | LV | 400 kVA :Kiosk Substation | 0.4 | --> | 0.4 | 0 | 0 | Constrained,otherwise capacity available =400kVA. | --> | 0.38 | 0 | 0 | 0.4 | 0 |  | --> | E18 ex CURRALEIGH | Curraleigh [T421,T422] | KILBARRY |  | 51.9114 | -8.5664
MV/LV Substation AR***4298 |  | 10 kV | _ | LV | 400 kVA :Kiosk Substation | 0.4 | --> | 0.4 | 0.4 | 0.8 |  | --> | 0.38 | 0 | 0 | 0.4 | 0 |  | --> | C11 ex MANOR STREET | Manor Street [T41,T42] | WATERFORD |  | 52.243 | -7.0853
MV/LV Substation AR***430Z |  | 10 kV | _ | LV | 400 kVA :Kiosk Substation | 0.4 | --> | 0.4 | 0 | 0 | Constrained,otherwise capacity available =325kVA. | --> | 0.38 | 0 | 0 | 0.41123 | 0 |  | --> | C11 ex MACETOWN | Macetown [T101,T102] | MACETOWN |  | 53.4047 | -6.4077
MV/LV Substation AR***431X |  | 20 kV | _ | LV | 50 kVA :Pole Substation | 0.05 | --> | 0.05 | 0 | 0 | Constrained,otherwise capacity available =41kVA. | --> | 0.0475 | 0 | 0 | 0.051348 | 0 |  | --> | E16 ex ACADEMY STREET | Academy Street [T421,T422,T44] | NAVAN |  | 53.6074 | -6.6541
MV/LV Substation AR***431Z |  | 10 kV | _ | LV | 400 kVA :Kiosk Substation | 0.4 | --> | 0.4 | 0 | 0 | Constrained,otherwise capacity available =356kVA. | --> | 0.38 | 0 | 0 | 0.40663 | 0 |  | --> | C17 ex KILBARRY | Kilbarry [T101,T43] | KILBARRY |  | 51.9125 | -8.4619
MV/LV Substation AR***431Z |  | 10 kV | _ | LV | 200 kVA :Kiosk Substation | 0.2 | --> | 0.2 | 0 | 0 | Constrained,otherwise capacity available =169kVA. | --> | 0.19 | 0 | 0 | 0.20465 | 0 |  | --> | C11 ex MACETOWN | Macetown [T101,T102] | MACETOWN |  | 53.4034 | -6.4099
MV/LV Substation AR***4324 |  | 10 kV | _ | LV | 50 kVA :Pole Substation | 0.05 | --> | 0.05 | 0 | 0 | Constrained,otherwise capacity available =41kVA. | --> | 0.0475 | 0 | 0 | 0 | 0 | Constrained,otherwise capacity available =51.3kW. | --> | C11 ex KILMALLOCK | Kilmallock [T41,T42] | CHARLEVILLE |  | 52.4078 | -8.5685
MV/LV Substation AR***4326 |  | 20 kV | _ | LV | 630 kVA :Kiosk Substation | 0.63 | --> | 0.63 | 0.43064 | 0.4 | Constrained,otherwise capacity available =500kVA. | --> | 0.5985 | 0 | 0.017784 | 0.5 | 0 |  | --> | E15 ex TULLOW | Tullow [T421,T422] | CARLOW |  | 52.8035 | -6.7455
MV/LV Substation AR***4330 |  | 10 kV | _ | LV | 400 kVA :Kiosk Substation | 0.4 | --> | 0.4 | 0 | 0 | Constrained,otherwise capacity available =328kVA. | --> | 0.38 | 0 | 0.021489 | 0.41079 | 0 |  | --> | C12 ex LUCAN EAST | Lucan East [T41,T42] | GRANGE CASTLE |  | 53.3529 | -6.4548
MV/LV Substation AR***435 |  | 10 kV | _ | LV | 50 kVA :Pole Substation | 0.05 | --> | 0.05 | 0.04 | 7.9 |  | --> | 0.0475 | 0 | 0 | 0.051496 | 0 |  | --> | C19 ex DUNMANWAY | Dunmanway [T422,T43] | DUNMANWAY |  | 51.7595 | -9.0798
MV/LV Substation AR***4350 |  | 20 kV | _ | LV | 400 kVA :Kiosk Substation | 0.4 | --> | 0.4 | 0.391 | 3.5 |  | --> | 0.38 | 0 | 0 | 0.40136 | 0 |  | --> | C18 ex DUNDALK | Dundalk [T41,T42] | DUNDALK |  | 54.0251 | -6.4136
MV/LV Substation AR***4357 |  | 10 kV | _ | LV | 630 kVA :Kiosk Substation | 0.63 | --> | 0.63 | 0 | 0 | Constrained,otherwise capacity available =500kVA. | --> | 0.5985 | 0 | 0.004446 | 0.5 | 0 |  | --> | C20 ex BISHOPSTOWN | Bishopstown [T41,T42] | KILBARRY |  | 51.8778 | -8.5248
MV/LV Substation AR***4361 |  | 20 kV | _ | LV | 200 kVA :Kiosk Substation | 0.2 | --> | 0.2 | 0 | 0 | Constrained,otherwise capacity available =132kVA. | --> | 0.19 | 0 | 0.08892 | 0.2 | 0 |  | --> | E18 ex BALLINDERRY | Ballinderry [T41,T422] | MULLINGAR |  | 53.5133 | -7.3114
MV/LV Substation AR***4365 |  | 10 kV | _ | LV | 1000 kVA :Building Structure | 1 | --> | 1 | 0.5 | 4 |  | --> | 0.95 | 0 | 0 | 0.5 | 0 |  | --> | C20 ex WOLFE TONE STREET | Wolfe Tone Street [T101,T102] | FINGLAS |  | 53.3488 | -6.2625
MV/LV Substation AR***4370 |  | 10 kV | _ | LV | 200 kVA :Pole Substation | 0.2 | --> | 0.2 | 0.2 | 0.2 |  | --> | 0.19 | 0 | 0 | 0 | 0 | Constrained,otherwise capacity available =200kW. | --> | E16 ex BEALISTOWN | Bealistown [T421,T422] | GREAT ISLAND |  | 52.24 | -6.9478
MV/LV Substation AR***4372 |  | 10 kV | _ | LV | 400 kVA :Kiosk Substation | 0.4 | --> | 0.4 | 0 | 0 | Constrained,otherwise capacity available =400kVA. | --> | 0.38 | 0 | 0 | 0 | 0 | Constrained,otherwise capacity available =400kW. | --> | C14 ex KNOCKMULLEN | Knockmullen [T42,T421] | GREAT ISLAND |  | 52.4045 | -6.9305
MV/LV Substation AR***4373 |  | 10 kV | _ | LV | 50 kVA :Pole Substation | 0.05 | --> | 0.05 | 0.05 | 9.5 |  | --> | 0.0475 | 0 | 0 | 0.05 | 0 |  | --> | C14 ex BANDON | Bandon [T101,T42] | BANDON |  | 51.7627 | -8.6789
MV/LV Substation AR***4378 |  | 20 kV | _ | LV | 200 kVA :Pole Substation | 0.2 | --> | 0.2 | 0 | 0 | Constrained,otherwise capacity available =179kVA. | --> | 0.19 | 0 | 0.028158 | 0.20316 | 0 |  | --> | C18 ex NEWBROOK | Newbrook [T42] | MULLINGAR |  | 53.4782 | -7.4267
MV/LV Substation AR***4382 |  | 10 kV | _ | LV | 630 kVA :Kiosk Substation | 0.63 | --> | 0.63 | 0.5 | 6.4 |  | --> | 0.5985 | 0 | 0.018525 | 0.5 | 0 |  | --> | C18 ex BUSHFIELD | Bushfield [T41,T42] | ATHLONE |  | 53.4331 | -7.936
MV/LV Substation AR***4384 |  | 20 kV | _ | LV | 630 kVA :Kiosk Substation | 0.63 | --> | 0.63 | 0.14262 | 0.1 | Constrained,otherwise capacity available =500kVA. | --> | 0.5985 | 0 | 0 | 0.5 | 0 |  | --> | C12 ex CARRIGLAWN | Carriglawn [T41,T42] | WEXFORD |  | 52.3576 | -6.4512
MV/LV Substation AR***439 |  | 10 kV | _ | LV | 1000 kVA :Building Structure | 1 | --> | 1 | 0.5 | 18.8 |  | --> | 0.95 | 0 | 0 | 0.5 | 0 |  | --> | C07 ex BEDFORD ROW | Bedford Row [T41,T42,T43,T44] | FRANCIS STREET |  | 53.3431 | -6.2595
MV/LV Substation AR***439Z |  | 10 kV | _ | LV | 400 kVA :Kiosk Substation | 0.4 | --> | 0.4 | 0 | 0 | Constrained,otherwise capacity available =311kVA. | --> | 0.38 | 0 | 0.026676 | 0.41329 | 0 |  | --> | C16 ex TALBOTS INCH | Talbots Inch [T41,T42] | KILKENNY |  | 52.6628 | -7.2478
MV/LV Substation AR***4408 |  | 10 kV | _ | LV | 400 kVA :Kiosk Substation | 0.4 | --> | 0.4 | 0.4 | 2.3 |  | --> | 0.38 | 0 | 0 | 0.4 | 0 |  | --> | E13 ex AGHADA | Aghada [T721] | N/A |  | 51.8359 | -8.2126
MV/LV Substation AR***4418 |  | 20 kV | _ | LV | 400 kVA :Kiosk Substation | 0.4 | --> | 0.4 | 0 | 0 | Constrained,otherwise capacity available =400kVA. | --> | 0.38 | 0 | 0 | 0 | 0 | Constrained,otherwise capacity available =400kW. | --> | E11 ex CASTLELYONS | Castlelyons [T421,T422] | BARRYMORE |  | 52.0871 | -8.2396
MV/LV Substation AR***442 |  | 20 kV | _ | LV | 50 kVA :Pole Substation | 0.05 | --> | 0.05 | 0 | 0 | Constrained,otherwise capacity available =49kVA. | --> | 0.0475 | 0 | 0 | 0.050152 | 0 |  | --> | E15 ex ACADEMY STREET | Academy Street [T421,T422,T44] | NAVAN |  | 53.6148 | -6.6465
MV/LV Substation AR***4423 |  | 20 kV | _ | LV | 50 kVA :Pole Substation | 0.05 | --> | 0.05 | 0 | 0 | Constrained,otherwise capacity available =42kVA. | --> | 0.0475 | 0 | 0 | 0.0512 | 0 |  | --> | C17 ex ROSCOMMON | Roscommon [T41,T42] | LANESBORO |  | 53.6242 | -8.2386
MV/LV Substation AR***442X |  | 10 kV | _ | LV | 50 kVA :Pole Substation | 0.05 | --> | 0.05 | 0 | 0 | Constrained,otherwise capacity available =21kVA. | --> | 0.0475 | 0 | 0.008151 | 0.05422 | 0 |  | --> | C26 ex BISHOPSTOWN | Bishopstown [T41,T42] | KILBARRY |  | 51.9028 | -8.5565
MV/LV Substation AR***4436 |  | 10 kV | _ | LV | 50 kVA :Pole Substation | 0.05 | --> | 0.05 | 0.05 | 2.9 |  | --> | 0.0475 | 0 | 0 | 0.05 | 0 |  | --> | C18 ex ABBEYLAND | Abbeyland [T41,T42] | NAVAN |  | 53.6491 | -6.7523
MV/LV Substation AR***443X |  | 10 kV | _ | LV | 1000 kVA :Building Structure | 1 | --> | 1 | 0.144 | 4 |  | --> | 0.95 | 0 | 0 | 0.5 | 0 |  | --> | C11 ex WOLFE TONE STREET | Wolfe Tone Street [T101,T102] | FINGLAS |  | 53.3469 | -6.2701
MV/LV Substation AR***4451 |  | 10 kV | _ | LV | 400 kVA :Kiosk Substation | 0.4 | --> | 0.4 | 0 | 0 | Constrained,otherwise capacity available =400kVA. | --> | 0.38 | 0 | 0 | 0.4 | 0 |  | --> | C19 ex BISHOPSTOWN | Bishopstown [T41,T42] | KILBARRY |  | 51.8735 | -8.5269
MV/LV Substation AR***446X |  | 10 kV | _ | LV | 50 kVA :Pole Substation | 0.05 | --> | 0.05 | 0.05 | 3.4 |  | --> | 0.0475 | 0 | 0 | 0.05 | 0 |  | --> | C15 ex GLENGOOLE | Glengoole [T41] | THURLES |  | 52.717 | -7.5793
MV/LV Substation AR***4470 |  | 10 kV | _ | LV | 630 kVA :Kiosk Substation | 0.63 | --> | 0.63 | 0 | 0 | Constrained,otherwise capacity available =500kVA. | --> | 0.5985 | 0 | 0 | 0.5 | 0 |  | --> | C20 ex MULGANNON | Mulgannon [T41,T42] | WEXFORD |  | 52.3221 | -6.4771
MV/LV Substation AR***4471 |  | 10 kV | _ | LV | 630 kVA :Kiosk Substation | 0.63 | --> | 0.63 | 0 | 0 | Constrained,otherwise capacity available =500kVA. | --> | 0.5985 | 0 | 0 | 0.5 | 0 |  | --> | C13 ex MULGANNON | Mulgannon [T41,T42] | WEXFORD |  | 52.3163 | -6.474
MV/LV Substation AR***447X |  | 10 kV | _ | LV | 100 kVA :Pole Substation | 0.1 | --> | 0.1 | 0 | 0 | Constrained,otherwise capacity available =80kVA. | --> | 0.095 | 0 | 0 | 0.10299 | 0 |  | --> | C15 ex TALBOTS INCH | Talbots Inch [T41,T42] | KILKENNY |  | 52.6606 | -7.3013
MV/LV Substation AR***448 |  | 10 kV | _ | LV | 100 kVA :Pole Substation | 0.1 | --> | 0.1 | 0.083 | 1.6 |  | --> | 0.095 | 0 | 0.005187 | 0 | 0 | Constrained,otherwise capacity available =102.5kW. | --> | C15 ex DERRYBEG | Derrybeg [T41,T42] | ARDNAGAPPARY |  | 55.0736 | -8.3011
MV/LV Substation AR***448 |  | 10 kV | _ | LV | 100 kVA :Pole Substation | 0.1 | --> | 0.1 | 0.08 | 0.9 |  | --> | 0.095 | 0 | 0 | 0.10299 | 0 |  | --> | C12 ex WOODFORD | Woodford [T41,T42] | KNOCKEARAGH |  | 52.0516 | -9.4335
MV/LV Substation AR***448X |  | 10 kV | _ | LV | 400 kVA :Kiosk Substation | 0.4 | --> | 0.4 | 0 | 0 | Constrained,otherwise capacity available =317kVA. | --> | 0.38 | 0 | 0 | 0.41241 | 0 |  | --> | C25 ex STEPHENSTOWN | Stephenstown [T101,T102] | FINGLAS |  | 53.5864 | -6.1593
MV/LV Substation AR***449 |  | 20 kV | _ | LV | 100 kVA :Pole Substation | 0.1 | --> | 0.1 | 0.051 | 1.9 |  | --> | 0.095 | 0 | 0 | 0 | 0 | Constrained,otherwise capacity available =107.2kW. | --> | E17 ex CREESLOUGH | Creeslough [T421] | ARDNAGAPPARY |  | 55.159 | -7.8633
MV/LV Substation AR***4496 |  | 10 kV | _ | LV | 1000 kVA :Building Structure | 1 | --> | 1 | 0 | 0 | Constrained,otherwise capacity available =500kVA. | --> | 0.95 | 0 | 0 | 0.5 | 0 |  | --> | C17 ex CAMDEN ROW | Camden Row [T41] | FRANCIS STREET |  | 53.3383 | -6.2779
MV/LV Substation AR***4517 |  | 20 kV | _ | LV | 400 kVA :Kiosk Substation | 0.4 | --> | 0.4 | 0 | 0 | Constrained,otherwise capacity available =400kVA. | --> | 0.38 | 0 | 0 | 0.4 | 0 |  | --> | E19 ex SHILLELAGH | Shillelagh [T421,T422] | CARLOW |  | 52.7497 | -6.5466
MV/LV Substation AR***452Z |  | 20 kV | _ | LV | 630 kVA :Kiosk Substation | 0.63 | --> | 0.63 | 0.14262 | 0.1 | Constrained,otherwise capacity available =247kVA. | --> | 0.5985 | 0 | 0.008151 | 0.5 | 0 |  | --> | C12 ex CARRIGLAWN | Carriglawn [T41,T42] | WEXFORD |  | 52.3594 | -6.4511
MV/LV Substation AR***453X |  | 10 kV | _ | LV | 100 kVA :Pole Substation | 0.1 | --> | 0.1 | 0.058 | 1.7 |  | --> | 0.095 | 0 | 0 | 0.10618 | 0 |  | --> | C23 ex ATHY | Athy [T101,T102] | ATHY |  | 52.8921 | -7.0191
MV/LV Substation AR***454 |  | 10 kV | _ | LV | 50 kVA :Pole Substation | 0.05 | --> | 0.05 | 0.05 | 2.1 |  | --> | 0.0475 | 0 | 0 | 0.05 | 0 |  | --> | C18 ex BUTTEVANT | Buttevant [T41,T42] | MALLOW |  | 52.2386 | -8.6995
MV/LV Substation AR***4559 |  | 10 kV | _ | LV | 1000 kVA :Building Structure | 1 | --> | 1 | 0 | 0 | Constrained,otherwise capacity available =500kVA. | --> | 0.95 | 0 | 0 | 0.5 | 0 |  | --> | C11 ex PHIBSBORO | Phibsboro [T41,T42] | FINGLAS |  | 53.3476 | -6.2702
MV/LV Substation AR***457X |  | 10 kV | _ | LV | 50 kVA :Pole Substation | 0.05 | --> | 0.05 | 0.05 | 1.7 |  | --> | 0.0475 | 0 | 0 | 0 | 0 | Constrained,otherwise capacity available =50kW. | --> | E16 ex GWEEDORE | Gweedore [T421] | ARDNAGAPPARY |  | 55.0431 | -8.2499
MV/LV Substation AR***459X |  | 20 kV | _ | LV | 100 kVA :Pole Substation | 0.1 | --> | 0.1 | 0 | 0 | Constrained,otherwise capacity available =77kVA. | --> | 0.095 | 0 | 0 | 0.10343 | 0 |  | --> | E17 ex BRUFF | Bruff [T42,T421] | LIMERICK |  | 52.4775 | -8.5386
MV/LV Substation AR***462Y |  | 10 kV | _ | LV | 200 kVA :Pole Substation | 0.2 | --> | 0.2 | 0 | 0 | Constrained,otherwise capacity available =87kVA. | --> | 0.19 | 0 | 0 | 0.21646 | 0 |  | --> | E11 ex SLANE | Slane [T421] | DRYBRIDGE |  | 53.7788 | -6.487
MV/LV Substation AR***4635 |  | 10 kV | _ | LV | 400 kVA :Kiosk Substation | 0.4 | --> | 0.4 | 0 | 0 | Constrained,otherwise capacity available =400kVA. | --> | 0.38 | 0 | 0 | 0.4 | 0 |  | --> | C23 ex BALLINDERRY | Ballinderry [T41,T422] | MULLINGAR |  | 53.5189 | -7.3118
MV/LV Substation AR***467Z |  | 10 kV | _ | LV | 200 kVA :Kiosk Substation | 0.2 | --> | 0.2 | 0 | 0 | Constrained,otherwise capacity available =157kVA. | --> | 0.19 | 0 | 0.011115 | 0.20643 | 0 |  | --> | C20 ex MULGANNON | Mulgannon [T41,T42] | WEXFORD |  | 52.3183 | -6.4747
MV/LV Substation AR***468X |  | 20 kV | _ | LV | 100 kVA :Pole Substation | 0.1 | --> | 0.1 | 0 | 0 | Constrained,otherwise capacity available =99kVA. | --> | 0.095 | 0 | 0 | 0.10015 | 0 |  | --> | C23 ex TUAM NORTH | Tuam North [T41,T42] | CLOON |  | 53.5742 | -9.0051
MV/LV Substation AR***469Z |  | 10 kV | _ | LV | 200 kVA :Kiosk Substation | 0.2 | --> | 0.2 | 0 | 0 | Constrained,otherwise capacity available =200kVA. | --> | 0.19 | 0 | 0 | 0.2 | 0 |  | --> | C17 ex LUCAN EAST | Lucan East [T41,T42] | GRANGE CASTLE |  | 53.3544 | -6.4556
MV/LV Substation AR***471 |  | 20 kV | _ | LV | 200 kVA :Pole Substation | 0.2 | --> | 0.2 | 0 | 0 | Constrained,otherwise capacity available =174kVA. | --> | 0.19 | 0 | 0.010374 | 0.20391 | 0 |  | --> | E23 ex BALTRASNA | Baltrasna [T121,T122] | BALTRASNA |  | 53.6081 | -6.3941
MV/LV Substation AR***471 |  | 10 kV | _ | LV | 400 kVA :Kiosk Substation | 0.4 | --> | 0.4 | 0.249 | 4.3 |  | --> | 0.38 | 0 | 0.02964 | 0.4223 | 0 |  | --> | C14 ex DEANSGRANGE | Deansgrange [T41,T42] | CARRICKMINES |  | 53.284 | -6.1819
MV/LV Substation AR***473Y |  | 20 kV | _ | LV | 200 kVA :Kiosk Substation | 0.2 | --> | 0.2 | 0 | 0 | Constrained,otherwise capacity available =173kVA. | --> | 0.19 | 0 | 0.003705 | 0.20406 | 0 |  | --> | C17 ex KYLEERAGH | Kyleeragh [T41,T42] | NENAGH |  | 52.991 | -8.1322
MV/LV Substation AR***474Y |  | 10 kV | _ | LV | 400 kVA :Kiosk Substation | 0.4 | --> | 0.4 | 0 | 0 | Constrained,otherwise capacity available =351kVA. | --> | 0.38 | 0 | 0.003705 | 0 | 0 | Constrained,otherwise capacity available =407.4kW. | --> | C19 ex PORTLAOISE | Portlaoise [T41,T42] | PORTLAOISE |  | 53.0346 | -7.2994
MV/LV Substation AR***4807 |  | 10 kV | _ | LV | 200 kVA :Pole Substation | 0.2 | --> | 0.2 | 0.2 | 10.9 |  | --> | 0.19 | 0 | 0 | 0.2 | 0 |  | --> | C21 ex MULLINGAR | Mullingar [T101,T102] | MULLINGAR |  | 53.5258 | -7.3547
MV/LV Substation AR***480X |  | 10 kV | _ | LV | 100 kVA :Pole Substation | 0.1 | --> | 0.1 | 0 | 0 | Constrained,otherwise capacity available =98kVA. | --> | 0.095 | 0 | 0 | 0.1003 | 0 |  | --> | C11 ex CASTLECOMER | Castlecomer [T41,T42] | BALLYRAGGET |  | 52.8123 | -7.1918
MV/LV Substation AR***482 |  | 10 kV | _ | LV | 200 kVA :Kiosk Substation | 0.2 | --> | 0.2 | 0.037 | 2.3 |  | --> | 0.19 | 0 | 0.005187 | 0.2233 | 0 |  | --> | C17 ex BALLYRICKARD | Ballyrickard [T41,T42] | TRALEE |  | 52.3262 | -9.7814
MV/LV Substation AR***482 |  | 10 kV | _ | LV | 400 kVA :Building Structure | 0.4 | --> | 0.4 | 0.4 | 1.5 |  | --> | 0.38 | 0 | 0 | 0.4 | 0 |  | --> | C15 ex SCREEB | Screeb [T41] | SCREEB |  | 53.3221 | -9.7345
MV/LV Substation AR***485Z |  | 10 kV | _ | LV | 630 kVA :Building Structure | 0.63 | --> | 0.63 | 0.5 | 9.1 |  | --> | 0.5985 | 0 | 0 | 0.5 | 0 |  | --> | C17 ex CENTRE PARK ROAD | Marina [T105,T106] | MARINA |  | 51.9025 | -8.4571
MV/LV Substation AR***486X |  | 20 kV | _ | LV | 50 kVA :Pole Substation | 0.05 | --> | 0.05 | 0.044 | 1.7 |  | --> | 0.0475 | 0 | 0 | 0.050903 | 0 |  | --> | E62 ex ATHY | Athy [T101,T102] | ATHY |  | 53.0276 | -6.9116
MV/LV Substation AR***489 |  | 10 kV | _ | LV | 100 kVA :Pole Substation | 0.1 | --> | 0.1 | 0.06 | 0.2 |  | --> | 0.095 | 0 | 0.004446 | 0 | 0 | Constrained,otherwise capacity available =105.9kW. | --> | C16 ex ROSSGEIR | Rossgeir [T41,T42] | LETTERKENNY |  | 54.9378 | -7.4585
MV/LV Substation AR***491X |  | 10 kV | _ | LV | 50 kVA :Pole Substation | 0.05 | --> | 0.05 | 0 | 0 | Constrained,otherwise capacity available =49kVA. | --> | 0.0475 | 0 | 0 | 0.050152 | 0 |  | --> | C15 ex GARRYSPILLANE | Garryspillane [T41] | TIPPERARY |  | 52.4014 | -8.2836
MV/LV Substation AR***492X |  | 10 kV | _ | LV | 50 kVA :Pole Substation | 0.05 | --> | 0.05 | 0.041 | 3.1 |  | --> | 0.0475 | 0 | 0 | 0.051348 | 0 |  | --> | C13 ex PURCELLS INCH | Purcells Inch [T41,T42] | KILKENNY |  | 52.6408 | -7.2301
MV/LV Substation AR***492X |  | 10 kV | _ | LV | 200 kVA :Kiosk Substation | 0.2 | --> | 0.2 | 0.18 | 11.9 |  | --> | 0.19 | 0 | 0 | 0.20301 | 0 |  | --> | C23 ex SALTHILL | Salthill [T101,T102] | SALTHILL |  | 53.2708 | -9.1085
MV/LV Substation AR***492Y |  | 20 kV | _ | LV | 100 kVA :Pole Substation | 0.1 | --> | 0.1 | 0 | 0 | Constrained,otherwise capacity available =79kVA. | --> | 0.095 | 0 | 0.018525 | 0 | 0 | Constrained,otherwise capacity available =103.1kW. | --> | C11 ex BANTRY | Bantry [T41,T42] | BALLYLICKY |  | 51.6827 | -9.4162
MV/LV Substation AR***497 |  | 10 kV | _ | LV | 200 kVA :Pole Substation | 0.2 | --> | 0.2 | 0.159 | 0.2 |  | --> | 0.19 | 0 | 0.006669 | 0 | 0 | Constrained,otherwise capacity available =206.1kW. | --> | E16 ex BEALISTOWN | Bealistown [T421,T422] | GREAT ISLAND |  | 52.2421 | -6.9499
MV/LV Substation AR***497 |  | 10 kV | _ | LV | 200 kVA :Pole Substation | 0.2 | --> | 0.2 | 0.172 | 2 |  | --> | 0.19 | 0 | 0 | 0.20421 | 0 |  | --> | C15 ex CAUSEWAY | Causeway [T41,T42] | TRALEE |  | 52.3331 | -9.7907
MV/LV Substation AR***503 |  | 10 kV | _ | LV | 400 kVA :Kiosk Substation | 0.4 | --> | 0.4 | 0 | 0 | Constrained,otherwise capacity available =246kVA. | --> | 0.38 | 0 | 0.05187 | 0.42273 | 0 |  | --> | C13 ex BALLYBODEN | Ballyboden [T41,T42] | COOKSTOWN |  | 53.2891 | -6.2777
MV/LV Substation AR***507 |  | 20 kV | _ | LV | 50 kVA :Pole Substation | 0.05 | --> | 0.05 | 0 | 0 | Constrained,otherwise capacity available =5kVA. | --> | 0.0475 | 0 | 0 | 0.056391 | 0 |  | --> | E15 ex GORT | Gort [T41,T42] | ENNIS |  | 53.1563 | -8.8063
MV/LV Substation AR***509X |  | 10 kV | _ | LV | 100 kVA :Kiosk Substation | 0.1 | --> | 0.1 | 0 | 0 |  | --> | 0.095 | 0 | 0.013338 | 0 | 0 | Constrained,otherwise capacity available =116.8kW. | --> | C18 ex MOUNTRATH | Mountrath [T41,T42] | PORTLAOISE |  | 52.9962 | -7.4787
MV/LV Substation AR***510X |  | 10 kV | _ | LV | 400 kVA :Kiosk Substation | 0.4 | --> | 0.4 | 0.239 | 4.6 |  | --> | 0.38 | 0 | 0.005187 | 0.42374 | 0 |  | --> | C11 ex RINGASKIDDY 110KV | Ringaskiddy 110kv [T42] | BARNAHELY |  | 51.8739 | -8.3448
MV/LV Substation AR***510X |  | 20 kV | _ | LV | 50 kVA :Pole Substation | 0.05 | --> | 0.05 | 0 | 0 | Constrained,otherwise capacity available =15kVA. | --> | 0.0475 | 0 | 0.004446 | 0.055047 | 0 |  | --> | E23 ex BALTRASNA | Baltrasna [T121,T122] | BALTRASNA |  | 53.6043 | -6.3874
MV/LV Substation AR***511X |  | 10 kV | _ | LV | 100 kVA :Pole Substation | 0.1 | --> | 0.1 | 0.079 | 18.7 |  | --> | 0.095 | 0 | 0 | 0.10314 | 0 |  | --> | C18 ex ARKLOW | Arklow [T101,T102] | ARKLOW |  | 52.8596 | -6.0748
MV/LV Substation AR***513X |  | 10 kV | _ | LV | 100 kVA :Pole Substation | 0.1 | --> | 0.1 | 0 | 0 | Constrained,otherwise capacity available =87kVA. | --> | 0.095 | 0 | 0.004446 | 0.10195 | 0 |  | --> | C11 ex CLONAKILTY | Clonakilty [T41,T42] | DUNMANWAY |  | 51.6701 | -8.8191
MV/LV Substation AR***515X |  | 20 kV | _ | LV | 50 kVA :Pole Substation | 0.05 | --> | 0.05 | 0.044 | 0.6 |  | --> | 0.0475 | 0 | 0.00741 | 0 | 0 | Constrained,otherwise capacity available =50.9kW. | --> | E19 ex LAWLESSTOWN | Lawlesstown [T42,T421] | DOON |  | 52.4929 | -7.7549
MV/LV Substation AR***517Z |  | 10 kV | _ | LV | 400 kVA :Kiosk Substation | 0.4 | --> | 0.4 | 0.272 | 6 |  | --> | 0.38 | 0 | 0.025194 | 0.41898 | 0 |  | --> | C18 ex TRABEG | Trabeg [T101,T102] | TRABEG |  | 51.8627 | -8.4499
MV/LV Substation AR***525X |  | 10 kV | _ | LV | 400 kVA :Kiosk Substation | 0.4 | --> | 0.4 | 0.338 | 6 |  | --> | 0.38 | 0 | 0.003705 | 0.40931 | 0 |  | --> | C19 ex TRABEG | Trabeg [T101,T102] | TRABEG |  | 51.8696 | -8.4513
MV/LV Substation AR***525Z |  | 10 kV | _ | LV | 630 kVA :Building Structure | 0.63 | --> | 0.63 | 0.5 | 6 |  | --> | 0.5985 | 0 | 0 | 0.5 | 0 |  | --> | C11 ex TRABEG | Trabeg [T101,T102] | TRABEG |  | 51.884 | -8.4471
MV/LV Substation AR***527 |  | 20 kV | _ | LV | 50 kVA :Pole Substation | 0.05 | --> | 0.05 | 0.041 | 10.9 |  | --> | 0.0475 | 0 | 0 | 0.051348 | 0 |  | --> | C25 ex MULLINGAR | Mullingar [T101,T102] | MULLINGAR |  | 53.5392 | -7.3847
MV/LV Substation AR***531 |  | 10 kV | _ | LV | 630 kVA :Building Structure | 0.63 | --> | 0.63 | 0 | 0 | Constrained,otherwise capacity available =500kVA. | --> | 0.5985 | 0 | 0.005928 | 0.5 | 0 |  | --> | C18 ex ORANMORE | Oranmore [T41,T44] | GALWAY 110KV |  | 53.2646 | -8.926
MV/LV Substation AR***531X |  | 10 kV | _ | LV | 400 kVA :Kiosk Substation | 0.4 | --> | 0.4 | 0 | 0 | Constrained,otherwise capacity available =296kVA. | --> | 0.38 | 0 | 0.024453 | 0.41549 | 0 |  | --> | C16 ex ATHENRY | Athenry [T41,T42] | GALWAY 110KV |  | 53.3068 | -8.7513
MV/LV Substation AR***533X |  | 10 kV | _ | LV | 630 kVA :Building Structure | 0.63 | --> | 0.63 | 0 | 0 | Constrained,otherwise capacity available =497kVA. | --> | 0.5985 | 0 | 0.025935 | 0.5 | 0 |  | --> | C17 ex STICKILLEN | Stickillen [T41,T42] | DRYBRIDGE |  | 53.8551 | -6.5214
MV/LV Substation AR***535Y |  | 10 kV | _ | LV | 400 kVA :Kiosk Substation | 0.4 | --> | 0.4 | 0.309 | 3.9 |  | --> | 0.38 | 0 | 0.10374 | 0.41359 | 0 |  | --> | C21 ex MARSHES | Marshes [T41,T42] | DUNDALK |  | 53.9581 | -6.3771
MV/LV Substation AR***536Z |  | 10 kV | _ | LV | 400 kVA :Building Structure | 0.4 | --> | 0.4 | 0 | 0 | Constrained,otherwise capacity available =390kVA. | --> | 0.38 | 0 | 0 | 0.40151 | 0 |  | --> | C24 ex KILBARRY | Kilbarry [T101,T43] | KILBARRY |  | 51.9134 | -8.4906
MV/LV Substation AR***537 |  | 20 kV | _ | LV | 400 kVA :Kiosk Substation | 0.4 | --> | 0.4 | 0.27 | 4.4 |  | --> | 0.38 | 0 | 0 | 0 | 0 | Constrained,otherwise capacity available =415.8kW. | --> | E21 ex STRANORLAR | Stranorlar [T421,T422] | LETTERKENNY |  | 54.8039 | -7.7703
MV/LV Substation AR***538X |  | 20 kV | _ | LV | 400 kVA :Kiosk Substation | 0.4 | --> | 0.4 | 0 | 0 | Constrained,otherwise capacity available =264kVA. | --> | 0.38 | 0 | 0.037791 | 0.42014 | 0 |  | --> | E17 ex BALTRASNA | Baltrasna [T121,T122] | BALTRASNA |  | 53.5159 | -6.5462
MV/LV Substation AR***538X |  | 10 kV | _ | LV | 400 kVA :Building Structure | 0.4 | --> | 0.4 | 0.4 | 7.9 |  | --> | 0.38 | 0 | 0 | 0.4 | 0 |  | --> | C19 ex DUNMANWAY | Dunmanway [T422,T43] | DUNMANWAY |  | 51.7492 | -9.0865
MV/LV Substation AR***539 |  | 20 kV | _ | LV | 50 kVA :Pole Substation | 0.05 | --> | 0.05 | 0 | 0 | Constrained,otherwise capacity available =33kVA. | --> | 0.0475 | 0 | 0 | 0.052518 | 0 |  | --> | E12 ex WHITECHURCH | Whitechurch [T421,T422] | KILBARRY |  | 51.9999 | -8.4842
MV/LV Substation AR***542 |  | 10 kV | _ | LV | 50 kVA :Pole Substation | 0.05 | --> | 0.05 | 0 | 0 | Constrained,otherwise capacity available =48kVA. | --> | 0.0475 | 0 | 0.011115 | 0.050303 | 0 |  | --> | C20 ex POLLERTON | Pollerton [T41,T42] | CARLOW |  | 52.8371 | -6.8412
MV/LV Substation AR***543 |  | 10 kV | _ | LV | 50 kVA :Pole Substation | 0.05 | --> | 0.05 | 0 | 0 | Constrained,otherwise capacity available =44kVA. | --> | 0.0475 | 0 | 0 | 0 | 0 | Constrained,otherwise capacity available =50.9kW. | --> | C23 ex TINAHASK | Tinahask [T41,T42] | ARKLOW |  | 52.7845 | -6.1476
MV/LV Substation AR***543Z |  | 20 kV | _ | LV | 400 kVA :Kiosk Substation | 0.4 | --> | 0.4 | 0 | 0 | Constrained,otherwise capacity available =319kVA. | --> | 0.38 | 0 | 0.003705 | 0.41212 | 0 |  | --> | E13 ex BALTINGLASS | Baltinglass [T421,T422] | STRATFORD |  | 52.9372 | -6.6979
MV/LV Substation AR***545 |  | 20 kV | _ | LV | 400 kVA :Kiosk Substation | 0.4 | --> | 0.4 | 0.29 | 17.8 |  | --> | 0.38 | 0 | 0.02223 | 0.41637 | 0 |  | --> | E13 ex BANOGE | Banoge [T121,T122] | BANOGE |  | 52.6355 | -6.2351
MV/LV Substation AR***546 |  | 20 kV | _ | LV | 400 kVA :Kiosk Substation | 0.4 | --> | 0.4 | 0.344 | 17.8 |  | --> | 0.38 | 0 | 0 | 0.40841 | 0 |  | --> | E13 ex BANOGE | Banoge [T121,T122] | BANOGE |  | 52.634 | -6.2314
MV/LV Substation AR***548X |  | 10 kV | _ | LV | 50 kVA :Pole Substation | 0.05 | --> | 0.05 | 0.043 | 1.3 |  | --> | 0.0475 | 0 | 0.003705 | 0.051052 | 0 |  | --> | C15 ex CLIFDEN | Clifden [T41,T42] | SCREEB |  | 53.4807 | -10.0203
MV/LV Substation AR***548Z |  | 10 kV | _ | LV | 630 kVA :Building Structure | 0.63 | --> | 0.63 | 0 | 0 | Constrained,otherwise capacity available =487kVA. | --> | 0.5985 | 0 | 0 | 0.5 | 0 |  | --> | C18 ex MACETOWN | Macetown [T101,T102] | MACETOWN |  | 53.4122 | -6.4449
MV/LV Substation AR***549X |  | 10 kV | _ | LV | 400 kVA :Kiosk Substation | 0.4 | --> | 0.4 | 0.275 | 3.3 |  | --> | 0.38 | 0 | 0.008151 | 0.41855 | 0 |  | --> | C12 ex LLOYD | Lloyd [T41,T42] | NAVAN |  | 53.7322 | -6.8849
MV/LV Substation AR***550Y |  | 20 kV | _ | LV | 200 kVA :Kiosk Substation | 0.2 | --> | 0.2 | 0.174 | 4.4 |  | --> | 0.19 | 0 | 0.003705 | 0.20391 | 0 |  | --> | E13 ex CRANE | Crane [T122] | CRANE |  | 52.4779 | -6.414
MV/LV Substation AR***554Y |  | 10 kV | _ | LV | 1000 kVA :Building Structure | 1 | --> | 1 | 0 | 0 | Constrained,otherwise capacity available =500kVA. | --> | 0.95 | 0 | 0 | 0.5 | 0 |  | --> | C15 ex BALLINACURRA | Ballinacurra [T41,T42] | LIMERICK |  | 52.6397 | -8.6439
MV/LV Substation AR***555X |  | 10 kV | _ | LV | 630 kVA :Building Structure | 0.63 | --> | 0.63 | 0 | 0 | Constrained,otherwise capacity available =500kVA. | --> | 0.5985 | 0 | 0 | 0.5 | 0 |  | --> | C34 ex CLONDALKIN | Clondalkin [T41,T42,T44] | INCHICORE 220KV |  | 53.3252 | -6.3718
MV/LV Substation AR***558Y |  | 20 kV | _ | LV | 200 kVA :Kiosk Substation | 0.2 | --> | 0.2 | 0 | 0 | Constrained,otherwise capacity available =139kVA. | --> | 0.19 | 0 | 0.008892 | 0 | 0 | Constrained,otherwise capacity available =209.1kW. | --> | C14 ex FERMOY NORTH | Fermoy North [T41,T42] | BARRYMORE |  | 52.1898 | -8.3584
MV/LV Substation AR***558Z |  | 10 kV | _ | LV | 200 kVA :Kiosk Substation | 0.2 | --> | 0.2 | 0.099 | 10.9 |  | --> | 0.19 | 0 | 0.017784 | 0.21478 | 0 |  | --> | C18 ex MULLINGAR | Mullingar [T101,T102] | MULLINGAR |  | 53.5245 | -7.365
MV/LV Substation AR***558Z |  | 10 kV | _ | LV | 400 kVA :Kiosk Substation | 0.4 | --> | 0.4 | 0.346 | 5 |  | --> | 0.38 | 0 | 0 | 0.40812 | 0 |  | --> | C14 ex MCDONAGH | Mcdonagh [T41,T42] | KILKENNY |  | 52.6526 | -7.2315
MV/LV Substation AR***559Y |  | 10 kV | _ | LV | 630 kVA :Building Structure | 0.63 | --> | 0.63 | 0 | 0 | Constrained,otherwise capacity available =500kVA. | --> | 0.5985 | 0 | 0 | 0.5 | 0 |  | --> | C17 ex GRANGE (SR) | Grange (sr) [T41,T42] | BUTLERSTOWN |  | 52.2436 | -7.0859
MV/LV Substation AR***559Z |  | 10 kV | _ | LV | 200 kVA :Kiosk Substation | 0.2 | --> | 0.2 | 0.136 | 10.9 |  | --> | 0.19 | 0 | 0 | 0.20949 | 0 |  | --> | C18 ex MULLINGAR | Mullingar [T101,T102] | MULLINGAR |  | 53.5223 | -7.3647
MV/LV Substation AR***568 |  | 10 kV | _ | LV | 50 kVA :Pole Substation | 0.05 | --> | 0.05 | 0.045 | 1.5 |  | --> | 0.0475 | 0 | 0.00741 | 0.050753 | 0 |  | --> | C22 ex BALLYARD | Ballyard [T41,T42] | TRALEE |  | 52.2434 | -9.782
MV/LV Substation AR***568X |  | 20 kV | _ | LV | 50 kVA :Pole Substation | 0.05 | --> | 0.05 | 0.004 | 0.4 |  | --> | 0.0475 | 0 | 0 | 0.056523 | 0 |  | --> | E12 ex TULLOW | Tullow [T421,T422] | CARLOW |  | 52.7898 | -6.7487
MV/LV Substation AR***568Y |  | 10 kV | _ | LV | 400 kVA :Kiosk Substation | 0.4 | --> | 0.4 | 0.172 | 2.7 |  | --> | 0.38 | 0 | 0.011115 | 0.4332 | 0 |  | --> | C17 ex OLDCASTLE | Oldcastle [T41,T422] | MULLINGAR |  | 53.7676 | -7.1632
MV/LV Substation AR***570 |  | 20 kV | _ | LV | 100 kVA :Pole Substation | 0.1 | --> | 0.1 | 0.073 | 8.5 |  | --> | 0.095 | 0 | 0 | 0 | 0 | Constrained,otherwise capacity available =104kW. | --> | E14 ex ARIGNA | Arigna [T121] | ARIGNA |  | 54.0756 | -8.1065
MV/LV Substation AR***571 |  | 10 kV | _ | LV | 50 kVA :Pole Substation | 0.05 | --> | 0.05 | 0 | 0 | Constrained,otherwise capacity available =36kVA. | --> | 0.0475 | 0 | 0.00741 | 0.052083 | 0 |  | --> | C16 ex STICKILLEN | Stickillen [T41,T42] | DRYBRIDGE |  | 53.8221 | -6.4775
MV/LV Substation AR***571 |  | 20 kV | _ | LV | 400 kVA :Kiosk Substation | 0.4 | --> | 0.4 | 0 | 0 | Constrained,otherwise capacity available =363kVA. | --> | 0.38 | 0 | 0.020748 | 0.40558 | 0 |  | --> | E17 ex BALTINGLASS | Baltinglass [T421,T422] | STRATFORD |  | 52.874 | -6.7018
MV/LV Substation AR***572 |  | 20 kV | _ | LV | 200 kVA :Pole Substation | 0.2 | --> | 0.2 | 0 | 0 | Constrained,otherwise capacity available =61kVA. | --> | 0.19 | 0 | 0.00741 | 0 | 0 | Constrained,otherwise capacity available =220.1kW. | --> | E13 ex FOXHOLE | Foxhole [T421,T422] | DUNGARVAN |  | 51.9494 | -7.7239
MV/LV Substation AR***572 |  | 20 kV | _ | LV | 50 kVA :Pole Substation | 0.05 | --> | 0.05 | 0.05 | 8.5 |  | --> | 0.0475 | 0 | 0 | 0 | 0 | Constrained,otherwise capacity available =50kW. | --> | E14 ex ARIGNA | Arigna [T121] | ARIGNA |  | 54.0954 | -8.0763
MV/LV Substation AR***574 |  | 20 kV | _ | LV | 100 kVA :Pole Substation | 0.1 | --> | 0.1 | 0 | 0 | Constrained,otherwise capacity available =36kVA. | --> | 0.095 | 0 | 0 | 0 | 0 | Constrained,otherwise capacity available =109.3kW. | --> | E13 ex FOXHOLE | Foxhole [T421,T422] | DUNGARVAN |  | 51.9478 | -7.7172
MV/LV Substation AR***576 |  | 20 kV | _ | LV | 400 kVA :Building Structure | 0.4 | --> | 0.4 | 0 | 0 | Constrained,otherwise capacity available =400kVA. | --> | 0.38 | 0 | 0 | 0.4 | 0 |  | --> | C23 ex TUAM NORTH | Tuam North [T41,T42] | CLOON |  | 53.5275 | -8.8517
MV/LV Substation AR***576Y |  | 20 kV | _ | LV | 100 kVA :Pole Substation | 0.1 | --> | 0.1 | 0 | 0 | Constrained,otherwise capacity available =85kVA. | --> | 0.095 | 0 | 0 | 0.10225 | 0 |  | --> | E19 ex EDENDERRY | Edenderry [T421,T422] | BLAKE |  | 53.3955 | -7.0145
MV/LV Substation AR***576Z |  | 10 kV | _ | LV | 630 kVA :Kiosk Substation | 0.63 | --> | 0.63 | 0 | 0 | Constrained,otherwise capacity available =500kVA. | --> | 0.5985 | 0 | 0 | 0.5 | 0 |  | --> | C11 ex KILBARRY | Kilbarry [T101,T43] | KILBARRY |  | 51.9104 | -8.4709
MV/LV Substation AR***578 |  | 10 kV | _ | LV | 200 kVA :Pole Substation | 0.2 | --> | 0.2 | 0 | 0 | Constrained,otherwise capacity available =149kVA. | --> | 0.19 | 0 | 0.014079 | 0.2076 | 0 |  | --> | C15 ex KINSALE | Kinsale [T41,T42] | BANDON |  | 51.7047 | -8.5025
MV/LV Substation AR***578X |  | 20 kV | _ | LV | 50 kVA :Pole Substation | 0.05 | --> | 0.05 | 0 | 0 | Constrained,otherwise capacity available =47kVA. | --> | 0.0475 | 0 | 0 | 0.050453 | 0 |  | --> | C13 ex CLONAKILTY | Clonakilty [T41,T42] | DUNMANWAY |  | 51.6043 | -8.8022
MV/LV Substation AR***578Z |  | 10 kV | _ | LV | 400 kVA :Kiosk Substation | 0.4 | --> | 0.4 | 0.306 | 10.9 |  | --> | 0.38 | 0 | 0.019266 | 0.41403 | 0 |  | --> | C18 ex MULLINGAR | Mullingar [T101,T102] | MULLINGAR |  | 53.525 | -7.3681
MV/LV Substation AR***586X |  | 10 kV | _ | LV | 400 kVA :Kiosk Substation | 0.4 | --> | 0.4 | 0.364 | 3.9 |  | --> | 0.38 | 0 | 0.004446 | 0.40543 | 0 |  | --> | C28 ex GALWAY 110KV | Galway 110kv [T102,T103] | GALWAY 110KV |  | 53.2968 | -9.031
MV/LV Substation AR***587Y |  | 10 kV | _ | LV | 200 kVA :Pole Substation | 0.2 | --> | 0.2 | 0 | 0 | Constrained,otherwise capacity available =182kVA. | --> | 0.19 | 0 | 0.033345 | 0 | 0 | Constrained,otherwise capacity available =202.7kW. | --> | C15 ex DRUMBEAR | Drumbear [T41,T42] | LISDRUM |  | 54.2176 | -6.9087
MV/LV Substation AR***589 |  | 20 kV | _ | LV | 100 kVA :Pole Substation | 0.1 | --> | 0.1 | 0 | 0 | Constrained,otherwise capacity available =97kVA. | --> | 0.095 | 0 | 0 | 0.10045 | 0 |  | --> | E20 ex COLLOONEY | Collooney [T421,T422] | SLIGO |  | 54.2551 | -8.7217
MV/LV Substation AR***595X |  | 10 kV | _ | LV | 200 kVA :Kiosk Substation | 0.2 | --> | 0.2 | 0 | 0 | Constrained,otherwise capacity available =175kVA. | --> | 0.19 | 0 | 0.01482 | 0.20376 | 0 |  | --> | C15 ex CAHIRCALLA | Cahircalla [T41,T42] | ENNIS |  | 52.835 | -8.9794
MV/LV Substation AR***599X |  | 10 kV | _ | LV | 400 kVA :Kiosk Substation | 0.4 | --> | 0.4 | 0.326 | 3.9 |  | --> | 0.38 | 0 | 0.005928 | 0.41108 | 0 |  | --> | C21 ex GALWAY 110KV | Galway 110kv [T102,T103] | GALWAY 110KV |  | 53.2834 | -9
MV/LV Substation AR***599Y |  | 10 kV | _ | LV | 200 kVA :Kiosk Substation | 0.2 | --> | 0.2 | 0.157 | 8.2 |  | --> | 0.19 | 0 | 0.01482 | 0.20643 | 0 |  | --> | C12 ex MOUNT MISERY | Mount Misery [T41,T42] | WATERFORD |  | 52.2711 | -7.1054
MV/LV Substation AR***602X |  | 10 kV | _ | LV | 100 kVA :Pole Substation | 0.1 | --> | 0.1 | 0 | 0 | Constrained,otherwise capacity available =83kVA. | --> | 0.095 | 0 | 0.003705 | 0.10255 | 0 |  | --> | C18 ex BALLYBAILIE | Ballybailie [T41,T42] | DUNDALK |  | 53.9496 | -6.5337
MV/LV Substation AR***602Y |  | 10 kV | _ | LV | 50 kVA :Pole Substation | 0.05 | --> | 0.05 | 0.021 | 0.2 |  | --> | 0.0475 | 0 | 0.008892 | 0 | 0 | Constrained,otherwise capacity available =54.2kW. | --> | E16 ex BEALISTOWN | Bealistown [T421,T422] | GREAT ISLAND |  | 52.2436 | -6.9506
MV/LV Substation AR***604 |  | 20 kV | _ | LV | 200 kVA :Pole Substation | 0.2 | --> | 0.2 | 0.125 | 4.4 |  | --> | 0.19 | 0 | 0 | 0 | 0 | Constrained,otherwise capacity available =211.1kW. | --> | E19 ex STRANORLAR | Stranorlar [T421,T422] | LETTERKENNY |  | 54.8097 | -7.7679
MV/LV Substation AR***606 |  | 10 kV | _ | LV | 400 kVA :Kiosk Substation | 0.4 | --> | 0.4 | 0.29 | 3.3 |  | --> | 0.38 | 0 | 0.006669 | 0.41637 | 0 |  | --> | C04 ex PEMBROKE | Pembroke [T41,T42,T43,T44] | RINGSEND |  | 53.3328 | -6.2425
MV/LV Substation AR***606Z |  | 20 kV | _ | LV | 400 kVA :Building Structure | 0.4 | --> | 0.4 | 0 | 0 | Constrained,otherwise capacity available =356kVA. | --> | 0.38 | 0 | 0 | 0.40663 | 0 |  | --> | E18 ex WHITECHURCH | Whitechurch [T421,T422] | KILBARRY |  | 52.0123 | -8.6093
MV/LV Substation AR***610Z |  | 10 kV | _ | LV | 630 kVA :Kiosk Substation | 0.63 | --> | 0.63 | 0 | 0 | Constrained,otherwise capacity available =500kVA. | --> | 0.5985 | 0 | 0.008892 | 0.5 | 0 |  | --> | C21 ex DOUGLAS | Douglas [T41,T42] | TRABEG |  | 51.8692 | -8.4106
MV/LV Substation AR***613X |  | 20 kV | _ | LV | 200 kVA :Pole Substation | 0.2 | --> | 0.2 | 0.2 | 1.7 |  | --> | 0.19 | 0 | 0.0741 | 0.2 | 0 |  | --> | C12 ex ATHY | Athy [T101,T102] | ATHY |  | 52.9824 | -6.9845
MV/LV Substation AR***619Z |  | 20 kV | _ | LV | 400 kVA :Kiosk Substation | 0.4 | --> | 0.4 | 0.227 | 16.1 |  | --> | 0.38 | 0 | 0.027417 | 0.42545 | 0 |  | --> | E21 ex WEXFORD | Wexford [T121,T122] | WEXFORD |  | 52.39 | -6.4503
MV/LV Substation AR***620 |  | 20 kV | _ | LV | 100 kVA :Pole Substation | 0.1 | --> | 0.1 | 0 | 0 | Constrained,otherwise capacity available =78kVA. | --> | 0.095 | 0 | 0.00741 | 0.10329 | 0 |  | --> | E23 ex BALTRASNA | Baltrasna [T121,T122] | BALTRASNA |  | 53.6026 | -6.3868
MV/LV Substation AR***621 |  | 10 kV | _ | LV | 200 kVA :Kiosk Substation | 0.2 | --> | 0.2 | 0 | 0 | Constrained,otherwise capacity available =163kVA. | --> | 0.19 | 0 | 0.004446 | 0.20554 | 0 |  | --> | C14 ex CLONAKILTY | Clonakilty [T41,T42] | DUNMANWAY |  | 51.5717 | -8.9124
MV/LV Substation AR***622Y |  | 10 kV | _ | LV | 630 kVA :Kiosk Substation | 0.63 | --> | 0.63 | 0 | 0 | Constrained,otherwise capacity available =500kVA. | --> | 0.5985 | 0 | 0 | 0.5 | 0 |  | --> | C17 ex GRANGE (SR) | Grange (sr) [T41,T42] | BUTLERSTOWN |  | 52.2423 | -7.0875
MV/LV Substation AR***629 |  | 10 kV | _ | LV | 630 kVA :Kiosk Substation | 0.63 | --> | 0.63 | 0.5 | 2.3 |  | --> | 0.5985 | 0 | 0.019266 | 0.5 | 0 |  | --> | C17 ex BALLYRICKARD | Ballyrickard [T41,T42] | TRALEE |  | 52.3253 | -9.7778
MV/LV Substation AR***630 |  | 10 kV | _ | LV | 50 kVA :Pole Substation | 0.05 | --> | 0.05 | 0 | 0 | Constrained,otherwise capacity available =27kVA. | --> | 0.0475 | 0 | 0.003705 | 0.053377 | 0 |  | --> | C15 ex LOUGHSHINNY | Loughshinny [T41,T42] | GLASMORE |  | 53.5286 | -6.0886
MV/LV Substation AR***633 |  | 20 kV | _ | LV | 50 kVA :Pole Substation | 0.05 | --> | 0.05 | 0.042 | 0.2 |  | --> | 0.0475 | 0 | 0.002964 | 0.0512 | 0 |  | --> | C16 ex KILSHANNY | Kilshanny [T41,T42] | CAHIR |  | 52.2712 | -8.2028
MV/LV Substation AR***637 |  | 10 kV | _ | LV | 200 kVA :Pole Substation | 0.2 | --> | 0.2 | 0 | 0 | Constrained,otherwise capacity available =120kVA. | --> | 0.19 | 0 | 0.008151 | 0 | 0 | Constrained,otherwise capacity available =211.8kW. | --> | C23 ex GLENTIES | Glenties [T41,T42] | BINBANE |  | 54.7653 | -8.4123
MV/LV Substation AR***639X |  | 10 kV | _ | LV | 50 kVA :Pole Substation | 0.05 | --> | 0.05 | 0.046 | 3.1 |  | --> | 0.0475 | 0 | 0 | 0.050604 | 0 |  | --> | C13 ex PURCELLS INCH | Purcells Inch [T41,T42] | KILKENNY |  | 52.6419 | -7.2266
MV/LV Substation AR***639X |  | 20 kV | _ | LV | 400 kVA :Kiosk Substation | 0.4 | --> | 0.4 | 0.338 | 17.8 |  | --> | 0.38 | 0 | 0.02223 | 0.40931 | 0 |  | --> | E13 ex BANOGE | Banoge [T121,T122] | BANOGE |  | 52.628 | -6.2346
MV/LV Substation AR***639Y |  | 20 kV | _ | LV | 400 kVA :Kiosk Substation | 0.4 | --> | 0.4 | 0 | 0 | Constrained,otherwise capacity available =268kVA. | --> | 0.38 | 0 | 0.00741 | 0.41956 | 0 |  | --> | C11 ex KILDARE | Kildare [T41,T42] | NEWBRIDGE |  | 53.1353 | -7.0467
MV/LV Substation AR***643X |  | 10 kV | _ | LV | 1000 kVA :Building Structure | 1 | --> | 1 | 0.5 | 1.5 |  | --> | 0.95 | 0 | 0 | 0.5 | 0 |  | --> | C12 ex MARROWBONE LANE | Marrowbone Lane [T42] | INCHICORE 220KV |  | 53.3389 | -6.2798
MV/LV Substation AR***649 |  | 10 kV | _ | LV | 400 kVA :Kiosk Substation | 0.4 | --> | 0.4 | 0.336 | 4.4 |  | --> | 0.38 | 0 | 0.015561 | 0.4096 | 0 |  | --> | C18 ex KINGSCOURT | Kingscourt [T41,T42] | MEATH HILL |  | 53.8998 | -6.812
MV/LV Substation AR***652 |  | 10 kV | _ | LV | 400 kVA :Kiosk Substation | 0.4 | --> | 0.4 | 0.263 | 0.8 |  | --> | 0.38 | 0 | 0.006669 | 0.42029 | 0 |  | --> | C13 ex DONNYBROOK | Donnybrook [T41,T42] | MILLTOWN (DR) |  | 53.3237 | -6.2405
MV/LV Substation AR***653Y |  | 20 kV | _ | LV | 400 kVA :Kiosk Substation | 0.4 | --> | 0.4 | 0 | 0 | Constrained,otherwise capacity available =269kVA. | --> | 0.38 | 0 | 0 | 0.41942 | 0 |  | --> | E11 ex EDENDERRY | Edenderry [T421,T422] | BLAKE |  | 53.3479 | -7.0578
MV/LV Substation AR***654X |  | 10 kV | _ | LV | 1000 kVA :Building Structure | 1 | --> | 1 | 0 | 0 | Constrained,otherwise capacity available =500kVA. | --> | 0.95 | 0 | 0 | 0.5 | 0 |  | --> | C17 ex CAMDEN ROW | Camden Row [T41] | FRANCIS STREET |  | 53.3391 | -6.2792
MV/LV Substation AR***661Y |  | 10 kV | _ | LV | 100 kVA :Pole Substation | 0.1 | --> | 0.1 | 0 | 0 | Constrained,otherwise capacity available =88kVA. | --> | 0.095 | 0 | 0 | 0.10181 | 0 |  | --> | C12 ex LOUGHTAGALLA | Loughtagalla [T41,T42] | THURLES |  | 52.6599 | -7.793
MV/LV Substation AR***670 |  | 20 kV | _ | LV | 100 kVA :Pole Substation | 0.1 | --> | 0.1 | 0.099 | 2.8 |  | --> | 0.095 | 0 | 0 | 0.10015 | 0 |  | --> | E20 ex CLARA | Clara [T421,T422] | THORNSBERRY |  | 53.3002 | -7.4922
MV/LV Substation AR***670X |  | 20 kV | _ | LV | 50 kVA :Pole Substation | 0.05 | --> | 0.05 | 0.046 | 4.2 |  | --> | 0.0475 | 0 | 0 | 0.050604 | 0 |  | --> | E18 ex JENKINSTOWN | Jenkinstown [T421,T422] | DUNDALK |  | 54.083 | -6.2734
MV/LV Substation AR***670Z |  | 20 kV | _ | LV | 200 kVA :Kiosk Substation | 0.2 | --> | 0.2 | 0 | 0 | Constrained,otherwise capacity available =150kVA. | --> | 0.19 | 0 | 0.017043 | 0.20745 | 0 |  | --> | E20 ex BALTINGLASS | Baltinglass [T421,T422] | STRATFORD |  | 52.9384 | -6.6966
MV/LV Substation AR***675 |  | 10 kV | _ | LV | 200 kVA :Kiosk Substation | 0.2 | --> | 0.2 | 0.146 | 13.4 |  | --> | 0.19 | 0 | 0.020007 | 0.20804 | 0 |  | --> | C18 ex POTTERY ROAD | Pottery Road [T101,T102] | CARRICKMINES |  | 53.2741 | -6.132
MV/LV Substation AR***675Z |  | 10 kV | _ | LV | 50 kVA :Pole Substation | 0.05 | --> | 0.05 | 0 | 0 | Constrained,otherwise capacity available =50kVA. | --> | 0.0475 | 0 | 0 | 0.05 | 0 |  | --> | C18 ex KILDARE | Kildare [T41,T42] | NEWBRIDGE |  | 53.1473 | -6.9184
MV/LV Substation AR***678X |  | 10 kV | _ | LV | 400 kVA :Kiosk Substation | 0.4 | --> | 0.4 | 0.357 | 11.9 |  | --> | 0.38 | 0 | 0.036309 | 0.40648 | 0 |  | --> | C23 ex SALTHILL | Salthill [T101,T102] | SALTHILL |  | 53.276 | -9.1102
MV/LV Substation AR***678Y |  | 10 kV | _ | LV | 200 kVA :Kiosk Substation | 0.2 | --> | 0.2 | 0.135 | 1.4 |  | --> | 0.19 | 0 | 0.020748 | 0.20964 | 0 |  | --> | C23 ex SRAH | Srah [T43] | THORNSBERRY |  | 53.2846 | -7.4887
MV/LV Substation AR***680X |  | 10 kV | _ | LV | 50 kVA :Pole Substation | 0.05 | --> | 0.05 | 0 | 0 | Constrained,otherwise capacity available =40kVA. | --> | 0.0475 | 0 | 0 | 0.051496 | 0 |  | --> | C14 ex CLONAKILTY | Clonakilty [T41,T42] | DUNMANWAY |  | 51.5677 | -8.9103
MV/LV Substation AR***683X |  | 20 kV | _ | LV | 50 kVA :Pole Substation | 0.05 | --> | 0.05 | 0.042 | 0.2 |  | --> | 0.0475 | 0 | 0 | 0.0512 | 0 |  | --> | C16 ex KILSHANNY | Kilshanny [T41,T42] | CAHIR |  | 52.2153 | -8.0985
MV/LV Substation AR***684X |  | 20 kV | _ | LV | 50 kVA :Pole Substation | 0.05 | --> | 0.05 | 0.05 | 1.5 |  | --> | 0.0475 | 0 | 0 | 0.05 | 0 |  | --> | E17 ex ACHILL | Achill [T422] | CARROWBEG |  | 53.9773 | -9.9868
MV/LV Substation AR***686 |  | 10 kV | _ | LV | 200 kVA :Kiosk Substation | 0.2 | --> | 0.2 | 0.165 | 0.6 |  | --> | 0.19 | 0 | 0.006669 | 0 | 0 | Constrained,otherwise capacity available =205.2kW. | --> | C16 ex LAWLESSTOWN | Lawlesstown [T42,T421] | DOON |  | 52.3621 | -7.7262
MV/LV Substation AR***690Y |  | 10 kV | _ | LV | 200 kVA :Kiosk Substation | 0.2 | --> | 0.2 | 0.162 | 1.4 |  | --> | 0.19 | 0 | 0.003705 | 0.20569 | 0 |  | --> | C23 ex SRAH | Srah [T43] | THORNSBERRY |  | 53.2829 | -7.4918
MV/LV Substation AR***691X |  | 10 kV | _ | LV | 400 kVA :Kiosk Substation | 0.4 | --> | 0.4 | 0 | 0 | Constrained,otherwise capacity available =378kVA. | --> | 0.38 | 0 | 0 | 0.40333 | 0 |  | --> | C19 ex BALLYBAILIE | Ballybailie [T41,T42] | DUNDALK |  | 53.8619 | -6.5462
MV/LV Substation AR***694 |  | 10 kV | _ | LV | 50 kVA :Pole Substation | 0.05 | --> | 0.05 | 0.021 | 0.6 |  | --> | 0.0475 | 0 | 0.006669 | 0 | 0 | Constrained,otherwise capacity available =54.2kW. | --> | C16 ex LAWLESSTOWN | Lawlesstown [T42,T421] | DOON |  | 52.3609 | -7.7209
MV/LV Substation AR***696X |  | 20 kV | _ | LV | 100 kVA :Pole Substation | 0.1 | --> | 0.1 | 0.091 | 3.5 |  | --> | 0.095 | 0 | 0 | 0.10136 | 0 |  | --> | E18 ex BUSH | Bush [T421,T422] | DUNDALK |  | 53.9921 | -6.178
MV/LV Substation AR***705 |  | 10 kV | _ | LV | 50 kVA :Pole Substation | 0.05 | --> | 0.05 | 0.037 | 6.5 |  | --> | 0.0475 | 0 | 0.003705 | 0.051937 | 0 |  | --> | C17 ex OUGHTERARD | Oughterard [T41,T42] | SCREEB |  | 53.4252 | -9.3139
MV/LV Substation AR***709Y |  | 10 kV | _ | LV | 200 kVA :Kiosk Substation | 0.2 | --> | 0.2 | 0 | 0 | Constrained,otherwise capacity available =173kVA. | --> | 0.19 | 0 | 0.00741 | 0.20406 | 0 |  | --> | C17 ex ROSCOMMON | Roscommon [T41,T42] | LANESBORO |  | 53.627 | -8.1664
MV/LV Substation AR***713Y |  | 20 kV | _ | LV | 50 kVA :Pole Substation | 0.05 | --> | 0.05 | 0.05 | 3 |  | --> | 0.0475 | 0 | 0 | 0 | 0 | Constrained,otherwise capacity available =50kW. | --> | E13 ex CHARLEVILLE | Charleville [T421,T422] | CHARLEVILLE |  | 52.3265 | -8.6272
MV/LV Substation AR***717X |  | 10 kV | _ | LV | 100 kVA :Pole Substation | 0.1 | --> | 0.1 | 0.064 | 5 |  | --> | 0.095 | 0 | 0.031492 | 0.10532 | 0 |  | --> | C14 ex MCDONAGH | Mcdonagh [T41,T42] | KILKENNY |  | 52.659 | -7.2099
MV/LV Substation AR***718 |  | 20 kV | _ | LV | 100 kVA :Pole Substation | 0.1 | --> | 0.1 | 0 | 0 | Constrained,otherwise capacity available =62kVA. | --> | 0.095 | 0 | 0.008151 | 0 | 0 | Constrained,otherwise capacity available =105.6kW. | --> | E14 ex CARNDONAGH | Carndonagh [T421,T422] | TRILLICK |  | 55.2516 | -7.2721
MV/LV Substation AR***718Y |  | 20 kV | _ | LV | 200 kVA :Kiosk Substation | 0.2 | --> | 0.2 | 0 | 0 | Constrained,otherwise capacity available =139kVA. | --> | 0.19 | 0 | 0.021489 | 0 | 0 | Constrained,otherwise capacity available =209.1kW. | --> | E11 ex CASTLELYONS | Castlelyons [T421,T422] | BARRYMORE |  | 52.0881 | -8.2386
MV/LV Substation AR***724Z |  | 10 kV | _ | LV | 200 kVA :Kiosk Substation | 0.2 | --> | 0.2 | 0 | 0 | Constrained,otherwise capacity available =151kVA. | --> | 0.19 | 0 | 0.00741 | 0.20731 | 0 |  | --> | C21 ex MAYFIELD | Mayfield [T41,T42] | KILBARRY |  | 51.9197 | -8.434
MV/LV Substation AR***725 |  | 20 kV | _ | LV | 400 kVA :Kiosk Substation | 0.4 | --> | 0.4 | 0 | 0 | Constrained,otherwise capacity available =345kVA. | --> | 0.38 | 0 | 0 | 0 | 0 | Constrained,otherwise capacity available =408.3kW. | --> | E18 ex CARNDONAGH | Carndonagh [T421,T422] | TRILLICK |  | 55.2427 | -7.2653
MV/LV Substation AR***734Y |  | 20 kV | _ | LV | 200 kVA :Kiosk Substation | 0.2 | --> | 0.2 | 0 | 0 | Constrained,otherwise capacity available =152kVA. | --> | 0.19 | 0 | 0 | 0.20716 | 0 |  | --> | E19 ex CAVAN | Cavan [T42,T421] | SHANKILL |  | 53.9248 | -7.4144
MV/LV Substation AR***734Z |  | 10 kV | _ | LV | 100 kVA :Pole Substation | 0.1 | --> | 0.1 | 0 | 0 | Constrained,otherwise capacity available =66kVA. | --> | 0.095 | 0 | 0 | 0 | 0 | Constrained,otherwise capacity available =105kW. | --> | C16 ex BANTRY | Bantry [T41,T42] | BALLYLICKY |  | 51.6795 | -9.4464
MV/LV Substation AR***739X |  | 10 kV | _ | LV | 200 kVA :Kiosk Substation | 0.2 | --> | 0.2 | 0 | 0 | Constrained,otherwise capacity available =132kVA. | --> | 0.19 | 0 | 0.010374 | 0.21007 | 0 |  | --> | C15 ex CARRIGALINE | Carrigaline [T41,T42] | BARNAHELY |  | 51.8171 | -8.3799
MV/LV Substation AR***741Y |  | 20 kV | _ | LV | 200 kVA :Kiosk Substation | 0.2 | --> | 0.2 | 0 | 0 | Constrained,otherwise capacity available =131kVA. | --> | 0.19 | 0 | 0.020748 | 0 | 0 | Constrained,otherwise capacity available =210.2kW. | --> | C13 ex CLOYNE | Cloyne [T41] | MIDLETON |  | 51.8521 | -8.0183
MV/LV Substation AR***748Y |  | 20 kV | _ | LV | 50 kVA :Pole Substation | 0.05 | --> | 0.05 | 0.047 | 16.1 |  | --> | 0.0475 | 0 | 0 | 0.050453 | 0 |  | --> | E21 ex WEXFORD | Wexford [T121,T122] | WEXFORD |  | 52.3779 | -6.4811
MV/LV Substation AR***749 |  | 20 kV | _ | LV | 50 kVA :Pole Substation | 0.05 | --> | 0.05 | 0.043 | 0.4 |  | --> | 0.0475 | 0 | 0 | 0.051052 | 0 |  | --> | E16 ex TULLOW | Tullow [T421,T422] | CARLOW |  | 52.7814 | -6.6862
MV/LV Substation AR***750Y |  | 20 kV | _ | LV | 100 kVA :Pole Substation | 0.1 | --> | 0.1 | 0.085 | 0.1 |  | --> | 0.095 | 0 | 0.004446 | 0.10225 | 0 |  | --> | C12 ex CARRIGLAWN | Carriglawn [T41,T42] | WEXFORD |  | 52.364 | -6.4491
MV/LV Substation AR***753Y |  | 20 kV | _ | LV | 50 kVA :Pole Substation | 0.05 | --> | 0.05 | 0.046 | 6.4 |  | --> | 0.0475 | 0 | 0 | 0.050604 | 0 |  | --> | C22 ex BUSHFIELD | Bushfield [T41,T42] | ATHLONE |  | 53.4789 | -7.7923
MV/LV Substation AR***755 |  | 10 kV | _ | LV | 400 kVA :Kiosk Substation | 0.4 | --> | 0.4 | 0.353 | 2.3 |  | --> | 0.38 | 0 | 0 | 0.40707 | 0 |  | --> | C18 ex BALLYRICKARD | Ballyrickard [T41,T42] | TRALEE |  | 52.2856 | -9.7083
MV/LV Substation AR***755X |  | 10 kV | _ | LV | 100 kVA :Pole Substation | 0.1 | --> | 0.1 | 0 | 0 | Constrained,otherwise capacity available =72kVA. | --> | 0.095 | 0 | 0 | 0.10417 | 0 |  | --> | C15 ex SCARTEEN | Scarteen [T41,T42] | MALLOW |  | 52.101 | -8.6882
MV/LV Substation AR***759 |  | 10 kV | _ | LV | 200 kVA :Pole Substation | 0.2 | --> | 0.2 | 0 | 0 | Constrained,otherwise capacity available =90kVA. | --> | 0.19 | 0 | 0.004446 | 0 | 0 | Constrained,otherwise capacity available =216kW. | --> | C26 ex GLENTIES | Glenties [T41,T42] | BINBANE |  | 54.7994 | -8.288
MV/LV Substation AR***771Z |  | 20 kV | _ | LV | 50 kVA :Pole Substation | 0.05 | --> | 0.05 | 0.049 | 0.1 |  | --> | 0.0475 | 0 | 0 | 0.050152 | 0 |  | --> | C12 ex CARRIGLAWN | Carriglawn [T41,T42] | WEXFORD |  | 52.3634 | -6.4498
MV/LV Substation AR***772 |  | 20 kV | _ | LV | 50 kVA :Pole Substation | 0.05 | --> | 0.05 | 0 | 0 | Constrained,otherwise capacity available =42kVA. | --> | 0.0475 | 0 | 0.004446 | 0.0512 | 0 |  | --> | C12 ex DUNLEER | Dunleer [T41,T42] | DRYBRIDGE |  | 53.809 | -6.2957
MV/LV Substation AR***778 |  | 10 kV | _ | LV | 50 kVA :Pole Substation | 0.05 | --> | 0.05 | 0 | 0 | Constrained,otherwise capacity available =12kVA. | --> | 0.0475 | 0 | 0.002964 | 0 | 0 | Constrained,otherwise capacity available =55.5kW. | --> | C18 ex DUNGLOE | Dungloe [T41,T42] | ARDNAGAPPARY |  | 54.9891 | -8.4988
MV/LV Substation AR***782X |  | 10 kV | _ | LV | 200 kVA :Pole Substation | 0.2 | --> | 0.2 | 0 | 0 | Constrained,otherwise capacity available =194kVA. | --> | 0.19 | 0 | 0 | 0.20091 | 0 |  | --> | C15 ex TULLA | Tulla [T41,T42] | ENNIS |  | 52.8699 | -8.7572
MV/LV Substation AR***784X |  | 10 kV | _ | LV | 100 kVA :Pole Substation | 0.1 | --> | 0.1 | 0.088 | 2.1 |  | --> | 0.095 | 0 | 0 | 0.10181 | 0 |  | --> | C14 ex BUTTEVANT | Buttevant [T41,T42] | MALLOW |  | 52.2479 | -8.6705
MV/LV Substation AR***793X |  | 10 kV | _ | LV | 75 kVA :Pole Substation | 0.075 | --> | 0.075 | 0.055 | 1.1 |  | --> | 0.07125 | 0 | 0.004446 | 0 | 0 | Constrained,otherwise capacity available =78kW. | --> | C16 ex NEWCASTLEWEST | Newcastlewest [T41,T42] | RATHKEALE |  | 52.494 | -9.0559
MV/LV Substation AR***794Y |  | 10 kV | _ | LV | 400 kVA :Kiosk Substation | 0.4 | --> | 0.4 | 0.365 | 3.3 |  | --> | 0.38 | 0 | 0 | 0.40528 | 0 |  | --> | C17 ex GLEBE | Glebe [T41,T42] | RICHMOND |  | 53.727 | -7.7804
MV/LV Substation AR***795 |  | 20 kV | _ | LV | 400 kVA :Kiosk Substation | 0.4 | --> | 0.4 | 0 | 0 | Constrained,otherwise capacity available =343kVA. | --> | 0.38 | 0 | 0.020007 | 0.40856 | 0 |  | --> | E17 ex DINGLE | Dingle [T421,T422] | OUGHTRAGH |  | 52.1421 | -10.2816
MV/LV Substation AR***795X |  | 20 kV | _ | LV | 630 kVA :Kiosk Substation | 0.63 | --> | 0.63 | 0 | 0 | Constrained,otherwise capacity available =500kVA. | --> | 0.5985 | 0 | 0 | 0.5 | 0 |  | --> | E16 ex MILLTOWN (SR) | Milltown (sr) [T421,T422] | OUGHTRAGH |  | 52.1408 | -9.7215
MV/LV Substation AR***797X |  | 10 kV | _ | LV | 630 kVA :Kiosk Substation | 0.63 | --> | 0.63 | 0.393 | 0.8 |  | --> | 0.5985 | 0 | 0.1482 | 0.5 | 0 |  | --> | C18 ex MILLTOWN MALBAY | Milltown Malbay [T42] | TULLABRACK |  | 52.8452 | -9.4375
MV/LV Substation AR***798X |  | 10 kV | _ | LV | 30 kVA :Pole Substation | 0.03 | --> | 0.03 | 0.03 | 1.1 |  | --> | 0.0285 | 0 | 0 | 0 | 0 | Constrained,otherwise capacity available =30kW. | --> | C16 ex NEWCASTLEWEST | Newcastlewest [T41,T42] | RATHKEALE |  | 52.5046 | -9.0742
MV/LV Substation AR***800 |  | 10 kV | _ | LV | 200 kVA :Kiosk Substation | 0.2 | --> | 0.2 | 0.181 | 1.6 |  | --> | 0.19 | 0 | 0.006669 | 0 | 0 | Constrained,otherwise capacity available =202.9kW. | --> | C16 ex BALLYSHANNON | Ballyshannon [T41,T42] | CATHALEENS FALL |  | 54.5586 | -8.2051
MV/LV Substation AR***801X |  | 20 kV | _ | LV | 50 kVA :Pole Substation | 0.05 | --> | 0.05 | 0.039 | 6.4 |  | --> | 0.0475 | 0 | 0 | 0.051643 | 0 |  | --> | C22 ex BUSHFIELD | Bushfield [T41,T42] | ATHLONE |  | 53.4835 | -7.7895
MV/LV Substation AR***804Z |  | 20 kV | _ | LV | 200 kVA :Pole Substation | 0.2 | --> | 0.2 | 0.181 | 0.9 |  | --> | 0.19 | 0 | 0 | 0 | 0 | Constrained,otherwise capacity available =202.9kW. | --> | E11 ex CASTLETOWNBERE | Castletownbere [T421] | BALLYLICKY |  | 51.7357 | -9.8985
MV/LV Substation AR***809 |  | 20 kV | _ | LV | 50 kVA :Pole Substation | 0.05 | --> | 0.05 | 0.045 | 0.4 |  | --> | 0.0475 | 0 | 0.003705 | 0.050753 | 0 |  | --> | E18 ex TULLOW | Tullow [T421,T422] | CARLOW |  | 52.868 | -6.4854
MV/LV Substation AR***810 |  | 20 kV | _ | LV | 50 kVA :Pole Substation | 0.05 | --> | 0.05 | 0.037 | 2.5 |  | --> | 0.0475 | 0 | 0.003705 | 0.051937 | 0 |  | --> | E17 ex EDGEWORTHSTOWN | Edgeworthstown [T421,T422] | RICHMOND |  | 53.6689 | -7.6958
MV/LV Substation AR***810 |  | 10 kV | _ | LV | 400 kVA :Building Structure | 0.4 | --> | 0.4 | 0 | 0 | Constrained,otherwise capacity available =356kVA. | --> | 0.38 | 0 | 0 | 0.40182 | 0 |  | --> | C13 ex SPIDDAL | Spiddal [T42] | SCREEB |  | 53.2485 | -9.2834
MV/LV Substation AR***814X |  | 20 kV | _ | LV | 200 kVA :Kiosk Substation | 0.2 | --> | 0.2 | 0 | 0 | Constrained,otherwise capacity available =169kVA. | --> | 0.19 | 0 | 0.01482 | 0.20465 | 0 |  | --> | E16 ex MILLTOWN (SR) | Milltown (sr) [T421,T422] | OUGHTRAGH |  | 52.0979 | -9.7846
MV/LV Substation AR***816Y |  | 10 kV | _ | LV | 630 kVA :Kiosk Substation | 0.63 | --> | 0.63 | 0.432 | 10.9 |  | --> | 0.5985 | 0 | 0.017043 | 0.5 | 0 |  | --> | C18 ex MULLINGAR | Mullingar [T101,T102] | MULLINGAR |  | 53.521 | -7.3695
MV/LV Substation AR***817X |  | 10 kV | _ | LV | 100 kVA :Pole Substation | 0.1 | --> | 0.1 | 0 | 0 | Constrained,otherwise capacity available =63kVA. | --> | 0.095 | 0 | 0 | 0.10547 | 0 |  | --> | C22 ex KILMONEY | Kilmoney [T41,T42] | TRABEG |  | 51.8106 | -8.3875
MV/LV Substation AR***826Z |  | 20 kV | _ | LV | 200 kVA :Kiosk Substation | 0.2 | --> | 0.2 | 0 | 0 | Constrained,otherwise capacity available =174kVA. | --> | 0.19 | 0 | 0.004446 | 0 | 0 | Constrained,otherwise capacity available =203.9kW. | --> | C12 ex BANTRY | Bantry [T41,T42] | BALLYLICKY |  | 51.6743 | -9.4441
MV/LV Substation AR***836 |  | 10 kV | _ | LV | 200 kVA :Pole Substation | 0.2 | --> | 0.2 | 0.2 | 7.9 |  | --> | 0.19 | 0 | 0 | 0.2 | 0 |  | --> | C19 ex DUNMANWAY | Dunmanway [T422,T43] | DUNMANWAY |  | 51.7494 | -9.089
MV/LV Substation AR***836 |  | 20 kV | _ | LV | 50 kVA :Pole Substation | 0.05 | --> | 0.05 | 0 | 0 | Constrained,otherwise capacity available =50kVA. | --> | 0.0475 | 0 | 0 | 0 | 0 | Constrained,otherwise capacity available =50kW. | --> | E13 ex BLESSINGTON | Blessington [T421,T422] | KILTEEL |  | 53.1267 | -6.6491
MV/LV Substation AR***837 |  | 10 kV | _ | LV | 50 kVA :Pole Substation | 0.05 | --> | 0.05 | 0.025 | 2.9 |  | --> | 0.0475 | 0 | 0.00741 | 0.053659 | 0 |  | --> | C18 ex ABBEYLAND | Abbeyland [T41,T42] | NAVAN |  | 53.6682 | -6.7555
MV/LV Substation AR***838X |  | 20 kV | _ | LV | 50 kVA :Pole Substation | 0.05 | --> | 0.05 | 0.035 | 16.1 |  | --> | 0.0475 | 0 | 0 | 0.052228 | 0 |  | --> | E17 ex WEXFORD | Wexford [T121,T122] | WEXFORD |  | 52.3101 | -6.6911
MV/LV Substation AR***838Y |  | 10 kV | _ | LV | 200 kVA :Kiosk Substation | 0.2 | --> | 0.2 | 0 | 0 | Constrained,otherwise capacity available =98kVA. | --> | 0.19 | 0 | 0.034827 | 0.21492 | 0 |  | --> | C17 ex NAAS | Naas [T41,T42] | KILTEEL |  | 53.2129 | -6.6766
MV/LV Substation AR***839 |  | 10 kV | _ | LV | 100 kVA :Pole Substation | 0.1 | --> | 0.1 | 0.091 | 2.9 |  | --> | 0.095 | 0 | 0 | 0.10136 | 0 |  | --> | C18 ex ABBEYLAND | Abbeyland [T41,T42] | NAVAN |  | 53.663 | -6.7488
MV/LV Substation AR***840X |  | 20 kV | _ | LV | 50 kVA :Pole Substation | 0.05 | --> | 0.05 | 0 | 0 | Constrained,otherwise capacity available =50kVA. | --> | 0.0475 | 0 | 0 | 0 | 0 | Constrained,otherwise capacity available =50kW. | --> | C18 ex COOLCARRON | Coolcarron [T41,T42] | BARRYMORE |  | 52.2015 | -8.1321
MV/LV Substation AR***842X |  | 10 kV | _ | LV | 200 kVA :Pole Substation | 0.2 | --> | 0.2 | 0.162 | 9.5 |  | --> | 0.19 | 0 | 0.002964 | 0.20569 | 0 |  | --> | C14 ex BANDON | Bandon [T101,T42] | BANDON |  | 51.7494 | -8.7275
MV/LV Substation AR***842Y |  | 10 kV | _ | LV | 630 kVA :Building Structure | 0.63 | --> | 0.63 | 0 | 0 | Constrained,otherwise capacity available =500kVA. | --> | 0.5985 | 0 | 0.003705 | 0.5 | 0 |  | --> | C23 ex ATHLONE | Athlone [T41,T42] | ATHLONE |  | 53.4329 | -7.9374
MV/LV Substation AR***845 |  | 10 kV | _ | LV | 50 kVA :Pole Substation | 0.05 | --> | 0.05 | 0.04 | 2.9 |  | --> | 0.0475 | 0 | 0 | 0.051496 | 0 |  | --> | C18 ex ABBEYLAND | Abbeyland [T41,T42] | NAVAN |  | 53.646 | -6.7518
MV/LV Substation AR***846 |  | 20 kV | _ | LV | 30 kVA :Pole Substation | 0.03 | --> | 0.03 | 0 | 0 | Constrained,otherwise capacity available =25kVA. | --> | 0.0285 | 0 | 0 | 0 | 0 | Constrained,otherwise capacity available =30.7kW. | --> | C18 ex COOLCARRON | Coolcarron [T41,T42] | BARRYMORE |  | 52.1974 | -8.1499
MV/LV Substation AR***852 |  | 20 kV | _ | LV | 400 kVA :Kiosk Substation | 0.4 | --> | 0.4 | 0.376 | 3.1 |  | --> | 0.38 | 0 | 0 | 0.40363 | 0 |  | --> | E12 ex LUMCLOON | Lumcloon [T421,T422] | DALLOW |  | 53.2777 | -7.8275
MV/LV Substation AR***854X |  | 10 kV | _ | LV | 400 kVA :Kiosk Substation | 0.4 | --> | 0.4 | 0 | 0 | Constrained,otherwise capacity available =351kVA. | --> | 0.38 | 0 | 0.012597 | 0.40737 | 0 |  | --> | C16 ex LOUGHREA | Loughrea [T41,T42] | SOMERSET |  | 53.2024 | -8.5594
MV/LV Substation AR***854Y |  | 10 kV | _ | LV | 400 kVA :Kiosk Substation | 0.4 | --> | 0.4 | 0.25 | 5.7 |  | --> | 0.38 | 0 | 0.005928 | 0.42216 | 0 |  | --> | C19 ex RAMPARTS | Ramparts [T41,T42] | DUNDALK |  | 54.0173 | -6.4048
MV/LV Substation AR***867 |  | 20 kV | _ | LV | 50 kVA :Pole Substation | 0.05 | --> | 0.05 | 0.031 | 0.2 |  | --> | 0.0475 | 0 | 0 | 0.052806 | 0 |  | --> | C16 ex KILSHANNY | Kilshanny [T41,T42] | CAHIR |  | 52.2077 | -8.1067
MV/LV Substation AR***870 |  | 20 kV | _ | LV | 100 kVA :Pole Substation | 0.1 | --> | 0.1 | 0.094 | 17.8 |  | --> | 0.095 | 0 | 0.003705 | 0.10091 | 0 |  | --> | E13 ex BANOGE | Banoge [T121,T122] | BANOGE |  | 52.6225 | -6.2336
MV/LV Substation AR***870 |  | 10 kV | _ | LV | 50 kVA :Pole Substation | 0.05 | --> | 0.05 | 0 | 0 | Constrained,otherwise capacity available =44kVA. | --> | 0.0475 | 0 | 0.008151 | 0 | 0 | Constrained,otherwise capacity available =50.9kW. | --> | C13 ex TIMOLEAGUE | Timoleague [T41] | BANDON |  | 51.6725 | -8.6503
MV/LV Substation AR***871Y |  | 20 kV | _ | LV | 100 kVA :Pole Substation | 0.1 | --> | 0.1 | 0 | 0 | Constrained,otherwise capacity available =84kVA. | --> | 0.095 | 0 | 0 | 0.1024 | 0 |  | --> | E16 ex BALLYDEHOB | Ballydehob [T421] | DUNMANWAY |  | 51.5323 | -9.6185
MV/LV Substation AR***872Z |  | 10 kV | _ | LV | 400 kVA :Kiosk Substation | 0.4 | --> | 0.4 | 0.355 | 1.4 |  | --> | 0.38 | 0 | 0.024453 | 0.40677 | 0 |  | --> | E18 ex KILLINICK | Killinick [T421,T422] | WEXFORD |  | 52.2694 | -6.3949
MV/LV Substation AR***873X |  | 10 kV | _ | LV | 200 kVA :Pole Substation | 0.2 | --> | 0.2 | 0.163 | 3.3 |  | --> | 0.19 | 0 | 0.00741 | 0.20554 | 0 |  | --> | C17 ex GLEBE | Glebe [T41,T42] | RICHMOND |  | 53.7262 | -7.7839
MV/LV Substation AR***876Z |  | 10 kV | _ | LV | 50 kVA :Pole Substation | 0.05 | --> | 0.05 | 0 | 0 | Constrained,otherwise capacity available =50kVA. | --> | 0.0475 | 0 | 0 | 0.05 | 0 |  | --> | C21 ex TALBOTS INCH | Talbots Inch [T41,T42] | KILKENNY |  | 52.7211 | -7.3006
MV/LV Substation AR***879Y |  | 10 kV | _ | LV | 1000 kVA :Building Structure | 1 | --> | 1 | 0 | 0 | Constrained,otherwise capacity available =500kVA. | --> | 0.95 | 0 | 0 | 0.5 | 0 |  | --> | C23 ex ATHLONE | Athlone [T41,T42] | ATHLONE |  | 53.4328 | -7.9391
MV/LV Substation AR***881X |  | 10 kV | _ | LV | 200 kVA :Kiosk Substation | 0.2 | --> | 0.2 | 0 | 0 | Constrained,otherwise capacity available =168kVA. | --> | 0.19 | 0 | 0.02223 | 0 | 0 | Constrained,otherwise capacity available =204.8kW. | --> | C19 ex MILFORD (NR) | Milford (nr) [T41,T42] | LETTERKENNY |  | 55.0713 | -7.6801
MV/LV Substation AR***881X |  | 10 kV | _ | LV | 400 kVA :Kiosk Substation | 0.4 | --> | 0.4 | 0 | 0 | Constrained,otherwise capacity available =200kVA. | --> | 0.38 | 0 | 0.020007 | 0.42928 | 0 |  | --> | C12 ex FORTUNESTOWN | Fortunestown [T101,T102] | INCHICORE 220KV |  | 53.2874 | -6.4172
MV/LV Substation AR***882 |  | 20 kV | _ | LV | 50 kVA :Pole Substation | 0.05 | --> | 0.05 | 0.046 | 2 |  | --> | 0.0475 | 0 | 0 | 0.050604 | 0 |  | --> | E15 ex MOHILL | Mohill [T421,T422] | CARRICK ON SHANNON |  | 53.9332 | -7.8688
MV/LV Substation AR***882X |  | 10 kV | _ | LV | 400 kVA :Kiosk Substation | 0.4 | --> | 0.4 | 0 | 0 | Constrained,otherwise capacity available =332kVA. | --> | 0.38 | 0 | 0 | 0.4102 | 0 |  | --> | C12 ex FORTUNESTOWN | Fortunestown [T101,T102] | INCHICORE 220KV |  | 53.2881 | -6.4151
MV/LV Substation AR***885X |  | 10 kV | _ | LV | 400 kVA :Kiosk Substation | 0.4 | --> | 0.4 | 0 | 0 | Constrained,otherwise capacity available =367kVA. | --> | 0.38 | 0 | 0.003705 | 0.40498 | 0 |  | --> | C13 ex MIDLETON | Midleton [T101,T102] | MIDLETON |  | 51.9227 | -8.1754
MV/LV Substation AR***888 |  | 20 kV | _ | LV | 400 kVA :Kiosk Substation | 0.4 | --> | 0.4 | 0.284 | 1.8 |  | --> | 0.38 | 0 | 0.069654 | 0.41724 | 0 |  | --> | E17 ex BIRDHILL | Birdhill [T421,T422] | ARDNACRUSHA |  | 52.8048 | -8.4327
MV/LV Substation AR***888X |  | 10 kV | _ | LV | 100 kVA :Pole Substation | 0.1 | --> | 0.1 | 0 | 0 | Constrained,otherwise capacity available =79kVA. | --> | 0.095 | 0 | 0 | 0.10314 | 0 |  | --> | C15 ex SKIBBEREEN | Skibbereen [T41,T42] | DUNMANWAY |  | 51.5496 | -9.2536
MV/LV Substation AR***889X |  | 20 kV | _ | LV | 100 kVA :Pole Substation | 0.1 | --> | 0.1 | 0.051 | 0.9 |  | --> | 0.095 | 0 | 0.004446 | 0 | 0 | Constrained,otherwise capacity available =107.2kW. | --> | E11 ex CASTLETOWNBERE | Castletownbere [T421] | BALLYLICKY |  | 51.7346 | -9.8972
MV/LV Substation AR***889X |  | 10 kV | _ | LV | 100 kVA :Pole Substation | 0.1 | --> | 0.1 | 0 | 0 | Constrained,otherwise capacity available =74kVA. | --> | 0.095 | 0 | 0.003705 | 0.10387 | 0 |  | --> | C13 ex DOUGLAS | Douglas [T41,T42] | TRABEG |  | 51.8693 | -8.4367
MV/LV Substation AR***892X |  | 10 kV | _ | LV | 50 kVA :Pole Substation | 0.05 | --> | 0.05 | 0 | 0 | Constrained,otherwise capacity available =50kVA. | --> | 0.0475 | 0 | 0 | 0.05 | 0 |  | --> | C23 ex BALLINDERRY | Ballinderry [T41,T422] | MULLINGAR |  | 53.5189 | -7.3188
MV/LV Substation AR***899 |  | 10 kV | _ | LV | 50 kVA :Pole Substation | 0.05 | --> | 0.05 | 0.031 | 7.2 |  | --> | 0.0475 | 0 | 0 | 0 | 0 | Constrained,otherwise capacity available =52.8kW. | --> | C18 ex CONVOY | Convoy [T41,T42] | LETTERKENNY |  | 54.8689 | -7.6463
MV/LV Substation AR***905Y |  | 10 kV | _ | LV | 400 kVA :Kiosk Substation | 0.4 | --> | 0.4 | 0.324 | 1 |  | --> | 0.38 | 0 | 0 | 0.41138 | 0 |  | --> | C25 ex TYCOR | Tycor [T41,T42] | WATERFORD |  | 52.2607 | -7.1522
MV/LV Substation AR***908 |  | 10 kV | _ | LV | 400 kVA :Kiosk Substation | 0.4 | --> | 0.4 | 0.329 | 2.4 |  | --> | 0.38 | 0 | 0.027417 | 0.41064 | 0 |  | --> | C12 ex BRAY | Bray [T41,T42] | FASSAROE |  | 53.1945 | -6.1282
MV/LV Substation AR***912 |  | 10 kV | _ | LV | 200 kVA :Kiosk Substation | 0.2 | --> | 0.2 | 0 | 4.5 |  | --> | 0.19 | 0 | 0 | 0.24573 | 0 |  | --> | C19 ex BOGHALL ROAD | Boghall Road [T41,T42] | FASSAROE |  | 53.1846 | -6.1204
MV/LV Substation AR***914Y |  | 10 kV | _ | LV | 50 kVA :Pole Substation | 0.05 | --> | 0.05 | 0.044 | 0.2 |  | --> | 0.0475 | 0 | 0 | 0 | 0 | Constrained,otherwise capacity available =50.9kW. | --> | E16 ex BEALISTOWN | Bealistown [T421,T422] | GREAT ISLAND |  | 52.2435 | -6.9491
MV/LV Substation AR***915 |  | 20 kV | _ | LV | 50 kVA :Pole Substation | 0.05 | --> | 0.05 | 0 | 0 |  | --> | 0.0475 | 0 | 0.010374 | 0.062975 | 0 |  | --> | E17 ex MANORHAMILTON | Manorhamilton [T422] | SLIGO |  | 54.2215 | -8.2968
MV/LV Substation AR***916X |  | 20 kV | _ | LV | 400 kVA :Kiosk Substation | 0.4 | --> | 0.4 | 0.385 | 2.5 |  | --> | 0.38 | 0 | 0.082992 | 0.40227 | 0 |  | --> | E17 ex BAGENALSTOWN | Bagenalstown [T421,T422] | CARLOW |  | 52.7421 | -6.9748
MV/LV Substation AR***931 |  | 20 kV | _ | LV | 50 kVA :Pole Substation | 0.05 | --> | 0.05 | 0 | 0 | Constrained,otherwise capacity available =48kVA. | --> | 0.0475 | 0 | 0 | 0.050303 | 0 |  | --> | E15 ex GORT | Gort [T41,T42] | ENNIS |  | 53.1529 | -8.806
MV/LV Substation AR***934 |  | 20 kV | _ | LV | 200 kVA :Kiosk Substation | 0.2 | --> | 0.2 | 0.162 | 8.1 |  | --> | 0.19 | 0 | 0 | 0 | 0 | Constrained,otherwise capacity available =205.7kW. | --> | E11 ex WESTPORT | Westport [T421,T422] | CASTLEBAR |  | 53.7584 | -9.8127
MV/LV Substation AR***934 |  | 10 kV | _ | LV | 630 kVA :Building Structure | 0.63 | --> | 0.63 | 0.44585 | 0.4 | Constrained,otherwise capacity available =500kVA. | --> | 0.5985 | 0 | 0 | 0.5 | 0 |  | --> | C12 ex CARRAROE | Carraroe [T42] | SCREEB |  | 53.2916 | -9.5518
MV/LV Substation AR***937 |  | 20 kV | _ | LV | 50 kVA :Pole Substation | 0.05 | --> | 0.05 | 0.017 | 1.3 |  | --> | 0.0475 | 0 | 0.00741 | 0.054773 | 0 |  | --> | C22 ex CASTLEREA | Castlerea [T41,T42] | CARRICK ON SHANNON |  | 53.7669 | -8.5057
MV/LV Substation AR***941 |  | 10 kV | _ | LV | 100 kVA :Pole Substation | 0.1 | --> | 0.1 | 0.072 | 2.1 |  | --> | 0.095 | 0 | 0 | 0.10417 | 0 |  | --> | C18 ex BUTTEVANT | Buttevant [T41,T42] | MALLOW |  | 52.2064 | -8.7442
MV/LV Substation AR***943 |  | 10 kV | _ | LV | 50 kVA :Pole Substation | 0.05 | --> | 0.05 | 0.042 | 1.3 |  | --> | 0.0475 | 0 | 0 | 0.0512 | 0 |  | --> | C15 ex CLIFDEN | Clifden [T41,T42] | SCREEB |  | 53.4687 | -10.0173
MV/LV Substation AR***947X |  | 10 kV | _ | LV | 400 kVA :Kiosk Substation | 0.4 | --> | 0.4 | 0.348 | 0.7 |  | --> | 0.38 | 0 | 0.002964 | 0.40782 | 0 |  | --> | C24 ex MULLAGH | Mullagh [T44] | MEATH HILL |  | 53.8122 | -6.9496
MV/LV Substation AR***953 |  | 10 kV | _ | LV | 50 kVA :Pole Substation | 0.05 | --> | 0.05 | 0 | 0 | Constrained,otherwise capacity available =27kVA. | --> | 0.0475 | 0 | 0.005928 | 0.053377 | 0 |  | --> | C23 ex CREGG ROAD | Cregg Road [T41,T42] | BALLYDINE |  | 52.3462 | -7.325
MV/LV Substation AR***962 |  | 10 kV | _ | LV | 400 kVA :Kiosk Substation | 0.4 | --> | 0.4 | 0.158 | 5.5 |  | --> | 0.38 | 0 | 0.002964 | 0 | 0 | Constrained,otherwise capacity available =435.1kW. | --> | C17 ex GORTLEE | Gortlee [T41,T42] | LETTERKENNY |  | 54.9613 | -7.739
MV/LV Substation AR***962Z |  | 20 kV | _ | LV | 50 kVA :Pole Substation | 0.05 | --> | 0.05 | 0 | 0 | Constrained,otherwise capacity available =50kVA. | --> | 0.0475 | 0 | 0 | 0 | 0 | Constrained,otherwise capacity available =50kW. | --> | E14 ex BLESSINGTON | Blessington [T421,T422] | KILTEEL |  | 53.1238 | -6.6288
MV/LV Substation AR***966 |  | 20 kV | _ | LV | 50 kVA :Pole Substation | 0.05 | --> | 0.05 | 0.05 | 2.6 |  | --> | 0.0475 | 0 | 0 | 0.05 | 0 |  | --> | C17 ex KILLESHANDRA | Killeshandra [T41,T42] | GORTAWEE |  | 54.064 | -7.5823
MV/LV Substation AR***968X |  | 10 kV | _ | LV | 100 kVA :Pole Substation | 0.1 | --> | 0.1 | 0 | 0 | Constrained,otherwise capacity available =83kVA. | --> | 0.095 | 0 | 0.006669 | 0.10255 | 0 |  | --> | C23 ex BALLINDERRY | Ballinderry [T41,T422] | MULLINGAR |  | 53.5186 | -7.3232
MV/LV Substation AR***968Y |  | 20 kV | _ | LV | 100 kVA :Pole Substation | 0.1 | --> | 0.1 | 0 | 0 | Constrained,otherwise capacity available =66kVA. | --> | 0.095 | 0 | 0.010374 | 0 | 0 | Constrained,otherwise capacity available =105kW. | --> | C18 ex PORTARLINGTON | Portarlington [T41,T42] | PORTLAOISE |  | 53.2374 | -7.319
MV/LV Substation AR***969X |  | 10 kV | _ | LV | 50 kVA :Pole Substation | 0.05 | --> | 0.05 | 0 | 0 | Constrained,otherwise capacity available =49kVA. | --> | 0.0475 | 0 | 0 | 0.050152 | 0 |  | --> | C19 ex ROSEHILL | Rosehill [T41,T42] | KILKENNY |  | 52.6399 | -7.2601
MV/LV Substation AR***970Y |  | 10 kV | _ | LV | 400 kVA :Kiosk Substation | 0.4 | --> | 0.4 | 0.346 | 5.9 |  | --> | 0.38 | 0 | 0.003705 | 0.40812 | 0 |  | --> | C12 ex CASHEL | Cashel [T41,T42] | CAHIR |  | 52.5068 | -7.8847
MV/LV Substation AR***971 |  | 20 kV | _ | LV | 100 kVA :Pole Substation | 0.1 | --> | 0.1 | 0 | 0 | Constrained,otherwise capacity available =68kVA. | --> | 0.095 | 0 | 0.00741 | 0 | 0 | Constrained,otherwise capacity available =104.7kW. | --> | E13 ex BLESSINGTON | Blessington [T421,T422] | KILTEEL |  | 53.1242 | -6.6484
MV/LV Substation AR***971X |  | 20 kV | _ | LV | 50 kVA :Pole Substation | 0.05 | --> | 0.05 | 0.042 | 0.2 |  | --> | 0.0475 | 0 | 0 | 0.0512 | 0 |  | --> | C16 ex KILSHANNY | Kilshanny [T41,T42] | CAHIR |  | 52.2656 | -8.2105
MV/LV Substation AR***973 |  | 20 kV | _ | LV | 50 kVA :Pole Substation | 0.05 | --> | 0.05 | 0.048 | 1.4 |  | --> | 0.0475 | 0 | 0 | 0.050303 | 0 |  | --> | E17 ex KILROSS ROAD | Kilross Road [T421] | TIPPERARY |  | 52.4357 | -8.2173
MV/LV Substation AR***976 |  | 10 kV | _ | LV | 50 kVA :Pole Substation | 0.05 | --> | 0.05 | 0 | 0 | Constrained,otherwise capacity available =50kVA. | --> | 0.0475 | 0 | 0 | 0.05 | 0 |  | --> | C15 ex TRIM | Trim [T41,T42] | NAVAN |  | 53.5851 | -6.7759
MV/LV Substation AR***978 |  | 10 kV | _ | LV | 100 kVA :Pole Substation | 0.1 | --> | 0.1 | 0 | 0 | Constrained,otherwise capacity available =85kVA. | --> | 0.095 | 0 | 0.008892 | 0.10225 | 0 |  | --> | C15 ex SKIBBEREEN | Skibbereen [T41,T42] | DUNMANWAY |  | 51.5401 | -9.277
MV/LV Substation AR***978X |  | 20 kV | _ | LV | 200 kVA :Pole Substation | 0.2 | --> | 0.2 | 0.2 | 1.1 |  | --> | 0.19 | 0 | 0 | 0.2 | 0 |  | --> | E14 ex RANDALSTOWN | Randalstown [T422] | NAVAN |  | 53.7115 | -6.7267
MV/LV Substation AR***979 |  | 10 kV | _ | LV | 50 kVA :Pole Substation | 0.05 | --> | 0.05 | 0 | 0 | Constrained,otherwise capacity available =39kVA. | --> | 0.0475 | 0 | 0.003705 | 0.051643 | 0 |  | --> | C15 ex SKIBBEREEN | Skibbereen [T41,T42] | DUNMANWAY |  | 51.5368 | -9.2728
MV/LV Substation AR***981 |  | 20 kV | _ | LV | 50 kVA :Pole Substation | 0.05 | --> | 0.05 | 0 | 0 | Constrained,otherwise capacity available =37kVA. | --> | 0.0475 | 0 | 0 | 0.051937 | 0 |  | --> | E21 ex DALTON | Dalton [T421,T422] | DALTON |  | 53.7996 | -9.1226
MV/LV Substation AR***983X |  | 10 kV | _ | LV | 200 kVA :Kiosk Substation | 0.2 | --> | 0.2 | 0 | 0 | Constrained,otherwise capacity available =184kVA. | --> | 0.19 | 0 | 0 | 0.20241 | 0 |  | --> | E13 ex DALTON | Dalton [T421,T422] | DALTON |  | 53.7167 | -8.9984
MV/LV Substation AR***985X |  | 10 kV | _ | LV | 50 kVA :Pole Substation | 0.05 | --> | 0.05 | 0 | 0 | Constrained,otherwise capacity available =50kVA. | --> | 0.0475 | 0 | 0 | 0.05 | 0 |  | --> | C22 ex SKIBBEREEN | Skibbereen [T41,T42] | DUNMANWAY |  | 51.5369 | -9.3393
MV/LV Substation AR***986X |  | 10 kV | _ | LV | 200 kVA :Kiosk Substation | 0.2 | --> | 0.2 | 0 | 0 | Constrained,otherwise capacity available =161kVA. | --> | 0.19 | 0 | 0.011115 | 0.20584 | 0 |  | --> | C13 ex ROSCOMMON | Roscommon [T41,T42] | LANESBORO |  | 53.6269 | -8.1774
MV/LV Substation AR***987 |  | 10 kV | _ | LV | 400 kVA :Kiosk Substation | 0.4 | --> | 0.4 | 0.283 | 11.9 |  | --> | 0.38 | 0 | 0.02223 | 0.41739 | 0 |  | --> | C23 ex SALTHILL | Salthill [T101,T102] | SALTHILL |  | 53.2706 | -9.1101
MV/LV Substation AR***988X |  | 10 kV | _ | LV | 400 kVA :Kiosk Substation | 0.4 | --> | 0.4 | 0 | 0 | Constrained,otherwise capacity available =290kVA. | --> | 0.38 | 0 | 0 | 0.41637 | 0 |  | --> | C25 ex KILBARRY | Kilbarry [T101,T43] | KILBARRY |  | 51.9049 | -8.5102
MV/LV Substation AR***988Z |  | 10 kV | _ | LV | 50 kVA :Pole Substation | 0.05 | --> | 0.05 | 0.046 | 0.9 |  | --> | 0.0475 | 0 | 0 | 0.050604 | 0 |  | --> | C19 ex CLONARD | Clonard [T41,T42] | WEXFORD |  | 52.287 | -6.4807
MV/LV Substation AR***990Y |  | 10 kV | _ | LV | 400 kVA :Kiosk Substation | 0.4 | --> | 0.4 | 0 | 0 | Constrained,otherwise capacity available =368kVA. | --> | 0.38 | 0 | 0.077805 | 0.40483 | 0 |  | --> | C15 ex LOUGHTAGALLA | Loughtagalla [T41,T42] | THURLES |  | 52.6784 | -7.8093
MV/LV Substation AR***992Y |  | 10 kV | _ | LV | 50 kVA :Pole Substation | 0.05 | --> | 0.05 | 0.048 | 4 |  | --> | 0.0475 | 0 | 0 | 0.050303 | 0 |  | --> | C17 ex BALLYJAMESDUFF | Ballyjamesduff [T41,T42] | SHANKILL |  | 53.916 | -7.3396
MV/LV Substation AR***992Z |  | 20 kV | _ | LV | 50 kVA :Pole Substation | 0.05 | --> | 0.05 | 0.048 | 0.9 |  | --> | 0.0475 | 0 | 0 | 0 | 0 | Constrained,otherwise capacity available =50.3kW. | --> | E11 ex CASTLETOWNBERE | Castletownbere [T421] | BALLYLICKY |  | 51.7378 | -9.8973
MV/LV Substation AS***002X |  | 10 kV | _ | LV | 200 kVA :Pole Substation | 0.2 | --> | 0.2 | 0.134 | 2.3 |  | --> | 0.19 | 0 | 0.008892 | 0.20978 | 0 |  | --> | E18 ex MOY | Moy [T421,T422] | MOY |  | 54.1288 | -9.1605
MV/LV Substation AS***008 |  | 10 kV | _ | LV | 200 kVA :Pole Substation | 0.2 | --> | 0.2 | 0.191 | 12.2 |  | --> | 0.19 | 0 | 0 | 0.20136 | 0 |  | --> | C19 ex BALLYBEG | Ballybeg [T101,T102] | CARRICKMINES |  | 53.0116 | -6.1089
MV/LV Substation AS***010Y |  | 10 kV | _ | LV | 630 kVA :Building Structure | 0.63 | --> | 0.63 | 0 | 0 | Constrained,otherwise capacity available =500kVA. | --> | 0.5985 | 0 | 0.00741 | 0.5 | 0 |  | --> | C12 ex BALLINACURRA | Ballinacurra [T41,T42] | LIMERICK |  | 52.6557 | -8.6505
MV/LV Substation AS***018Z |  | 10 kV | _ | LV | 400 kVA :Kiosk Substation | 0.4 | --> | 0.4 | 0 | 0 | Constrained,otherwise capacity available =364kVA. | --> | 0.38 | 0 | 0.002223 | 0.40543 | 0 |  | --> | C13 ex CLONMINCH | Clonminch [T41,T422] | THORNSBERRY |  | 53.2698 | -7.4856
MV/LV Substation AS***019 |  | 10 kV | _ | LV | 400 kVA :Kiosk Substation | 0.4 | --> | 0.4 | 0 | 0 | Constrained,otherwise capacity available =299kVA. | --> | 0.38 | 0 | 0.019266 | 0.41505 | 0 |  | --> | C16 ex LOUGHREA | Loughrea [T41,T42] | SOMERSET |  | 53.2018 | -8.577
MV/LV Substation AS***020X |  | 10 kV | _ | LV | 630 kVA :Building Structure | 0.63 | --> | 0.63 | 0.453 | 11 |  | --> | 0.5985 | 0 | 0 | 0.5 | 0 |  | --> | C17 ex MISERY HILL | Misery Hill [T101,T102] | POOLBEG |  | 53.3466 | -6.2541
MV/LV Substation AS***023Z |  | 20 kV | _ | LV | 200 kVA :Pole Substation | 0.2 | --> | 0.2 | 0 | 0 | Constrained,otherwise capacity available =184kVA. | --> | 0.19 | 0 | 0 | 0 | 0 | Constrained,otherwise capacity available =202.4kW. | --> | E13 ex ABBEYLEIX | Abbeyleix [T422] | PORTLAOISE |  | 52.9179 | -7.3377
MV/LV Substation AS***024 |  | 10 kV | _ | LV | 200 kVA :Pole Substation | 0.2 | --> | 0.2 | 0 | 0 | Constrained,otherwise capacity available =159kVA. | --> | 0.19 | 0 | 0 | 0 | 0 | Constrained,otherwise capacity available =206.1kW. | --> | C12 ex ROSCREA | Roscrea [T41,T42] | IKERRIN |  | 52.9648 | -7.7878
MV/LV Substation AS***026Y |  | 10 kV | _ | LV | 100 kVA :Pole Substation | 0.1 | --> | 0.1 | 0 | 0 | Constrained,otherwise capacity available =93kVA. | --> | 0.095 | 0 | 0 | 0 | 0 | Constrained,otherwise capacity available =101.1kW. | --> | C11 ex GARDEN CITY | Garden City [T41,T42] | ARKLOW |  | 52.7015 | -6.2656
MV/LV Substation AS***034Z |  | 10 kV | _ | LV | 200 kVA :Kiosk Substation | 0.2 | --> | 0.2 | 0.154 | 5 |  | --> | 0.19 | 0 | 0.003705 | 0.20687 | 0 |  | --> | C13 ex MCDONAGH | Mcdonagh [T41,T42] | KILKENNY |  | 52.6673 | -7.2334
MV/LV Substation AS***035 |  | 10 kV | _ | LV | 200 kVA :Kiosk Substation | 0.2 | --> | 0.2 | 0.134 | 0.9 |  | --> | 0.19 | 0 | 0 | 0.20978 | 0 |  | --> | C15 ex CLONARD | Clonard [T41,T42] | WEXFORD |  | 52.3347 | -6.4814
MV/LV Substation AS***042Z |  | 10 kV | _ | LV | 200 kVA :Kiosk Substation | 0.2 | --> | 0.2 | 0 | 0 | Constrained,otherwise capacity available =169kVA. | --> | 0.19 | 0 | 0 | 0 | 0 | Constrained,otherwise capacity available =204.7kW. | --> | C21 ex PALLAS | Pallas [T41,T42] | PORTLAOISE |  | 53.0334 | -7.3086
MV/LV Substation AS***043 |  | 10 kV | _ | LV | 630 kVA :Building Structure | 0.63 | --> | 0.63 | 0.5 | 1.5 |  | --> | 0.5985 | 0 | 0 | 0.5 | 0 |  | --> | C16 ex BALLYARD | Ballyard [T41,T42] | TRALEE |  | 52.2707 | -9.7023
MV/LV Substation AS***046 |  | 10 kV | _ | LV | 200 kVA :Kiosk Substation | 0.2 | --> | 0.2 | 0 | 0 | Constrained,otherwise capacity available =92kVA. | --> | 0.19 | 0 | 0.010374 | 0.21576 | 0 |  | --> | C25 ex CREGG ROAD | Cregg Road [T41,T42] | BALLYDINE |  | 52.3487 | -7.4065
MV/LV Substation AS***046 |  | 10 kV | _ | LV | 200 kVA :Pole Substation | 0.2 | --> | 0.2 | 0 | 0 | Constrained,otherwise capacity available =117kVA. | --> | 0.19 | 0 | 0.002964 | 0 | 0 | Constrained,otherwise capacity available =212.2kW. | --> | C12 ex ROSCREA | Roscrea [T41,T42] | IKERRIN |  | 52.9633 | -7.7926
MV/LV Substation AS***051Z |  | 10 kV | _ | LV | 400 kVA :Kiosk Substation | 0.4 | --> | 0.4 | 0 | 0 | Constrained,otherwise capacity available =273kVA. | --> | 0.38 | 0 | 0.013338 | 0.41884 | 0 |  | --> | C21 ex STEPHENSTOWN | Stephenstown [T101,T102] | FINGLAS |  | 53.6147 | -6.1947
MV/LV Substation AS***052X |  | 10 kV | _ | LV | 1000 kVA :Building Structure | 1 | --> | 1 | 0 | 0 | Constrained,otherwise capacity available =500kVA. | --> | 0.95 | 0 | 0 | 0.5 | 0 |  | --> | C19 ex WHITESTOWN | Whitestown [T41,T42] | COOKSTOWN |  | 53.2808 | -6.3822
MV/LV Substation AS***055 |  | 10 kV | _ | LV | 400 kVA :Kiosk Substation | 0.4 | --> | 0.4 | 0.336 | 3 |  | --> | 0.38 | 0 | 0.009633 | 0 | 0 | Constrained,otherwise capacity available =409.6kW. | --> | C15 ex BALLYRAINE | Ballyraine [T41,T42] | LETTERKENNY |  | 54.9555 | -7.7165
MV/LV Substation AS***055 |  | 10 kV | _ | LV | 50 kVA :Pole Substation | 0.05 | --> | 0.05 | 0.024 | 1.6 |  | --> | 0.0475 | 0 | 0 | 0 | 0 | Constrained,otherwise capacity available =53.8kW. | --> | C17 ex BALLYSHANNON | Ballyshannon [T41,T42] | CATHALEENS FALL |  | 54.5025 | -8.1779
MV/LV Substation AS***056 |  | 10 kV | _ | LV | 400 kVA :Kiosk Substation | 0.4 | --> | 0.4 | 0.322 | 3 |  | --> | 0.38 | 0 | 0.011115 | 0 | 0 | Constrained,otherwise capacity available =411.7kW. | --> | C15 ex BALLYRAINE | Ballyraine [T41,T42] | LETTERKENNY |  | 54.9545 | -7.7175
MV/LV Substation AS***061Z |  | 10 kV | _ | LV | 400 kVA :Kiosk Substation | 0.4 | --> | 0.4 | 0.343 | 1.1 |  | --> | 0.38 | 0 | 0 | 0 | 0 | Constrained,otherwise capacity available =408.6kW. | --> | C14 ex NEWCASTLEWEST | Newcastlewest [T41,T42] | RATHKEALE |  | 52.4507 | -9.0573
MV/LV Substation AS***068Z |  | 10 kV | _ | LV | 200 kVA :Kiosk Substation | 0.2 | --> | 0.2 | 0 | 0 | Constrained,otherwise capacity available =118kVA. | --> | 0.19 | 0 | 0.024453 | 0.21208 | 0 |  | --> | C20 ex BALGADDY | Balgaddy [T41,T42] | GRANGE CASTLE |  | 53.3462 | -6.4342
MV/LV Substation AS***070X |  | 10 kV | _ | LV | 400 kVA :Kiosk Substation | 0.4 | --> | 0.4 | 0.393 | 0.5 |  | --> | 0.38 | 0 | 0 | 0 | 0 | Constrained,otherwise capacity available =401.1kW. | --> | C20 ex KILMARTIN | Kilmartin [T41] | ARKLOW |  | 53.0686 | -6.2276
MV/LV Substation AS***071X |  | 20 kV | _ | LV | 50 kVA :Pole Substation | 0.05 | --> | 0.05 | 0.05 | 1.8 |  | --> | 0.0475 | 0 | 0 | 0.05 | 0 |  | --> | E13 ex BIRDHILL | Birdhill [T421,T422] | ARDNACRUSHA |  | 52.7266 | -8.539
MV/LV Substation AS***082 |  | 10 kV | _ | LV | 400 kVA :Kiosk Substation | 0.4 | --> | 0.4 | 0.358 | 1.5 |  | --> | 0.38 | 0 | 0 | 0.40633 | 0 |  | --> | C13 ex SMEARLA | Smearla [T41,T42] | TRIEN |  | 52.4499 | -9.4807
MV/LV Substation AS***089 |  | 10 kV | _ | LV | 400 kVA :Kiosk Substation | 0.4 | --> | 0.4 | 0.242 | 9.1 |  | --> | 0.38 | 0 | 0.016302 | 0.42331 | 0 |  | --> | C20 ex CENTRE PARK ROAD | Marina [T105,T106] | MARINA |  | 51.8938 | -8.4529
MV/LV Substation AS***092 |  | 10 kV | _ | LV | 100 kVA :Pole Substation | 0.1 | --> | 0.1 | 0.083 | 6 |  | --> | 0.095 | 0 | 0 | 0.10255 | 0 |  | --> | C26 ex PELLETSTOWN | Pelletstown [T101,T102] | FINGLAS |  | 53.3816 | -6.3459
MV/LV Substation AS***094Y |  | 20 kV | _ | LV | 100 kVA :Pole Substation | 0.1 | --> | 0.1 | 0 | 0 | Constrained,otherwise capacity available =91kVA. | --> | 0.095 | 0 | 0 | 0.10136 | 0 |  | --> | E14 ex EDENDERRY | Edenderry [T421,T422] | BLAKE |  | 53.3414 | -6.9432
MV/LV Substation AS***098Y |  | 10 kV | _ | LV | 200 kVA :Kiosk Substation | 0.2 | --> | 0.2 | 0.177 | 3.9 |  | --> | 0.19 | 0 | 0.010374 | 0.20346 | 0 |  | --> | C16 ex ARDFINNAN | Ardfinnan [T42] | CAHIR |  | 52.3063 | -7.8854
MV/LV Substation AS***105Y |  | 10 kV | _ | LV | 200 kVA :Kiosk Substation | 0.2 | --> | 0.2 | 0 | 0 | Constrained,otherwise capacity available =159kVA. | --> | 0.19 | 0 | 0.003705 | 0.20613 | 0 |  | --> | E12 ex DALTON | Dalton [T421,T422] | DALTON |  | 53.7253 | -8.9918
MV/LV Substation AS***107 |  | 10 kV | _ | LV | 200 kVA :Kiosk Substation | 0.2 | --> | 0.2 | 0.052 | 12.2 |  | --> | 0.19 | 0 | 0.005928 | 0.22128 | 0 |  | --> | C19 ex BALLYBEG | Ballybeg [T101,T102] | CARRICKMINES |  | 53.0077 | -6.1099
MV/LV Substation AS***109 |  | 10 kV | _ | LV | 400 kVA :Kiosk Substation | 0.4 | --> | 0.4 | 0 | 0 | Constrained,otherwise capacity available =206kVA. | --> | 0.38 | 0 | 0.021489 | 0.42843 | 0 |  | --> | C19 ex DENNEHYS CROSS | Dennehys Cross [T41,T42] | TRABEG |  | 51.8858 | -8.4938
MV/LV Substation AS***113 |  | 10 kV | _ | LV | 400 kVA :Kiosk Substation | 0.4 | --> | 0.4 | 0.316 | 5 |  | --> | 0.38 | 0 | 0 | 0.41256 | 0 |  | --> | C14 ex MCDONAGH | Mcdonagh [T41,T42] | KILKENNY |  | 52.6549 | -7.2356
MV/LV Substation AS***117Z |  | 10 kV | _ | LV | 200 kVA :Kiosk Substation | 0.2 | --> | 0.2 | 0.127 | 1.5 |  | --> | 0.19 | 0 | 0.02223 | 0.21079 | 0 |  | --> | C12 ex SMEARLA | Smearla [T41,T42] | TRIEN |  | 52.4475 | -9.502
MV/LV Substation AS***120X |  | 10 kV | _ | LV | 630 kVA :Building Structure | 0.63 | --> | 0.63 | 0 | 0 | Constrained,otherwise capacity available =500kVA. | --> | 0.5985 | 0 | 0 | 0.5 | 0 |  | --> | C35 ex SEMPERIT | Semperit [T41,T42,T43] | GRANGE CASTLE |  | 53.3307 | -6.3514
MV/LV Substation AS***122 |  | 20 kV | _ | LV | 100 kVA :Pole Substation | 0.1 | --> | 0.1 | 0.093 | 3.3 |  | --> | 0.095 | 0 | 0 | 0.10106 | 0 |  | --> | E15 ex BALLYBUNION | Ballybunion [T421,T422] | TRIEN |  | 52.5534 | -9.5581
MV/LV Substation AS***131 |  | 10 kV | _ | LV | 200 kVA :Kiosk Substation | 0.2 | --> | 0.2 | 0.126 | 13.5 |  | --> | 0.19 | 0 | 0.013338 | 0.21094 | 0 |  | --> | C18 ex ENNIS | Ennis [T101,T102] | ENNIS |  | 52.8649 | -8.9782
MV/LV Substation AS***134X |  | 20 kV | _ | LV | 50 kVA :Pole Substation | 0.05 | --> | 0.05 | 0.05 | 2.3 |  | --> | 0.0475 | 0 | 0 | 0.05 | 0 |  | --> | E14 ex MOY | Moy [T421,T422] | MOY |  | 54.1951 | -9.2047
MV/LV Substation AS***143Z |  | 10 kV | _ | LV | 200 kVA :Kiosk Substation | 0.2 | --> | 0.2 | 0 | 0 | Constrained,otherwise capacity available =129kVA. | --> | 0.19 | 0 | 0.011115 | 0 | 0 | Constrained,otherwise capacity available =210.5kW. | --> | C20 ex PORTLAOISE | Portlaoise [T41,T42] | PORTLAOISE |  | 53.0365 | -7.2709
MV/LV Substation AS***144 |  | 10 kV | _ | LV | 400 kVA :Kiosk Substation | 0.4 | --> | 0.4 | 0.257 | 0.9 |  | --> | 0.38 | 0 | 0.010374 | 0.42115 | 0 |  | --> | C21 ex KIMMAGE | Kimmage [T41,T42] | INCHICORE 220KV |  | 53.3001 | -6.2858
MV/LV Substation AS***152X |  | 10 kV | _ | LV | 400 kVA :Kiosk Substation | 0.4 | --> | 0.4 | 0.283 | 5.5 |  | --> | 0.38 | 0 | 0 | 0 | 0 | Constrained,otherwise capacity available =417.4kW. | --> | C13 ex GORTLEE | Gortlee [T41,T42] | LETTERKENNY |  | 54.9697 | -7.725
MV/LV Substation AS***155 |  | 10 kV | _ | LV | 200 kVA :Kiosk Substation | 0.2 | --> | 0.2 | 0.055 | 1.5 |  | --> | 0.19 | 0 | 0.004446 | 0.22087 | 0 |  | --> | C22 ex BALLYARD | Ballyard [T41,T42] | TRALEE |  | 52.2653 | -9.7298
MV/LV Substation AS***155X |  | 10 kV | _ | LV | 200 kVA :Kiosk Substation | 0.2 | --> | 0.2 | 0.147 | 6 |  | --> | 0.19 | 0 | 0.010374 | 0.20789 | 0 |  | --> | C19 ex TRABEG | Trabeg [T101,T102] | TRABEG |  | 51.8646 | -8.448
MV/LV Substation AS***155Z |  | 20 kV | _ | LV | 200 kVA :Kiosk Substation | 0.2 | --> | 0.2 | 0.164 | 0.4 |  | --> | 0.19 | 0 | 0 | 0.20539 | 0 |  | --> | E12 ex TULLOW | Tullow [T421,T422] | CARLOW |  | 52.8026 | -6.727
MV/LV Substation AS***159 |  | 10 kV | _ | LV | 200 kVA :Kiosk Substation | 0.2 | --> | 0.2 | 0 | 0 | Constrained,otherwise capacity available =139kVA. | --> | 0.19 | 0 | 0.009633 | 0.20906 | 0 |  | --> | C23 ex POLLERTON | Pollerton [T41,T42] | CARLOW |  | 52.8313 | -6.911
MV/LV Substation AS***161 |  | 10 kV | _ | LV | 400 kVA :Kiosk Substation | 0.4 | --> | 0.4 | 0 | 0 | Constrained,otherwise capacity available =293kVA. | --> | 0.38 | 0 | 0.012597 | 0.41593 | 0 |  | --> | C23 ex POLLERTON | Pollerton [T41,T42] | CARLOW |  | 52.8312 | -6.9149
MV/LV Substation AS***161Y |  | 20 kV | _ | LV | 200 kVA :Kiosk Substation | 0.2 | --> | 0.2 | 0.162 | 8.1 |  | --> | 0.19 | 0 | 0.003705 | 0 | 0 | Constrained,otherwise capacity available =205.7kW. | --> | E16 ex WESTPORT | Westport [T421,T422] | CASTLEBAR |  | 53.7941 | -9.5037
MV/LV Substation AS***162 |  | 10 kV | _ | LV | 630 kVA :Kiosk Substation | 0.63 | --> | 0.63 | 0.5 | 3.5 |  | --> | 0.5985 | 0 | 0.006669 | 0.5 | 0 |  | --> | C12 ex DUNDALK | Dundalk [T41,T42] | DUNDALK |  | 54.012 | -6.4159
MV/LV Substation AS***162X |  | 10 kV | _ | LV | 200 kVA :Kiosk Substation | 0.2 | --> | 0.2 | 0.174 | 5.3 |  | --> | 0.19 | 0 | 0.00741 | 0.20391 | 0 |  | --> | C11 ex BALLYTIVNAN | Ballytivnan [T41,T42] | SLIGO |  | 54.2761 | -8.4609
MV/LV Substation AS***162X |  | 10 kV | _ | LV | 400 kVA :Kiosk Substation | 0.4 | --> | 0.4 | 0.309 | 5.7 |  | --> | 0.38 | 0 | 0.02223 | 0.41359 | 0 |  | --> | C11 ex RAMPARTS | Ramparts [T41,T42] | DUNDALK |  | 53.9946 | -6.3966
MV/LV Substation AS***164 |  | 10 kV | _ | LV | 400 kVA :Kiosk Substation | 0.4 | --> | 0.4 | 0 | 0 | Constrained,otherwise capacity available =175kVA. | --> | 0.38 | 0 | 0.005928 | 0.43278 | 0 |  | --> | C19 ex POLLERTON | Pollerton [T41,T42] | CARLOW |  | 52.8359 | -6.9155
MV/LV Substation AS***165X |  | 10 kV | _ | LV | 200 kVA :Pole Substation | 0.2 | --> | 0.2 | 0.2 | 0.7 |  | --> | 0.19 | 0 | 0 | 0.2 | 0 |  | --> | C11 ex KILRUSH | Kilrush [T41,T42] | TULLABRACK |  | 52.6181 | -9.4317
MV/LV Substation AS***174Y |  | 10 kV | _ | LV | 200 kVA :Kiosk Substation | 0.2 | --> | 0.2 | 0.192 | 8.2 |  | --> | 0.19 | 0 | 0.003705 | 0.20121 | 0 |  | --> | C12 ex MOUNT MISERY | Mount Misery [T41,T42] | WATERFORD |  | 52.2706 | -7.1102
MV/LV Substation AS***176Y |  | 10 kV | _ | LV | 400 kVA :Kiosk Substation | 0.4 | --> | 0.4 | 0 | 0 | Constrained,otherwise capacity available =262kVA. | --> | 0.38 | 0 | 0.082992 | 0.42043 | 0 |  | --> | C12 ex DRYBRIDGE | Drybridge [T41,T42] | DRYBRIDGE |  | 53.7208 | -6.3634
MV/LV Substation AS***178Y |  | 10 kV | _ | LV | 630 kVA :Kiosk Substation | 0.63 | --> | 0.63 | 0 | 0 | Constrained,otherwise capacity available =462kVA. | --> | 0.5985 | 0 | 0.016302 | 0.5 | 0 |  | --> | C30 ex CLONDALKIN | Clondalkin [T41,T42,T44] | INCHICORE 220KV |  | 53.327 | -6.4084
MV/LV Substation AS***193 |  | 10 kV | _ | LV | 200 kVA :Kiosk Substation | 0.2 | --> | 0.2 | 0.184 | 2.8 |  | --> | 0.19 | 0 | 0 | 0.20241 | 0 |  | --> | C13 ex CASTLEBLAYNEY | Castleblayney [T41,T42] | DUNDALK |  | 54.1204 | -6.7412
MV/LV Substation AS***196 |  | 10 kV | _ | LV | 400 kVA :Kiosk Substation | 0.4 | --> | 0.4 | 0.265 | 1.8 |  | --> | 0.38 | 0 | 0.052611 | 0.42 | 0 |  | --> | C12 ex CAHERDAVIN | Caherdavin [T41,T42] | ARDNACRUSHA |  | 52.6668 | -8.6572
MV/LV Substation AS***204 |  | 10 kV | _ | LV | 200 kVA :Kiosk Substation | 0.2 | --> | 0.2 | 0 | 0 | Constrained,otherwise capacity available =78kVA. | --> | 0.19 | 0 | 0.008892 | 0.21771 | 0 |  | --> | C14 ex HEADFORD | Headford [T41,T42] | CLOON |  | 53.4748 | -9.0969
MV/LV Substation AS***207 |  | 20 kV | _ | LV | 400 kVA :Building Structure | 0.4 | --> | 0.4 | 0.352 | 1.4 |  | --> | 0.38 | 0 | 0.02223 | 0.40722 | 0 |  | --> | E12 ex CONG | Cong [T421,T422] | CLOON |  | 53.535 | -9.2865
MV/LV Substation AS***209 |  | 10 kV | _ | LV | 630 kVA :Kiosk Substation | 0.63 | --> | 0.63 | 0.5 | 5.7 |  | --> | 0.5985 | 0 | 0.002964 | 0.5 | 0 |  | --> | C11 ex RAMPARTS | Ramparts [T41,T42] | DUNDALK |  | 53.9937 | -6.3992
MV/LV Substation AS***209X |  | 20 kV | _ | LV | 100 kVA :Pole Substation | 0.1 | --> | 0.1 | 0 | 0 | Constrained,otherwise capacity available =79kVA. | --> | 0.095 | 0 | 0.003705 | 0.10314 | 0 |  | --> | E18 ex BALLINDERRY | Ballinderry [T41,T422] | MULLINGAR |  | 53.5233 | -7.1016
MV/LV Substation AS***216X |  | 10 kV | _ | LV | 1000 kVA :Building Structure | 1 | --> | 1 | 0.5 | 2.2 |  | --> | 0.95 | 0 | 0 | 0.5 | 0 |  | --> | C17 ex KINGSBRIDGE | Kingsbridge [T41,T42] | INCHICORE 220KV |  | 53.3483 | -6.2908
MV/LV Substation AS***220Z |  | 20 kV | _ | LV | 400 kVA :Kiosk Substation | 0.4 | --> | 0.4 | 0 | 0 | Constrained,otherwise capacity available =350kVA. | --> | 0.38 | 0 | 0.005187 | 0 | 0 | Constrained,otherwise capacity available =407.5kW. | --> | E19 ex PORTLAOISE | Portlaoise [T423,T424] | PORTLAOISE |  | 53.0299 | -7.2708
MV/LV Substation AS***221Z |  | 20 kV | _ | LV | 400 kVA :Kiosk Substation | 0.4 | --> | 0.4 | 0 | 0 | Constrained,otherwise capacity available =316kVA. | --> | 0.38 | 0 | 0.008151 | 0 | 0 | Constrained,otherwise capacity available =412.6kW. | --> | E19 ex PORTLAOISE | Portlaoise [T423,T424] | PORTLAOISE |  | 53.0293 | -7.2732
MV/LV Substation AS***223X |  | 10 kV | _ | LV | 630 kVA :Kiosk Substation | 0.63 | --> | 0.63 | 0.5 | 1.6 |  | --> | 0.5985 | 0 | 0 | 0 | 0 | Constrained,otherwise capacity available =500kW. | --> | C16 ex BALLYSHANNON | Ballyshannon [T41,T42] | CATHALEENS FALL |  | 54.5012 | -8.1926
MV/LV Substation AS***225Z |  | 10 kV | _ | LV | 400 kVA :Building Structure | 0.4 | --> | 0.4 | 0 | 0 | Constrained,otherwise capacity available =400kVA. | --> | 0.38 | 0 | 0 | 0.4 | 0 |  | --> | C21 ex TERMONFECKIN ROAD | Termonfeckin Road [T41,T42] | DRYBRIDGE |  | 53.7328 | -6.3312
MV/LV Substation AS***227 |  | 10 kV | _ | LV | 400 kVA :Kiosk Substation | 0.4 | --> | 0.4 | 0 | 0 | Constrained,otherwise capacity available =222kVA. | --> | 0.38 | 0 | 0 | 0.42616 | 0 |  | --> | C14 ex LITTLE BRAY | Little Bray [T41,T42] | FASSAROE |  | 53.2036 | -6.1243
MV/LV Substation AS***227Z |  | 10 kV | _ | LV | 200 kVA :Kiosk Substation | 0.2 | --> | 0.2 | 0 | 0 | Constrained,otherwise capacity available =112kVA. | --> | 0.19 | 0 | 0.017043 | 0.21294 | 0 |  | --> | C14 ex COOLMINE | Coolmine [T41,T42] | FINGLAS |  | 53.3841 | -6.408
MV/LV Substation AS***231Y |  | 10 kV | _ | LV | 200 kVA :Pole Substation | 0.2 | --> | 0.2 | 0.161 | 12.2 |  | --> | 0.19 | 0 | 0 | 0.20584 | 0 |  | --> | C19 ex BALLYBEG | Ballybeg [T101,T102] | CARRICKMINES |  | 53.013 | -6.1085
MV/LV Substation AS***234Z |  | 20 kV | _ | LV | 630 kVA :Building Structure | 0.63 | --> | 0.63 | 0 | 0 | Constrained,otherwise capacity available =500kVA. | --> | 0.5985 | 0 | 0 | 0.5 | 0 |  | --> | E15 ex ASHBOURNE | Ashbourne [T421,T422] | FINGLAS |  | 53.5097 | -6.3971
MV/LV Substation AS***237 |  | 10 kV | _ | LV | 400 kVA :Kiosk Substation | 0.4 | --> | 0.4 | 0 | 0 | Constrained,otherwise capacity available =337kVA. | --> | 0.38 | 0 | 0.006669 | 0.40945 | 0 |  | --> | C18 ex ORANMORE | Oranmore [T41,T44] | GALWAY 110KV |  | 53.2748 | -8.9321
MV/LV Substation AS***244Y |  | 20 kV | _ | LV | 200 kVA :Kiosk Substation | 0.2 | --> | 0.2 | 0.149 | 8.1 |  | --> | 0.19 | 0 | 0.003705 | 0 | 0 | Constrained,otherwise capacity available =207.6kW. | --> | E16 ex WESTPORT | Westport [T421,T422] | CASTLEBAR |  | 53.7923 | -9.5025
MV/LV Substation AS***244Z |  | 10 kV | _ | LV | 630 kVA :Kiosk Substation | 0.63 | --> | 0.63 | 0 | 0 | Constrained,otherwise capacity available =446kVA. | --> | 0.5985 | 0 | 0.083733 | 0.5 | 0 |  | --> | C16 ex MALAHIDE | Malahide [T41,T42] | GLASMORE |  | 53.4369 | -6.1295
MV/LV Substation AS***253X |  | 10 kV | _ | LV | 200 kVA :Kiosk Substation | 0.2 | --> | 0.2 | 0.126 | 6 |  | --> | 0.19 | 0 | 0.019266 | 0.21094 | 0 |  | --> | C23 ex PELLETSTOWN | Pelletstown [T101,T102] | FINGLAS |  | 53.3697 | -6.3983
MV/LV Substation AS***254 |  | 10 kV | _ | LV | 50 kVA :Pole Substation | 0.05 | --> | 0.05 | 0 | 0 | Constrained,otherwise capacity available =42kVA. | --> | 0.0475 | 0 | 0.002964 | 0.0512 | 0 |  | --> | C16 ex KANTURK | Kanturk [T41,T42] | GLENLARA |  | 52.189 | -8.905
MV/LV Substation AS***254Z |  | 10 kV | _ | LV | 100 kVA :Pole Substation | 0.1 | --> | 0.1 | 0 | 0 | Constrained,otherwise capacity available =100kVA. | --> | 0.095 | 0 | 0 | 0 | 0 | Constrained,otherwise capacity available =100kW. | --> | C12 ex MOUNTRATH | Mountrath [T41,T42] | PORTLAOISE |  | 53.0151 | -7.3578
MV/LV Substation AS***256 |  | 20 kV | _ | LV | 50 kVA :Pole Substation | 0.05 | --> | 0.05 | 0 | 0 | Constrained,otherwise capacity available =41kVA. | --> | 0.0475 | 0 | 0 | 0.051348 | 0 |  | --> | C17 ex KYLEERAGH | Kyleeragh [T41,T42] | NENAGH |  | 52.9245 | -8.1715
MV/LV Substation AS***256Z |  | 10 kV | _ | LV | 400 kVA :Kiosk Substation | 0.4 | --> | 0.4 | 0.31329 | 0.3 | Constrained,otherwise capacity available =336kVA. | --> | 0.38 | 0 | 0 | 0.4096 | 0 |  | --> | C16 ex SANTRY | Santry [T41,T42] | FINGLAS |  | 53.3974 | -6.2298
MV/LV Substation AS***269Z |  | 20 kV | _ | LV | 630 kVA :Building Structure | 0.63 | --> | 0.63 | 0 | 0 | Constrained,otherwise capacity available =500kVA. | --> | 0.5985 | 0 | 0 | 0.5 | 0 |  | --> | E20 ex BALTRASNA | Baltrasna [T121,T122] | BALTRASNA |  | 53.5193 | -6.4129
MV/LV Substation AS***271 |  | 20 kV | _ | LV | 50 kVA :Pole Substation | 0.05 | --> | 0.05 | 0.046 | 3 |  | --> | 0.0475 | 0 | 0 | 0 | 0 | Constrained,otherwise capacity available =50.6kW. | --> | E12 ex MOVILLE | Moville [T421,T422] | TRILLICK |  | 55.2256 | -6.9447
MV/LV Substation AS***271 |  | 10 kV | _ | LV | 400 kVA :Building Structure | 0.4 | --> | 0.4 | 0 | 0 | Constrained,otherwise capacity available =99kVA. | --> | 0.38 | 0 | 0 | 0.44324 | 0 |  | --> | C11 ex GARRYOWEN | Garryowen [T41,T42] | LIMERICK |  | 52.6497 | -8.6174
MV/LV Substation AS***275X |  | 10 kV | _ | LV | 400 kVA :Kiosk Substation | 0.4 | --> | 0.4 | 0 | 0 | Constrained,otherwise capacity available =268kVA. | --> | 0.38 | 0 | 0.063726 | 0.41956 | 0 |  | --> | C21 ex CASTLETROY | Castletroy [T41,T42] | ARDNACRUSHA |  | 52.6603 | -8.5518
MV/LV Substation AS***275X |  | 10 kV | _ | LV | 200 kVA :Kiosk Substation | 0.2 | --> | 0.2 | 0 | 0 | Constrained,otherwise capacity available =122kVA. | --> | 0.19 | 0 | 0.008892 | 0.21151 | 0 |  | --> | C15 ex MOUNTGORRY | Mountgorry [T41,T42] | GRANGE (DR) |  | 53.4551 | -6.2116
MV/LV Substation AS***276X |  | 10 kV | _ | LV | 400 kVA :Kiosk Substation | 0.4 | --> | 0.4 | 0.301 | 13.8 |  | --> | 0.38 | 0 | 0.019266 | 0.41476 | 0 |  | --> | C20 ex SINGLAND | Singland [T101,T102] | SINGLAND |  | 52.6619 | -8.6018
MV/LV Substation AS***277Z |  | 10 kV | _ | LV | 50 kVA :Pole Substation | 0.05 | --> | 0.05 | 0 | 0 | Constrained,otherwise capacity available =49kVA. | --> | 0.0475 | 0 | 0 | 0 | 0 | Constrained,otherwise capacity available =50.2kW. | --> | C19 ex LISMORE | Lismore [T41,T42] | DUNGARVAN |  | 52.1208 | -7.9391
MV/LV Substation AS***279 |  | 10 kV | _ | LV | 200 kVA :Pole Substation | 0.2 | --> | 0.2 | 0 | 0 | Constrained,otherwise capacity available =110kVA. | --> | 0.19 | 0 | 0.031863 | 0.21322 | 0 |  | --> | C16 ex LITTLE BRAY | Little Bray [T41,T42] | FASSAROE |  | 53.2303 | -6.1297
MV/LV Substation AS***281X |  | 10 kV | _ | LV | 400 kVA :Kiosk Substation | 0.4 | --> | 0.4 | 0 | 0 | Constrained,otherwise capacity available =259kVA. | --> | 0.38 | 0 | 0.045201 | 0.42086 | 0 |  | --> | C22 ex HOWTH JUNCTION | Howth Junction [T41,T42] | GRANGE (DR) |  | 53.3827 | -6.1744
MV/LV Substation AS***283 |  | 10 kV | _ | LV | 200 kVA :Kiosk Substation | 0.2 | --> | 0.2 | 0 | 0 | Constrained,otherwise capacity available =133kVA. | --> | 0.19 | 0 | 0.012597 | 0.20993 | 0 |  | --> | C24 ex BALLYCOOLIN | Ballycoolin [T41,T42,T43] | FINGLAS |  | 53.3948 | -6.3775
MV/LV Substation AS***286 |  | 10 kV | _ | LV | 400 kVA :Kiosk Substation | 0.4 | --> | 0.4 | 0 | 0 | Constrained,otherwise capacity available =240kVA. | --> | 0.38 | 0 | 0.032604 | 0.42359 | 0 |  | --> | C20 ex SUTTON | Sutton [T41,T42] | GRANGE (DR) |  | 53.385 | -6.0636
MV/LV Substation AS***286 |  | 10 kV | _ | LV | 400 kVA :Kiosk Substation | 0.4 | --> | 0.4 | 0 | 0 | Constrained,otherwise capacity available =315kVA. | --> | 0.38 | 0 | 0.005187 | 0.41271 | 0 |  | --> | C13 ex LOUGHLINSTOWN | Loughlinstown [T41,T42] | CARRICKMINES |  | 53.2528 | -6.1337
MV/LV Substation AS***293 |  | 10 kV | _ | LV | 400 kVA :Kiosk Substation | 0.4 | --> | 0.4 | 0 | 0 | Constrained,otherwise capacity available =292kVA. | --> | 0.38 | 0 | 0 | 0.41608 | 0 |  | --> | C25 ex CREGG ROAD | Cregg Road [T41,T42] | BALLYDINE |  | 52.3481 | -7.4094
MV/LV Substation AS***295X |  | 10 kV | _ | LV | 50 kVA :Pole Substation | 0.05 | --> | 0.05 | 0 | 0 | Constrained,otherwise capacity available =48kVA. | --> | 0.0475 | 0 | 0 | 0 | 0 | Constrained,otherwise capacity available =50.3kW. | --> | C20 ex TEMPLEMORE | Templemore [T41,T42] | IKERRIN |  | 52.8284 | -7.8577
MV/LV Substation AS***295X |  | 10 kV | _ | LV | 200 kVA :Pole Substation | 0.2 | --> | 0.2 | 0.197 | 1 |  | --> | 0.19 | 0 | 0 | 0 | 0 | Constrained,otherwise capacity available =200.5kW. | --> | C16 ex BOYLE | Boyle [T41,T42] | CARRICK ON SHANNON |  | 53.9775 | -8.2797
MV/LV Substation AS***297Z |  | 10 kV | _ | LV | 400 kVA :Kiosk Substation | 0.4 | --> | 0.4 | 0.302 | 5 |  | --> | 0.38 | 0 | 0.01482 | 0.41461 | 0 |  | --> | C13 ex MCDONAGH | Mcdonagh [T41,T42] | KILKENNY |  | 52.6666 | -7.2302
MV/LV Substation AS***299X |  | 10 kV | _ | LV | 50 kVA :Pole Substation | 0.05 | --> | 0.05 | 0.05 | 5.8 |  | --> | 0.0475 | 0 | 0 | 0.05 | 0 |  | --> | C14 ex OAKFIELD | Oakfield [T41,T42] | SLIGO |  | 54.2523 | -8.4793
MV/LV Substation AS***305Z |  | 20 kV | _ | LV | 200 kVA :Pole Substation | 0.2 | --> | 0.2 | 0.19 | 2 |  | --> | 0.19 | 0 | 0 | 0 | 0 | Constrained,otherwise capacity available =200kW. | --> | E11 ex RATHKEALE | Rathkeale [T421,T422] | RATHKEALE |  | 52.6022 | -8.9749
MV/LV Substation AS***318 |  | 10 kV | _ | LV | 200 kVA :Pole Substation | 0.2 | --> | 0.2 | 0.197 | 6 |  | --> | 0.19 | 0 | 0 | 0.20045 | 0 |  | --> | C26 ex PELLETSTOWN | Pelletstown [T101,T102] | FINGLAS |  | 53.3775 | -6.3362
MV/LV Substation AS***321X |  | 10 kV | _ | LV | 100 kVA :Pole Substation | 0.1 | --> | 0.1 | 0 | 0 | Constrained,otherwise capacity available =94kVA. | --> | 0.095 | 0 | 0 | 0 | 0 | Constrained,otherwise capacity available =100.9kW. | --> | C15 ex CULLION | Cullion [T41,T42] | LETTERKENNY |  | 54.9453 | -7.6826
MV/LV Substation AS***324 |  | 10 kV | _ | LV | 400 kVA :Kiosk Substation | 0.4 | --> | 0.4 | 0 | 0 | Constrained,otherwise capacity available =263kVA. | --> | 0.38 | 0 | 0.020748 | 0.42029 | 0 |  | --> | C20 ex COOLMINE | Coolmine [T41,T42] | FINGLAS |  | 53.4001 | -6.4029
MV/LV Substation AS***326 |  | 10 kV | _ | LV | 400 kVA :Kiosk Substation | 0.4 | --> | 0.4 | 0 | 0 | Constrained,otherwise capacity available =188kVA. | --> | 0.38 | 0 | 0.041496 | 0.43096 | 0 |  | --> | C20 ex COOLMINE | Coolmine [T41,T42] | FINGLAS |  | 53.4023 | -6.4059
MV/LV Substation AS***332Y |  | 10 kV | _ | LV | 200 kVA :Kiosk Substation | 0.2 | --> | 0.2 | 0.131 | 3.1 |  | --> | 0.19 | 0 | 0 | 0.21022 | 0 |  | --> | C14 ex BELLFIELD | Bellfield [T41,T42] | CRANE |  | 52.512 | -6.5767
MV/LV Substation AS***338 |  | 20 kV | _ | LV | 400 kVA :Kiosk Substation | 0.4 | --> | 0.4 | 0.301 | 1.8 |  | --> | 0.38 | 0 | 0.038532 | 0.41476 | 0 |  | --> | E17 ex BIRDHILL | Birdhill [T421,T422] | ARDNACRUSHA |  | 52.8165 | -8.4341
MV/LV Substation AS***348X |  | 20 kV | _ | LV | 50 kVA :Pole Substation | 0.05 | --> | 0.05 | 0.046 | 7.5 |  | --> | 0.0475 | 0 | 0 | 0 | 0 | Constrained,otherwise capacity available =50.6kW. | --> | E12 ex CHURCHTOWN | Churchtown [T422] | RATHKEALE |  | 52.3981 | -9.1711
MV/LV Substation AS***354X |  | 10 kV | _ | LV | 1000 kVA :Building Structure | 1 | --> | 1 | 0.5 | 6 |  | --> | 0.95 | 0 | 0.003705 | 0.5 | 0 |  | --> | C29 ex PELLETSTOWN | Pelletstown [T101,T102] | FINGLAS |  | 53.3732 | -6.3323
MV/LV Substation AS***356X |  | 20 kV | _ | LV | 50 kVA :Pole Substation | 0.05 | --> | 0.05 | 0.024 | 17.8 |  | --> | 0.0475 | 0 | 0 | 0.0538 | 0 |  | --> | E13 ex BANOGE | Banoge [T121,T122] | BANOGE |  | 52.6002 | -6.2351
MV/LV Substation AS***360Z |  | 20 kV | _ | LV | 400 kVA :Kiosk Substation | 0.4 | --> | 0.4 | 0 | 0 | Constrained,otherwise capacity available =246kVA. | --> | 0.38 | 0 | 0.016302 | 0.42273 | 0 |  | --> | E13 ex GLASMORE | Glasmore [T421,T422] | GLASMORE |  | 53.4749 | -6.2372
MV/LV Substation AS***361Z |  | 20 kV | _ | LV | 200 kVA :Kiosk Substation | 0.2 | --> | 0.2 | 0 | 0 | Constrained,otherwise capacity available =179kVA. | --> | 0.19 | 0 | 0 | 0.20316 | 0 |  | --> | E13 ex GLASMORE | Glasmore [T421,T422] | GLASMORE |  | 53.4745 | -6.235
MV/LV Substation AS***367Y |  | 20 kV | _ | LV | 400 kVA :Kiosk Substation | 0.4 | --> | 0.4 | 0.377 | 8.2 |  | --> | 0.38 | 0 | 0 | 0.40348 | 0 |  | --> | C17 ex MOUNT MISERY | Mount Misery [T41,T42] | WATERFORD |  | 52.2808 | -7.0698
MV/LV Substation AS***373Z |  | 10 kV | _ | LV | 200 kVA :Pole Substation | 0.2 | --> | 0.2 | 0 | 0 | Constrained,otherwise capacity available =188kVA. | --> | 0.19 | 0 | 0 | 0.20181 | 0 |  | --> | C21 ex KILBARRY | Kilbarry [T101,T43] | KILBARRY |  | 51.9144 | -8.4954
MV/LV Substation AS***374Y |  | 10 kV | _ | LV | 200 kVA :Pole Substation | 0.2 | --> | 0.2 | 0.156 | 4 |  | --> | 0.19 | 0 | 0.026676 | 0.20657 | 0 |  | --> | C17 ex BALLYJAMESDUFF | Ballyjamesduff [T41,T42] | SHANKILL |  | 53.8669 | -7.2133
MV/LV Substation AS***380 |  | 10 kV | _ | LV | 400 kVA :Building Structure | 0.4 | --> | 0.4 | 0.385 | 1.5 |  | --> | 0.38 | 0 | 0.003705 | 0.40227 | 0 |  | --> | C16 ex BALLYARD | Ballyard [T41,T42] | TRALEE |  | 52.2666 | -9.7061
MV/LV Substation AS***381Z |  | 20 kV | _ | LV | 400 kVA :Building Structure | 0.4 | --> | 0.4 | 0 | 0 | Constrained,otherwise capacity available =398kVA. | --> | 0.38 | 0 | 0 | 0.4003 | 0 |  | --> | E16 ex ASHBOURNE | Ashbourne [T421,T422] | FINGLAS |  | 53.511 | -6.3954
MV/LV Substation AS***387 |  | 20 kV | _ | LV | 630 kVA :Building Structure | 0.63 | --> | 0.63 | 0.5 | 17.7 |  | --> | 0.5985 | 0 | 0 | 0.5 | 0 |  | --> | E12 ex COOLROE | Coolroe [T121,T122] | COOLROE |  | 51.8844 | -8.6354
MV/LV Substation AS***387 |  | 10 kV | _ | LV | 400 kVA :Kiosk Substation | 0.4 | --> | 0.4 | 0 | 0 | Constrained,otherwise capacity available =320kVA. | --> | 0.38 | 0 | 0.005928 | 0.41197 | 0 |  | --> | C17 ex WHITESTOWN | Whitestown [T41,T42] | COOKSTOWN |  | 53.2883 | -6.3865
MV/LV Substation AS***389 |  | 10 kV | _ | LV | 400 kVA :Kiosk Substation | 0.4 | --> | 0.4 | 0.298 | 3.9 |  | --> | 0.38 | 0 | 0.018525 | 0.4152 | 0 |  | --> | C23 ex GALWAY 110KV | Galway 110kv [T102,T103] | GALWAY 110KV |  | 53.2889 | -9.0271
MV/LV Substation AS***390 |  | 10 kV | _ | LV | 630 kVA :Kiosk Substation | 0.63 | --> | 0.63 | 0.5 | 11.9 |  | --> | 0.5985 | 0 | 0.026676 | 0.5 | 0 |  | --> | C17 ex SALTHILL | Salthill [T101,T102] | SALTHILL |  | 53.265 | -9.1149
MV/LV Substation AS***390 |  | 10 kV | _ | LV | 630 kVA :Kiosk Substation | 0.63 | --> | 0.63 | 0.484 | 1.5 |  | --> | 0.5985 | 0 | 0.020007 | 0.5 | 0 |  | --> | C17 ex BALLYARD | Ballyard [T41,T42] | TRALEE |  | 52.2613 | -9.6819
MV/LV Substation AS***395 |  | 20 kV | _ | LV | 200 kVA :Pole Substation | 0.2 | --> | 0.2 | 0.177 | 17.7 |  | --> | 0.19 | 0 | 0.028158 | 0.20346 | 0 |  | --> | E13 ex COOLROE | Coolroe [T121,T122] | COOLROE |  | 51.8694 | -8.6609
MV/LV Substation AS***397Z |  | 20 kV | _ | LV | 630 kVA :Building Structure | 0.63 | --> | 0.63 | 0 | 0 | Constrained,otherwise capacity available =500kVA. | --> | 0.5985 | 0 | 0 | 0.5 | 0 |  | --> | E16 ex ASHBOURNE | Ashbourne [T421,T422] | FINGLAS |  | 53.5114 | -6.3994
MV/LV Substation AS***398Z |  | 20 kV | _ | LV | 400 kVA :Building Structure | 0.4 | --> | 0.4 | 0 | 0 | Constrained,otherwise capacity available =313kVA. | --> | 0.38 | 0 | 0 | 0.413 | 0 |  | --> | E16 ex ASHBOURNE | Ashbourne [T421,T422] | FINGLAS |  | 53.5113 | -6.3994
MV/LV Substation AS***4008 |  | 20 kV | _ | LV | 400 kVA :Building Structure | 0.4 | --> | 0.4 | 0 | 0 | Constrained,otherwise capacity available =346kVA. | --> | 0.38 | 0 | 0 | 0.40812 | 0 |  | --> | E20 ex BALTRASNA | Baltrasna [T121,T122] | BALTRASNA |  | 53.521 | -6.4149
MV/LV Substation AS***4022 |  | 20 kV | _ | LV | 50 kVA :Pole Substation | 0.05 | --> | 0.05 | 0.049 | 2 |  | --> | 0.0475 | 0 | 0 | 0 | 0 | Constrained,otherwise capacity available =50.2kW. | --> | E11 ex RATHKEALE | Rathkeale [T421,T422] | RATHKEALE |  | 52.5994 | -8.9663
MV/LV Substation AS***403 |  | 10 kV | _ | LV | 630 kVA :Kiosk Substation | 0.63 | --> | 0.63 | 0.392 | 8.1 |  | --> | 0.5985 | 0 | 0.036309 | 0.5 | 0 |  | --> | C15 ex MILLTOWN (DR) | Milltown (dr) [T101,T102] | POOLBEG |  | 53.3215 | -6.2532
MV/LV Substation AS***4030 |  | 10 kV | _ | LV | 50 kVA :Pole Substation | 0.05 | --> | 0.05 | 0.037 | 1.6 |  | --> | 0.0475 | 0 | 0 | 0 | 0 | Constrained,otherwise capacity available =51.9kW. | --> | C18 ex BUNDORAN | Bundoran [T41,T42] | CATHALEENS FALL |  | 54.4522 | -8.2008
MV/LV Substation AS***4033 |  | 10 kV | _ | LV | 50 kVA :Pole Substation | 0.05 | --> | 0.05 | 0.045 | 0.3 |  | --> | 0.0475 | 0 | 0 | 0.050753 | 0 |  | --> | C18 ex BANAGHER | Banagher [T41,T42] | DALLOW |  | 53.1978 | -8.0186
MV/LV Substation AS***4039 |  | 20 kV | _ | LV | 100 kVA :Pole Substation | 0.1 | --> | 0.1 | 0.1 | 1.4 |  | --> | 0.095 | 0 | 0 | 0.1 | 0 |  | --> | E12 ex CONG | Cong [T421,T422] | CLOON |  | 53.5369 | -9.2834
MV/LV Substation AS***4049 |  | 20 kV | _ | LV | 200 kVA :Pole Substation | 0.2 | --> | 0.2 | 0.195 | 3.3 |  | --> | 0.19 | 0 | 0 | 0.20076 | 0 |  | --> | E15 ex BALLYBUNION | Ballybunion [T421,T422] | TRIEN |  | 52.5477 | -9.4815
MV/LV Substation AS***4101 |  | 20 kV | _ | LV | 630 kVA :Building Structure | 0.63 | --> | 0.63 | 0 | 0 | Constrained,otherwise capacity available =500kVA. | --> | 0.5985 | 0 | 0 | 0.5 | 0 |  | --> | E14 ex BALTRASNA | Baltrasna [T121,T122] | BALTRASNA |  | 53.5464 | -6.46
MV/LV Substation AS***4114 |  | 10 kV | _ | LV | 400 kVA :Building Structure | 0.4 | --> | 0.4 | 0.349 | 9.1 |  | --> | 0.38 | 0 | 0 | 0.40767 | 0 |  | --> | C20 ex CENTRE PARK ROAD | Marina [T105,T106] | MARINA |  | 51.8928 | -8.453
MV/LV Substation AS***4122 |  | 20 kV | _ | LV | 400 kVA :Kiosk Substation | 0.4 | --> | 0.4 | 0 | 0 | Constrained,otherwise capacity available =358kVA. | --> | 0.38 | 0 | 0.00741 | 0.40633 | 0 |  | --> | E18 ex CREAGH | Creagh [T421,T422] | ATHLONE |  | 53.4736 | -8.5084
MV/LV Substation AS***412X |  | 20 kV | _ | LV | 50 kVA :Pole Substation | 0.05 | --> | 0.05 | 0 | 0 | Constrained,otherwise capacity available =44kVA. | --> | 0.0475 | 0 | 0 | 0.050903 | 0 |  | --> | E16 ex ASHBOURNE | Ashbourne [T421,T422] | FINGLAS |  | 53.5118 | -6.38
MV/LV Substation AS***412Y |  | 10 kV | _ | LV | 200 kVA :Kiosk Substation | 0.2 | --> | 0.2 | 0 | 0 | Constrained,otherwise capacity available =200kVA. | --> | 0.19 | 0 | 0 | 0.2 | 0 |  | --> | C16 ex DERRYCRAMPH | Derrycramph [T41,T42] | SHANKILL |  | 53.974 | -7.3572
MV/LV Substation AS***4137 |  | 10 kV | _ | LV | 400 kVA :Kiosk Substation | 0.4 | --> | 0.4 | 0 | 0 | Constrained,otherwise capacity available =159kVA. | --> | 0.38 | 0 | 0.065949 | 0.43501 | 0 |  | --> | E12 ex GLASMORE | Glasmore [T421,T422] | GLASMORE |  | 53.4505 | -6.2512
MV/LV Substation AS***4149 |  | 10 kV | _ | LV | 400 kVA :Kiosk Substation | 0.4 | --> | 0.4 | 0 | 0 | Constrained,otherwise capacity available =303kVA. | --> | 0.38 | 0 | 0.003705 | 0 | 0 | Constrained,otherwise capacity available =414.5kW. | --> | C12 ex ROSCREA | Roscrea [T41,T42] | IKERRIN |  | 52.9652 | -7.7877
MV/LV Substation AS***417Z |  | 10 kV | _ | LV | 200 kVA :Kiosk Substation | 0.2 | --> | 0.2 | 0 | 0 | Constrained,otherwise capacity available =200kVA. | --> | 0.19 | 0 | 0 | 0.2 | 0 |  | --> | C11 ex JOHNSTOWN | Johnstown [T41,T42] | KILTEEL |  | 53.2399 | -6.5859
MV/LV Substation AS***4189 |  | 10 kV | _ | LV | 400 kVA :Kiosk Substation | 0.4 | --> | 0.4 | 0 | 0 | Constrained,otherwise capacity available =312kVA. | --> | 0.38 | 0 | 0.022971 | 0.41315 | 0 |  | --> | C13 ex MALAHIDE | Malahide [T41,T42] | GLASMORE |  | 53.4401 | -6.1605
MV/LV Substation AS***4207 |  | 20 kV | _ | LV | 50 kVA :Pole Substation | 0.05 | --> | 0.05 | 0 | 0 | Constrained,otherwise capacity available =50kVA. | --> | 0.0475 | 0 | 0 | 0.05 | 0 |  | --> | C17 ex KYLEERAGH | Kyleeragh [T41,T42] | NENAGH |  | 52.925 | -8.1694
MV/LV Substation AS***4213 |  | 10 kV | _ | LV | 100 kVA :Pole Substation | 0.1 | --> | 0.1 | 0 | 0 | Constrained,otherwise capacity available =100kVA. | --> | 0.095 | 0 | 0 | 0.1 | 0 |  | --> | C15 ex ORANMORE | Oranmore [T41,T44] | GALWAY 110KV |  | 53.2336 | -8.9437
MV/LV Substation AS***421X |  | 10 kV | _ | LV | 100 kVA :Pole Substation | 0.1 | --> | 0.1 | 0 | 0 | Constrained,otherwise capacity available =99kVA. | --> | 0.095 | 0 | 0 | 0.10015 | 0 |  | --> | C12 ex CAPPAMORE | Cappamore [T41,T42] | ARDNACRUSHA |  | 52.6822 | -8.4117
MV/LV Substation AS***4231 |  | 20 kV | _ | LV | 200 kVA :Pole Substation | 0.2 | --> | 0.2 | 0 | 0 | Constrained,otherwise capacity available =200kVA. | --> | 0.19 | 0 | 0 | 0.2 | 0 |  | --> | E13 ex KILCARRAGH | Kilcarragh [T421,T422] | BUTLERSTOWN |  | 52.1592 | -6.9916
MV/LV Substation AS***4292 |  | 10 kV | _ | LV | 400 kVA :Kiosk Substation | 0.4 | --> | 0.4 | 0 | 0 | Constrained,otherwise capacity available =356kVA. | --> | 0.38 | 0 | 0.021489 | 0.40663 | 0 |  | --> | C21 ex CLONMINCH | Clonminch [T41,T422] | THORNSBERRY |  | 53.2583 | -7.4823
MV/LV Substation AS***4313 |  | 10 kV | _ | LV | 400 kVA :Kiosk Substation | 0.4 | --> | 0.4 | 0 | 0 | Constrained,otherwise capacity available =397kVA. | --> | 0.38 | 0 | 0 | 0.40046 | 0 |  | --> | C15 ex MAYFIELD | Mayfield [T41,T42] | KILBARRY |  | 51.927 | -8.3873
MV/LV Substation AS***4329 |  | 10 kV | _ | LV | 1000 kVA :Building Structure | 1 | --> | 1 | 0 | 0 | Constrained,otherwise capacity available =500kVA. | --> | 0.95 | 0 | 0.032604 | 0.5 | 0 |  | --> | C12 ex DENNEHYS CROSS | Dennehys Cross [T41,T42] | TRABEG |  | 51.8907 | -8.4873
MV/LV Substation AS***432X |  | 10 kV | _ | LV | 100 kVA :Pole Substation | 0.1 | --> | 0.1 | 0 | 0 | Constrained,otherwise capacity available =69kVA. | --> | 0.095 | 0 | 0.011856 | 0.1046 | 0 |  | --> | C15 ex SCARTEEN | Scarteen [T41,T42] | MALLOW |  | 52.1288 | -8.66
MV/LV Substation AS***435 |  | 20 kV | _ | LV | 400 kVA :Kiosk Substation | 0.4 | --> | 0.4 | 0 | 0 | Constrained,otherwise capacity available =316kVA. | --> | 0.38 | 0 | 0.03705 | 0 | 0 | Constrained,otherwise capacity available =412.6kW. | --> | E14 ex CARNDONAGH | Carndonagh [T421,T422] | TRILLICK |  | 55.253 | -7.2635
MV/LV Substation AS***437X |  | 10 kV | _ | LV | 100 kVA :Pole Substation | 0.1 | --> | 0.1 | 0 | 0 | Constrained,otherwise capacity available =100kVA. | --> | 0.095 | 0 | 0 | 0 | 0 | Constrained,otherwise capacity available =100kW. | --> | E18 ex BLESSINGTON | Blessington [T421,T422] | KILTEEL |  | 53.1937 | -6.5093
MV/LV Substation AS***4384 |  | 20 kV | _ | LV | 200 kVA :Pole Substation | 0.2 | --> | 0.2 | 0 | 0 | Constrained,otherwise capacity available =175kVA. | --> | 0.19 | 0 | 0 | 0.20376 | 0 |  | --> | E17 ex ACADEMY STREET | Academy Street [T421,T422,T44] | NAVAN |  | 53.5891 | -6.6775
MV/LV Substation AS***438Y |  | 10 kV | _ | LV | 400 kVA :Kiosk Substation | 0.4 | --> | 0.4 | 0 | 0 | Constrained,otherwise capacity available =290kVA. | --> | 0.38 | 0 | 0.003705 | 0 | 0 | Constrained,otherwise capacity available =416.4kW. | --> | C15 ex MOUNTMELLICK | Mountmellick [T41,T42] | PORTLAOISE |  | 53.1178 | -7.3225
MV/LV Substation AS***445Y |  | 20 kV | _ | LV | 100 kVA :Pole Substation | 0.1 | --> | 0.1 | 0 | 0 | Constrained,otherwise capacity available =89kVA. | --> | 0.095 | 0 | 0 | 0.10166 | 0 |  | --> | E13 ex KILCARRAGH | Kilcarragh [T421,T422] | BUTLERSTOWN |  | 52.1638 | -7.0022
MV/LV Substation AS***446Z |  | 10 kV | _ | LV | 50 kVA :Pole Substation | 0.05 | --> | 0.05 | 0.05 | 1.6 |  | --> | 0.0475 | 0 | 0 | 0 | 0 | Constrained,otherwise capacity available =50kW. | --> | C18 ex FOYNES | Foynes [T41,T42] | RATHKEALE |  | 52.6084 | -9.055
MV/LV Substation AS***4509 |  | 10 kV | _ | LV | 50 kVA :Pole Substation | 0.05 | --> | 0.05 | 0 | 0 | Constrained,otherwise capacity available =49kVA. | --> | 0.0475 | 0 | 0 | 0.050152 | 0 |  | --> | C11 ex LOUGHTAGALLA | Loughtagalla [T41,T42] | THURLES |  | 52.6778 | -7.7103
MV/LV Substation AS***451Y |  | 20 kV | _ | LV | 400 kVA :Kiosk Substation | 0.4 | --> | 0.4 | 0 | 0 | Constrained,otherwise capacity available =339kVA. | --> | 0.38 | 0 | 0.005928 | 0.37942 | 0 | Constrained,otherwise capacity available =409.2kW. | --> | E14 ex COLLOONEY | Collooney [T421,T422] | SLIGO |  | 54.1807 | -8.4998
MV/LV Substation AS***4542 |  | 10 kV | _ | LV | 200 kVA :Pole Substation | 0.2 | --> | 0.2 | 0 | 0 | Constrained,otherwise capacity available =177kVA. | --> | 0.19 | 0 | 0 | 0 | 0 | Constrained,otherwise capacity available =203.5kW. | --> | C12 ex ROSCREA | Roscrea [T41,T42] | IKERRIN |  | 52.9634 | -7.7844
MV/LV Substation AS***4597 |  | 10 kV | _ | LV | 630 kVA :Kiosk Substation | 0.63 | --> | 0.63 | 0.5 | 1.9 |  | --> | 0.5985 | 0 | 0.026676 | 0.5 | 0 |  | --> | C15 ex FAIRVIEW | Fairview [T41] | MCDERMOTT |  | 53.369 | -6.212
MV/LV Substation AS***4659 |  | 10 kV | _ | LV | 630 kVA :Kiosk Substation | 0.63 | --> | 0.63 | 0.5 | 6 |  | --> | 0.5985 | 0 | 0 | 0.5 | 0 |  | --> | C24 ex PELLETSTOWN | Pelletstown [T101,T102] | FINGLAS |  | 53.3747 | -6.3182
MV/LV Substation AS***466Y |  | 10 kV | _ | LV | 200 kVA :Kiosk Substation | 0.2 | --> | 0.2 | 0.188 | 14.3 |  | --> | 0.19 | 0 | 0 | 0.20181 | 0 |  | --> | C23 ex KILLOTERAN | Killoteran [T101,T102] | KILLOTERAN |  | 52.2565 | -7.1411
MV/LV Substation AS***467X |  | 10 kV | _ | LV | 200 kVA :Building Structure | 0.2 | --> | 0.2 | 0 | 0 | Constrained,otherwise capacity available =154kVA. | --> | 0.19 | 0 | 0.006669 | 0.20687 | 0 |  | --> | C13 ex CLONMINCH | Clonminch [T41,T422] | THORNSBERRY |  | 53.2688 | -7.4851
MV/LV Substation AS***470Z |  | 10 kV | _ | LV | 50 kVA :Pole Substation | 0.05 | --> | 0.05 | 0 | 0 | Constrained,otherwise capacity available =43kVA. | --> | 0.0475 | 0 | 0 | 0.051052 | 0 |  | --> | C17 ex AGHAMORE | Aghamore [T41,T42] | LANESBORO |  | 53.7496 | -7.9241
MV/LV Substation AS***472X |  | 10 kV | _ | LV | 630 kVA :Kiosk Substation | 0.63 | --> | 0.63 | 0 | 0 | Constrained,otherwise capacity available =500kVA. | --> | 0.5985 | 0 | 0.000741 | 0.5 | 0 |  | --> | C13 ex GLASNEVIN | Glasnevin [T41] | FINGLAS |  | 53.3791 | -6.2765
MV/LV Substation AS***475Z |  | 20 kV | _ | LV | 400 kVA :Building Structure | 0.4 | --> | 0.4 | 0 | 0 | Constrained,otherwise capacity available =353kVA. | --> | 0.38 | 0 | 0 | 0.40707 | 0 |  | --> | E15 ex ASHBOURNE | Ashbourne [T421,T422] | FINGLAS |  | 53.51 | -6.3991
MV/LV Substation AS***476Z |  | 20 kV | _ | LV | 630 kVA :Building Structure | 0.63 | --> | 0.63 | 0 | 0 | Constrained,otherwise capacity available =486kVA. | --> | 0.5985 | 0 | 0 | 0.5 | 0 |  | --> | E15 ex ASHBOURNE | Ashbourne [T421,T422] | FINGLAS |  | 53.5108 | -6.4009
MV/LV Substation AS***477Z |  | 20 kV | _ | LV | 630 kVA :Building Structure | 0.63 | --> | 0.63 | 0 | 0 | Constrained,otherwise capacity available =500kVA. | --> | 0.5985 | 0 | 0 | 0.5 | 0 |  | --> | E15 ex ASHBOURNE | Ashbourne [T421,T422] | FINGLAS |  | 53.5108 | -6.4008
MV/LV Substation AS***478Z |  | 10 kV | _ | LV | 400 kVA :Kiosk Substation | 0.4 | --> | 0.4 | 0 | 0 | Constrained,otherwise capacity available =292kVA. | --> | 0.38 | 0 | 0.013338 | 0.41608 | 0 |  | --> | C11 ex MAYFIELD | Mayfield [T41,T42] | KILBARRY |  | 51.9086 | -8.4185
MV/LV Substation AS***480X |  | 20 kV | _ | LV | 50 kVA :Pole Substation | 0.05 | --> | 0.05 | 0 | 0 | Constrained,otherwise capacity available =50kVA. | --> | 0.0475 | 0 | 0 | 0.05 | 0 |  | --> | E14 ex KILCOCK | Kilcock [T421,T422] | GRIFFINRATH |  | 53.477 | -6.7172
MV/LV Substation AS***495X |  | 10 kV | _ | LV | 1000 kVA :Building Structure | 1 | --> | 1 | 0.5 | 18.8 |  | --> | 0.95 | 0 | 0 | 0.5 | 0 |  | --> | C40 ex BEDFORD ROW | Bedford Row [T41,T42,T43,T44] | FRANCIS STREET |  | 53.3462 | -6.2605
MV/LV Substation AS***506Z |  | 20 kV | _ | LV | 630 kVA :Building Structure | 0.63 | --> | 0.63 | 0 | 0 | Constrained,otherwise capacity available =500kVA. | --> | 0.5985 | 0 | 0 | 0.5 | 0 |  | --> | E15 ex ASHBOURNE | Ashbourne [T421,T422] | FINGLAS |  | 53.5108 | -6.4008
MV/LV Substation AS***507 |  | 10 kV | _ | LV | 200 kVA :Pole Substation | 0.2 | --> | 0.2 | 0.12 | 6 |  | --> | 0.19 | 0 | 0 | 0.2118 | 0 |  | --> | C26 ex PELLETSTOWN | Pelletstown [T101,T102] | FINGLAS |  | 53.3783 | -6.3384
MV/LV Substation AS***507 |  | 10 kV | _ | LV | 50 kVA :Pole Substation | 0.05 | --> | 0.05 | 0 | 0 | Constrained,otherwise capacity available =50kVA. | --> | 0.0475 | 0 | 0 | 0.05 | 0 |  | --> | C12 ex AGHAMORE | Aghamore [T41,T42] | LANESBORO |  | 53.6795 | -7.9794
MV/LV Substation AS***508 |  | 20 kV | _ | LV | 50 kVA :Pole Substation | 0.05 | --> | 0.05 | 0 | 0 | Constrained,otherwise capacity available =26kVA. | --> | 0.0475 | 0 | 0 | 0.053518 | 0 |  | --> | E17 ex DULEEK | Duleek [T421,T422] | DRYBRIDGE |  | 53.6593 | -6.5491
MV/LV Substation AS***508X |  | 20 kV | _ | LV | 100 kVA :Pole Substation | 0.1 | --> | 0.1 | 0.1 | 2.8 |  | --> | 0.095 | 0 | 0 | 0.1 | 0 |  | --> | E21 ex CLARA | Clara [T421,T422] | THORNSBERRY |  | 53.3902 | -7.6707
MV/LV Substation AS***539X |  | 10 kV | _ | LV | 400 kVA :Kiosk Substation | 0.4 | --> | 0.4 | 0.262 | 6 |  | --> | 0.38 | 0 | 0.020007 | 0.42043 | 0 |  | --> | C22 ex PELLETSTOWN | Pelletstown [T101,T102] | FINGLAS |  | 53.38 | -6.3682
MV/LV Substation AS***541X |  | 20 kV | _ | LV | 100 kVA :Pole Substation | 0.1 | --> | 0.1 | 0 | 0 | Constrained,otherwise capacity available =84kVA. | --> | 0.095 | 0 | 0.003705 | 0.1024 | 0 |  | --> | E18 ex CREAGH | Creagh [T421,T422] | ATHLONE |  | 53.3415 | -8.2425
MV/LV Substation AS***546X |  | 10 kV | _ | LV | 100 kVA :Pole Substation | 0.1 | --> | 0.1 | 0.079 | 12.2 |  | --> | 0.095 | 0 | 0 | 0.10314 | 0 |  | --> | C17 ex BALLYBEG | Ballybeg [T101,T102] | CARRICKMINES |  | 52.974 | -6.0662
MV/LV Substation AS***556 |  | 10 kV | _ | LV | 400 kVA :Kiosk Substation | 0.4 | --> | 0.4 | 0.315 | 2.8 |  | --> | 0.38 | 0 | 0.002964 | 0.41271 | 0 |  | --> | C24 ex MOUNT MERRION | Mount Merrion [T41,T42] | CARRICKMINES |  | 53.2974 | -6.2027
MV/LV Substation AS***569Y |  | 20 kV | _ | LV | 50 kVA :Pole Substation | 0.05 | --> | 0.05 | 0.05 | 17.8 |  | --> | 0.0475 | 0 | 0 | 0.05 | 0 |  | --> | E13 ex BANOGE | Banoge [T121,T122] | BANOGE |  | 52.6039 | -6.2187
MV/LV Substation AS***570 |  | 20 kV | _ | LV | 200 kVA :Pole Substation | 0.2 | --> | 0.2 | 0 | 0 | Constrained,otherwise capacity available =145kVA. | --> | 0.19 | 0 | 0 | 0.20818 | 0 |  | --> | C17 ex KYLEERAGH | Kyleeragh [T41,T42] | NENAGH |  | 52.9269 | -8.182
MV/LV Substation AS***575 |  | 10 kV | _ | LV | 50 kVA :Pole Substation | 0.05 | --> | 0.05 | 0 | 0 | Constrained,otherwise capacity available =44kVA. | --> | 0.0475 | 0 | 0 | 0.050903 | 0 |  | --> | C12 ex CAPPAMORE | Cappamore [T41,T42] | ARDNACRUSHA |  | 52.6763 | -8.4057
MV/LV Substation AS***575Y |  | 10 kV | _ | LV | 200 kVA :Kiosk Substation | 0.2 | --> | 0.2 | 0.155 | 0.2 |  | --> | 0.19 | 0 | 0.004446 | 0 | 0 | Constrained,otherwise capacity available =206.7kW. | --> | E17 ex BEALISTOWN | Bealistown [T421,T422] | GREAT ISLAND |  | 52.1936 | -6.845
MV/LV Substation AS***588 |  | 10 kV | _ | LV | 200 kVA :Pole Substation | 0.2 | --> | 0.2 | 0.179 | 1.6 |  | --> | 0.19 | 0 | 0 | 0 | 0 | Constrained,otherwise capacity available =203.2kW. | --> | C17 ex BALLYSHANNON | Ballyshannon [T41,T42] | CATHALEENS FALL |  | 54.4968 | -8.1734
MV/LV Substation AS***603 |  | 10 kV | _ | LV | 200 kVA :Kiosk Substation | 0.2 | --> | 0.2 | 0.172 | 1 |  | --> | 0.19 | 0 | 0.003705 | 0 | 0 | Constrained,otherwise capacity available =204.2kW. | --> | C12 ex BOYLE | Boyle [T41,T42] | CARRICK ON SHANNON |  | 53.8755 | -8.4021
MV/LV Substation AS***622Y |  | 10 kV | _ | LV | 200 kVA :Kiosk Substation | 0.2 | --> | 0.2 | 0 | 0 | Constrained,otherwise capacity available =115kVA. | --> | 0.19 | 0 | 0.011856 | 0.21251 | 0 |  | --> | C16 ex DERRYCRAMPH | Derrycramph [T41,T42] | SHANKILL |  | 53.975 | -7.3586
MV/LV Substation AS***630X |  | 20 kV | _ | LV | 630 kVA :Building Structure | 0.63 | --> | 0.63 | 0 | 0 | Constrained,otherwise capacity available =467kVA. | --> | 0.5985 | 0 | 0.002223 | 0.5 | 0 |  | --> | E16 ex ASHBOURNE | Ashbourne [T421,T422] | FINGLAS |  | 53.5133 | -6.3991
MV/LV Substation AS***632X |  | 10 kV | _ | LV | 50 kVA :Pole Substation | 0.05 | --> | 0.05 | 0.034 | 5.9 |  | --> | 0.0475 | 0 | 0 | 0.052373 | 0 |  | --> | C17 ex CASHEL | Cashel [T41,T42] | CAHIR |  | 52.5122 | -7.8873
MV/LV Substation AS***637X |  | 10 kV | _ | LV | 50 kVA :Pole Substation | 0.05 | --> | 0.05 | 0.039 | 5.9 |  | --> | 0.0475 | 0 | 0.003705 | 0.051643 | 0 |  | --> | C17 ex CASHEL | Cashel [T41,T42] | CAHIR |  | 52.5133 | -7.8936
MV/LV Substation AS***650Y |  | 10 kV | _ | LV | 200 kVA :Kiosk Substation | 0.2 | --> | 0.2 | 0.175 | 6.4 |  | --> | 0.19 | 0 | 0.00741 | 0.20376 | 0 |  | --> | C14 ex GARRYCASTLE | Garrycastle [T41,T42] | ATHLONE |  | 53.4222 | -7.9054
MV/LV Substation AS***653X |  | 10 kV | _ | LV | 400 kVA :Kiosk Substation | 0.4 | --> | 0.4 | 0.4 | 6 |  | --> | 0.38 | 0 | 0 | 0.4 | 0 |  | --> | C24 ex PELLETSTOWN | Pelletstown [T101,T102] | FINGLAS |  | 53.3767 | -6.3328
MV/LV Substation AS***669Z |  | 20 kV | _ | LV | 400 kVA :Kiosk Substation | 0.4 | --> | 0.4 | 0 | 0 | Constrained,otherwise capacity available =326kVA. | --> | 0.38 | 0 | 0.009633 | 0.41108 | 0 |  | --> | E16 ex ASHBOURNE | Ashbourne [T421,T422] | FINGLAS |  | 53.513 | -6.3948
MV/LV Substation AS***678 |  | 10 kV | _ | LV | 50 kVA :Pole Substation | 0.05 | --> | 0.05 | 0 | 0 | Constrained,otherwise capacity available =44kVA. | --> | 0.0475 | 0 | 0 | 0.050903 | 0 |  | --> | C12 ex CAPPAMORE | Cappamore [T41,T42] | ARDNACRUSHA |  | 52.673 | -8.4058
MV/LV Substation AS***678Y |  | 10 kV | _ | LV | 200 kVA :Kiosk Substation | 0.2 | --> | 0.2 | 0 | 0 | Constrained,otherwise capacity available =119kVA. | --> | 0.19 | 0 | 0.019266 | 0 | 0 | Constrained,otherwise capacity available =211.9kW. | --> | C14 ex PORTLAOISE | Portlaoise [T41,T42] | PORTLAOISE |  | 53.0474 | -7.277
MV/LV Substation AS***679X |  | 20 kV | _ | LV | 50 kVA :Pole Substation | 0.05 | --> | 0.05 | 0.03 | 4.4 |  | --> | 0.0475 | 0 | 0.013338 | 0.052949 | 0 |  | --> | E13 ex CRANE | Crane [T122] | CRANE |  | 52.4605 | -6.3825
MV/LV Substation AS***679Y |  | 10 kV | _ | LV | 200 kVA :Kiosk Substation | 0.2 | --> | 0.2 | 0 | 0 | Constrained,otherwise capacity available =186kVA. | --> | 0.19 | 0 | 0 | 0 | 0 | Constrained,otherwise capacity available =202.1kW. | --> | C14 ex PORTLAOISE | Portlaoise [T41,T42] | PORTLAOISE |  | 53.0462 | -7.2794
MV/LV Substation AS***681X |  | 20 kV | _ | LV | 100 kVA :Pole Substation | 0.1 | --> | 0.1 | 0 | 0 | Constrained,otherwise capacity available =99kVA. | --> | 0.095 | 0 | 0 | 0.10015 | 0 |  | --> | E21 ex BALTRASNA | Baltrasna [T121,T122] | BALTRASNA |  | 53.5044 | -6.382
MV/LV Substation AS***683Z |  | 20 kV | _ | LV | 400 kVA :Building Structure | 0.4 | --> | 0.4 | 0 | 0 | Constrained,otherwise capacity available =400kVA. | --> | 0.38 | 0 | 0 | 0.4 | 0 |  | --> | E20 ex BALTRASNA | Baltrasna [T121,T122] | BALTRASNA |  | 53.5182 | -6.4097
MV/LV Substation AS***694Z |  | 20 kV | _ | LV | 630 kVA :Building Structure | 0.63 | --> | 0.63 | 0 | 0 | Constrained,otherwise capacity available =500kVA. | --> | 0.5985 | 0 | 0 | 0.5 | 0 |  | --> | E20 ex BALTRASNA | Baltrasna [T121,T122] | BALTRASNA |  | 53.5159 | -6.4165
MV/LV Substation AS***695Z |  | 20 kV | _ | LV | 630 kVA :Building Structure | 0.63 | --> | 0.63 | 0 | 0 | Constrained,otherwise capacity available =500kVA. | --> | 0.5985 | 0 | 0 | 0.5 | 0 |  | --> | E20 ex BALTRASNA | Baltrasna [T121,T122] | BALTRASNA |  | 53.5146 | -6.4148
MV/LV Substation AS***696Z |  | 20 kV | _ | LV | 400 kVA :Building Structure | 0.4 | --> | 0.4 | 0 | 0 | Constrained,otherwise capacity available =301kVA. | --> | 0.38 | 0 | 0.04446 | 0.41476 | 0 |  | --> | E20 ex BALTRASNA | Baltrasna [T121,T122] | BALTRASNA |  | 53.5137 | -6.4169
MV/LV Substation AS***697Z |  | 20 kV | _ | LV | 400 kVA :Kiosk Substation | 0.4 | --> | 0.4 | 0 | 0 | Constrained,otherwise capacity available =332kVA. | --> | 0.38 | 0 | 0.012597 | 0.4102 | 0 |  | --> | E16 ex ASHBOURNE | Ashbourne [T421,T422] | FINGLAS |  | 53.515 | -6.3938
MV/LV Substation AS***701Y |  | 20 kV | _ | LV | 100 kVA :Pole Substation | 0.1 | --> | 0.1 | 0.075 | 2 |  | --> | 0.095 | 0 | 0.001482 | 0 | 0 | Constrained,otherwise capacity available =103.7kW. | --> | E11 ex RATHKEALE | Rathkeale [T421,T422] | RATHKEALE |  | 52.6024 | -8.97
MV/LV Substation AS***703Y |  | 10 kV | _ | LV | 100 kVA :Pole Substation | 0.1 | --> | 0.1 | 0 | 0 | Constrained,otherwise capacity available =77kVA. | --> | 0.095 | 0 | 0 | 0.10343 | 0 |  | --> | C17 ex ROSCOMMON | Roscommon [T41,T42] | LANESBORO |  | 53.6221 | -8.1989
MV/LV Substation AS***704 |  | 10 kV | _ | LV | 50 kVA :Pole Substation | 0.05 | --> | 0.05 | 0 | 0 | Constrained,otherwise capacity available =45kVA. | --> | 0.0475 | 0 | 0 | 0.050753 | 0 |  | --> | C15 ex GARRYSPILLANE | Garryspillane [T41] | TIPPERARY |  | 52.3632 | -8.2576
MV/LV Substation AS***707X |  | 10 kV | _ | LV | 50 kVA :Pole Substation | 0.05 | --> | 0.05 | 0 | 0 | Constrained,otherwise capacity available =50kVA. | --> | 0.0475 | 0 | 0 | 0.05 | 0 |  | --> | C12 ex CAPPAMORE | Cappamore [T41,T42] | ARDNACRUSHA |  | 52.6785 | -8.4059
MV/LV Substation AS***710 |  | 10 kV | _ | LV | 100 kVA :Pole Substation | 0.1 | --> | 0.1 | 0 | 0 | Constrained,otherwise capacity available =96kVA. | --> | 0.095 | 0 | 0.002964 | 0 | 0 | Constrained,otherwise capacity available =100.6kW. | --> | C11 ex GARDEN CITY | Garden City [T41,T42] | ARKLOW |  | 52.7037 | -6.2635
MV/LV Substation AS***710Z |  | 10 kV | _ | LV | 200 kVA :Pole Substation | 0.2 | --> | 0.2 | 0.14764 | 0.1 | Constrained,otherwise capacity available =167kVA. | --> | 0.19 | 0 | 0 | 0.20495 | 0 |  | --> | C16 ex KILCULLEN | Kilcullen [T41,T42,T424] | STRATFORD |  | 53.1069 | -6.8558
MV/LV Substation AS***718 |  | 10 kV | _ | LV | 1000 kVA :Building Structure | 1 | --> | 1 | 0.5 | 0.9 |  | --> | 0.95 | 0 | 0.006669 | 0.5 | 0 |  | --> | C14 ex KIMMAGE | Kimmage [T41,T42] | INCHICORE 220KV |  | 53.3154 | -6.3193
MV/LV Substation AS***719X |  | 20 kV | _ | LV | 400 kVA :Building Structure | 0.4 | --> | 0.4 | 0 | 0 | Constrained,otherwise capacity available =288kVA. | --> | 0.38 | 0 | 0.006669 | 0.41666 | 0 |  | --> | E16 ex ASHBOURNE | Ashbourne [T421,T422] | FINGLAS |  | 53.5041 | -6.3891
MV/LV Substation AS***720Y |  | 20 kV | _ | LV | 200 kVA :Kiosk Substation | 0.2 | --> | 0.2 | 0 | 0 | Constrained,otherwise capacity available =178kVA. | --> | 0.19 | 0 | 0.00741 | 0.20331 | 0 |  | --> | E19 ex CAVAN | Cavan [T42,T421] | SHANKILL |  | 53.9266 | -7.4156
MV/LV Substation AS***722Z |  | 10 kV | _ | LV | 400 kVA :Kiosk Substation | 0.4 | --> | 0.4 | 0 | 0 | Constrained,otherwise capacity available =368kVA. | --> | 0.38 | 0 | 0 | 0.40483 | 0 |  | --> | C11 ex MAYFIELD | Mayfield [T41,T42] | KILBARRY |  | 51.9059 | -8.4236
MV/LV Substation AS***723X |  | 20 kV | _ | LV | 100 kVA :Pole Substation | 0.1 | --> | 0.1 | 0.099 | 1.5 |  | --> | 0.095 | 0 | 0 | 0.10015 | 0 |  | --> | E17 ex ACHILL | Achill [T422] | CARROWBEG |  | 53.9105 | -9.9665
MV/LV Substation AS***731Z |  | 10 kV | _ | LV | 50 kVA :Pole Substation | 0.05 | --> | 0.05 | 0 | 0 | Constrained,otherwise capacity available =32kVA. | --> | 0.0475 | 0 | 0 | 0.052662 | 0 |  | --> | C17 ex TOGHER | Togher [T41,T42] | TRABEG |  | 51.871 | -8.4803
MV/LV Substation AS***733Y |  | 10 kV | _ | LV | 400 kVA :Kiosk Substation | 0.4 | --> | 0.4 | 0 | 0 | Constrained,otherwise capacity available =389kVA. | --> | 0.38 | 0 | 0 | 0 | 0 | Constrained,otherwise capacity available =401.7kW. | --> | C12 ex KILMALLOCK | Kilmallock [T41,T42] | CHARLEVILLE |  | 52.3982 | -8.5776
MV/LV Substation AS***734X |  | 20 kV | _ | LV | 200 kVA :Kiosk Substation | 0.2 | --> | 0.2 | 0 | 0 | Constrained,otherwise capacity available =151kVA. | --> | 0.19 | 0 | 0.003705 | 0.20731 | 0 |  | --> | E18 ex CREAGH | Creagh [T421,T422] | ATHLONE |  | 53.3387 | -8.2404
MV/LV Substation AS***758 |  | 20 kV | _ | LV | 400 kVA :Kiosk Substation | 0.4 | --> | 0.4 | 0.327 | 4.4 |  | --> | 0.38 | 0 | 0.003705 | 0 | 0 | Constrained,otherwise capacity available =410.9kW. | --> | E19 ex STRANORLAR | Stranorlar [T421,T422] | LETTERKENNY |  | 54.8087 | -7.7778
MV/LV Substation AS***761 |  | 10 kV | _ | LV | 630 kVA :Kiosk Substation | 0.63 | --> | 0.63 | 0.5 | 8.1 |  | --> | 0.5985 | 0 | 0 | 0.5 | 0 |  | --> | C15 ex MILLTOWN (DR) | Milltown (dr) [T101,T102] | POOLBEG |  | 53.3237 | -6.2523
MV/LV Substation AS***764X |  | 10 kV | _ | LV | 100 kVA :Pole Substation | 0.1 | --> | 0.1 | 0 | 0 | Constrained,otherwise capacity available =81kVA. | --> | 0.095 | 0 | 0.003705 | 0 | 0 | Constrained,otherwise capacity available =102.8kW. | --> | C14 ex DRUMBEAR | Drumbear [T41,T42] | LISDRUM |  | 54.2461 | -6.9501
MV/LV Substation AS***764Z |  | 20 kV | _ | LV | 630 kVA :Building Structure | 0.63 | --> | 0.63 | 0 | 0 | Constrained,otherwise capacity available =500kVA. | --> | 0.5985 | 0 | 0 | 0.5 | 0 |  | --> | E20 ex BALTRASNA | Baltrasna [T121,T122] | BALTRASNA |  | 53.5137 | -6.4154
MV/LV Substation AS***767 |  | 10 kV | _ | LV | 630 kVA :Building Structure | 0.63 | --> | 0.63 | 0.5 | 3 |  | --> | 0.5985 | 0 | 0 | 0.5 | 0 |  | --> | C11 ex GREENHILLS | Greenhills [T42] | INCHICORE 220KV |  | 53.3138 | -6.3325
MV/LV Substation AS***767X |  | 20 kV | _ | LV | 400 kVA :Kiosk Substation | 0.4 | --> | 0.4 | 0 | 0 | Constrained,otherwise capacity available =356kVA. | --> | 0.38 | 0 | 0.025194 | 0.40663 | 0 |  | --> | E23 ex ATHENRY | Athenry [T423] | GALWAY 110KV |  | 53.2756 | -8.6405
MV/LV Substation AS***768 |  | 20 kV | _ | LV | 50 kVA :Pole Substation | 0.05 | --> | 0.05 | 0.046 | 2.8 |  | --> | 0.0475 | 0 | 0.00741 | 0.050604 | 0 |  | --> | E21 ex CLARA | Clara [T421,T422] | THORNSBERRY |  | 53.3532 | -7.6415
MV/LV Substation AS***771X |  | 10 kV | _ | LV | 100 kVA :Pole Substation | 0.1 | --> | 0.1 | 0 | 0 | Constrained,otherwise capacity available =94kVA. | --> | 0.095 | 0 | 0.004446 | 0.10091 | 0 |  | --> | C20 ex RATHMULLAN | Rathmullan [T41,T42] | DRYBRIDGE |  | 53.6935 | -6.3906
MV/LV Substation AS***772 |  | 10 kV | _ | LV | 200 kVA :Kiosk Substation | 0.2 | --> | 0.2 | 0.121 | 2.4 |  | --> | 0.19 | 0 | 0.012597 | 0.21165 | 0 |  | --> | C16 ex BRAY | Bray [T41,T42] | FASSAROE |  | 53.1895 | -6.1364
MV/LV Substation AS***772Z |  | 20 kV | _ | LV | 200 kVA :Kiosk Substation | 0.2 | --> | 0.2 | 0 | 0 | Constrained,otherwise capacity available =116kVA. | --> | 0.19 | 0 | 0.010374 | 0.21237 | 0 |  | --> | E21 ex BALTRASNA | Baltrasna [T121,T122] | BALTRASNA |  | 53.5135 | -6.3934
MV/LV Substation AS***773X |  | 10 kV | _ | LV | 400 kVA :Kiosk Substation | 0.4 | --> | 0.4 | 0 | 0 | Constrained,otherwise capacity available =253kVA. | --> | 0.38 | 0 | 0.010374 | 0.42173 | 0 |  | --> | C19 ex JOHNSTOWN | Johnstown [T41,T42] | KILTEEL |  | 53.2245 | -6.6554
MV/LV Substation AS***774X |  | 10 kV | _ | LV | 400 kVA :Kiosk Substation | 0.4 | --> | 0.4 | 0 | 0 | Constrained,otherwise capacity available =369kVA. | --> | 0.38 | 0 | 0.003705 | 0.40468 | 0 |  | --> | C19 ex JOHNSTOWN | Johnstown [T41,T42] | KILTEEL |  | 53.2239 | -6.6564
MV/LV Substation AS***775X |  | 10 kV | _ | LV | 400 kVA :Kiosk Substation | 0.4 | --> | 0.4 | 0 | 0 | Constrained,otherwise capacity available =348kVA. | --> | 0.38 | 0 | 0.011856 | 0.40782 | 0 |  | --> | C19 ex JOHNSTOWN | Johnstown [T41,T42] | KILTEEL |  | 53.2252 | -6.6573
MV/LV Substation AS***776X |  | 10 kV | _ | LV | 400 kVA :Building Structure | 0.4 | --> | 0.4 | 0 | 0 | Constrained,otherwise capacity available =400kVA. | --> | 0.38 | 0 | 0 | 0 | 0 | Constrained,otherwise capacity available =400kW. | --> | C14 ex GARDEN CITY | Garden City [T41,T42] | ARKLOW |  | 52.679 | -6.2845
MV/LV Substation AS***784X |  | 10 kV | _ | LV | 400 kVA :Kiosk Substation | 0.4 | --> | 0.4 | 0.237 | 1 |  | --> | 0.38 | 0 | 0.021489 | 0.42402 | 0 |  | --> | C22 ex TYCOR | Tycor [T41,T42] | WATERFORD |  | 52.2577 | -7.1433
MV/LV Substation AS***789X |  | 10 kV | _ | LV | 100 kVA :Pole Substation | 0.1 | --> | 0.1 | 0.098 | 4.2 |  | --> | 0.095 | 0 | 0.003705 | 0.1003 | 0 |  | --> | C13 ex ERRIGAL | Errigal [T41,T422] | SHANKILL |  | 54.0696 | -7.1246
MV/LV Substation AS***793 |  | 10 kV | _ | LV | 25 kVA :Pole Substation | 0.025 | --> | 0.025 | 0.019 | 16.1 |  | --> | 0.02375 | 0 | 0.008151 | 0.025895 | 0 |  | --> | E14 ex WEXFORD | Wexford [T121,T122] | WEXFORD |  | 52.3321 | -6.5026
MV/LV Substation AS***794X |  | 10 kV | _ | LV | 200 kVA :Kiosk Substation | 0.2 | --> | 0.2 | 0 | 0 | Constrained,otherwise capacity available =186kVA. | --> | 0.19 | 0 | 0.012597 | 0.20211 | 0 |  | --> | C15 ex ORANMORE | Oranmore [T41,T44] | GALWAY 110KV |  | 53.2616 | -8.9352
MV/LV Substation AS***796X |  | 10 kV | _ | LV | 400 kVA :Kiosk Substation | 0.4 | --> | 0.4 | 0.312 | 0.9 |  | --> | 0.38 | 0 | 0.014079 | 0 | 0 | Constrained,otherwise capacity available =413.1kW. | --> | C15 ex SPA ROAD | Spa Road [T41,T42] | DOON |  | 52.3586 | -7.7343
MV/LV Substation AS***814X |  | 10 kV | _ | LV | 200 kVA :Kiosk Substation | 0.2 | --> | 0.2 | 0 | 0 | Constrained,otherwise capacity available =197kVA. | --> | 0.19 | 0 | 0 | 0.20045 | 0 |  | --> | C15 ex TYMON | Tymon [T41,T42] | COOKSTOWN |  | 53.2774 | -6.3275
MV/LV Substation AS***814X |  | 10 kV | _ | LV | 200 kVA :Kiosk Substation | 0.2 | --> | 0.2 | 0 | 0 | Constrained,otherwise capacity available =175kVA. | --> | 0.19 | 0 | 0.012597 | 0 | 0 | Constrained,otherwise capacity available =203.8kW. | --> | C16 ex CLOONLOUGH | Cloonlough [T41,T42] | BARRYMORE |  | 52.2628 | -8.2776
MV/LV Substation AS***819X |  | 10 kV | _ | LV | 200 kVA :Kiosk Substation | 0.2 | --> | 0.2 | 0 | 0 | Constrained,otherwise capacity available =182kVA. | --> | 0.19 | 0 | 0.012597 | 0.20271 | 0 |  | --> | C25 ex CREGG ROAD | Cregg Road [T41,T42] | BALLYDINE |  | 52.348 | -7.405
MV/LV Substation AS***826X |  | 10 kV | _ | LV | 400 kVA :Kiosk Substation | 0.4 | --> | 0.4 | 0 | 0 | Constrained,otherwise capacity available =387kVA. | --> | 0.38 | 0 | 0 | 0.40197 | 0 |  | --> | C17 ex STICKILLEN | Stickillen [T41,T42] | DRYBRIDGE |  | 53.8556 | -6.5411
MV/LV Substation AS***827 |  | 10 kV | _ | LV | 50 kVA :Pole Substation | 0.05 | --> | 0.05 | 0 | 0 | Constrained,otherwise capacity available =50kVA. | --> | 0.0475 | 0 | 0 | 0.05 | 0 |  | --> | C14 ex GREYSTONES | Greystones [T41,T42] | FASSAROE |  | 53.1496 | -6.1252
MV/LV Substation AS***830X |  | 20 kV | _ | LV | 400 kVA :Kiosk Substation | 0.4 | --> | 0.4 | 0.339 | 2.4 |  | --> | 0.38 | 0 | 0 | 0.40916 | 0 |  | --> | C19 ex GRAIGUE | Graigue [T41,T42] | CARLOW |  | 52.8193 | -6.9325
MV/LV Substation AS***831Y |  | 10 kV | _ | LV | 630 kVA :Kiosk Substation | 0.63 | --> | 0.63 | 0 | 0 | Constrained,otherwise capacity available =500kVA. | --> | 0.5985 | 0 | 0.011115 | 0 | 0 | Constrained,otherwise capacity available =500kW. | --> | E20 ex BLESSINGTON | Blessington [T421,T422] | KILTEEL |  | 53.1707 | -6.5403
MV/LV Substation AS***835X |  | 10 kV | _ | LV | 200 kVA :Kiosk Substation | 0.2 | --> | 0.2 | 0.174 | 3.9 |  | --> | 0.19 | 0 | 0 | 0.20391 | 0 |  | --> | C19 ex GALWAY 110KV | Galway 110kv [T102,T103] | GALWAY 110KV |  | 53.2752 | -9.0141
MV/LV Substation AS***843 |  | 20 kV | _ | LV | 200 kVA :Pole Substation | 0.2 | --> | 0.2 | 0 | 0 | Constrained,otherwise capacity available =142kVA. | --> | 0.19 | 0 | 0 | 0.20862 | 0 |  | --> | C12 ex DUNLEER | Dunleer [T41,T42] | DRYBRIDGE |  | 53.7885 | -6.2402
MV/LV Substation AS***844X |  | 10 kV | _ | LV | 200 kVA :Pole Substation | 0.2 | --> | 0.2 | 0 | 0 | Constrained,otherwise capacity available =28kVA. | --> | 0.19 | 0 | 0.008151 | 0 | 0 | Constrained,otherwise capacity available =224.5kW. | --> | C17 ex TEMPLEMORE | Templemore [T41,T42] | IKERRIN |  | 52.7946 | -7.839
MV/LV Substation AS***847X |  | 10 kV | _ | LV | 200 kVA :Kiosk Substation | 0.2 | --> | 0.2 | 0 | 0 | Constrained,otherwise capacity available =200kVA. | --> | 0.19 | 0 | 0 | 0.2 | 0 |  | --> | C21 ex TYMON | Tymon [T41,T42] | COOKSTOWN |  | 53.2929 | -6.3559
MV/LV Substation AS***863X |  | 10 kV | _ | LV | 400 kVA :Kiosk Substation | 0.4 | --> | 0.4 | 0 | 0 | Constrained,otherwise capacity available =299kVA. | --> | 0.38 | 0 | 0.019266 | 0.41505 | 0 |  | --> | C13 ex MALAHIDE | Malahide [T41,T42] | GLASMORE |  | 53.4259 | -6.1936
MV/LV Substation AS***865 |  | 10 kV | _ | LV | 400 kVA :Kiosk Substation | 0.4 | --> | 0.4 | 0.248 | 11.1 |  | --> | 0.38 | 0 | 0.021489 | 0.42245 | 0 |  | --> | C28 ex CABRA | Cabra [T101,T102] | FINGLAS |  | 53.3721 | -6.314
MV/LV Substation AS***866 |  | 10 kV | _ | LV | 630 kVA :Kiosk Substation | 0.63 | --> | 0.63 | 0.333 | 6 |  | --> | 0.5985 | 0 | 0.075582 | 0.5 | 0 |  | --> | C24 ex PELLETSTOWN | Pelletstown [T101,T102] | FINGLAS |  | 53.3724 | -6.3165
MV/LV Substation AS***875Y |  | 10 kV | _ | LV | 400 kVA :Kiosk Substation | 0.4 | --> | 0.4 | 0 | 0 | Constrained,otherwise capacity available =284kVA. | --> | 0.38 | 0 | 0 | 0.41724 | 0 |  | --> | C11 ex DOCK ROAD | Dock Road [T41,T42] | LIMERICK |  | 52.6533 | -8.6488
MV/LV Substation AS***882Z |  | 20 kV | _ | LV | 100 kVA :Pole Substation | 0.1 | --> | 0.1 | 0 | 0 | Constrained,otherwise capacity available =92kVA. | --> | 0.095 | 0 | 0 | 0 | 0 | Constrained,otherwise capacity available =101.2kW. | --> | C12 ex BANTRY | Bantry [T41,T42] | BALLYLICKY |  | 51.5802 | -9.7075
MV/LV Substation AS***894Y |  | 10 kV | _ | LV | 400 kVA :Kiosk Substation | 0.4 | --> | 0.4 | 0.285 | 4 |  | --> | 0.38 | 0 | 0.004446 | 0.4171 | 0 |  | --> | C17 ex BALLYJAMESDUFF | Ballyjamesduff [T41,T42] | SHANKILL |  | 53.8641 | -7.2102
MV/LV Substation AS***906X |  | 10 kV | _ | LV | 400 kVA :Building Structure | 0.4 | --> | 0.4 | 0 | 0 | Constrained,otherwise capacity available =399kVA. | --> | 0.38 | 0 | 0 | 0.40015 | 0 |  | --> | C13 ex FORTUNESTOWN | Fortunestown [T101,T102] | INCHICORE 220KV |  | 53.2813 | -6.4109
MV/LV Substation AS***914X |  | 20 kV | _ | LV | 400 kVA :Kiosk Substation | 0.4 | --> | 0.4 | 0.292 | 0.6 |  | --> | 0.38 | 0 | 0.042978 | 0 | 0 | Constrained,otherwise capacity available =416.1kW. | --> | E23 ex LAWLESSTOWN | Lawlesstown [T42,T421] | DOON |  | 52.4095 | -7.7604
MV/LV Substation AS***917 |  | 20 kV | _ | LV | 400 kVA :Kiosk Substation | 0.4 | --> | 0.4 | 0 | 0 | Constrained,otherwise capacity available =400kVA. | --> | 0.38 | 0 | 0 | 0.4 | 0 |  | --> | E16 ex ASHBOURNE | Ashbourne [T421,T422] | FINGLAS |  | 53.5067 | -6.3879
MV/LV Substation AS***923 |  | 20 kV | _ | LV | 1000 kVA :Building Structure | 1 | --> | 1 | 0 | 0 | Constrained,otherwise capacity available =500kVA. | --> | 0.95 | 0 | 0.055575 | 0.5 | 0 |  | --> | E20 ex BALTRASNA | Baltrasna [T121,T122] | BALTRASNA |  | 53.5177 | -6.4133
MV/LV Substation AS***925X |  | 10 kV | _ | LV | 200 kVA :Kiosk Substation | 0.2 | --> | 0.2 | 0 | 0 | Constrained,otherwise capacity available =153kVA. | --> | 0.19 | 0 | 0.01482 | 0.20701 | 0 |  | --> | C12 ex CARRIGALINE | Carrigaline [T41,T42] | BARNAHELY |  | 51.8225 | -8.3907
MV/LV Substation AS***928 |  | 10 kV | _ | LV | 400 kVA :Kiosk Substation | 0.4 | --> | 0.4 | 0 | 0 | Constrained,otherwise capacity available =231kVA. | --> | 0.38 | 0 | 0.014079 | 0.42488 | 0 |  | --> | C17 ex TYMON | Tymon [T41,T42] | COOKSTOWN |  | 53.3084 | -6.3695
MV/LV Substation AS***932Y |  | 10 kV | _ | LV | 630 kVA :Building Structure | 0.63 | --> | 0.63 | 0 | 0 | Constrained,otherwise capacity available =500kVA. | --> | 0.5985 | 0 | 0 | 0.5 | 0 |  | --> | C19 ex JOHNSTOWN | Johnstown [T41,T42] | KILTEEL |  | 53.2291 | -6.6366
MV/LV Substation AS***936 |  | 10 kV | _ | LV | 400 kVA :Kiosk Substation | 0.4 | --> | 0.4 | 0.2 | 1.9 |  | --> | 0.38 | 0 | 0 | 0.42928 | 0 |  | --> | C15 ex FAIRVIEW | Fairview [T41] | MCDERMOTT |  | 53.3691 | -6.2135
MV/LV Substation AS***938Z |  | 10 kV | _ | LV | 50 kVA :Pole Substation | 0.05 | --> | 0.05 | 0.033 | 10.9 |  | --> | 0.0475 | 0 | 0 | 0.052518 | 0 |  | --> | C14 ex MULLINGAR | Mullingar [T101,T102] | MULLINGAR |  | 53.529 | -7.3583
MV/LV Substation AS***945 |  | 10 kV | _ | LV | 400 kVA :Building Structure | 0.4 | --> | 0.4 | 0 | 0 | Constrained,otherwise capacity available =286kVA. | --> | 0.38 | 0 | 0 | 0.41695 | 0 |  | --> | C28 ex CLONDALKIN | Clondalkin [T41,T42,T44] | INCHICORE 220KV |  | 53.3275 | -6.3927
MV/LV Substation AS***953Y |  | 10 kV | _ | LV | 400 kVA :Kiosk Substation | 0.4 | --> | 0.4 | 0.343 | 10.9 |  | --> | 0.38 | 0 | 0.002964 | 0.40856 | 0 |  | --> | C14 ex MULLINGAR | Mullingar [T101,T102] | MULLINGAR |  | 53.5291 | -7.3539
MV/LV Substation AS***954 |  | 10 kV | _ | LV | 400 kVA :Kiosk Substation | 0.4 | --> | 0.4 | 0.184 | 6 |  | --> | 0.38 | 0 | 0.054093 | 0.43152 | 0 |  | --> | C29 ex PELLETSTOWN | Pelletstown [T101,T102] | FINGLAS |  | 53.3728 | -6.327
MV/LV Substation AS***954Y |  | 10 kV | _ | LV | 400 kVA :Kiosk Substation | 0.4 | --> | 0.4 | 0.265 | 10.9 |  | --> | 0.38 | 0 | 0.035568 | 0.42 | 0 |  | --> | C14 ex MULLINGAR | Mullingar [T101,T102] | MULLINGAR |  | 53.5303 | -7.3547
MV/LV Substation AS***959Y |  | 20 kV | _ | LV | 200 kVA :Kiosk Substation | 0.2 | --> | 0.2 | 0 | 0 | Constrained,otherwise capacity available =148kVA. | --> | 0.19 | 0 | 0.024453 | 0.20775 | 0 |  | --> | E15 ex DULEEK | Duleek [T421,T422] | DRYBRIDGE |  | 53.6604 | -6.4157
MV/LV Substation AS***978Y |  | 10 kV | _ | LV | 50 kVA :Pole Substation | 0.05 | --> | 0.05 | 0.05 | 0.1 |  | --> | 0.0475 | 0 | 0 | 0.05 | 0 |  | --> | C12 ex BALLYMAHON | Ballymahon [T41,T42] | ATHLONE |  | 53.6148 | -7.9028
MV/LV Substation AS***983 |  | 10 kV | _ | LV | 400 kVA :Kiosk Substation | 0.4 | --> | 0.4 | 0.302 | 11.1 |  | --> | 0.38 | 0 | 0.017784 | 0.41461 | 0 |  | --> | C28 ex CABRA | Cabra [T101,T102] | FINGLAS |  | 53.3736 | -6.3101
MV/LV Substation AS***985 |  | 10 kV | _ | LV | 400 kVA :Building Structure | 0.4 | --> | 0.4 | 0.372 | 20.8 |  | --> | 0.38 | 0 | 0 | 0.40423 | 0 |  | --> | C21 ex HEUSTON SQUARE | Heuston Square [T101,T102] | INCHICORE 220KV |  | 53.3665 | -6.3307
MV/LV Substation AS***985X |  | 20 kV | _ | LV | 100 kVA :Pole Substation | 0.1 | --> | 0.1 | 0.096 | 2 |  | --> | 0.095 | 0 | 0 | 0 | 0 | Constrained,otherwise capacity available =100.6kW. | --> | E11 ex RATHKEALE | Rathkeale [T421,T422] | RATHKEALE |  | 52.6029 | -8.9736
MV/LV Substation AS***986 |  | 10 kV | _ | LV | 50 kVA :Pole Substation | 0.05 | --> | 0.05 | 0.05 | 4.5 |  | --> | 0.0475 | 0 | 0 | 0.05 | 0 |  | --> | C22 ex BOGHALL ROAD | Boghall Road [T41,T42] | FASSAROE |  | 53.1678 | -6.1322
MV/LV Substation AS***986Y |  | 20 kV | _ | LV | 400 kVA :Kiosk Substation | 0.4 | --> | 0.4 | 0.395 | 1.6 |  | --> | 0.38 | 0 | 0 | 0 | 0 | Constrained,otherwise capacity available =400.8kW. | --> | C17 ex FOYNES | Foynes [T41,T42] | RATHKEALE |  | 52.5965 | -9.1908
MV/LV Substation AS***989X |  | 10 kV | _ | LV | 400 kVA :Kiosk Substation | 0.4 | --> | 0.4 | 0 | 0 | Constrained,otherwise capacity available =289kVA. | --> | 0.38 | 0 | 0.031122 | 0.41651 | 0 |  | --> | C14 ex DENNEHYS CROSS | Dennehys Cross [T41,T42] | TRABEG |  | 51.8975 | -8.5056
MV/LV Substation AS***995X |  | 10 kV | _ | LV | 400 kVA :Kiosk Substation | 0.4 | --> | 0.4 | 0 | 0 | Constrained,otherwise capacity available =295kVA. | --> | 0.38 | 0 | 0.008151 | 0.41564 | 0 |  | --> | C21 ex MAYFIELD | Mayfield [T41,T42] | KILBARRY |  | 51.9167 | -8.4493
MV/LV Substation AS***995Y |  | 10 kV | _ | LV | 400 kVA :Kiosk Substation | 0.4 | --> | 0.4 | 0 | 0 | Constrained,otherwise capacity available =308kVA. | --> | 0.38 | 0 | 0.02223 | 0.41373 | 0 |  | --> | C16 ex TERMONFECKIN ROAD | Termonfeckin Road [T41,T42] | DRYBRIDGE |  | 53.7314 | -6.3331
MV/LV Substation AS***996Y |  | 10 kV | _ | LV | 400 kVA :Kiosk Substation | 0.4 | --> | 0.4 | 0 | 0 | Constrained,otherwise capacity available =337kVA. | --> | 0.38 | 0 | 0.004446 | 0.40945 | 0 |  | --> | C16 ex TERMONFECKIN ROAD | Termonfeckin Road [T41,T42] | DRYBRIDGE |  | 53.7322 | -6.3306
MV/LV Substation AS***997Y |  | 10 kV | _ | LV | 400 kVA :Kiosk Substation | 0.4 | --> | 0.4 | 0 | 0 | Constrained,otherwise capacity available =304kVA. | --> | 0.38 | 0 | 0.003705 | 0.41432 | 0 |  | --> | C21 ex TERMONFECKIN ROAD | Termonfeckin Road [T41,T42] | DRYBRIDGE |  | 53.7337 | -6.3299
MV/LV Substation AT***003Z |  | 10 kV | _ | LV | 400 kVA :Building Structure | 0.4 | --> | 0.4 | 0 | 0 | Constrained,otherwise capacity available =400kVA. | --> | 0.38 | 0 | 0 | 0 | 0 | Constrained,otherwise capacity available =400kW. | --> | C12 ex PALLAS | Pallas [T41,T42] | PORTLAOISE |  | 53.0295 | -7.3144
MV/LV Substation AT***004X |  | 10 kV | _ | LV | 400 kVA :Building Structure | 0.4 | --> | 0.4 | 0.306 | 1.6 |  | --> | 0.38 | 0 | 0 | 0 | 0 | Constrained,otherwise capacity available =414kW. | --> | C16 ex BUNDORAN | Bundoran [T41,T42] | CATHALEENS FALL |  | 54.4801 | -8.277
MV/LV Substation AT***007Z |  | 20 kV | _ | LV | 400 kVA :Building Structure | 0.4 | --> | 0.4 | 0 | 0 | Constrained,otherwise capacity available =400kVA. | --> | 0.38 | 0 | 0 | 0.4 | 0 |  | --> | E12 ex ACADEMY STREET | Academy Street [T421,T422,T44] | NAVAN |  | 53.638 | -6.6623
MV/LV Substation AT***009 |  | 10 kV | _ | LV | 400 kVA :Kiosk Substation | 0.4 | --> | 0.4 | 0 | 0 | Constrained,otherwise capacity available =261kVA. | --> | 0.38 | 0 | 0.005928 | 0.42058 | 0 |  | --> | C16 ex LOUGHREA | Loughrea [T41,T42] | SOMERSET |  | 53.2011 | -8.5808
MV/LV Substation AT***019Z |  | 10 kV | _ | LV | 630 kVA :Building Structure | 0.63 | --> | 0.63 | 0.497 | 1 |  | --> | 0.5985 | 0 | 0 | 0.5 | 0 |  | --> | C11 ex CORBALLY | Corbally [T41,T42] | ARDNACRUSHA |  | 52.6862 | -8.6061
MV/LV Substation AT***024Z |  | 10 kV | _ | LV | 50 kVA :Pole Substation | 0.05 | --> | 0.05 | 0 | 0 | Constrained,otherwise capacity available =29kVA. | --> | 0.0475 | 0 | 0.006669 | 0.053092 | 0 |  | --> | C18 ex CELBRIDGE | Celbridge [T41,T42] | GRIFFINRATH |  | 53.2967 | -6.5089
MV/LV Substation AT***026X |  | 20 kV | _ | LV | 400 kVA :Kiosk Substation | 0.4 | --> | 0.4 | 0 | 0 | Constrained,otherwise capacity available =374kVA. | --> | 0.38 | 0 | 0.002964 | 0.40393 | 0 |  | --> | C15 ex MOATE | Moate [T41,T42] | ATHLONE |  | 53.3957 | -7.7282
MV/LV Substation AT***028 |  | 10 kV | _ | LV | 200 kVA :Pole Substation | 0.2 | --> | 0.2 | 0.117 | 11 |  | --> | 0.19 | 0 | 0 | 0.21223 | 0 |  | --> | C22 ex CLOON | Cloon [T42,T421] | CLOON |  | 53.5064 | -8.8446
MV/LV Substation AT***029 |  | 10 kV | _ | LV | 50 kVA :Pole Substation | 0.05 | --> | 0.05 | 0 | 0 | Constrained,otherwise capacity available =46kVA. | --> | 0.0475 | 0 | 0.003705 | 0.050604 | 0 |  | --> | C16 ex ATHENRY | Athenry [T41,T42] | GALWAY 110KV |  | 53.2927 | -8.743
MV/LV Substation AT***029 |  | 10 kV | _ | LV | 200 kVA :Pole Substation | 0.2 | --> | 0.2 | 0.161 | 0.8 |  | --> | 0.19 | 0 | 0 | 0.20584 | 0 |  | --> | C18 ex MILLTOWN MALBAY | Milltown Malbay [T42] | TULLABRACK |  | 52.8575 | -9.3957
MV/LV Substation AT***030X |  | 10 kV | _ | LV | 400 kVA :Kiosk Substation | 0.4 | --> | 0.4 | 0 | 0 | Constrained,otherwise capacity available =359kVA. | --> | 0.38 | 0 | 0.008892 | 0.40618 | 0 |  | --> | C14 ex ATHGARVAN | Athgarvan [T41,T44] | NEWBRIDGE |  | 53.1504 | -6.7919
MV/LV Substation AT***034Z |  | 10 kV | _ | LV | 200 kVA :Building Structure | 0.2 | --> | 0.2 | 0 | 0 | Constrained,otherwise capacity available =189kVA. | --> | 0.19 | 0 | 0 | 0.20166 | 0 |  | --> | C14 ex MOUNTGORRY | Mountgorry [T41,T42] | GRANGE (DR) |  | 53.4572 | -6.2064
MV/LV Substation AT***046X |  | 10 kV | _ | LV | 630 kVA :Building Structure | 0.63 | --> | 0.63 | 0.491 | 4.5 |  | --> | 0.5985 | 0 | 0 | 0.5 | 0 |  | --> | C13 ex BOGHALL ROAD | Boghall Road [T41,T42] | FASSAROE |  | 53.1825 | -6.1184
MV/LV Substation AT***058 |  | 10 kV | _ | LV | 200 kVA :Pole Substation | 0.2 | --> | 0.2 | 0.2 | 1.7 |  | --> | 0.19 | 0 | 0 | 0.2 | 0 |  | --> | C20 ex ATHY | Athy [T101,T102] | ATHY |  | 52.9912 | -6.9699
MV/LV Substation AT***058Y |  | 20 kV | _ | LV | 100 kVA :Pole Substation | 0.1 | --> | 0.1 | 0.091 | 0.9 |  | --> | 0.095 | 0 | 0.002223 | 0.10136 | 0 |  | --> | E19 ex KENMARE | Kenmare [T421] | KNOCKEARAGH |  | 51.8373 | -9.9072
MV/LV Substation AT***067Y |  | 20 kV | _ | LV | 100 kVA :Pole Substation | 0.1 | --> | 0.1 | 0.1 | 0.9 |  | --> | 0.095 | 0 | 0 | 0.1 | 0 |  | --> | E19 ex KENMARE | Kenmare [T421] | KNOCKEARAGH |  | 51.8364 | -9.9084
MV/LV Substation AT***077 |  | 10 kV | _ | LV | 400 kVA :Building Structure | 0.4 | --> | 0.4 | 0 | 0 | Constrained,otherwise capacity available =359kVA. | --> | 0.38 | 0 | 0 | 0.40618 | 0 |  | --> | E16 ex GARRANACANTY | Garranacanty [T421,T422] | TIPPERARY |  | 52.4731 | -8.1503
MV/LV Substation AT***077X |  | 10 kV | _ | LV | 630 kVA :Building Structure | 0.63 | --> | 0.63 | 0.477 | 13.9 |  | --> | 0.5985 | 0 | 0 | 0.5 | 0 |  | --> | C26 ex CENTRAL PARK | Central Park [T101,T102] | CARRICKMINES |  | 53.2765 | -6.2093
MV/LV Substation AT***079Y |  | 10 kV | _ | LV | 630 kVA :Building Structure | 0.63 | --> | 0.63 | 0 | 0 | Constrained,otherwise capacity available =500kVA. | --> | 0.5985 | 0 | 0.00741 | 0.5 | 0 |  | --> | C16 ex TRAMORE | Tramore [T41,T42] | BUTLERSTOWN |  | 52.1603 | -7.1387
MV/LV Substation AT***083 |  | 10 kV | _ | LV | 50 kVA :Pole Substation | 0.05 | --> | 0.05 | 0 | 0 | Constrained,otherwise capacity available =13kVA. | --> | 0.0475 | 0 | 0 | 0.05532 | 0 |  | --> | C18 ex ATHBOY | Athboy [T42] | NAVAN |  | 53.6187 | -6.9119
MV/LV Substation AT***091 |  | 10 kV | _ | LV | 100 kVA :Pole Substation | 0.1 | --> | 0.1 | 0 | 0 | Constrained,otherwise capacity available =66kVA. | --> | 0.095 | 0 | 0.002223 | 0.10504 | 0 |  | --> | C30 ex ACADEMY STREET | Academy Street [T421,T422,T44] | NAVAN |  | 53.6563 | -6.6654
MV/LV Substation AT***094X |  | 10 kV | _ | LV | 100 kVA :Pole Substation | 0.1 | --> | 0.1 | 0.1 | 6.4 |  | --> | 0.095 | 0 | 0 | 0.1 | 0 |  | --> | C13 ex GARRYCASTLE | Garrycastle [T41,T42] | ATHLONE |  | 53.4264 | -7.9264
MV/LV Substation AT***112Z |  | 10 kV | _ | LV | 400 kVA :Kiosk Substation | 0.4 | --> | 0.4 | 0 | 0 | Constrained,otherwise capacity available =277kVA. | --> | 0.38 | 0 | 0.031863 | 0.41826 | 0 |  | --> | C30 ex ACADEMY STREET | Academy Street [T421,T422,T44] | NAVAN |  | 53.6472 | -6.6636
MV/LV Substation AT***113Z |  | 10 kV | _ | LV | 630 kVA :Kiosk Substation | 0.63 | --> | 0.63 | 0 | 0 | Constrained,otherwise capacity available =500kVA. | --> | 0.5985 | 0 | 0.020007 | 0.5 | 0 |  | --> | C30 ex ACADEMY STREET | Academy Street [T421,T422,T44] | NAVAN |  | 53.649 | -6.6619
MV/LV Substation AT***119Y |  | 10 kV | _ | LV | 100 kVA :Pole Substation | 0.1 | --> | 0.1 | 0 | 0 | Constrained,otherwise capacity available =59kVA. | --> | 0.095 | 0 | 0 | 0.10604 | 0 |  | --> | C18 ex CELBRIDGE | Celbridge [T41,T42] | GRIFFINRATH |  | 53.2941 | -6.5123
MV/LV Substation AT***129 |  | 10 kV | _ | LV | 50 kVA :Pole Substation | 0.05 | --> | 0.05 | 0.043 | 0.3 |  | --> | 0.0475 | 0 | 0.003705 | 0.051052 | 0 |  | --> | C20 ex ABBEYFEALE | Abbeyfeale [T42] | TRIEN |  | 52.4631 | -9.2943
MV/LV Substation AT***146Z |  | 20 kV | _ | LV | 50 kVA :Pole Substation | 0.05 | --> | 0.05 | 0 | 0 | Constrained,otherwise capacity available =38kVA. | --> | 0.0475 | 0 | 0 | 0.05179 | 0 |  | --> | E11 ex WHITECHURCH | Whitechurch [T421,T422] | KILBARRY |  | 52.0686 | -8.6374
MV/LV Substation AT***161 |  | 10 kV | _ | LV | 1000 kVA :Building Structure | 1 | --> | 1 | 0.5 | 4.5 |  | --> | 0.95 | 0 | 0 | 0.5 | 0 |  | --> | C16 ex BOGHALL ROAD | Boghall Road [T41,T42] | FASSAROE |  | 53.1867 | -6.1225
MV/LV Substation AT***171X |  | 10 kV | _ | LV | 400 kVA :Kiosk Substation | 0.4 | --> | 0.4 | 0.255 | 5.8 |  | --> | 0.38 | 0 | 0.051129 | 0.42144 | 0 |  | --> | C13 ex OAKFIELD | Oakfield [T41,T42] | SLIGO |  | 54.2659 | -8.5989
MV/LV Substation AT***174 |  | 10 kV | _ | LV | 100 kVA :Pole Substation | 0.1 | --> | 0.1 | 0 | 0 | Constrained,otherwise capacity available =91kVA. | --> | 0.095 | 0 | 0 | 0.10136 | 0 |  | --> | C20 ex BALLYGAR | Ballygar [T41,T42] | ATHLONE |  | 53.5701 | -8.2625
MV/LV Substation AT***189X |  | 10 kV | _ | LV | 1000 kVA :Building Structure | 1 | --> | 1 | 0.5 | 1.6 |  | --> | 0.95 | 0 | 0 | 0 | 0 | Constrained,otherwise capacity available =500kW. | --> | C13 ex BUNDORAN | Bundoran [T41,T42] | CATHALEENS FALL |  | 54.4791 | -8.2758
MV/LV Substation AT***222 |  | 10 kV | _ | LV | 100 kVA :Pole Substation | 0.1 | --> | 0.1 | 0.083 | 0.3 |  | --> | 0.095 | 0 | 0 | 0.10255 | 0 |  | --> | C20 ex ABBEYFEALE | Abbeyfeale [T42] | TRIEN |  | 52.4669 | -9.2973
MV/LV Substation AT***244X |  | 10 kV | _ | LV | 630 kVA :Kiosk Substation | 0.63 | --> | 0.63 | 0 | 0 | Constrained,otherwise capacity available =500kVA. | --> | 0.5985 | 0 | 0 | 0.5 | 0 |  | --> | C18 ex ATHBOY | Athboy [T42] | NAVAN |  | 53.6181 | -6.9066
MV/LV Substation AT***256X |  | 10 kV | _ | LV | 200 kVA :Pole Substation | 0.2 | --> | 0.2 | 0 | 0 | Constrained,otherwise capacity available =167kVA. | --> | 0.19 | 0 | 0.00741 | 0.20495 | 0 |  | --> | C21 ex ENNISTYMON | Ennistymon [T41,T42] | ENNIS |  | 52.9276 | -9.3386
MV/LV Substation AT***265 |  | 10 kV | _ | LV | 50 kVA :Pole Substation | 0.05 | --> | 0.05 | 0.036 | 0.3 |  | --> | 0.0475 | 0 | 0 | 0.052083 | 0 |  | --> | C20 ex ABBEYFEALE | Abbeyfeale [T42] | TRIEN |  | 52.4585 | -9.2888
MV/LV Substation AT***280X |  | 10 kV | _ | LV | 50 kVA :Pole Substation | 0.05 | --> | 0.05 | 0.044 | 0.3 |  | --> | 0.0475 | 0 | 0 | 0.050903 | 0 |  | --> | C20 ex ABBEYFEALE | Abbeyfeale [T42] | TRIEN |  | 52.4616 | -9.2862
MV/LV Substation AT***299 |  | 20 kV | _ | LV | 200 kVA :Pole Substation | 0.2 | --> | 0.2 | 0.142 | 3.1 |  | --> | 0.19 | 0 | 0.003705 | 0.20862 | 0 |  | --> | E12 ex LUMCLOON | Lumcloon [T421,T422] | DALLOW |  | 53.2752 | -7.8269
MV/LV Substation AT***325X |  | 10 kV | _ | LV | 630 kVA :Kiosk Substation | 0.63 | --> | 0.63 | 0.5 | 3.5 |  | --> | 0.5985 | 0 | 0 | 0.5 | 0 |  | --> | C11 ex TRIMMS LANE | Trimms Lane [T41,T42] | SALTHILL |  | 53.2603 | -9.0744
MV/LV Substation AT***368 |  | 20 kV | _ | LV | 100 kVA :Pole Substation | 0.1 | --> | 0.1 | 0.1 | 3 |  | --> | 0.095 | 0 | 0 | 0 | 0 | Constrained,otherwise capacity available =100kW. | --> | E13 ex MOVILLE | Moville [T421,T422] | TRILLICK |  | 55.2996 | -7.1565
MV/LV Substation AT***378 |  | 10 kV | _ | LV | 200 kVA :Pole Substation | 0.2 | --> | 0.2 | 0 | 0 | Constrained,otherwise capacity available =196kVA. | --> | 0.19 | 0 | 0 | 0.20061 | 0 |  | --> | C16 ex ATHENRY | Athenry [T41,T42] | GALWAY 110KV |  | 53.3056 | -8.7562
MV/LV Substation AT***387Z |  | 10 kV | _ | LV | 630 kVA :Building Structure | 0.63 | --> | 0.63 | 0 | 0 | Constrained,otherwise capacity available =500kVA. | --> | 0.5985 | 0 | 0 | 0.5 | 0 |  | --> | C18 ex NAAS | Naas [T41,T42] | KILTEEL |  | 53.2045 | -6.7397
MV/LV Substation AT***395Z |  | 10 kV | _ | LV | 50 kVA :Pole Substation | 0.05 | --> | 0.05 | 0 | 0 | Constrained,otherwise capacity available =7kVA. | --> | 0.0475 | 0 | 0.011115 | 0.056126 | 0 |  | --> | C14 ex ATHGARVAN | Athgarvan [T41,T44] | NEWBRIDGE |  | 53.1572 | -6.7793
MV/LV Substation AT***4010 |  | 10 kV | _ | LV | 50 kVA :Pole Substation | 0.05 | --> | 0.05 | 0 | 0 | Constrained,otherwise capacity available =45kVA. | --> | 0.0475 | 0 | 0 | 0.050753 | 0 |  | --> | C12 ex SAGGART | Saggart [T41,T42] | GRANGE CASTLE |  | 53.2482 | -6.5329
MV/LV Substation AT***4015 |  | 20 kV | _ | LV | 400 kVA :Kiosk Substation | 0.4 | --> | 0.4 | 0.324 | 1.7 |  | --> | 0.38 | 0 | 0 | 0.41138 | 0 |  | --> | E62 ex ATHY | Athy [T101,T102] | ATHY |  | 53.0017 | -6.9857
MV/LV Substation AT***4023 |  | 10 kV | _ | LV | 50 kVA :Pole Substation | 0.05 | --> | 0.05 | 0 | 0 | Constrained,otherwise capacity available =38kVA. | --> | 0.0475 | 0 | 0 | 0.05179 | 0 |  | --> | C16 ex ATHENRY | Athenry [T41,T42] | GALWAY 110KV |  | 53.2923 | -8.7489
MV/LV Substation AT***4053 |  | 10 kV | _ | LV | 630 kVA :Kiosk Substation | 0.63 | --> | 0.63 | 0.5 | 13.9 |  | --> | 0.5985 | 0 | 0 | 0.5 | 0 |  | --> | C26 ex CENTRAL PARK | Central Park [T101,T102] | CARRICKMINES |  | 53.2765 | -6.2092
MV/LV Substation AT***4090 |  | 10 kV | _ | LV | 400 kVA :Building Structure | 0.4 | --> | 0.4 | 0 | 0 |  | --> | 0.38 | 0 | 0 | 0.41182 | 0 |  | --> | C14 ex BALLYBEGGAN | Ballybeggan [T43,T44] | TRALEE |  | 52.289 | -9.6682
MV/LV Substation AT***4105 |  | 20 kV | _ | LV | 50 kVA :Pole Substation | 0.05 | --> | 0.05 | 0 | 0 | Constrained,otherwise capacity available =46kVA. | --> | 0.0475 | 0 | 0 | 0.050604 | 0 |  | --> | E18 ex PATRICKSWELL | Patrickswell [T421,T422] | LIMERICK |  | 52.5829 | -8.718
MV/LV Substation AT***4118 |  | 10 kV | _ | LV | 50 kVA :Pole Substation | 0.05 | --> | 0.05 | 0 | 0 | Constrained,otherwise capacity available =50kVA. | --> | 0.0475 | 0 | 0 | 0.05 | 0 |  | --> | C18 ex CELBRIDGE | Celbridge [T41,T42] | GRIFFINRATH |  | 53.2925 | -6.5244
MV/LV Substation AT***4134 |  | 10 kV | _ | LV | 50 kVA :Pole Substation | 0.05 | --> | 0.05 | 0.046 | 1.4 |  | --> | 0.0475 | 0 | 0 | 0.050604 | 0 |  | --> | C26 ex KELLS | Kells [T41,T42] | NAVAN |  | 53.69 | -6.8407
MV/LV Substation AT***4157 |  | 10 kV | _ | LV | 200 kVA :Pole Substation | 0.2 | --> | 0.2 | 0.2 | 1.3 |  | --> | 0.19 | 0 | 0 | 0.2 | 0 |  | --> | E16 ex BALLYCROSSAUN | Ballycrossaun [T421,T422] | SOMERSET |  | 53.1053 | -8.2341
MV/LV Substation AT***4181 |  | 20 kV | _ | LV | 400 kVA :Kiosk Substation | 0.4 | --> | 0.4 | 0.4 | 1.7 |  | --> | 0.38 | 0 | 0 | 0.4 | 0 |  | --> | C12 ex ATHY | Athy [T101,T102] | ATHY |  | 52.9919 | -6.9619
MV/LV Substation AT***421 |  | 10 kV | _ | LV | 50 kVA :Pole Substation | 0.05 | --> | 0.05 | 0 | 0 | Constrained,otherwise capacity available =48kVA. | --> | 0.0475 | 0 | 0 | 0.050303 | 0 |  | --> | C18 ex DUNLEER | Dunleer [T41,T42] | DRYBRIDGE |  | 53.8148 | -6.3995
MV/LV Substation AT***422 |  | 10 kV | _ | LV | 200 kVA :Kiosk Substation | 0.2 | --> | 0.2 | 0 | 0 | Constrained,otherwise capacity available =106kVA. | --> | 0.19 | 0 | 0.041496 | 0.21379 | 0 |  | --> | C30 ex ACADEMY STREET | Academy Street [T421,T422,T44] | NAVAN |  | 53.6509 | -6.6719
MV/LV Substation AT***4220 |  | 10 kV | _ | LV | 630 kVA :Kiosk Substation | 0.63 | --> | 0.63 | 0.5 | 4 |  | --> | 0.5985 | 0 | 0 | 0.5 | 0 |  | --> | C19 ex BALLINCLEA | Ballinclea [T41] | CHERRYWOOD |  | 53.2605 | -6.1309
MV/LV Substation AT***423 |  | 20 kV | _ | LV | 100 kVA :Pole Substation | 0.1 | --> | 0.1 | 0 | 0 | Constrained,otherwise capacity available =67kVA. | --> | 0.095 | 0 | 0 | 0.10489 | 0 |  | --> | E18 ex PATRICKSWELL | Patrickswell [T421,T422] | LIMERICK |  | 52.5846 | -8.7115
MV/LV Substation AT***423 |  | 10 kV | _ | LV | 100 kVA :Pole Substation | 0.1 | --> | 0.1 | 0 | 0 | Constrained,otherwise capacity available =99kVA. | --> | 0.095 | 0 | 0 | 0.10015 | 0 |  | --> | C30 ex ACADEMY STREET | Academy Street [T421,T422,T44] | NAVAN |  | 53.6553 | -6.663
MV/LV Substation AT***438Z |  | 10 kV | _ | LV | 400 kVA :Kiosk Substation | 0.4 | --> | 0.4 | 0 | 0 | Constrained,otherwise capacity available =305kVA. | --> | 0.38 | 0 | 0.053352 | 0.41417 | 0 |  | --> | C14 ex ATHGARVAN | Athgarvan [T41,T44] | NEWBRIDGE |  | 53.1548 | -6.7744
MV/LV Substation AT***453X |  | 10 kV | _ | LV | 100 kVA :Pole Substation | 0.1 | --> | 0.1 | 0 | 0 | Constrained,otherwise capacity available =89kVA. | --> | 0.095 | 0 | 0 | 0.10166 | 0 |  | --> | C13 ex BALGADDY | Balgaddy [T41,T42] | GRANGE CASTLE |  | 53.3459 | -6.4512
MV/LV Substation AT***455 |  | 10 kV | _ | LV | 100 kVA :Pole Substation | 0.1 | --> | 0.1 | 0.087 | 1.6 |  | --> | 0.095 | 0 | 0 | 0 | 0 | Constrained,otherwise capacity available =102kW. | --> | C13 ex DERRYBEG | Derrybeg [T41,T42] | ARDNAGAPPARY |  | 55.0578 | -8.3111
MV/LV Substation AT***463Y |  | 10 kV | _ | LV | 630 kVA :Building Structure | 0.63 | --> | 0.63 | 0.5 | 6.4 |  | --> | 0.5985 | 0 | 0 | 0.5 | 0 |  | --> | C12 ex GARRYCASTLE | Garrycastle [T41,T42] | ATHLONE |  | 53.4131 | -7.8994
MV/LV Substation AT***466 |  | 10 kV | _ | LV | 100 kVA :Pole Substation | 0.1 | --> | 0.1 | 0.063 | 0.3 |  | --> | 0.095 | 0 | 0.00741 | 0.10547 | 0 |  | --> | C20 ex ABBEYFEALE | Abbeyfeale [T42] | TRIEN |  | 52.4618 | -9.2917
MV/LV Substation AT***468X |  | 20 kV | _ | LV | 50 kVA :Pole Substation | 0.05 | --> | 0.05 | 0 | 0 | Constrained,otherwise capacity available =32kVA. | --> | 0.0475 | 0 | 0 | 0.052662 | 0 |  | --> | E20 ex GARRANACANTY | Garranacanty [T421,T422] | TIPPERARY |  | 52.4943 | -7.9882
MV/LV Substation AT***473 |  | 10 kV | _ | LV | 200 kVA :Pole Substation | 0.2 | --> | 0.2 | 0 | 0 | Constrained,otherwise capacity available =123kVA. | --> | 0.19 | 0 | 0.01482 | 0.21137 | 0 |  | --> | C13 ex ROSCOMMON | Roscommon [T41,T42] | LANESBORO |  | 53.6284 | -8.1842
MV/LV Substation AT***474X |  | 20 kV | _ | LV | 50 kVA :Pole Substation | 0.05 | --> | 0.05 | 0 | 0 | Constrained,otherwise capacity available =50kVA. | --> | 0.0475 | 0 | 0 | 0.05 | 0 |  | --> | E23 ex ATHENRY | Athenry [T423] | GALWAY 110KV |  | 53.3086 | -8.6374
MV/LV Substation AT***475X |  | 20 kV | _ | LV | 50 kVA :Pole Substation | 0.05 | --> | 0.05 | 0 | 0 | Constrained,otherwise capacity available =50kVA. | --> | 0.0475 | 0 | 0 | 0.05 | 0 |  | --> | E23 ex ATHENRY | Athenry [T423] | GALWAY 110KV |  | 53.3085 | -8.653
MV/LV Substation AT***476X |  | 20 kV | _ | LV | 50 kVA :Pole Substation | 0.05 | --> | 0.05 | 0 | 0 | Constrained,otherwise capacity available =48kVA. | --> | 0.0475 | 0 | 0 | 0.050303 | 0 |  | --> | E23 ex ATHENRY | Athenry [T423] | GALWAY 110KV |  | 53.3055 | -8.6226
MV/LV Substation AT***480X |  | 10 kV | _ | LV | 100 kVA :Pole Substation | 0.1 | --> | 0.1 | 0 | 0 | Constrained,otherwise capacity available =71kVA. | --> | 0.095 | 0 | 0 | 0.10431 | 0 |  | --> | C11 ex ATHENRY | Athenry [T41,T42] | GALWAY 110KV |  | 53.2832 | -8.845
MV/LV Substation AT***486Z |  | 10 kV | _ | LV | 630 kVA :Building Structure | 0.63 | --> | 0.63 | 0 | 0 | Constrained,otherwise capacity available =443kVA. | --> | 0.5985 | 0 | 0 | 0.5 | 0 |  | --> | C14 ex DENNEHYS CROSS | Dennehys Cross [T41,T42] | TRABEG |  | 51.8967 | -8.5134
MV/LV Substation AT***509Z |  | 10 kV | _ | LV | 630 kVA :Building Structure | 0.63 | --> | 0.63 | 0 | 0 | Constrained,otherwise capacity available =500kVA. | --> | 0.5985 | 0 | 0 | 0.5 | 0 |  | --> | C14 ex DENNEHYS CROSS | Dennehys Cross [T41,T42] | TRABEG |  | 51.8966 | -8.5133
MV/LV Substation AT***529X |  | 10 kV | _ | LV | 50 kVA :Pole Substation | 0.05 | --> | 0.05 | 0 | 0 | Constrained,otherwise capacity available =50kVA. | --> | 0.0475 | 0 | 0 | 0.05 | 0 |  | --> | C11 ex LOUGHTAGALLA | Loughtagalla [T41,T42] | THURLES |  | 52.6906 | -7.7404
MV/LV Substation AT***545Z |  | 10 kV | _ | LV | 100 kVA :Pole Substation | 0.1 | --> | 0.1 | 0 | 0 | Constrained,otherwise capacity available =100kVA. | --> | 0.095 | 0 | 0 | 0.1 | 0 |  | --> | C11 ex JOHNSTOWN | Johnstown [T41,T42] | KILTEEL |  | 53.1859 | -6.5577
MV/LV Substation AT***566X |  | 10 kV | _ | LV | 200 kVA :Pole Substation | 0.2 | --> | 0.2 | 0 | 0 | Constrained,otherwise capacity available =185kVA. | --> | 0.19 | 0 | 0 | 0.20226 | 0 |  | --> | C20 ex BALLYGAR | Ballygar [T41,T42] | ATHLONE |  | 53.569 | -8.2502
MV/LV Substation AT***602X |  | 10 kV | _ | LV | 50 kVA :Pole Substation | 0.05 | --> | 0.05 | 0.05 | 9.5 |  | --> | 0.0475 | 0 | 0 | 0.05 | 0 |  | --> | C14 ex BANDON | Bandon [T101,T42] | BANDON |  | 51.7494 | -8.7187
MV/LV Substation AT***603 |  | 10 kV | _ | LV | 100 kVA :Pole Substation | 0.1 | --> | 0.1 | 0.08 | 2.3 |  | --> | 0.095 | 0 | 0.008151 | 0.10299 | 0 |  | --> | C12 ex BALLYRICKARD | Ballyrickard [T41,T42] | TRALEE |  | 52.2809 | -9.8592
MV/LV Substation AT***625X |  | 10 kV | _ | LV | 400 kVA :Building Structure | 0.4 | --> | 0.4 | 0 | 0 | Constrained,otherwise capacity available =365kVA. | --> | 0.38 | 0 | 0 | 0.40528 | 0 |  | --> | C17 ex CARRICK ON SHANNON | Carrick On Shannon [T41,T42] | CARRICK ON SHANNON |  | 53.9444 | -8.0767
MV/LV Substation AT***654X |  | 10 kV | _ | LV | 200 kVA :Pole Substation | 0.2 | --> | 0.2 | 0.192 | 1.4 |  | --> | 0.19 | 0 | 0 | 0.20121 | 0 |  | --> | C26 ex KELLS | Kells [T41,T42] | NAVAN |  | 53.6896 | -6.8308
MV/LV Substation AT***665Y |  | 10 kV | _ | LV | 400 kVA :Building Structure | 0.4 | --> | 0.4 | 0.325 | 2.9 |  | --> | 0.38 | 0 | 0 | 0.41123 | 0 |  | --> | C15 ex ABBEYLAND | Abbeyland [T41,T42] | NAVAN |  | 53.6529 | -6.681
MV/LV Substation AT***677Y |  | 10 kV | _ | LV | 400 kVA :Kiosk Substation | 0.4 | --> | 0.4 | 0 | 0 | Constrained,otherwise capacity available =272kVA. | --> | 0.38 | 0 | 0.039273 | 0.41898 | 0 |  | --> | C30 ex ACADEMY STREET | Academy Street [T421,T422,T44] | NAVAN |  | 53.6492 | -6.6703
MV/LV Substation AT***688X |  | 10 kV | _ | LV | 400 kVA :Kiosk Substation | 0.4 | --> | 0.4 | 0 | 0 | Constrained,otherwise capacity available =293kVA. | --> | 0.38 | 0 | 0.012597 | 0.41593 | 0 |  | --> | C12 ex TOGHER | Togher [T41,T42] | TRABEG |  | 51.887 | -8.4827
MV/LV Substation AT***710Y |  | 10 kV | _ | LV | 200 kVA :Kiosk Substation | 0.2 | --> | 0.2 | 0.153 | 5.7 |  | --> | 0.19 | 0 | 0.006669 | 0.20701 | 0 |  | --> | C19 ex RAMPARTS | Ramparts [T41,T42] | DUNDALK |  | 54.0175 | -6.3811
MV/LV Substation AT***711Y |  | 10 kV | _ | LV | 400 kVA :Kiosk Substation | 0.4 | --> | 0.4 | 0.311 | 5.7 |  | --> | 0.38 | 0 | 0.013338 | 0.41329 | 0 |  | --> | C19 ex RAMPARTS | Ramparts [T41,T42] | DUNDALK |  | 54.0177 | -6.378
MV/LV Substation AT***736X |  | 20 kV | _ | LV | 400 kVA :Kiosk Substation | 0.4 | --> | 0.4 | 0 | 0 | Constrained,otherwise capacity available =400kVA. | --> | 0.38 | 0 | 0 | 0.4 | 0 |  | --> | C18 ex ROSCOMMON | Roscommon [T41,T42] | LANESBORO |  | 53.5961 | -8.1232
MV/LV Substation AT***749X |  | 10 kV | _ | LV | 630 kVA :Kiosk Substation | 0.63 | --> | 0.63 | 0.5 | 7.8 |  | --> | 0.5985 | 0 | 0 | 0.5 | 0 |  | --> | C11 ex CARROWBEG | Carrowbeg [T41,T42] | CARROWBEG |  | 53.7995 | -9.5496
MV/LV Substation AT***749Y |  | 10 kV | _ | LV | 400 kVA :Kiosk Substation | 0.4 | --> | 0.4 | 0 | 0 | Constrained,otherwise capacity available =273kVA. | --> | 0.38 | 0 | 0.025194 | 0.41884 | 0 |  | --> | C30 ex ACADEMY STREET | Academy Street [T421,T422,T44] | NAVAN |  | 53.6458 | -6.6631
MV/LV Substation AT***755X |  | 20 kV | _ | LV | 630 kVA :Kiosk Substation | 0.63 | --> | 0.63 | 0 | 0 | Constrained,otherwise capacity available =496kVA. | --> | 0.5985 | 0 | 0.002964 | 0.5 | 0 |  | --> | E12 ex BALLINROBE | Ballinrobe [T421,T422] | DALTON |  | 53.6257 | -9.2229
MV/LV Substation AT***774Y |  | 10 kV | _ | LV | 200 kVA :Kiosk Substation | 0.2 | --> | 0.2 | 0 | 0 | Constrained,otherwise capacity available =157kVA. | --> | 0.19 | 0 | 0.002964 | 0.20643 | 0 |  | --> | C30 ex ACADEMY STREET | Academy Street [T421,T422,T44] | NAVAN |  | 53.649 | -6.6669
MV/LV Substation AT***775Y |  | 10 kV | _ | LV | 400 kVA :Kiosk Substation | 0.4 | --> | 0.4 | 0 | 0 | Constrained,otherwise capacity available =309kVA. | --> | 0.38 | 0 | 0.006669 | 0.41359 | 0 |  | --> | C30 ex ACADEMY STREET | Academy Street [T421,T422,T44] | NAVAN |  | 53.647 | -6.6688
MV/LV Substation AT***776Y |  | 10 kV | _ | LV | 400 kVA :Kiosk Substation | 0.4 | --> | 0.4 | 0 | 0 | Constrained,otherwise capacity available =217kVA. | --> | 0.38 | 0 | 0.028899 | 0.42687 | 0 |  | --> | C30 ex ACADEMY STREET | Academy Street [T421,T422,T44] | NAVAN |  | 53.6452 | -6.6665
MV/LV Substation AT***778Y |  | 10 kV | _ | LV | 50 kVA :Pole Substation | 0.05 | --> | 0.05 | 0.05 | 1.7 |  | --> | 0.0475 | 0 | 0 | 0.05 | 0 |  | --> | C18 ex ATHY | Athy [T101,T102] | ATHY |  | 52.9874 | -6.9857
MV/LV Substation AT***785 |  | 20 kV | _ | LV | 50 kVA :Pole Substation | 0.05 | --> | 0.05 | 0 | 0 | Constrained,otherwise capacity available =47kVA. | --> | 0.0475 | 0 | 0 | 0.050453 | 0 |  | --> | E21 ex DALTON | Dalton [T421,T422] | DALTON |  | 53.7368 | -9.0053
MV/LV Substation AT***802X |  | 20 kV | _ | LV | 100 kVA :Pole Substation | 0.1 | --> | 0.1 | 0.055 | 3 |  | --> | 0.095 | 0 | 0.01482 | 0 | 0 | Constrained,otherwise capacity available =106.6kW. | --> | E11 ex CHARLEVILLE | Charleville [T421,T422] | CHARLEVILLE |  | 52.458 | -8.6476
MV/LV Substation AT***809Y |  | 10 kV | _ | LV | 400 kVA :Kiosk Substation | 0.4 | --> | 0.4 | 0 | 0 | Constrained,otherwise capacity available =329kVA. | --> | 0.38 | 0 | 0.016302 | 0.41064 | 0 |  | --> | C30 ex ACADEMY STREET | Academy Street [T421,T422,T44] | NAVAN |  | 53.6477 | -6.6558
MV/LV Substation AT***824Y |  | 10 kV | _ | LV | 50 kVA :Pole Substation | 0.05 | --> | 0.05 | 0.05 | 1.7 |  | --> | 0.0475 | 0 | 0 | 0.05 | 0 |  | --> | C23 ex ATHY | Athy [T101,T102] | ATHY |  | 52.9799 | -6.9858
MV/LV Substation AT***827Z |  | 10 kV | _ | LV | 630 kVA :Building Structure | 0.63 | --> | 0.63 | 0.5 | 0.9 |  | --> | 0.5985 | 0 | 0.008151 | 0.5 | 0 |  | --> | C19 ex CLONARD | Clonard [T41,T42] | WEXFORD |  | 52.3243 | -6.4933
MV/LV Substation AT***873Y |  | 20 kV | _ | LV | 50 kVA :Pole Substation | 0.05 | --> | 0.05 | 0.024 | 1.7 |  | --> | 0.0475 | 0 | 0 | 0.0538 | 0 |  | --> | E62 ex ATHY | Athy [T101,T102] | ATHY |  | 53.0082 | -6.9632
MV/LV Substation AT***878 |  | 10 kV | _ | LV | 400 kVA :Kiosk Substation | 0.4 | --> | 0.4 | 0 | 0 | Constrained,otherwise capacity available =273kVA. | --> | 0.38 | 0 | 0 | 0.41884 | 0 |  | --> | C20 ex BALLYGAR | Ballygar [T41,T42] | ATHLONE |  | 53.567 | -8.2562
MV/LV Substation AT***879 |  | 10 kV | _ | LV | 100 kVA :Pole Substation | 0.1 | --> | 0.1 | 0 | 0 | Constrained,otherwise capacity available =69kVA. | --> | 0.095 | 0 | 0 | 0.1046 | 0 |  | --> | C20 ex BALLYGAR | Ballygar [T41,T42] | ATHLONE |  | 53.5688 | -8.261
MV/LV Substation AT***896X |  | 10 kV | _ | LV | 400 kVA :Building Structure | 0.4 | --> | 0.4 | 0.356 | 3.5 |  | --> | 0.38 | 0 | 0 | 0.40663 | 0 |  | --> | C13 ex TRIMMS LANE | Trimms Lane [T41,T42] | SALTHILL |  | 53.2703 | -9.0569
MV/LV Substation AT***903Y |  | 10 kV | _ | LV | 1000 kVA :Building Structure | 1 | --> | 1 | 0 | 0 | Constrained,otherwise capacity available =500kVA. | --> | 0.95 | 0 | 0 | 0.5 | 0 |  | --> | C17 ex ATHLONE | Athlone [T41,T42] | ATHLONE |  | 53.4247 | -7.936
MV/LV Substation AT***904Y |  | 10 kV | _ | LV | 1000 kVA :Building Structure | 1 | --> | 1 | 0 | 0 | Constrained,otherwise capacity available =500kVA. | --> | 0.95 | 0 | 0 | 0.5 | 0 |  | --> | C17 ex ATHLONE | Athlone [T41,T42] | ATHLONE |  | 53.4246 | -7.936
MV/LV Substation AT***906Y |  | 10 kV | _ | LV | 1000 kVA :Building Structure | 1 | --> | 1 | 0 | 0 | Constrained,otherwise capacity available =500kVA. | --> | 0.95 | 0 | 0 | 0.5 | 0 |  | --> | C17 ex ATHLONE | Athlone [T41,T42] | ATHLONE |  | 53.4244 | -7.936
MV/LV Substation AT***926 |  | 10 kV | _ | LV | 200 kVA :Kiosk Substation | 0.2 | --> | 0.2 | 0 | 0 | Constrained,otherwise capacity available =137kVA. | --> | 0.19 | 0 | 0 | 0 | 0 | Constrained,otherwise capacity available =209.3kW. | --> | C26 ex PORTLAOISE | Portlaoise [T41,T42] | PORTLAOISE |  | 53.0284 | -7.3135
MV/LV Substation AT***934X |  | 10 kV | _ | LV | 25 kVA :Pole Substation | 0.025 | --> | 0.025 | 0 | 0 | Constrained,otherwise capacity available =14kVA. | --> | 0.02375 | 0 | 0 | 0.026617 | 0 |  | --> | C21 ex CARRIGTWOHILL | Carrigtwohill [T42] | COW CROSS |  | 51.8827 | -8.2516
MV/LV Substation AT***941 |  | 20 kV | _ | LV | 630 kVA :Building Structure | 0.63 | --> | 0.63 | 0 | 0 | Constrained,otherwise capacity available =500kVA. | --> | 0.5985 | 0 | 0 | 0 | 0 | Constrained,otherwise capacity available =500kW. | --> | E14 ex CARNDONAGH | Carndonagh [T421,T422] | TRILLICK |  | 55.2536 | -7.2629
MV/LV Substation AT***963 |  | 20 kV | _ | LV | 50 kVA :Pole Substation | 0.05 | --> | 0.05 | 0.045 | 7.6 |  | --> | 0.0475 | 0 | 0 | 0 | 0 | Constrained,otherwise capacity available =50.8kW. | --> | E14 ex BELLACORICK | Bellacorick [T122] | BELLACORICK |  | 54.2127 | -9.9569
MV/LV Substation AT***969Y |  | 20 kV | _ | LV | 50 kVA :Pole Substation | 0.05 | --> | 0.05 | 0 | 0 | Constrained,otherwise capacity available =41kVA. | --> | 0.0475 | 0 | 0.008151 | 0.051348 | 0 |  | --> | E11 ex WHITECHURCH | Whitechurch [T421,T422] | KILBARRY |  | 52.0452 | -8.6788
MV/LV Substation AT***991Y |  | 10 kV | _ | LV | 1000 kVA :Building Structure | 1 | --> | 1 | 0 | 0 | Constrained,otherwise capacity available =500kVA. | --> | 0.95 | 0 | 0 | 0.5 | 0 |  | --> | C17 ex ATHLONE | Athlone [T41,T42] | ATHLONE |  | 53.4237 | -7.9358
MV/LV Substation AT***992Y |  | 10 kV | _ | LV | 1000 kVA :Building Structure | 1 | --> | 1 | 0 | 0 | Constrained,otherwise capacity available =500kVA. | --> | 0.95 | 0 | 0 | 0.5 | 0 |  | --> | C17 ex ATHLONE | Athlone [T41,T42] | ATHLONE |  | 53.4236 | -7.9359
MV/LV Substation AU***002 |  | 10 kV | _ | LV | 630 kVA :Kiosk Substation | 0.63 | --> | 0.63 | 0.341 | 10.9 |  | --> | 0.5985 | 0 | 0.003705 | 0.5 | 0 |  | --> | C19 ex MULLINGAR | Mullingar [T101,T102] | MULLINGAR |  | 53.5259 | -7.3362
MV/LV Substation AU***006X |  | 20 kV | _ | LV | 400 kVA :Building Structure | 0.4 | --> | 0.4 | 0.398 | 0.4 |  | --> | 0.38 | 0 | 0 | 0.4003 | 0 |  | --> | C14 ex CARRAROE | Carraroe [T42] | SCREEB |  | 53.2664 | -9.5611
MV/LV Substation AU***014X |  | 10 kV | _ | LV | 630 kVA :Kiosk Substation | 0.63 | --> | 0.63 | 0.465 | 18.8 |  | --> | 0.5985 | 0 | 0 | 0.5 | 0 |  | --> | C46 ex BEDFORD ROW | Bedford Row [T41,T42,T43,T44] | FRANCIS STREET |  | 53.3437 | -6.2762
MV/LV Substation AU***016 |  | 10 kV | _ | LV | 400 kVA :Kiosk Substation | 0.4 | --> | 0.4 | 0 | 0 | Constrained,otherwise capacity available =399kVA. | --> | 0.38 | 0 | 0 | 0.40015 | 0 |  | --> | C21 ex TALBOTS INCH | Talbots Inch [T41,T42] | KILKENNY |  | 52.6772 | -7.2694
MV/LV Substation AU***019 |  | 20 kV | _ | LV | 100 kVA :Pole Substation | 0.1 | --> | 0.1 | 0 | 0 | Constrained,otherwise capacity available =55kVA. | --> | 0.095 | 0 | 0.002964 | 0.10661 | 0 |  | --> | E18 ex INCH | Inch [T421,T422] | OUGHTRAGH |  | 52.1519 | -10.0472
MV/LV Substation AU***023X |  | 10 kV | _ | LV | 400 kVA :Building Structure | 0.4 | --> | 0.4 | 0 | 0 | Constrained,otherwise capacity available =399kVA. | --> | 0.38 | 0 | 0 | 0.40015 | 0 |  | --> | C21 ex CAMDEN ROW | Camden Row [T41] | FRANCIS STREET |  | 53.339 | -6.2655
MV/LV Substation AU***025 |  | 10 kV | _ | LV | 50 kVA :Pole Substation | 0.05 | --> | 0.05 | 0.038 | 0.2 |  | --> | 0.0475 | 0 | 0 | 0 | 0 | Constrained,otherwise capacity available =51.8kW. | --> | C11 ex ROSSGEIR | Rossgeir [T41,T42] | LETTERKENNY |  | 54.836 | -7.4792
MV/LV Substation AU***026 |  | 10 kV | _ | LV | 200 kVA :Pole Substation | 0.2 | --> | 0.2 | 0 | 0 | Constrained,otherwise capacity available =194kVA. | --> | 0.19 | 0 | 0 | 0.20091 | 0 |  | --> | C22 ex SKIBBEREEN | Skibbereen [T41,T42] | DUNMANWAY |  | 51.5399 | -9.3862
MV/LV Substation AU***027 |  | 10 kV | _ | LV | 30 kVA :Pole Substation | 0.03 | --> | 0.03 | 0 | 0 | Constrained,otherwise capacity available =27kVA. | --> | 0.0285 | 0 | 0.003705 | 0.030452 | 0 |  | --> | C21 ex TALBOTS INCH | Talbots Inch [T41,T42] | KILKENNY |  | 52.6765 | -7.2689
MV/LV Substation AU***046 |  | 10 kV | _ | LV | 630 kVA :Kiosk Substation | 0.63 | --> | 0.63 | 0.5 | 6.4 |  | --> | 0.5985 | 0 | 0.011856 | 0.5 | 0 |  | --> | C11 ex GARRYCASTLE | Garrycastle [T41,T42] | ATHLONE |  | 53.4187 | -7.9093
MV/LV Substation AU***049 |  | 20 kV | _ | LV | 50 kVA :Pole Substation | 0.05 | --> | 0.05 | 0 | 0 | Constrained,otherwise capacity available =47kVA. | --> | 0.0475 | 0 | 0 | 0.050453 | 0 |  | --> | E17 ex CREAGH | Creagh [T421,T422] | ATHLONE |  | 53.3048 | -8.3195
MV/LV Substation AU***049 |  | 10 kV | _ | LV | 400 kVA :Kiosk Substation | 0.4 | --> | 0.4 | 0 | 0 | Constrained,otherwise capacity available =341kVA. | --> | 0.38 | 0 | 0 | 0.40886 | 0 |  | --> | C19 ex ENNIS NORTH | Ennis North [T41,T42] | ENNIS |  | 52.8652 | -8.9824
MV/LV Substation AU***055 |  | 10 kV | _ | LV | 50 kVA :Pole Substation | 0.05 | --> | 0.05 | 0.048 | 2.7 |  | --> | 0.0475 | 0 | 0.004446 | 0.050303 | 0 |  | --> | C13 ex MONFIN | Monfin [T41,T42] | WEXFORD |  | 52.4824 | -6.5384
MV/LV Substation AU***068 |  | 20 kV | _ | LV | 630 kVA :Building Structure | 0.63 | --> | 0.63 | 0 | 0 | Constrained,otherwise capacity available =500kVA. | --> | 0.5985 | 0 | 0 | 0.5 | 0 |  | --> | E13 ex SHILLELAGH | Shillelagh [T421,T422] | CARLOW |  | 52.7962 | -6.4552
MV/LV Substation AU***094 |  | 20 kV | _ | LV | 100 kVA :Pole Substation | 0.1 | --> | 0.1 | 0 | 0 | Constrained,otherwise capacity available =90kVA. | --> | 0.095 | 0 | 0 | 0.10151 | 0 |  | --> | E17 ex INCH | Inch [T421,T422] | OUGHTRAGH |  | 52.2421 | -9.981
MV/LV Substation AU***094 |  | 10 kV | _ | LV | 630 kVA :Kiosk Substation | 0.63 | --> | 0.63 | 0 | 0 | Constrained,otherwise capacity available =380kVA. | --> | 0.5985 | 0 | 0 | 0 | 0 | Constrained,otherwise capacity available =500kW. | --> | C15 ex GARDEN CITY | Garden City [T41,T42] | ARKLOW |  | 52.6766 | -6.2925
MV/LV Substation AU***107 |  | 20 kV | _ | LV | 50 kVA :Pole Substation | 0.05 | --> | 0.05 | 0 | 0 | Constrained,otherwise capacity available =22kVA. | --> | 0.0475 | 0 | 0 | 0.05408 | 0 |  | --> | C16 ex CARRICK ON SHANNON | Carrick On Shannon [T41,T42] | CARRICK ON SHANNON |  | 53.857 | -8.149
MV/LV Substation AU***108 |  | 20 kV | _ | LV | 200 kVA :Pole Substation | 0.2 | --> | 0.2 | 0 | 0 | Constrained,otherwise capacity available =155kVA. | --> | 0.19 | 0 | 0 | 0.20672 | 0 |  | --> | E17 ex INCH | Inch [T421,T422] | OUGHTRAGH |  | 52.2351 | -9.9767
MV/LV Substation AU***112 |  | 20 kV | _ | LV | 50 kVA :Pole Substation | 0.05 | --> | 0.05 | 0 | 0 | Constrained,otherwise capacity available =41kVA. | --> | 0.0475 | 0 | 0 | 0.051348 | 0 |  | --> | E17 ex INCH | Inch [T421,T422] | OUGHTRAGH |  | 52.2386 | -9.9737
MV/LV Substation AU***113X |  | 10 kV | _ | LV | 630 kVA :Kiosk Substation | 0.63 | --> | 0.63 | 0 | 0 | Constrained,otherwise capacity available =500kVA. | --> | 0.5985 | 0 | 0 | 0.5 | 0 |  | --> | C20 ex BALLYBEGGAN | Ballybeggan [T43,T44] | TRALEE |  | 52.2694 | -9.6923
MV/LV Substation AU***115X |  | 20 kV | _ | LV | 200 kVA :Pole Substation | 0.2 | --> | 0.2 | 0 | 0 | Constrained,otherwise capacity available =179kVA. | --> | 0.19 | 0 | 0 | 0 | 0 | Constrained,otherwise capacity available =203.2kW. | --> | E12 ex CARNDONAGH | Carndonagh [T421,T422] | TRILLICK |  | 55.2756 | -7.395
MV/LV Substation AU***141 |  | 10 kV | _ | LV | 50 kVA :Pole Substation | 0.05 | --> | 0.05 | 0.027 | 6.5 |  | --> | 0.0475 | 0 | 0.014079 | 0.053377 | 0 |  | --> | C17 ex OUGHTERARD | Oughterard [T41,T42] | SCREEB |  | 53.429 | -9.3273
MV/LV Substation AU***154X |  | 10 kV | _ | LV | 200 kVA :Building Structure | 0.2 | --> | 0.2 | 0 | 0 | Constrained,otherwise capacity available =189kVA. | --> | 0.19 | 0 | 0 | 0.20166 | 0 |  | --> | C20 ex INCHICORE NORTH | Inchicore North [T41] | INCHICORE 220KV |  | 53.3259 | -6.3511
MV/LV Substation AU***182Y |  | 10 kV | _ | LV | 200 kVA :Kiosk Substation | 0.2 | --> | 0.2 | 0.14 | 0.4 |  | --> | 0.19 | 0 | 0.009633 | 0 | 0 | Constrained,otherwise capacity available =208.9kW. | --> | C15 ex KILMAGIG | Kilmagig [T42] | ARKLOW |  | 52.8547 | -6.3371
MV/LV Substation AU***182Z |  | 10 kV | _ | LV | 200 kVA :Pole Substation | 0.2 | --> | 0.2 | 0.13336 | 0.1 | Constrained,otherwise capacity available =169kVA. | --> | 0.19 | 0 | 0.004446 | 0.20465 | 0 |  | --> | C18 ex BALLYMAHON | Ballymahon [T41,T42] | ATHLONE |  | 53.5622 | -7.766
MV/LV Substation AU***196 |  | 10 kV | _ | LV | 200 kVA :Building Structure | 0.2 | --> | 0.2 | 0.13336 | 0.1 | Constrained,otherwise capacity available =198kVA. | --> | 0.19 | 0 | 0 | 0.2003 | 0 |  | --> | C18 ex BALLYMAHON | Ballymahon [T41,T42] | ATHLONE |  | 53.5588 | -7.764
MV/LV Substation AU***212X |  | 10 kV | _ | LV | 50 kVA :Pole Substation | 0.05 | --> | 0.05 | 0.049 | 1.6 |  | --> | 0.0475 | 0 | 0 | 0 | 0 | Constrained,otherwise capacity available =50.2kW. | --> | C15 ex BUNDORAN | Bundoran [T41,T42] | CATHALEENS FALL |  | 54.4601 | -8.3325
MV/LV Substation AU***222Z |  | 10 kV | _ | LV | 400 kVA :Building Structure | 0.4 | --> | 0.4 | 0.367 | 3.3 |  | --> | 0.38 | 0 | 0 | 0.40498 | 0 |  | --> | C12 ex GLEBE | Glebe [T41,T42] | RICHMOND |  | 53.7252 | -7.8018
MV/LV Substation AU***228Y |  | 20 kV | _ | LV | 100 kVA :Pole Substation | 0.1 | --> | 0.1 | 0 | 0 | Constrained,otherwise capacity available =76kVA. | --> | 0.095 | 0 | 0 | 0.10358 | 0 |  | --> | E17 ex CREAGH | Creagh [T421,T422] | ATHLONE |  | 53.3046 | -8.3169
MV/LV Substation AU***232 |  | 10 kV | _ | LV | 200 kVA :Kiosk Substation | 0.2 | --> | 0.2 | 0.046 | 6.4 |  | --> | 0.19 | 0 | 0.023712 | 0.22209 | 0 |  | --> | C14 ex GARRYCASTLE | Garrycastle [T41,T42] | ATHLONE |  | 53.4232 | -7.9125
MV/LV Substation AU***246Y |  | 10 kV | _ | LV | 50 kVA :Pole Substation | 0.05 | --> | 0.05 | 0.047 | 12.2 |  | --> | 0.0475 | 0 | 0 | 0.050453 | 0 |  | --> | C19 ex BALLYBEG | Ballybeg [T101,T102] | CARRICKMINES |  | 52.9972 | -6.1902
MV/LV Substation AU***266 |  | 10 kV | _ | LV | 400 kVA :Kiosk Substation | 0.4 | --> | 0.4 | 0.289 | 13.4 |  | --> | 0.38 | 0 | 0.045201 | 0.41651 | 0 |  | --> | C20 ex POTTERY ROAD | Pottery Road [T101,T102] | CARRICKMINES |  | 53.2665 | -6.1415
MV/LV Substation AU***322 |  | 10 kV | _ | LV | 200 kVA :Kiosk Substation | 0.2 | --> | 0.2 | 0.099 | 0.6 |  | --> | 0.19 | 0 | 0.034827 | 0 | 0 | Constrained,otherwise capacity available =214.8kW. | --> | C16 ex LAWLESSTOWN | Lawlesstown [T42,T421] | DOON |  | 52.3657 | -7.7131
MV/LV Substation AU***329Y |  | 10 kV | _ | LV | 100 kVA :Pole Substation | 0.1 | --> | 0.1 | 0 | 0 | Constrained,otherwise capacity available =77kVA. | --> | 0.095 | 0 | 0 | 0.10343 | 0 |  | --> | C20 ex POLLERTON | Pollerton [T41,T42] | CARLOW |  | 52.8402 | -6.8796
MV/LV Substation AU***375X |  | 10 kV | _ | LV | 400 kVA :Kiosk Substation | 0.4 | --> | 0.4 | 0.219 | 0.3 |  | --> | 0.38 | 0 | 0.060762 | 0.42659 | 0 |  | --> | C16 ex SANTRY | Santry [T41,T42] | FINGLAS |  | 53.3984 | -6.2338
MV/LV Substation AU***377X |  | 20 kV | _ | LV | 50 kVA :Pole Substation | 0.05 | --> | 0.05 | 0 | 0 | Constrained,otherwise capacity available =26kVA. | --> | 0.0475 | 0 | 0 | 0 | 0 | Constrained,otherwise capacity available =53.5kW. | --> | E13 ex ABBEYLEIX | Abbeyleix [T422] | PORTLAOISE |  | 52.906 | -7.3187
MV/LV Substation AU***388 |  | 10 kV | _ | LV | 630 kVA :Building Structure | 0.63 | --> | 0.63 | 0.289 | 4.6 |  | --> | 0.5985 | 0 | 0.017784 | 0.5 | 0 |  | --> | C16 ex WATLING STREET | Watling Street [T41,T42] | FRANCIS STREET |  | 53.3535 | -6.286
MV/LV Substation AU***4020 |  | 10 kV | _ | LV | 50 kVA :Pole Substation | 0.05 | --> | 0.05 | 0.047 | 4.1 |  | --> | 0.0475 | 0 | 0 | 0.050453 | 0 |  | --> | C18 ex AGHAGAD | Aghagad [T41,T42] | SLIGO |  | 54.3853 | -8.532
MV/LV Substation AU***4033 |  | 10 kV | _ | LV | 400 kVA :Kiosk Substation | 0.4 | --> | 0.4 | 0.365 | 4 |  | --> | 0.38 | 0 | 0.002223 | 0.40528 | 0 |  | --> | C19 ex BALLINCLEA | Ballinclea [T41] | CHERRYWOOD |  | 53.2654 | -6.1372
MV/LV Substation AU***4062 |  | 10 kV | _ | LV | 630 kVA :Building Structure | 0.63 | --> | 0.63 | 0.15247 | 0.2 | Constrained,otherwise capacity available =500kVA. | --> | 0.5985 | 0 | 0 | 0.5 | 0 |  | --> | C18 ex SANDYFORD | Sandyford [T41,T42] | CARRICKMINES |  | 53.2736 | -6.2183
MV/LV Substation AU***4119 |  | 20 kV | _ | LV | 50 kVA :Pole Substation | 0.05 | --> | 0.05 | 0 | 0 | Constrained,otherwise capacity available =46kVA. | --> | 0.0475 | 0 | 0 | 0 | 0 | Constrained,otherwise capacity available =50.6kW. | --> | E14 ex BUNCRANA | Buncrana [T421,T422] | TRILLICK |  | 55.1854 | -7.474
MV/LV Substation AU***413Y |  | 10 kV | _ | LV | 400 kVA :Kiosk Substation | 0.4 | --> | 0.4 | 0.365 | 0.4 |  | --> | 0.38 | 0 | 0.001482 | 0 | 0 | Constrained,otherwise capacity available =405.3kW. | --> | C15 ex KILMAGIG | Kilmagig [T42] | ARKLOW |  | 52.8551 | -6.3296
MV/LV Substation AU***414X |  | 10 kV | _ | LV | 200 kVA :Kiosk Substation | 0.2 | --> | 0.2 | 0.116 | 6 |  | --> | 0.19 | 0 | 0.01482 | 0.21237 | 0 |  | --> | C26 ex PELLETSTOWN | Pelletstown [T101,T102] | FINGLAS |  | 53.3785 | -6.3584
MV/LV Substation AU***4165 |  | 20 kV | _ | LV | 50 kVA :Pole Substation | 0.05 | --> | 0.05 | 0 | 0 | Constrained,otherwise capacity available =50kVA. | --> | 0.0475 | 0 | 0 | 0.05 | 0 |  | --> | E20 ex COLLOONEY | Collooney [T421,T422] | SLIGO |  | 54.2713 | -8.7639
MV/LV Substation AU***4171 |  | 20 kV | _ | LV | 50 kVA :Pole Substation | 0.05 | --> | 0.05 | 0 | 0 | Constrained,otherwise capacity available =50kVA. | --> | 0.0475 | 0 | 0 | 0 | 0 | Constrained,otherwise capacity available =50kW. | --> | C20 ex KNOCKMULLEN | Knockmullen [T42,T421] | GREAT ISLAND |  | 52.3253 | -6.8943
MV/LV Substation AU***4244 |  | 10 kV | _ | LV | 50 kVA :Pole Substation | 0.05 | --> | 0.05 | 0 | 0 | Constrained,otherwise capacity available =50kVA. | --> | 0.0475 | 0 | 0 | 0 | 0 | Constrained,otherwise capacity available =50kW. | --> | C14 ex TEMPLEMORE | Templemore [T41,T42] | IKERRIN |  | 52.7941 | -7.8083
MV/LV Substation AU***4277 |  | 20 kV | _ | LV | 50 kVA :Pole Substation | 0.05 | --> | 0.05 | 0 | 0 | Constrained,otherwise capacity available =50kVA. | --> | 0.0475 | 0 | 0 | 0.05 | 0 |  | --> | E23 ex ATHENRY | Athenry [T423] | GALWAY 110KV |  | 53.3084 | -8.4761
MV/LV Substation AU***4293 |  | 10 kV | _ | LV | 400 kVA :Kiosk Substation | 0.4 | --> | 0.4 | 0 | 0 | Constrained,otherwise capacity available =400kVA. | --> | 0.38 | 0 | 0 | 0.4 | 0 |  | --> | C26 ex GRANGE CASTLE | Grange Castle [T101,T102] | INCHICORE 220KV |  | 53.3162 | -6.4517
MV/LV Substation AU***444 |  | 20 kV | _ | LV | 50 kVA :Pole Substation | 0.05 | --> | 0.05 | 0.05 | 2.9 |  | --> | 0.0475 | 0 | 0 | 0 | 0 | Constrained,otherwise capacity available =50kW. | --> | E13 ex TELAYDON | Telaydon [T42,T421] | LISDRUM |  | 54.2481 | -7.1433
MV/LV Substation AU***444 |  | 10 kV | _ | LV | 100 kVA :Pole Substation | 0.1 | --> | 0.1 | 0.045 | 0.4 |  | --> | 0.095 | 0 | 0 | 0 | 0 | Constrained,otherwise capacity available =108kW. | --> | C15 ex KILMAGIG | Kilmagig [T42] | ARKLOW |  | 52.8549 | -6.3221
MV/LV Substation AU***444 |  | 10 kV | _ | LV | 50 kVA :Pole Substation | 0.05 | --> | 0.05 | 0.019092 | 0 | Constrained,otherwise capacity available =50kVA. | --> | 0.0475 | 0 | 0 | 0 | 0 | Constrained,otherwise capacity available =50kW. | --> | C19 ex BALLYBAY | Ballybay [T41,T42] | LISDRUM |  | 54.0872 | -6.8857
MV/LV Substation AU***445 |  | 10 kV | _ | LV | 200 kVA :Pole Substation | 0.2 | --> | 0.2 | 0.034 | 0.4 |  | --> | 0.19 | 0 | 0.006669 | 0 | 0 | Constrained,otherwise capacity available =223.7kW. | --> | C15 ex KILMAGIG | Kilmagig [T42] | ARKLOW |  | 52.856 | -6.3249
MV/LV Substation AU***468X |  | 10 kV | _ | LV | 630 kVA :Kiosk Substation | 0.63 | --> | 0.63 | 0.5 | 1.9 |  | --> | 0.5985 | 0 | 0.003705 | 0.5 | 0 |  | --> | C15 ex FAIRVIEW | Fairview [T41] | MCDERMOTT |  | 53.369 | -6.2149
MV/LV Substation AU***469 |  | 10 kV | _ | LV | 100 kVA :Pole Substation | 0.1 | --> | 0.1 | 0 | 0 | Constrained,otherwise capacity available =6kVA. | --> | 0.095 | 0 | 0.008892 | 0 | 0 | Constrained,otherwise capacity available =113.3kW. | --> | C16 ex DUNGLOE | Dungloe [T41,T42] | ARDNAGAPPARY |  | 54.9541 | -8.3647
MV/LV Substation AU***488 |  | 10 kV | _ | LV | 50 kVA :Pole Substation | 0.05 | --> | 0.05 | 0 | 0 | Constrained,otherwise capacity available =20kVA. | --> | 0.0475 | 0 | 0 | 0.054359 | 0 |  | --> | C30 ex CLAREGALWAY | Claregalway [T42,T421] | GALWAY 110KV |  | 53.3934 | -8.9604
MV/LV Substation AU***507 |  | 20 kV | _ | LV | 200 kVA :Pole Substation | 0.2 | --> | 0.2 | 0 | 0 | Constrained,otherwise capacity available =148kVA. | --> | 0.19 | 0 | 0.00741 | 0.20775 | 0 |  | --> | E18 ex INCH | Inch [T421,T422] | OUGHTRAGH |  | 52.153 | -10.0512
MV/LV Substation AU***520 |  | 20 kV | _ | LV | 50 kVA :Pole Substation | 0.05 | --> | 0.05 | 0 | 0 | Constrained,otherwise capacity available =43kVA. | --> | 0.0475 | 0 | 0 | 0.051052 | 0 |  | --> | E17 ex INCH | Inch [T421,T422] | OUGHTRAGH |  | 52.2355 | -9.983
MV/LV Substation AU***523X |  | 10 kV | _ | LV | 400 kVA :Kiosk Substation | 0.4 | --> | 0.4 | 0.4 | 2.8 |  | --> | 0.38 | 0 | 0 | 0.4 | 0 |  | --> | E14 ex CLARA | Clara [T421,T422] | THORNSBERRY |  | 53.3396 | -7.6093
MV/LV Substation AU***533Z |  | 10 kV | _ | LV | 630 kVA :Building Structure | 0.63 | --> | 0.63 | 0.5 | 4.6 |  | --> | 0.5985 | 0 | 0 | 0.5 | 0 |  | --> | C39 ex CASTLEVIEW | Castleview [T101,T102] | CASTLEVIEW |  | 51.9055 | -8.357
MV/LV Substation AU***540X |  | 10 kV | _ | LV | 100 kVA :Pole Substation | 0.1 | --> | 0.1 | 0 | 0 | Constrained,otherwise capacity available =94kVA. | --> | 0.095 | 0 | 0 | 0.10091 | 0 |  | --> | C11 ex GRAIGUENAMANAGH | Graiguenamanagh [T41,T42] | KILKENNY |  | 52.5183 | -6.8486
MV/LV Substation AU***548X |  | 10 kV | _ | LV | 100 kVA :Pole Substation | 0.1 | --> | 0.1 | 0.093 | 0.4 |  | --> | 0.095 | 0 | 0 | 0 | 0 | Constrained,otherwise capacity available =101.1kW. | --> | C15 ex KILMAGIG | Kilmagig [T42] | ARKLOW |  | 52.856 | -6.3306
MV/LV Substation AU***560 |  | 20 kV | _ | LV | 50 kVA :Pole Substation | 0.05 | --> | 0.05 | 0 | 0 | Constrained,otherwise capacity available =44kVA. | --> | 0.0475 | 0 | 0 | 0 | 0 | Constrained,otherwise capacity available =50.9kW. | --> | E13 ex FOXHOLE | Foxhole [T421,T422] | DUNGARVAN |  | 51.967 | -7.7127
MV/LV Substation AU***561 |  | 20 kV | _ | LV | 100 kVA :Pole Substation | 0.1 | --> | 0.1 | 0 | 0 | Constrained,otherwise capacity available =100kVA. | --> | 0.095 | 0 | 0 | 0.1 | 0 |  | --> | E18 ex INCH | Inch [T421,T422] | OUGHTRAGH |  | 52.163 | -10.0355
MV/LV Substation AU***571X |  | 10 kV | _ | LV | 400 kVA :Kiosk Substation | 0.4 | --> | 0.4 | 0 | 0 | Constrained,otherwise capacity available =263kVA. | --> | 0.38 | 0 | 0.006669 | 0.42029 | 0 |  | --> | C15 ex ENNIS NORTH | Ennis North [T41,T42] | ENNIS |  | 52.8583 | -8.9866
MV/LV Substation AU***586X |  | 10 kV | _ | LV | 50 kVA :Pole Substation | 0.05 | --> | 0.05 | 0.04 | 1.6 |  | --> | 0.0475 | 0 | 0 | 0.051496 | 0 |  | --> | C18 ex TULLYNAMALRA | Tullynamalra [T41,T42] | MEATH HILL |  | 54.0624 | -6.8127
MV/LV Substation AU***590X |  | 20 kV | _ | LV | 100 kVA :Pole Substation | 0.1 | --> | 0.1 | 0.095 | 7.9 |  | --> | 0.095 | 0 | 0 | 0.10076 | 0 |  | --> | E12 ex DUNMANWAY | Dunmanway [T422,T43] | DUNMANWAY |  | 51.6528 | -9.3418
MV/LV Substation AU***600Y |  | 10 kV | _ | LV | 400 kVA :Kiosk Substation | 0.4 | --> | 0.4 | 0 | 0 | Constrained,otherwise capacity available =349kVA. | --> | 0.38 | 0 | 0 | 0.40767 | 0 |  | --> | C22 ex KILLACLOYNE | Killacloyne [T41,T42] | MIDLETON |  | 51.9113 | -8.2781
MV/LV Substation AU***632X |  | 20 kV | _ | LV | 50 kVA :Pole Substation | 0.05 | --> | 0.05 | 0 | 0 | Constrained,otherwise capacity available =45kVA. | --> | 0.0475 | 0 | 0 | 0 | 0 | Constrained,otherwise capacity available =50.8kW. | --> | E17 ex WINDSOR | Windsor [T421,T422] | CASTLEBAR |  | 53.8671 | -9.2677
MV/LV Substation AU***689 |  | 10 kV | _ | LV | 50 kVA :Pole Substation | 0.05 | --> | 0.05 | 0 | 0 | Constrained,otherwise capacity available =50kVA. | --> | 0.0475 | 0 | 0 | 0.05 | 0 |  | --> | C30 ex CLAREGALWAY | Claregalway [T42,T421] | GALWAY 110KV |  | 53.3936 | -8.963
MV/LV Substation AU***700 |  | 10 kV | _ | LV | 1000 kVA :Kiosk Substation | 1 | --> | 1 | 0.5 | 0.9 |  | --> | 0.95 | 0 | 0 | 0 | 0 | Constrained,otherwise capacity available =500kW. | --> | C16 ex SPA ROAD | Spa Road [T41,T42] | DOON |  | 52.3545 | -7.7016
MV/LV Substation AU***726Y |  | 20 kV | _ | LV | 50 kVA :Pole Substation | 0.05 | --> | 0.05 | 0.05 | 2.9 |  | --> | 0.0475 | 0 | 0 | 0 | 0 | Constrained,otherwise capacity available =50kW. | --> | E13 ex TELAYDON | Telaydon [T42,T421] | LISDRUM |  | 54.2556 | -7.133
MV/LV Substation AU***742Y |  | 10 kV | _ | LV | 50 kVA :Pole Substation | 0.05 | --> | 0.05 | 0 | 0 | Constrained,otherwise capacity available =50kVA. | --> | 0.0475 | 0 | 0 | 0.05 | 0 |  | --> | C23 ex CREGG ROAD | Cregg Road [T41,T42] | BALLYDINE |  | 52.3718 | -7.3397
MV/LV Substation AU***770 |  | 20 kV | _ | LV | 50 kVA :Pole Substation | 0.05 | --> | 0.05 | 0.04 | 7.9 |  | --> | 0.0475 | 0 | 0 | 0.051496 | 0 |  | --> | E12 ex DUNMANWAY | Dunmanway [T422,T43] | DUNMANWAY |  | 51.6552 | -9.2713
MV/LV Substation AU***803 |  | 10 kV | _ | LV | 50 kVA :Pole Substation | 0.05 | --> | 0.05 | 0 | 0 | Constrained,otherwise capacity available =43kVA. | --> | 0.0475 | 0 | 0 | 0.051052 | 0 |  | --> | C17 ex HOLYCROSS ROAD | Holycross Road [T41,T42] | THURLES |  | 52.746 | -7.9462
MV/LV Substation AU***854X |  | 10 kV | _ | LV | 100 kVA :Pole Substation | 0.1 | --> | 0.1 | 0.097 | 1.6 |  | --> | 0.095 | 0 | 0 | 0 | 0 | Constrained,otherwise capacity available =100.5kW. | --> | C18 ex FOYNES | Foynes [T41,T42] | RATHKEALE |  | 52.6154 | -9.0626
MV/LV Substation AU***865 |  | 10 kV | _ | LV | 50 kVA :Pole Substation | 0.05 | --> | 0.05 | 0.03 | 0.2 |  | --> | 0.0475 | 0 | 0 | 0 | 0 | Constrained,otherwise capacity available =52.9kW. | --> | C16 ex ROSSGEIR | Rossgeir [T41,T42] | LETTERKENNY |  | 54.9313 | -7.4633
MV/LV Substation AU***868Y |  | 10 kV | _ | LV | 630 kVA :Kiosk Substation | 0.63 | --> | 0.63 | 0.5 | 3.9 |  | --> | 0.5985 | 0 | 0 | 0.5 | 0 |  | --> | C18 ex MARSHES | Marshes [T41,T42] | DUNDALK |  | 53.9893 | -6.3749
MV/LV Substation AU***898X |  | 10 kV | _ | LV | 50 kVA :Pole Substation | 0.05 | --> | 0.05 | 0 | 0 | Constrained,otherwise capacity available =45kVA. | --> | 0.0475 | 0 | 0 | 0.050753 | 0 |  | --> | C18 ex MOUNTGORRY | Mountgorry [T41,T42] | GRANGE (DR) |  | 53.4437 | -6.18
MV/LV Substation AU***900 |  | 20 kV | _ | LV | 200 kVA :Pole Substation | 0.2 | --> | 0.2 | 0 | 0 | Constrained,otherwise capacity available =118kVA. | --> | 0.19 | 0 | 0.01482 | 0.21208 | 0 |  | --> | E18 ex INCH | Inch [T421,T422] | OUGHTRAGH |  | 52.1516 | -10.0552
MV/LV Substation AU***903X |  | 20 kV | _ | LV | 50 kVA :Pole Substation | 0.05 | --> | 0.05 | 0 | 0 | Constrained,otherwise capacity available =45kVA. | --> | 0.0475 | 0 | 0 | 0.050753 | 0 |  | --> | E13 ex KILCOCK | Kilcock [T421,T422] | GRIFFINRATH |  | 53.5107 | -6.616
MV/LV Substation AU***948X |  | 10 kV | _ | LV | 400 kVA :Building Structure | 0.4 | --> | 0.4 | 0 | 0 | Constrained,otherwise capacity available =374kVA. | --> | 0.38 | 0 | 0 | 0.40393 | 0 |  | --> | C14 ex MULGANNON | Mulgannon [T41,T42] | WEXFORD |  | 52.33 | -6.4632
MV/LV Substation AU***997X |  | 10 kV | _ | LV | 50 kVA :Pole Substation | 0.05 | --> | 0.05 | 0 | 0 | Constrained,otherwise capacity available =44kVA. | --> | 0.0475 | 0 | 0 | 0.050903 | 0 |  | --> | C20 ex BALLYGAR | Ballygar [T41,T42] | ATHLONE |  | 53.5395 | -8.3103
MV/LV Substation AV***007 |  | 10 kV | _ | LV | 100 kVA :Pole Substation | 0.1 | --> | 0.1 | 0 | 0 | Constrained,otherwise capacity available =100kVA. | --> | 0.095 | 0 | 0 | 0 | 0 | Constrained,otherwise capacity available =100kW. | --> | C11 ex RATHDRUM | Rathdrum [T42] | ARKLOW |  | 52.9148 | -6.2281
MV/LV Substation AV***008Y |  | 10 kV | _ | LV | 200 kVA :Pole Substation | 0.2 | --> | 0.2 | 0 | 0 | Constrained,otherwise capacity available =172kVA. | --> | 0.19 | 0 | 0.005928 | 0 | 0 | Constrained,otherwise capacity available =204.2kW. | --> | C24 ex TINAHASK | Tinahask [T41,T42] | ARKLOW |  | 52.7864 | -6.1635
MV/LV Substation AV***013X |  | 10 kV | _ | LV | 400 kVA :Building Structure | 0.4 | --> | 0.4 | 0.4 | 2.4 |  | --> | 0.38 | 0 | 0 | 0.4 | 0 |  | --> | C16 ex BRAY | Bray [T41,T42] | FASSAROE |  | 53.1736 | -6.1423
MV/LV Substation AV***025 |  | 10 kV | _ | LV | 400 kVA :Kiosk Substation | 0.4 | --> | 0.4 | 0 | 0 | Constrained,otherwise capacity available =290kVA. | --> | 0.38 | 0 | 0.008151 | 0.41637 | 0 |  | --> | C15 ex TRIM | Trim [T41,T42] | NAVAN |  | 53.5592 | -6.7966
MV/LV Substation AV***031X |  | 10 kV | _ | LV | 50 kVA :Pole Substation | 0.05 | --> | 0.05 | 0.049 | 2.4 |  | --> | 0.0475 | 0 | 0 | 0.050152 | 0 |  | --> | C16 ex BRAY | Bray [T41,T42] | FASSAROE |  | 53.173 | -6.1453
MV/LV Substation AV***032 |  | 10 kV | _ | LV | 50 kVA :Pole Substation | 0.05 | --> | 0.05 | 0.048 | 1 |  | --> | 0.0475 | 0 | 0 | 0.050303 | 0 |  | --> | C25 ex TYCOR | Tycor [T41,T42] | WATERFORD |  | 52.2599 | -7.1615
MV/LV Substation AV***035 |  | 10 kV | _ | LV | 100 kVA :Pole Substation | 0.1 | --> | 0.1 | 0 | 0 | Constrained,otherwise capacity available =50kVA. | --> | 0.095 | 0 | 0.003705 | 0 | 0 | Constrained,otherwise capacity available =107.3kW. | --> | C16 ex RATHDRUM | Rathdrum [T42] | ARKLOW |  | 52.9298 | -6.2354
MV/LV Substation AV***036 |  | 10 kV | _ | LV | 400 kVA :Kiosk Substation | 0.4 | --> | 0.4 | 0 | 0 | Constrained,otherwise capacity available =257kVA. | --> | 0.38 | 0 | 0.009633 | 0.42115 | 0 |  | --> | C16 ex MAYFIELD | Mayfield [T41,T42] | KILBARRY |  | 51.9133 | -8.4382
MV/LV Substation AV***040Z |  | 10 kV | _ | LV | 400 kVA :Kiosk Substation | 0.4 | --> | 0.4 | 0.261 | 5.7 |  | --> | 0.38 | 0 | 0.008151 | 0.42058 | 0 |  | --> | C24 ex RAMPARTS | Ramparts [T41,T42] | DUNDALK |  | 53.9968 | -6.404
MV/LV Substation AV***041 |  | 10 kV | _ | LV | 400 kVA :Kiosk Substation | 0.4 | --> | 0.4 | 0 | 0 | Constrained,otherwise capacity available =367kVA. | --> | 0.38 | 0 | 0.002223 | 0.40498 | 0 |  | --> | C11 ex GRAIGUENAMANAGH | Graiguenamanagh [T41,T42] | KILKENNY |  | 52.537 | -6.9528
MV/LV Substation AV***057 |  | 10 kV | _ | LV | 400 kVA :Kiosk Substation | 0.4 | --> | 0.4 | 0.334 | 6.2 |  | --> | 0.38 | 0 | 0.002223 | 0.4099 | 0 |  | --> | C20 ex CAHIR | Cahir [T41,T42] | CAHIR |  | 52.3844 | -7.9341
MV/LV Substation AV***060 |  | 10 kV | _ | LV | 200 kVA :Pole Substation | 0.2 | --> | 0.2 | 0.125 | 0.4 |  | --> | 0.19 | 0 | 0.011115 | 0 | 0 | Constrained,otherwise capacity available =211.1kW. | --> | C12 ex KILMAGIG | Kilmagig [T42] | ARKLOW |  | 52.8583 | -6.2142
MV/LV Substation AV***074 |  | 10 kV | _ | LV | 200 kVA :Pole Substation | 0.2 | --> | 0.2 | 0.118 | 0.4 |  | --> | 0.19 | 0 | 0 | 0 | 0 | Constrained,otherwise capacity available =212.1kW. | --> | C12 ex KILMAGIG | Kilmagig [T42] | ARKLOW |  | 52.8619 | -6.1961
MV/LV Substation AV***087 |  | 10 kV | _ | LV | 200 kVA :Building Structure | 0.2 | --> | 0.2 | 0 | 0 | Constrained,otherwise capacity available =200kVA. | --> | 0.19 | 0 | 0 | 0.2 | 0 |  | --> | C15 ex FINISKLIN | Finisklin [T41,T42] | SLIGO |  | 54.2775 | -8.498
MV/LV Substation AV***090 |  | 10 kV | _ | LV | 400 kVA :Kiosk Substation | 0.4 | --> | 0.4 | 0.322 | 5.3 |  | --> | 0.38 | 0 | 0.003705 | 0.41167 | 0 |  | --> | C11 ex BALLYTIVNAN | Ballytivnan [T41,T42] | SLIGO |  | 54.281 | -8.4711
MV/LV Substation AV***093Y |  | 20 kV | _ | LV | 50 kVA :Pole Substation | 0.05 | --> | 0.05 | 0 | 0 | Constrained,otherwise capacity available =50kVA. | --> | 0.0475 | 0 | 0 | 0 | 0 | Constrained,otherwise capacity available =50kW. | --> | C11 ex MOUNTMELLICK | Mountmellick [T41,T42] | PORTLAOISE |  | 53.1233 | -7.3515
MV/LV Substation AV***103 |  | 20 kV | _ | LV | 400 kVA :Building Structure | 0.4 | --> | 0.4 | 0 | 0 | Constrained,otherwise capacity available =395kVA. | --> | 0.38 | 0 | 0 | 0 | 0 | Constrained,otherwise capacity available =400.8kW. | --> | E17 ex FOXHOLE | Foxhole [T421,T422] | DUNGARVAN |  | 51.9691 | -7.8645
MV/LV Substation AV***103Y |  | 10 kV | _ | LV | 400 kVA :Kiosk Substation | 0.4 | --> | 0.4 | 0.249 | 1.1 |  | --> | 0.38 | 0 | 0.003705 | 0.4223 | 0 |  | --> | C19 ex BIRR | Birr [T41,T422] | DALLOW |  | 53.1017 | -7.9076
MV/LV Substation AV***111 |  | 10 kV | _ | LV | 630 kVA :Building Structure | 0.63 | --> | 0.63 | 0.5 | 2.4 |  | --> | 0.5985 | 0 | 0 | 0.5 | 0 |  | --> | C18 ex GRAIGUE | Graigue [T41,T42] | CARLOW |  | 52.8408 | -6.9479
MV/LV Substation AV***124Z |  | 10 kV | _ | LV | 630 kVA :Building Structure | 0.63 | --> | 0.63 | 0 | 0 | Constrained,otherwise capacity available =500kVA. | --> | 0.5985 | 0 | 0 | 0.5 | 0 |  | --> | C14 ex LIFFEY VALLEY | Liffey Valley [T41,T42] | INCHICORE 220KV |  | 53.3525 | -6.4076
MV/LV Substation AV***125X |  | 10 kV | _ | LV | 630 kVA :Building Structure | 0.63 | --> | 0.63 | 0 | 0 | Constrained,otherwise capacity available =469kVA. | --> | 0.5985 | 0 | 0.026676 | 0.5 | 0 |  | --> | C35 ex SEMPERIT | Semperit [T41,T42,T43] | GRANGE CASTLE |  | 53.3246 | -6.3471
MV/LV Substation AV***139 |  | 10 kV | _ | LV | 400 kVA :Kiosk Substation | 0.4 | --> | 0.4 | 0.188 | 2.8 |  | --> | 0.38 | 0 | 0.032604 | 0.43096 | 0 |  | --> | C24 ex MOUNT MERRION | Mount Merrion [T41,T42] | CARRICKMINES |  | 53.2958 | -6.188
MV/LV Substation AV***164Y |  | 10 kV | _ | LV | 400 kVA :Building Structure | 0.4 | --> | 0.4 | 0.31 | 3 |  | --> | 0.38 | 0 | 0.002223 | 0.41344 | 0 |  | --> | C18 ex RAMSTOWN | Ramstown [T41,T42] | CRANE |  | 52.6714 | -6.2941
MV/LV Substation AV***185 |  | 10 kV | _ | LV | 400 kVA :Kiosk Substation | 0.4 | --> | 0.4 | 0 | 0 | Constrained,otherwise capacity available =328kVA. | --> | 0.38 | 0 | 0.008892 | 0.41079 | 0 |  | --> | C12 ex GRANGE (SR) | Grange (sr) [T41,T42] | BUTLERSTOWN |  | 52.2384 | -7.116
MV/LV Substation AV***191Z |  | 10 kV | _ | LV | 400 kVA :Kiosk Substation | 0.4 | --> | 0.4 | 0 | 0 | Constrained,otherwise capacity available =354kVA. | --> | 0.38 | 0 | 0 | 0.40692 | 0 |  | --> | C23 ex MACETOWN | Macetown [T101,T102] | MACETOWN |  | 53.4206 | -6.4757
MV/LV Substation AV***201Y |  | 10 kV | _ | LV | 100 kVA :Pole Substation | 0.1 | --> | 0.1 | 0.061 | 18.7 |  | --> | 0.095 | 0 | 0.045942 | 0.10575 | 0 |  | --> | C13 ex ARKLOW | Arklow [T101,T102] | ARKLOW |  | 52.8508 | -6.2022
MV/LV Substation AV***238 |  | 10 kV | _ | LV | 100 kVA :Pole Substation | 0.1 | --> | 0.1 | 0 | 0 | Constrained,otherwise capacity available =71kVA. | --> | 0.095 | 0 | 0 | 0 | 0 | Constrained,otherwise capacity available =104.3kW. | --> | C15 ex DRUMBEAR | Drumbear [T41,T42] | LISDRUM |  | 54.1967 | -6.8321
MV/LV Substation AV***241 |  | 10 kV | _ | LV | 400 kVA :Kiosk Substation | 0.4 | --> | 0.4 | 0.22 | 1.2 |  | --> | 0.38 | 0 | 0.078546 | 0.42644 | 0 |  | --> | C17 ex SALLYNOGGIN ROAD | Sallynoggin Road [T41,T42] | CHERRYWOOD |  | 53.2714 | -6.1272
MV/LV Substation AV***255 |  | 10 kV | _ | LV | 400 kVA :Kiosk Substation | 0.4 | --> | 0.4 | 0 | 0 | Constrained,otherwise capacity available =272kVA. | --> | 0.38 | 0 | 0.035568 | 0.41898 | 0 |  | --> | C22 ex HOWTH JUNCTION | Howth Junction [T41,T42] | GRANGE (DR) |  | 53.3795 | -6.1685
MV/LV Substation AV***264 |  | 10 kV | _ | LV | 50 kVA :Pole Substation | 0.05 | --> | 0.05 | 0 | 0 | Constrained,otherwise capacity available =31kVA. | --> | 0.0475 | 0 | 0 | 0 | 0 | Constrained,otherwise capacity available =52.8kW. | --> | C15 ex DRUMBEAR | Drumbear [T41,T42] | LISDRUM |  | 54.1856 | -6.83
MV/LV Substation AV***265X |  | 10 kV | _ | LV | 50 kVA :Pole Substation | 0.05 | --> | 0.05 | 0 | 0 | Constrained,otherwise capacity available =40kVA. | --> | 0.0475 | 0 | 0.01482 | 0.051496 | 0 |  | --> | C15 ex TYMON | Tymon [T41,T42] | COOKSTOWN |  | 53.2872 | -6.3392
MV/LV Substation AV***278 |  | 10 kV | _ | LV | 400 kVA :Kiosk Substation | 0.4 | --> | 0.4 | 0 | 0 | Constrained,otherwise capacity available =315kVA. | --> | 0.38 | 0 | 0.002964 | 0.41271 | 0 |  | --> | C13 ex MIDLETON | Midleton [T101,T102] | MIDLETON |  | 51.9237 | -8.1792
MV/LV Substation AV***287Y |  | 10 kV | _ | LV | 200 kVA :Kiosk Substation | 0.2 | --> | 0.2 | 0.115 | 4.6 |  | --> | 0.19 | 0 | 0.003705 | 0.21251 | 0 |  | --> | C26 ex CASTLEVIEW | Castleview [T101,T102] | CASTLEVIEW |  | 51.8925 | -8.4056
MV/LV Substation AV***298 |  | 10 kV | _ | LV | 400 kVA :Kiosk Substation | 0.4 | --> | 0.4 | 0 | 0 | Constrained,otherwise capacity available =310kVA. | --> | 0.38 | 0 | 0.011856 | 0.41344 | 0 |  | --> | C15 ex CASTLETROY | Castletroy [T41,T42] | ARDNACRUSHA |  | 52.6693 | -8.5655
MV/LV Substation AV***311 |  | 10 kV | _ | LV | 200 kVA :Kiosk Substation | 0.2 | --> | 0.2 | 0 | 0 | Constrained,otherwise capacity available =168kVA. | --> | 0.19 | 0 | 0 | 0.2048 | 0 |  | --> | C22 ex UNIDARE | Unidare [T41,T42] | FINGLAS |  | 53.3925 | -6.32
MV/LV Substation AV***337 |  | 10 kV | _ | LV | 400 kVA :Kiosk Substation | 0.4 | --> | 0.4 | 0 | 0 | Constrained,otherwise capacity available =387kVA. | --> | 0.38 | 0 | 0 | 0 | 0 | Constrained,otherwise capacity available =402kW. | --> | E20 ex BLESSINGTON | Blessington [T421,T422] | KILTEEL |  | 53.1725 | -6.534
MV/LV Substation AV***343 |  | 10 kV | _ | LV | 400 kVA :Building Structure | 0.4 | --> | 0.4 | 0.269 | 4 |  | --> | 0.38 | 0 | 0.033345 | 0.41942 | 0 |  | --> | C19 ex BALLINCLEA | Ballinclea [T41] | CHERRYWOOD |  | 53.2683 | -6.1324
MV/LV Substation AV***343Z |  | 10 kV | _ | LV | 400 kVA :Kiosk Substation | 0.4 | --> | 0.4 | 0 | 0 | Constrained,otherwise capacity available =377kVA. | --> | 0.38 | 0 | 0 | 0.40348 | 0 |  | --> | C20 ex RATHMULLAN | Rathmullan [T41,T42] | DRYBRIDGE |  | 53.7054 | -6.3528
MV/LV Substation AV***344Y |  | 10 kV | _ | LV | 100 kVA :Pole Substation | 0.1 | --> | 0.1 | 0 | 0 | Constrained,otherwise capacity available =100kVA. | --> | 0.095 | 0 | 0 | 0 | 0 | Constrained,otherwise capacity available =100kW. | --> | C16 ex RATHDRUM | Rathdrum [T42] | ARKLOW |  | 52.949 | -6.2458
MV/LV Substation AV***348 |  | 10 kV | _ | LV | 400 kVA :Building Structure | 0.4 | --> | 0.4 | 0.232 | 3.3 |  | --> | 0.38 | 0 | 0.021489 | 0.42474 | 0 |  | --> | C19 ex PEMBROKE | Pembroke [T41,T42,T43,T44] | RINGSEND |  | 53.3269 | -6.2154
MV/LV Substation AV***350 |  | 10 kV | _ | LV | 400 kVA :Kiosk Substation | 0.4 | --> | 0.4 | 0 | 0 | Constrained,otherwise capacity available =294kVA. | --> | 0.38 | 0 | 0.023712 | 0.41578 | 0 |  | --> | C12 ex GRANGE (SR) | Grange (sr) [T41,T42] | BUTLERSTOWN |  | 52.2374 | -7.1186
MV/LV Substation AV***367Z |  | 10 kV | _ | LV | 400 kVA :Kiosk Substation | 0.4 | --> | 0.4 | 0 | 0 | Constrained,otherwise capacity available =262kVA. | --> | 0.38 | 0 | 0.04446 | 0.42043 | 0 |  | --> | C20 ex RATHMULLAN | Rathmullan [T41,T42] | DRYBRIDGE |  | 53.7028 | -6.3539
MV/LV Substation AV***375X |  | 10 kV | _ | LV | 50 kVA :Pole Substation | 0.05 | --> | 0.05 | 0.05 | 2.8 |  | --> | 0.0475 | 0 | 0 | 0.05 | 0 |  | --> | E16 ex BALLYRAGGET | Ballyragget [T421,T422] | BALLYRAGGET |  | 52.7982 | -7.3605
MV/LV Substation AV***376X |  | 10 kV | _ | LV | 200 kVA :Pole Substation | 0.2 | --> | 0.2 | 0.198 | 2.8 |  | --> | 0.19 | 0 | 0 | 0.2003 | 0 |  | --> | E16 ex BALLYRAGGET | Ballyragget [T421,T422] | BALLYRAGGET |  | 52.796 | -7.357
MV/LV Substation AV***384 |  | 20 kV | _ | LV | 50 kVA :Building Structure | 0.05 | --> | 0.05 | 0.028 | 2.8 |  | --> | 0.0475 | 0 | 0 | 0.053235 | 0 |  | --> | E14 ex BANGOR ERRIS | Bangor Erris [T421] | BELLACORICK |  | 54.2726 | -9.8266
MV/LV Substation AV***397X |  | 10 kV | _ | LV | 400 kVA :Kiosk Substation | 0.4 | --> | 0.4 | 0.31329 | 0.3 | Constrained,otherwise capacity available =333kVA. | --> | 0.38 | 0 | 0 | 0.41005 | 0 |  | --> | C16 ex SANTRY | Santry [T41,T42] | FINGLAS |  | 53.3989 | -6.2396
MV/LV Substation AV***411Y |  | 10 kV | _ | LV | 630 kVA :Kiosk Substation | 0.63 | --> | 0.63 | 0 | 0 | Constrained,otherwise capacity available =485kVA. | --> | 0.5985 | 0 | 0.024453 | 0.5 | 0 |  | --> | C12 ex LEIXLIP | Leixlip [T41,T42] | GRIFFINRATH |  | 53.3697 | -6.4848
MV/LV Substation AV***4142 |  | 10 kV | _ | LV | 630 kVA :Kiosk Substation | 0.63 | --> | 0.63 | 0 | 0 | Constrained,otherwise capacity available =500kVA. | --> | 0.5985 | 0 | 0.031122 | 0.5 | 0 |  | --> | C14 ex MACETOWN | Macetown [T101,T102] | MACETOWN |  | 53.4113 | -6.3976
MV/LV Substation AV***4168 |  | 10 kV | _ | LV | 200 kVA :Building Structure | 0.2 | --> | 0.2 | 0 | 0 | Constrained,otherwise capacity available =145kVA. | --> | 0.19 | 0 | 0 | 0.20818 | 0 |  | --> | C16 ex CASTLECOMER | Castlecomer [T41,T42] | BALLYRAGGET |  | 52.8063 | -7.2066
MV/LV Substation AV***4169 |  | 10 kV | _ | LV | 400 kVA :Kiosk Substation | 0.4 | --> | 0.4 | 0.351 | 12.2 |  | --> | 0.38 | 0 | 0.018525 | 0.40737 | 0 |  | --> | C17 ex BALLYBEG | Ballybeg [T101,T102] | CARRICKMINES |  | 52.9664 | -6.0601
MV/LV Substation AV***4234 |  | 10 kV | _ | LV | 400 kVA :Kiosk Substation | 0.4 | --> | 0.4 | 0 | 0 | Constrained,otherwise capacity available =400kVA. | --> | 0.38 | 0 | 0 | 0 | 0 | Constrained,otherwise capacity available =400kW. | --> | C16 ex RATHDRUM | Rathdrum [T42] | ARKLOW |  | 52.9325 | -6.2405
MV/LV Substation AV***4240 |  | 10 kV | _ | LV | 630 kVA :Kiosk Substation | 0.63 | --> | 0.63 | 0 | 0 | Constrained,otherwise capacity available =500kVA. | --> | 0.5985 | 0 | 0 | 0 | 0 | Constrained,otherwise capacity available =500kW. | --> | C16 ex RATHDRUM | Rathdrum [T42] | ARKLOW |  | 52.9359 | -6.2434
MV/LV Substation AV***4268 |  | 10 kV | _ | LV | 50 kVA :Pole Substation | 0.05 | --> | 0.05 | 0 | 0 | Constrained,otherwise capacity available =47kVA. | --> | 0.0475 | 0 | 0 | 0.050453 | 0 |  | --> | C19 ex MIDLETON | Midleton [T101,T102] | MIDLETON |  | 51.9329 | -8.1854
MV/LV Substation AV***430X |  | 10 kV | _ | LV | 200 kVA :Kiosk Substation | 0.2 | --> | 0.2 | 0.141 | 0.1 |  | --> | 0.19 | 0 | 0 | 0.20877 | 0 |  | --> | C17 ex KILCULLEN | Kilcullen [T41,T42,T424] | STRATFORD |  | 53.1259 | -6.7523
MV/LV Substation AV***4329 |  | 10 kV | _ | LV | 630 kVA :Kiosk Substation | 0.63 | --> | 0.63 | 0 | 0 | Constrained,otherwise capacity available =470kVA. | --> | 0.5985 | 0 | 0.024453 | 0.5 | 0 |  | --> | C20 ex RATHMULLAN | Rathmullan [T41,T42] | DRYBRIDGE |  | 53.7022 | -6.3574
MV/LV Substation AV***4404 |  | 10 kV | _ | LV | 630 kVA :Kiosk Substation | 0.63 | --> | 0.63 | 0 | 0 | Constrained,otherwise capacity available =500kVA. | --> | 0.5985 | 0 | 0 | 0.5 | 0 |  | --> | C20 ex RATHMULLAN | Rathmullan [T41,T42] | DRYBRIDGE |  | 53.7011 | -6.3579
MV/LV Substation AV***449Y |  | 10 kV | _ | LV | 400 kVA :Kiosk Substation | 0.4 | --> | 0.4 | 0.277 | 4.6 |  | --> | 0.38 | 0 | 0.045942 | 0.41826 | 0 |  | --> | C11 ex RINGASKIDDY 110KV | Ringaskiddy 110kv [T42] | BARNAHELY |  | 51.8672 | -8.3493
MV/LV Substation AV***457 |  | 10 kV | _ | LV | 100 kVA :Pole Substation | 0.1 | --> | 0.1 | 0.065 | 0.4 |  | --> | 0.095 | 0 | 0 | 0 | 0 | Constrained,otherwise capacity available =105.2kW. | --> | C12 ex KILMAGIG | Kilmagig [T42] | ARKLOW |  | 52.8615 | -6.2116
MV/LV Substation AV***481 |  | 10 kV | _ | LV | 400 kVA :Kiosk Substation | 0.4 | --> | 0.4 | 0.29 | 1.5 |  | --> | 0.38 | 0 | 0.06669 | 0.41637 | 0 |  | --> | C12 ex MONKSTOWN | Monkstown [T41,T42] | BLACKROCK |  | 53.2939 | -6.1764
MV/LV Substation AV***505Y |  | 10 kV | _ | LV | 200 kVA :Kiosk Substation | 0.2 | --> | 0.2 | 0.197 | 0.4 |  | --> | 0.19 | 0 | 0 | 0 | 0 | Constrained,otherwise capacity available =200.5kW. | --> | C12 ex KILMAGIG | Kilmagig [T42] | ARKLOW |  | 52.8605 | -6.2122
MV/LV Substation AV***517Y |  | 10 kV | _ | LV | 200 kVA :Pole Substation | 0.2 | --> | 0.2 | 0 | 0 | Constrained,otherwise capacity available =191kVA. | --> | 0.19 | 0 | 0.003705 | 0 | 0 | Constrained,otherwise capacity available =201.4kW. | --> | C16 ex RATHDRUM | Rathdrum [T42] | ARKLOW |  | 52.9235 | -6.2443
MV/LV Substation AV***519Y |  | 10 kV | _ | LV | 200 kVA :Building Structure | 0.2 | --> | 0.2 | 0 | 0 | Constrained,otherwise capacity available =110kVA. | --> | 0.19 | 0 | 0.08151 | 0 | 0 | Constrained,otherwise capacity available =200kW. | --> | C16 ex PALLAS | Pallas [T41,T42] | PORTLAOISE |  | 53.0324 | -7.3207
MV/LV Substation AV***530Z |  | 20 kV | _ | LV | 50 kVA :Pole Substation | 0.05 | --> | 0.05 | 0.044 | 0.1 |  | --> | 0.0475 | 0 | 0 | 0.050903 | 0 |  | --> | E11 ex KILCULLEN | Kilcullen [T41,T42,T424] | STRATFORD |  | 53.1259 | -6.7556
MV/LV Substation AV***548X |  | 10 kV | _ | LV | 630 kVA :Kiosk Substation | 0.63 | --> | 0.63 | 0 | 0 | Constrained,otherwise capacity available =500kVA. | --> | 0.5985 | 0 | 0 | 0.5 | 0 |  | --> | C16 ex GLASNEVIN | Glasnevin [T41] | FINGLAS |  | 53.36 | -6.2749
MV/LV Substation AV***580Y |  | 10 kV | _ | LV | 1000 kVA :Building Structure | 1 | --> | 1 | 0.5 | 6 |  | --> | 0.95 | 0 | 0.13338 | 0.5 | 0 |  | --> | C17 ex TRABEG | Trabeg [T101,T102] | TRABEG |  | 51.8662 | -8.4757
MV/LV Substation AV***587 |  | 10 kV | _ | LV | 400 kVA :Building Structure | 0.4 | --> | 0.4 | 0.042007 | 0 | Constrained,otherwise capacity available =400kVA. | --> | 0.38 | 0 | 0 | 0.4 | 0 |  | --> | C22 ex SHANNON | Shannon [T41,T42] | DRUMLINE |  | 52.7073 | -8.8921
MV/LV Substation AV***629 |  | 10 kV | _ | LV | 400 kVA :Kiosk Substation | 0.4 | --> | 0.4 | 0.277 | 1.5 |  | --> | 0.38 | 0 | 0.052611 | 0.41826 | 0 |  | --> | C21 ex MONKSTOWN | Monkstown [T41,T42] | BLACKROCK |  | 53.2752 | -6.1866
MV/LV Substation AV***717 |  | 10 kV | _ | LV | 50 kVA :Pole Substation | 0.05 | --> | 0.05 | 0.014 | 0.4 |  | --> | 0.0475 | 0 | 0 | 0 | 0 | Constrained,otherwise capacity available =55.2kW. | --> | C12 ex KILMAGIG | Kilmagig [T42] | ARKLOW |  | 52.8552 | -6.2158
MV/LV Substation AV***779X |  | 10 kV | _ | LV | 630 kVA :Kiosk Substation | 0.63 | --> | 0.63 | 0 | 0 | Constrained,otherwise capacity available =470kVA. | --> | 0.5985 | 0 | 0.011856 | 0.5 | 0 |  | --> | C19 ex OLDBAWN | Oldbawn [T41,T42] | COOKSTOWN |  | 53.2853 | -6.3493
MV/LV Substation AV***787X |  | 10 kV | _ | LV | 400 kVA :Kiosk Substation | 0.4 | --> | 0.4 | 0 | 0 | Constrained,otherwise capacity available =265kVA. | --> | 0.38 | 0 | 0.008151 | 0.42 | 0 |  | --> | C15 ex OLDBAWN | Oldbawn [T41,T42] | COOKSTOWN |  | 53.2859 | -6.3433
MV/LV Substation AV***842 |  | 10 kV | _ | LV | 100 kVA :Pole Substation | 0.1 | --> | 0.1 | 0.073 | 0.5 |  | --> | 0.095 | 0 | 0 | 0 | 0 | Constrained,otherwise capacity available =104kW. | --> | C20 ex KILMARTIN | Kilmartin [T41] | ARKLOW |  | 53.0179 | -6.2661
MV/LV Substation AV***858 |  | 10 kV | _ | LV | 400 kVA :Kiosk Substation | 0.4 | --> | 0.4 | 0.222 | 2.8 |  | --> | 0.38 | 0 | 0.043719 | 0.42616 | 0 |  | --> | C24 ex MOUNT MERRION | Mount Merrion [T41,T42] | CARRICKMINES |  | 53.2943 | -6.1877
MV/LV Substation AV***864X |  | 10 kV | _ | LV | 100 kVA :Pole Substation | 0.1 | --> | 0.1 | 0 | 0 | Constrained,otherwise capacity available =52kVA. | --> | 0.095 | 0 | 0 | 0 | 0 | Constrained,otherwise capacity available =107kW. | --> | C19 ex ROSCREA | Roscrea [T41,T42] | IKERRIN |  | 52.9464 | -7.8063
MV/LV Substation AV***872Y |  | 10 kV | _ | LV | 400 kVA :Kiosk Substation | 0.4 | --> | 0.4 | 0 | 0 | Constrained,otherwise capacity available =363kVA. | --> | 0.38 | 0 | 0 | 0 | 0 | Constrained,otherwise capacity available =405.6kW. | --> | C16 ex PALLAS | Pallas [T41,T42] | PORTLAOISE |  | 53.0333 | -7.3224
MV/LV Substation AV***900 |  | 20 kV | _ | LV | 630 kVA :Building Structure | 0.63 | --> | 0.63 | 0 | 0 | Constrained,otherwise capacity available =500kVA. | --> | 0.5985 | 0 | 0 | 0.5 | 0 |  | --> | C15 ex KANTURK | Kanturk [T41,T42] | GLENLARA |  | 52.1455 | -8.8446
MV/LV Substation AV***906 |  | 10 kV | _ | LV | 200 kVA :Pole Substation | 0.2 | --> | 0.2 | 0 | 0 | Constrained,otherwise capacity available =196kVA. | --> | 0.19 | 0 | 0 | 0 | 0 | Constrained,otherwise capacity available =200.6kW. | --> | C11 ex RATHDRUM | Rathdrum [T42] | ARKLOW |  | 52.9123 | -6.2299
MV/LV Substation AV***950 |  | 10 kV | _ | LV | 200 kVA :Pole Substation | 0.2 | --> | 0.2 | 0.198 | 2.4 |  | --> | 0.19 | 0 | 0 | 0.2003 | 0 |  | --> | C16 ex BRAY | Bray [T41,T42] | FASSAROE |  | 53.1723 | -6.1386
MV/LV Substation AW***109Z |  | 10 kV | _ | LV | 200 kVA :Kiosk Substation | 0.2 | --> | 0.2 | 0 | 0 | Constrained,otherwise capacity available =181kVA. | --> | 0.19 | 0 | 0 | 0.20286 | 0 |  | --> | C20 ex MERVILLE | Merville [T41,T42] | FINGLAS |  | 53.3879 | -6.3035
MV/LV Substation AX***115Z |  | 10 kV | _ | LV | 630 kVA :Kiosk Substation | 0.63 | --> | 0.63 | 0 | 0 | Constrained,otherwise capacity available =490kVA. | --> | 0.5985 | 0 | 0 | 0.5 | 0 |  | --> | C18 ex SRAH | Srah [T41,T42] | THORNSBERRY |  | 53.2886 | -7.5147
MV/LV Substation AX***116Z |  | 10 kV | _ | LV | 400 kVA :Kiosk Substation | 0.4 | --> | 0.4 | 0 | 0 | Constrained,otherwise capacity available =332kVA. | --> | 0.38 | 0 | 0.011115 | 0.4102 | 0 |  | --> | C18 ex SRAH | Srah [T41,T42] | THORNSBERRY |  | 53.2884 | -7.5165
MV/LV Substation AX***117Z |  | 10 kV | _ | LV | 630 kVA :Kiosk Substation | 0.63 | --> | 0.63 | 0 | 0 | Constrained,otherwise capacity available =500kVA. | --> | 0.5985 | 0 | 0.00741 | 0.5 | 0 |  | --> | C18 ex SRAH | Srah [T41,T42] | THORNSBERRY |  | 53.2881 | -7.5182
MV/LV Substation AX***146Z |  | 10 kV | _ | LV | 400 kVA :Kiosk Substation | 0.4 | --> | 0.4 | 0 | 0 | Constrained,otherwise capacity available =367kVA. | --> | 0.38 | 0 | 0.030381 | 0.40498 | 0 |  | --> | C18 ex SRAH | Srah [T41,T42] | THORNSBERRY |  | 53.288 | -7.5215
MV/LV Substation AX***200Z |  | 10 kV | _ | LV | 630 kVA :Building Structure | 0.63 | --> | 0.63 | 0 | 0 | Constrained,otherwise capacity available =500kVA. | --> | 0.5985 | 0 | 0 | 0.5 | 0 |  | --> | C18 ex SRAH | Srah [T41,T42] | THORNSBERRY |  | 53.2883 | -7.5192
MV/LV Substation AY***023Y |  | 10 kV | _ | LV | 400 kVA :Kiosk Substation | 0.4 | --> | 0.4 | 0 | 0 | Constrained,otherwise capacity available =299kVA. | --> | 0.38 | 0 | 0.042237 | 0.41505 | 0 |  | --> | C12 ex BALLINCOLLIG | Ballincollig [T41,T42] | KILBARRY |  | 51.8826 | -8.6196
MV/LV Substation AY***036Z |  | 10 kV | _ | LV | 200 kVA :Kiosk Substation | 0.2 | --> | 0.2 | 0.134 | 13.1 |  | --> | 0.19 | 0 | 0.008151 | 0.20978 | 0 |  | --> | C20 ex MONREAD | Monread [T101,T102] | MONREAD |  | 53.2361 | -6.65
MV/LV Substation AY***037Z |  | 10 kV | _ | LV | 200 kVA :Building Structure | 0.2 | --> | 0.2 | 0.165 | 13.1 |  | --> | 0.19 | 0 | 0.002964 | 0.20525 | 0 |  | --> | C20 ex MONREAD | Monread [T101,T102] | MONREAD |  | 53.2351 | -6.6486
MV/LV Substation AY***038Z |  | 10 kV | _ | LV | 400 kVA :Kiosk Substation | 0.4 | --> | 0.4 | 0.303 | 13.1 |  | --> | 0.38 | 0 | 0.006669 | 0.41447 | 0 |  | --> | C20 ex MONREAD | Monread [T101,T102] | MONREAD |  | 53.234 | -6.6462
MV/LV Substation AY***039Z |  | 10 kV | _ | LV | 200 kVA :Kiosk Substation | 0.2 | --> | 0.2 | 0.097 | 13.1 |  | --> | 0.19 | 0 | 0.011856 | 0.21506 | 0 |  | --> | C20 ex MONREAD | Monread [T101,T102] | MONREAD |  | 53.235 | -6.6447
MV/LV Substation AY***040Y |  | 10 kV | _ | LV | 200 kVA :Pole Substation | 0.2 | --> | 0.2 | 0 | 0 | Constrained,otherwise capacity available =136kVA. | --> | 0.19 | 0 | 0.003705 | 0.20949 | 0 |  | --> | C18 ex CELBRIDGE | Celbridge [T41,T42] | GRIFFINRATH |  | 53.3 | -6.4881
MV/LV Substation AY***044Y |  | 10 kV | _ | LV | 200 kVA :Pole Substation | 0.2 | --> | 0.2 | 0 | 0 | Constrained,otherwise capacity available =137kVA. | --> | 0.19 | 0 | 0 | 0.20935 | 0 |  | --> | C18 ex CELBRIDGE | Celbridge [T41,T42] | GRIFFINRATH |  | 53.2993 | -6.4911
MV/LV Substation AY***134 |  | 10 kV | _ | LV | 200 kVA :Pole Substation | 0.2 | --> | 0.2 | 0.159 | 5.8 |  | --> | 0.19 | 0 | 0.024453 | 0.20613 | 0 |  | --> | C20 ex OAKFIELD | Oakfield [T41,T42] | SLIGO |  | 54.2764 | -8.5147
MV/LV Substation AY***152Y |  | 20 kV | _ | LV | 400 kVA :Kiosk Substation | 0.4 | --> | 0.4 | 0.352 | 17.8 |  | --> | 0.38 | 0 | 0.018525 | 0.40722 | 0 |  | --> | E13 ex BANOGE | Banoge [T121,T122] | BANOGE |  | 52.6339 | -6.238
MV/LV Substation AY***167X |  | 10 kV | _ | LV | 630 kVA :Building Structure | 0.63 | --> | 0.63 | 0 | 0 | Constrained,otherwise capacity available =500kVA. | --> | 0.5985 | 0 | 0.001482 | 0.5 | 0 |  | --> | C20 ex OLDBAWN | Oldbawn [T41,T42] | COOKSTOWN |  | 53.2761 | -6.3664
MV/LV Substation AY***229X |  | 10 kV | _ | LV | 400 kVA :Kiosk Substation | 0.4 | --> | 0.4 | 0.24 | 4.9 |  | --> | 0.38 | 0 | 0.014079 | 0.42359 | 0 |  | --> | C22 ex COOLOCK | Coolock [T41,T42] | FINGLAS |  | 53.3929 | -6.1887
MV/LV Substation AY***288 |  | 10 kV | _ | LV | 400 kVA :Kiosk Substation | 0.4 | --> | 0.4 | 0.249 | 4.9 |  | --> | 0.38 | 0 | 0.025194 | 0.4223 | 0 |  | --> | C11 ex COOLOCK | Coolock [T41,T42] | FINGLAS |  | 53.3945 | -6.1873
MV/LV Substation AY***396Y |  | 10 kV | _ | LV | 400 kVA :Kiosk Substation | 0.4 | --> | 0.4 | 0.234 | 2.9 |  | --> | 0.38 | 0 | 0.018525 | 0.42445 | 0 |  | --> | C16 ex ABBEYLAND | Abbeyland [T41,T42] | NAVAN |  | 53.6524 | -6.6952
MV/LV Substation AY***420Y |  | 10 kV | _ | LV | 400 kVA :Building Structure | 0.4 | --> | 0.4 | 0 | 0 | Constrained,otherwise capacity available =362kVA. | --> | 0.38 | 0 | 0 | 0.40573 | 0 |  | --> | C16 ex GRANGE (SR) | Grange (sr) [T41,T42] | BUTLERSTOWN |  | 52.2472 | -7.0851
MV/LV Substation AY***4222 |  | 10 kV | _ | LV | 400 kVA :Kiosk Substation | 0.4 | --> | 0.4 | 0 | 0 | Constrained,otherwise capacity available =306kVA. | --> | 0.38 | 0 | 0 | 0.41403 | 0 |  | --> | C29 ex GRANGE CASTLE | Grange Castle [T101,T102] | INCHICORE 220KV |  | 53.2995 | -6.4934
MV/LV Substation AY***4253 |  | 10 kV | _ | LV | 630 kVA :Building Structure | 0.63 | --> | 0.63 | 0 | 0 | Constrained,otherwise capacity available =500kVA. | --> | 0.5985 | 0 | 0 | 0.5 | 0 |  | --> | C18 ex MACETOWN | Macetown [T101,T102] | MACETOWN |  | 53.4118 | -6.4441
MV/LV Substation AY***4256 |  | 10 kV | _ | LV | 400 kVA :Kiosk Substation | 0.4 | --> | 0.4 | 0 | 0 | Constrained,otherwise capacity available =309kVA. | --> | 0.38 | 0 | 0 | 0.41359 | 0 |  | --> | C16 ex DOUGLAS | Douglas [T41,T42] | TRABEG |  | 51.8894 | -8.4356
MV/LV Substation AY***561 |  | 20 kV | _ | LV | 50 kVA :Pole Substation | 0.05 | --> | 0.05 | 0.031 | 8.2 |  | --> | 0.0475 | 0 | 0 | 0.052806 | 0 |  | --> | C17 ex MOUNT MISERY | Mount Misery [T41,T42] | WATERFORD |  | 52.3422 | -7.0182
MV/LV Substation AY***664Z |  | 10 kV | _ | LV | 400 kVA :Kiosk Substation | 0.4 | --> | 0.4 | 0 | 0 | Constrained,otherwise capacity available =293kVA. | --> | 0.38 | 0 | 0.016302 | 0.41593 | 0 |  | --> | C16 ex TALBOTS INCH | Talbots Inch [T41,T42] | KILKENNY |  | 52.6581 | -7.2643
MV/LV Substation AY***755Z |  | 10 kV | _ | LV | 50 kVA :Pole Substation | 0.05 | --> | 0.05 | 0 | 0 | Constrained,otherwise capacity available =43kVA. | --> | 0.0475 | 0 | 0 | 0.051052 | 0 |  | --> | C11 ex ROSEHILL | Rosehill [T41,T42] | KILKENNY |  | 52.6603 | -7.2654
MV/LV Substation AY***887Y |  | 10 kV | _ | LV | 50 kVA :Pole Substation | 0.05 | --> | 0.05 | 0.05 | 2.8 |  | --> | 0.0475 | 0 | 0.018525 | 0.05 | 0 |  | --> | E16 ex BALLYRAGGET | Ballyragget [T421,T422] | BALLYRAGGET |  | 52.8604 | -7.368
MV/LV Substation B ***024X |  | 20 kV | _ | LV | 200 kVA :Pole Substation | 0.2 | --> | 0.2 | 0.2 | 3 |  | --> | 0.19 | 0 | 0 | 0 | 0 | Constrained,otherwise capacity available =200kW. | --> | E11 ex CHARLEVILLE | Charleville [T421,T422] | CHARLEVILLE |  | 52.3495 | -8.6594
MV/LV Substation B ***057Z |  | 10 kV | _ | LV | 630 kVA :Building Structure | 0.63 | --> | 0.63 | 0 | 0 | Constrained,otherwise capacity available =500kVA. | --> | 0.5985 | 0 | 0 | 0.5 | 0 |  | --> | C22 ex GARRYOWEN | Garryowen [T41,T42] | LIMERICK |  | 52.6498 | -8.5739
MV/LV Substation B ***120 |  | 10 kV | _ | LV | 400 kVA :Building Structure | 0.4 | --> | 0.4 | 0 | 0 | Constrained,otherwise capacity available =375kVA. | --> | 0.38 | 0 | 0 | 0.40378 | 0 |  | --> | C17 ex ENNIS NORTH | Ennis North [T41,T42] | ENNIS |  | 52.861 | -8.9835
MV/LV Substation B ***121X |  | 10 kV | _ | LV | 100 kVA :Pole Substation | 0.1 | --> | 0.1 | 0.098 | 2 |  | --> | 0.095 | 0 | 0 | 0.1003 | 0 |  | --> | C14 ex CAUSEWAY | Causeway [T41,T42] | TRALEE |  | 52.4384 | -9.6364
MV/LV Substation B ***152Z |  | 20 kV | _ | LV | 200 kVA :Pole Substation | 0.2 | --> | 0.2 | 0.2 | 1.1 |  | --> | 0.19 | 0 | 0 | 0.2 | 0 |  | --> | E24 ex BIRR | Birr [T41,T422] | DALLOW |  | 53.1178 | -7.8597
MV/LV Substation B ***191X |  | 10 kV | _ | LV | 50 kVA :Pole Substation | 0.05 | --> | 0.05 | 0.05 | 6.4 |  | --> | 0.0475 | 0 | 0 | 0.05 | 0 |  | --> | C19 ex GARRYCASTLE | Garrycastle [T41,T42] | ATHLONE |  | 53.3169 | -7.9699
MV/LV Substation B ***212Z |  | 10 kV | _ | LV | 630 kVA :Building Structure | 0.63 | --> | 0.63 | 0 | 0 | Constrained,otherwise capacity available =500kVA. | --> | 0.5985 | 0 | 0 | 0.5 | 0 |  | --> | C17 ex LIFFEY VALLEY | Liffey Valley [T41,T42] | INCHICORE 220KV |  | 53.3477 | -6.3886
MV/LV Substation B ***358Y |  | 10 kV | _ | LV | 25 kVA :Pole Substation | 0.025 | --> | 0.025 | 0 | 0 | Constrained,otherwise capacity available =24kVA. | --> | 0.02375 | 0 | 0 | 0.025151 | 0 |  | --> | C17 ex AGHAMORE | Aghamore [T41,T42] | LANESBORO |  | 53.6775 | -7.8879
MV/LV Substation B ***381 |  | 10 kV | _ | LV | 100 kVA :Pole Substation | 0.1 | --> | 0.1 | 0.1 | 3.1 |  | --> | 0.095 | 0 | 0 | 0.1 | 0 |  | --> | E11 ex LUMCLOON | Lumcloon [T421,T422] | DALLOW |  | 53.1829 | -7.8783
MV/LV Substation B ***4045 |  | 20 kV | _ | LV | 50 kVA :Pole Substation | 0.05 | --> | 0.05 | 0.049 | 1.5 |  | --> | 0.0475 | 0 | 0 | 0.050152 | 0 |  | --> | E17 ex ACHILL | Achill [T422] | CARROWBEG |  | 53.9903 | -10.0411
MV/LV Substation B ***4094 |  | 10 kV | _ | LV | 200 kVA :Pole Substation | 0.2 | --> | 0.2 | 0 | 0 | Constrained,otherwise capacity available =176kVA. | --> | 0.19 | 0 | 0 | 0.20361 | 0 |  | --> | C17 ex BALLYHAUNIS | Ballyhaunis [T41,T42] | DALTON |  | 53.7589 | -8.773
MV/LV Substation B ***429 |  | 20 kV | _ | LV | 200 kVA :Pole Substation | 0.2 | --> | 0.2 | 0 | 0 | Constrained,otherwise capacity available =171kVA. | --> | 0.19 | 0 | 0.04446 | 0 | 0 | Constrained,otherwise capacity available =204.4kW. | --> | E12 ex CARNDONAGH | Carndonagh [T421,T422] | TRILLICK |  | 55.2913 | -7.3719
MV/LV Substation B ***546 |  | 20 kV | _ | LV | 100 kVA :Pole Substation | 0.1 | --> | 0.1 | 0.1 | 7.6 |  | --> | 0.095 | 0 | 0 | 0 | 0 | Constrained,otherwise capacity available =100kW. | --> | E12 ex BELLACORICK | Bellacorick [T122] | BELLACORICK |  | 54.1152 | -9.5439
MV/LV Substation B ***617X |  | 10 kV | _ | LV | 400 kVA :Kiosk Substation | 0.4 | --> | 0.4 | 0.385 | 3.9 |  | --> | 0.38 | 0 | 0 | 0.40227 | 0 |  | --> | C22 ex GALWAY 110KV | Galway 110kv [T102,T103] | GALWAY 110KV |  | 53.2859 | -9.0005
MV/LV Substation B ***652X |  | 20 kV | _ | LV | 100 kVA :Pole Substation | 0.1 | --> | 0.1 | 0 | 0 | Constrained,otherwise capacity available =81kVA. | --> | 0.095 | 0 | 0 | 0.10284 | 0 |  | --> | E11 ex CREAGH | Creagh [T421,T422] | ATHLONE |  | 53.4394 | -8.3021
MV/LV Substation B ***667 |  | 20 kV | _ | LV | 100 kVA :Pole Substation | 0.1 | --> | 0.1 | 0 | 0 | Constrained,otherwise capacity available =84kVA. | --> | 0.095 | 0 | 0.002223 | 0.1024 | 0 |  | --> | E22 ex COLLOONEY | Collooney [T421,T422] | SLIGO |  | 54.2 | -8.3668
MV/LV Substation B ***668Y |  | 10 kV | _ | LV | 50 kVA :Pole Substation | 0.05 | --> | 0.05 | 0 | 0 | Constrained,otherwise capacity available =50kVA. | --> | 0.0475 | 0 | 0 | 0.05 | 0 |  | --> | C15 ex BLAKE | Blake [T41,T42] | BLAKE |  | 53.3002 | -6.8272
MV/LV Substation B ***679X |  | 10 kV | _ | LV | 100 kVA :Pole Substation | 0.1 | --> | 0.1 | 0.095 | 1.1 |  | --> | 0.095 | 0 | 0 | 0.10076 | 0 |  | --> | C23 ex KILKEE | Kilkee [T41] | TULLABRACK |  | 52.6001 | -9.7124
MV/LV Substation B ***682 |  | 20 kV | _ | LV | 200 kVA :Pole Substation | 0.2 | --> | 0.2 | 0 | 0 | Constrained,otherwise capacity available =110kVA. | --> | 0.19 | 0 | 0.00741 | 0 | 0 | Constrained,otherwise capacity available =213.2kW. | --> | E12 ex CARNDONAGH | Carndonagh [T421,T422] | TRILLICK |  | 55.2769 | -7.3938
MV/LV Substation B ***697 |  | 10 kV | _ | LV | 200 kVA :Kiosk Substation | 0.2 | --> | 0.2 | 0.163 | 5.3 |  | --> | 0.19 | 0 | 0.022971 | 0.20554 | 0 |  | --> | C17 ex BALLYTIVNAN | Ballytivnan [T41,T42] | SLIGO |  | 54.2985 | -8.5014
MV/LV Substation B ***707Z |  | 20 kV | _ | LV | 1000 kVA :Building Structure | 1 | --> | 1 | 0.5 | 17.7 |  | --> | 0.95 | 0 | 0 | 0.5 | 0 |  | --> | E18 ex COOLROE | Coolroe [T121,T122] | COOLROE |  | 51.8884 | -8.5926
MV/LV Substation B ***708Z |  | 20 kV | _ | LV | 1000 kVA :Building Structure | 1 | --> | 1 | 0.5 | 17.7 |  | --> | 0.95 | 0 | 0 | 0.5 | 0 |  | --> | E11 ex COOLROE | Coolroe [T121,T122] | COOLROE |  | 51.8893 | -8.5911
MV/LV Substation B ***724X |  | 20 kV | _ | LV | 50 kVA :Pole Substation | 0.05 | --> | 0.05 | 0.05 | 1.5 |  | --> | 0.0475 | 0 | 0 | 0.05 | 0 |  | --> | E17 ex ACHILL | Achill [T422] | CARROWBEG |  | 53.9814 | -10.0022
MV/LV Substation B ***731X |  | 20 kV | _ | LV | 200 kVA :Pole Substation | 0.2 | --> | 0.2 | 0 | 0 | Constrained,otherwise capacity available =200kVA. | --> | 0.19 | 0 | 0 | 0.2 | 0 |  | --> | E11 ex CREAGH | Creagh [T421,T422] | ATHLONE |  | 53.4558 | -8.2747
MV/LV Substation B ***736X |  | 10 kV | _ | LV | 630 kVA :Building Structure | 0.63 | --> | 0.63 | 0.5 | 3.9 |  | --> | 0.5985 | 0 | 0 | 0.5 | 0 |  | --> | C21 ex GALWAY 110KV | Galway 110kv [T102,T103] | GALWAY 110KV |  | 53.2823 | -9.0034
MV/LV Substation B ***779X |  | 10 kV | _ | LV | 200 kVA :Pole Substation | 0.2 | --> | 0.2 | 0.2 | 3.5 |  | --> | 0.19 | 0 | 0 | 0 | 0 | Constrained,otherwise capacity available =200kW. | --> | E14 ex DUNFIRTH | Dunfirth [T122] | DUNFIRTH |  | 53.3499 | -6.806
MV/LV Substation B ***806Y |  | 10 kV | _ | LV | 630 kVA :Building Structure | 0.63 | --> | 0.63 | 0 | 0 | Constrained,otherwise capacity available =500kVA. | --> | 0.5985 | 0 | 0 | 0.5 | 0 |  | --> | C23 ex ATHLONE | Athlone [T41,T42] | ATHLONE |  | 53.4339 | -7.9374
MV/LV Substation B ***820X |  | 20 kV | _ | LV | 100 kVA :Pole Substation | 0.1 | --> | 0.1 | 0 | 0 | Constrained,otherwise capacity available =74kVA. | --> | 0.095 | 0 | 0.00741 | 0.10387 | 0 |  | --> | E14 ex COLLOONEY | Collooney [T421,T422] | SLIGO |  | 54.1342 | -8.5612
MV/LV Substation B ***852Y |  | 10 kV | _ | LV | 630 kVA :Building Structure | 0.63 | --> | 0.63 | 0.5 | 3.1 |  | --> | 0.5985 | 0 | 0 | 0.5 | 0 |  | --> | C12 ex PURCELLS INCH | Purcells Inch [T41,T42] | KILKENNY |  | 52.6014 | -7.1981
MV/LV Substation B ***858X |  | 20 kV | _ | LV | 200 kVA :Pole Substation | 0.2 | --> | 0.2 | 0 | 0 | Constrained,otherwise capacity available =139kVA. | --> | 0.19 | 0 | 0.02223 | 0 | 0 | Constrained,otherwise capacity available =209.1kW. | --> | C13 ex CLOYNE | Cloyne [T41] | MIDLETON |  | 51.8589 | -8.0317
MV/LV Substation B ***915Z |  | 20 kV | _ | LV | 1000 kVA :Building Structure | 1 | --> | 1 | 0.5 | 17.7 |  | --> | 0.95 | 0 | 0.01482 | 0.5 | 0 |  | --> | E11 ex COOLROE | Coolroe [T121,T122] | COOLROE |  | 51.8895 | -8.5903
MV/LV Substation B ***935 |  | 20 kV | _ | LV | 200 kVA :Pole Substation | 0.2 | --> | 0.2 | 0.18 | 1.5 |  | --> | 0.19 | 0 | 0 | 0.20301 | 0 |  | --> | C16 ex SCREEB | Screeb [T41] | SCREEB |  | 53.2476 | -9.7384
MV/LV Substation B ***957 |  | 10 kV | _ | LV | 200 kVA :Pole Substation | 0.2 | --> | 0.2 | 0 | 0 | Constrained,otherwise capacity available =157kVA. | --> | 0.19 | 0 | 0 | 0.20643 | 0 |  | --> | C15 ex BALLAGHADERREEN | Ballaghaderreen [T41,T42] | TONROE |  | 53.9067 | -8.5573
MV/LV Substation B ***987X |  | 10 kV | _ | LV | 630 kVA :Building Structure | 0.63 | --> | 0.63 | 0.5 | 11.9 |  | --> | 0.5985 | 0 | 0 | 0.5 | 0 |  | --> | C21 ex SALTHILL | Salthill [T101,T102] | SALTHILL |  | 53.2717 | -9.0982
MV/LV Substation B ***998X |  | 10 kV | _ | LV | 630 kVA :Building Structure | 0.63 | --> | 0.63 | 0.5 | 3.9 |  | --> | 0.5985 | 0 | 0 | 0.5 | 0 |  | --> | C22 ex GALWAY 110KV | Galway 110kv [T102,T103] | GALWAY 110KV |  | 53.2855 | -9.0009
MV/LV Substation B.***036Z |  | 10 kV | _ | LV | 630 kVA :Building Structure | 0.63 | --> | 0.63 | 0 | 0 | Constrained,otherwise capacity available =500kVA. | --> | 0.5985 | 0 | 0 | 0.5 | 0 |  | --> | C19 ex COOLMINE | Coolmine [T41,T42] | FINGLAS |  | 53.394 | -6.3865
MV/LV Substation B.***049Z |  | 10 kV | _ | LV | 630 kVA :Building Structure | 0.63 | --> | 0.63 | 0 | 0 | Constrained,otherwise capacity available =500kVA. | --> | 0.5985 | 0 | 0.03705 | 0.5 | 0 |  | --> | C31 ex SEMPERIT | Semperit [T41,T42,T43] | GRANGE CASTLE |  | 53.3318 | -6.3709
MV/LV Substation B.***050Z |  | 10 kV | _ | LV | 630 kVA :Building Structure | 0.63 | --> | 0.63 | 0 | 0 | Constrained,otherwise capacity available =500kVA. | --> | 0.5985 | 0 | 0.025194 | 0.5 | 0 |  | --> | C31 ex SEMPERIT | Semperit [T41,T42,T43] | GRANGE CASTLE |  | 53.3312 | -6.3685
MV/LV Substation B.***116Z |  | 10 kV | _ | LV | 400 kVA :Building Structure | 0.4 | --> | 0.4 | 0 | 0 | Constrained,otherwise capacity available =351kVA. | --> | 0.38 | 0 | 0.00741 | 0.40737 | 0 |  | --> | C31 ex SEMPERIT | Semperit [T41,T42,T43] | GRANGE CASTLE |  | 53.3348 | -6.3666
MV/LV Substation B.***396X |  | 10 kV | _ | LV | 50 kVA :Pole Substation | 0.05 | --> | 0.05 | 0 | 0 | Constrained,otherwise capacity available =42kVA. | --> | 0.0475 | 0 | 0 | 0.0512 | 0 |  | --> | C11 ex FORTUNESTOWN | Fortunestown [T101,T102] | INCHICORE 220KV |  | 53.293 | -6.4192
MV/LV Substation B.***613 |  | 10 kV | _ | LV | 200 kVA :Kiosk Substation | 0.2 | --> | 0.2 | 0.163 | 4.6 |  | --> | 0.19 | 0 | 0.03705 | 0.20554 | 0 |  | --> | C18 ex DUN LAOGHAIRE | Dun Laoghaire [T41,T42] | BLACKROCK |  | 53.2972 | -6.1406
MV/LV Substation B.***701Y |  | 10 kV | _ | LV | 1000 kVA :Building Structure | 1 | --> | 1 | 0 | 0 | Constrained,otherwise capacity available =500kVA. | --> | 0.95 | 0 | 0.025935 | 0.5 | 0 |  | --> | C20 ex SEMPERIT | Semperit [T41,T42,T43] | GRANGE CASTLE |  | 53.3326 | -6.3646
MV/LV Substation B/***010 |  | 10 kV | _ | LV | 100 kVA :Pole Substation | 0.1 | --> | 0.1 | 0.060409 | 0.1 | Constrained,otherwise capacity available =72kVA. | --> | 0.095 | 0 | 0 | 0.10417 | 0 |  | --> | C18 ex TUBBERCURRY | Tubbercurry [T41,T42] | TONROE |  | 54.0511 | -8.7168
MV/LV Substation B/***159 |  | 20 kV | _ | LV | 50 kVA :Pole Substation | 0.05 | --> | 0.05 | 0 | 0 | Constrained,otherwise capacity available =43kVA. | --> | 0.0475 | 0 | 0 | 0 | 0 | Constrained,otherwise capacity available =51.1kW. | --> | C13 ex CLOYNE | Cloyne [T41] | MIDLETON |  | 51.8737 | -7.9904
MV/LV Substation B/***206Y |  | 20 kV | _ | LV | 200 kVA :Pole Substation | 0.2 | --> | 0.2 | 0 | 0 | Constrained,otherwise capacity available =156kVA. | --> | 0.19 | 0 | 0 | 0.20657 | 0 |  | --> | C17 ex KYLEERAGH | Kyleeragh [T41,T42] | NENAGH |  | 52.9979 | -8.13
MV/LV Substation B/***289Y |  | 20 kV | _ | LV | 100 kVA :Pole Substation | 0.1 | --> | 0.1 | 0.097 | 0.4 |  | --> | 0.095 | 0 | 0.003705 | 0.10045 | 0 |  | --> | E18 ex TULLOW | Tullow [T421,T422] | CARLOW |  | 52.8724 | -6.4831
MV/LV Substation B/***388X |  | 20 kV | _ | LV | 630 kVA :Building Structure | 0.63 | --> | 0.63 | 0.5 | 2 |  | --> | 0.5985 | 0 | 0 | 0 | 0 | Constrained,otherwise capacity available =500kW. | --> | E14 ex RATHKEALE | Rathkeale [T421,T422] | RATHKEALE |  | 52.5102 | -8.7993
MV/LV Substation B/***4271 |  | 20 kV | _ | LV | 50 kVA :Pole Substation | 0.05 | --> | 0.05 | 0.05 | 2.8 |  | --> | 0.0475 | 0 | 0 | 0.05 | 0 |  | --> | E13 ex BALLYRAGGET | Ballyragget [T421,T422] | BALLYRAGGET |  | 52.7988 | -7.3415
MV/LV Substation B/***4354 |  | 20 kV | _ | LV | 50 kVA :Pole Substation | 0.05 | --> | 0.05 | 0.046 | 2.9 |  | --> | 0.0475 | 0 | 0 | 0 | 0 | Constrained,otherwise capacity available =50.6kW. | --> | E13 ex TELAYDON | Telaydon [T42,T421] | LISDRUM |  | 54.322 | -7.1138
MV/LV Substation B/***438Y |  | 20 kV | _ | LV | 50 kVA :Pole Substation | 0.05 | --> | 0.05 | 0 | 0 | Constrained,otherwise capacity available =48kVA. | --> | 0.0475 | 0 | 0 | 0.050303 | 0 |  | --> | E13 ex KILCARRAGH | Kilcarragh [T421,T422] | BUTLERSTOWN |  | 52.1945 | -7.0203
MV/LV Substation B/***480 |  | 20 kV | _ | LV | 50 kVA :Pole Substation | 0.05 | --> | 0.05 | 0 | 0 | Constrained,otherwise capacity available =22kVA. | --> | 0.0475 | 0 | 0 | 0 | 0 | Constrained,otherwise capacity available =54.1kW. | --> | E20 ex FOXHOLE | Foxhole [T421,T422] | DUNGARVAN |  | 51.9458 | -7.9778
MV/LV Substation B/***482 |  | 10 kV | _ | LV | 100 kVA :Pole Substation | 0.1 | --> | 0.1 | 0 | 0 | Constrained,otherwise capacity available =78kVA. | --> | 0.095 | 0 | 0 | 0.10329 | 0 |  | --> | C12 ex BALLYBEGGAN | Ballybeggan [T43,T44] | TRALEE |  | 52.2569 | -9.6476
MV/LV Substation B/***532 |  | 20 kV | _ | LV | 50 kVA :Pole Substation | 0.05 | --> | 0.05 | 0.039 | 2.9 |  | --> | 0.0475 | 0 | 0.004446 | 0 | 0 | Constrained,otherwise capacity available =51.6kW. | --> | E13 ex TELAYDON | Telaydon [T42,T421] | LISDRUM |  | 54.3214 | -7.1178
MV/LV Substation B/***533X |  | 10 kV | _ | LV | 1000 kVA :Building Structure | 1 | --> | 1 | 0 | 0 | Constrained,otherwise capacity available =500kVA. | --> | 0.95 | 0 | 0 | 0.5 | 0 |  | --> | C13 ex CLONDALKIN | Clondalkin [T41,T42,T44] | INCHICORE 220KV |  | 53.3252 | -6.3607
MV/LV Substation B/***550Y |  | 20 kV | _ | LV | 200 kVA :Building Structure | 0.2 | --> | 0.2 | 0 | 0 | Constrained,otherwise capacity available =192kVA. | --> | 0.19 | 0 | 0 | 0.20121 | 0 |  | --> | C17 ex KYLEERAGH | Kyleeragh [T41,T42] | NENAGH |  | 52.9973 | -8.1277
MV/LV Substation B/***556Z |  | 10 kV | _ | LV | 1000 kVA :Building Structure | 1 | --> | 1 | 0 | 0 | Constrained,otherwise capacity available =500kVA. | --> | 0.95 | 0 | 0 | 0.5 | 0 |  | --> | C14 ex KILBARRY | Kilbarry [T101,T43] | KILBARRY |  | 51.9163 | -8.4731
MV/LV Substation B/***712 |  | 20 kV | _ | LV | 630 kVA :Kiosk Substation | 0.63 | --> | 0.63 | 0.5 | 3.3 |  | --> | 0.5985 | 0 | 0.003705 | 0.5 | 0 |  | --> | E18 ex BALLYBUNION | Ballybunion [T421,T422] | TRIEN |  | 52.5117 | -9.6712
MV/LV Substation B/***744 |  | 10 kV | _ | LV | 50 kVA :Pole Substation | 0.05 | --> | 0.05 | 0 | 0 | Constrained,otherwise capacity available =40kVA. | --> | 0.0475 | 0 | 0 | 0.051496 | 0 |  | --> | C18 ex BALLYHALE | Ballyhale [T42,T421] | KILKENNY |  | 52.4505 | -7.3013
MV/LV Substation B/***747Z |  | 10 kV | _ | LV | 400 kVA :Building Structure | 0.4 | --> | 0.4 | 0 | 0 | Constrained,otherwise capacity available =393kVA. | --> | 0.38 | 0 | 0 | 0.40106 | 0 |  | --> | C15 ex RIVERSTOWN | Riverstown [T41,T42] | KILBARRY |  | 51.9325 | -8.3692
MV/LV Substation B/***756Z |  | 10 kV | _ | LV | 630 kVA :Building Structure | 0.63 | --> | 0.63 | 0 | 0 | Constrained,otherwise capacity available =500kVA. | --> | 0.5985 | 0 | 0.004446 | 0.5 | 0 |  | --> | C15 ex RIVERSTOWN | Riverstown [T41,T42] | KILBARRY |  | 51.9322 | -8.37
MV/LV Substation B/***831Y |  | 20 kV | _ | LV | 50 kVA :Pole Substation | 0.05 | --> | 0.05 | 0 | 0 | Constrained,otherwise capacity available =50kVA. | --> | 0.0475 | 0 | 0 | 0.05 | 0 |  | --> | E21 ex GLENAMADDY | Glenamaddy [T422] | ATHLONE |  | 53.6343 | -8.7009
MV/LV Substation B/***885 |  | 20 kV | _ | LV | 100 kVA :Pole Substation | 0.1 | --> | 0.1 | 0.074 | 0.1 |  | --> | 0.095 | 0 | 0.005187 | 0.10387 | 0 |  | --> | E11 ex KILCULLEN | Kilcullen [T41,T42,T424] | STRATFORD |  | 53.1203 | -6.6917
MV/LV Substation B/***933 |  | 20 kV | _ | LV | 100 kVA :Pole Substation | 0.1 | --> | 0.1 | 0.064 | 7.6 |  | --> | 0.095 | 0 | 0.003705 | 0 | 0 | Constrained,otherwise capacity available =105.3kW. | --> | E14 ex BELLACORICK | Bellacorick [T122] | BELLACORICK |  | 54.1461 | -9.7461
MV/LV Substation B/***986 |  | 10 kV | _ | LV | 100 kVA :Pole Substation | 0.1 | --> | 0.1 | 0.08 | 3 |  | --> | 0.095 | 0 | 0.00741 | 0 | 0 | Constrained,otherwise capacity available =103kW. | --> | C21 ex BALLYRAINE | Ballyraine [T41,T42] | LETTERKENNY |  | 54.9863 | -7.7294
MV/LV Substation B/***987 |  | 20 kV | _ | LV | 200 kVA :Kiosk Substation | 0.2 | --> | 0.2 | 0.132 | 17.7 |  | --> | 0.19 | 0 | 0 | 0.21007 | 0 |  | --> | E18 ex COOLROE | Coolroe [T121,T122] | COOLROE |  | 51.8886 | -8.5852
MV/LV Substation B+***418Y |  | 20 kV | _ | LV | 200 kVA :Pole Substation | 0.2 | --> | 0.2 | 0.15 | 1.1 |  | --> | 0.19 | 0 | 0 | 0.20745 | 0 |  | --> | E14 ex RANDALSTOWN | Randalstown [T422] | NAVAN |  | 53.7049 | -6.6841
MV/LV Substation B8***419Z |  | 20 kV | _ | LV | 630 kVA :Building Structure | 0.63 | --> | 0.63 | 0 | 0 | Constrained,otherwise capacity available =500kVA. | --> | 0.5985 | 0 | 0.10967 | 0.5 | 0 |  | --> | E15 ex WHITECHURCH | Whitechurch [T421,T422] | KILBARRY |  | 51.9368 | -8.5463
MV/LV Substation BA***001 |  | 10 kV | _ | LV | 200 kVA :Kiosk Substation | 0.2 | --> | 0.2 | 0 | 0 | Constrained,otherwise capacity available =37kVA. | --> | 0.19 | 0 | 0 | 0.2233 | 0 |  | --> | C18 ex CLONES | Clones [T41,T42] | SHANKILL |  | 54.1779 | -7.2325
MV/LV Substation BA***001 |  | 10 kV | _ | LV | 400 kVA :Kiosk Substation | 0.4 | --> | 0.4 | 0.216 | 3 |  | --> | 0.38 | 0 | 0 | 0 | 0 | Constrained,otherwise capacity available =427kW. | --> | E17 ex CHARLEVILLE | Charleville [T421,T422] | CHARLEVILLE |  | 52.3543 | -8.6846
MV/LV Substation BA***001 |  | 10 kV | _ | LV | 200 kVA :Pole Substation | 0.2 | --> | 0.2 | 0 | 0 | Constrained,otherwise capacity available =59kVA. | --> | 0.19 | 0 | 0.004446 | 0.22033 | 0 |  | --> | C12 ex CHARLESTOWN | Charlestown [T41] | TONROE |  | 53.9622 | -8.7947
MV/LV Substation BA***001 |  | 10 kV | _ | LV | 50 kVA :Pole Substation | 0.05 | --> | 0.05 | 0 | 0 | Constrained,otherwise capacity available =50kVA. | --> | 0.0475 | 0 | 0 | 0 | 0 | Constrained,otherwise capacity available =50kW. | --> | C16 ex KILCLOHER | Kilcloher [T41,T42] | DUNGARVAN |  | 52.1311 | -7.8069
MV/LV Substation BA***001 |  | 20 kV | _ | LV | 400 kVA :Kiosk Substation | 0.4 | --> | 0.4 | 0.066 | 0.6 |  | --> | 0.38 | 0 | 0.015561 | 0 | 0 | Constrained,otherwise capacity available =447.7kW. | --> | E19 ex LAWLESSTOWN | Lawlesstown [T42,T421] | DOON |  | 52.4668 | -7.6941
MV/LV Substation BA***002 |  | 10 kV | _ | LV | 630 kVA :Kiosk Substation | 0.63 | --> | 0.63 | 0.28 | 3.8 |  | --> | 0.5985 | 0 | 0.008151 | 0.5 | 0 |  | --> | C19 ex WATERFORD | Waterford [T41,T42] | WATERFORD |  | 52.2601 | -7.1173
MV/LV Substation BA***002 |  | 10 kV | _ | LV | 400 kVA :Kiosk Substation | 0.4 | --> | 0.4 | 0 | 0 | Constrained,otherwise capacity available =240kVA. | --> | 0.38 | 0 | 0.003705 | 0.42359 | 0 |  | --> | C14 ex ATHLONE | Athlone [T41,T42] | ATHLONE |  | 53.4217 | -7.9443
MV/LV Substation BA***002 |  | 10 kV | _ | LV | 200 kVA :Pole Substation | 0.2 | --> | 0.2 | 0.087 | 3.3 |  | --> | 0.19 | 0 | 0.002223 | 0 | 0 | Constrained,otherwise capacity available =216.5kW. | --> | C22 ex ENNISKEANE | Enniskeane [T41,T42] | BANDON |  | 51.7365 | -8.9475
MV/LV Substation BA***002 |  | 10 kV | _ | LV | 50 kVA :Pole Substation | 0.05 | --> | 0.05 | 0 | 0 | Constrained,otherwise capacity available =44kVA. | --> | 0.0475 | 0 | 0.008151 | 0.050903 | 0 |  | --> | C15 ex SAGGART | Saggart [T41,T42] | GRANGE CASTLE |  | 53.2383 | -6.3982
MV/LV Substation BA***002 |  | 10 kV | _ | LV | 400 kVA :Building Structure | 0.4 | --> | 0.4 | 0 | 0 | Constrained,otherwise capacity available =360kVA. | --> | 0.38 | 0 | 0.011115 | 0.40603 | 0 |  | --> | E13 ex DALTON | Dalton [T421,T422] | DALTON |  | 53.7147 | -8.9945
MV/LV Substation BA***002 |  | 10 kV | _ | LV | 400 kVA :Kiosk Substation | 0.4 | --> | 0.4 | 0.201 | 1.7 |  | --> | 0.38 | 0 | 0.004446 | 0.42913 | 0 |  | --> | C19 ex ATHY | Athy [T101,T102] | ATHY |  | 52.9919 | -6.9843
MV/LV Substation BA***002 |  | 10 kV | _ | LV | 400 kVA :Kiosk Substation | 0.4 | --> | 0.4 | 0 | 0 | Constrained,otherwise capacity available =82kVA. | --> | 0.38 | 0 | 0.002223 | 0.44553 | 0 |  | --> | C16 ex CLONAKILTY | Clonakilty [T41,T42] | DUNMANWAY |  | 51.6232 | -8.8877
MV/LV Substation BA***002 |  | 10 kV | _ | LV | 400 kVA :Kiosk Substation | 0.4 | --> | 0.4 | 0.139 | 0.3 |  | --> | 0.38 | 0 | 0.005928 | 0.43777 | 0 |  | --> | C15 ex BANAGHER | Banagher [T41,T42] | DALLOW |  | 53.1901 | -7.9867
MV/LV Substation BA***002X |  | 10 kV | _ | LV | 630 kVA :Building Structure | 0.63 | --> | 0.63 | 0.5 | 2.3 |  | --> | 0.5985 | 0 | 0 | 0.5 | 0 |  | --> | C21 ex BALLYRICKARD | Ballyrickard [T41,T42] | TRALEE |  | 52.2657 | -9.7152
MV/LV Substation BA***003 |  | 10 kV | _ | LV | 400 kVA :Kiosk Substation | 0.4 | --> | 0.4 | 0.15247 | 0.2 | Constrained,otherwise capacity available =303kVA. | --> | 0.38 | 0 | 0.016302 | 0.41447 | 0 |  | --> | C19 ex SANDYFORD | Sandyford [T41,T42] | CARRICKMINES |  | 53.2781 | -6.2535
MV/LV Substation BA***003 |  | 20 kV | _ | LV | 50 kVA :Pole Substation | 0.05 | --> | 0.05 | 0 | 0 | Constrained,otherwise capacity available =43kVA. | --> | 0.0475 | 0 | 0.008151 | 0.051052 | 0 |  | --> | C16 ex MOATE | Moate [T41,T42] | ATHLONE |  | 53.4111 | -7.6884
MV/LV Substation BA***003 |  | 10 kV | _ | LV | 200 kVA :Pole Substation | 0.2 | --> | 0.2 | 0 | 0 | Constrained,otherwise capacity available =49kVA. | --> | 0.19 | 0 | 0.005187 | 0.22169 | 0 |  | --> | C17 ex CARRIGSHANE | Carrigshane [T41] | MIDLETON |  | 51.8989 | -8.1648
MV/LV Substation BA***003 |  | 10 kV | _ | LV | 200 kVA :Pole Substation | 0.2 | --> | 0.2 | 0.141 | 1 |  | --> | 0.19 | 0 | 0.002223 | 0.20877 | 0 |  | --> | E14 ex LONGFORD | Longford [T421,T422] | RICHMOND |  | 53.736 | -7.8011
MV/LV Substation BA***003Y |  | 10 kV | _ | LV | 50 kVA :Pole Substation | 0.05 | --> | 0.05 | 0 | 0 | Constrained,otherwise capacity available =50kVA. | --> | 0.0475 | 0 | 0 | 0.05 | 0 |  | --> | C11 ex CASTLECOMER | Castlecomer [T41,T42] | BALLYRAGGET |  | 52.7913 | -7.2116
MV/LV Substation BA***003Y |  | 20 kV | _ | LV | 100 kVA :Pole Substation | 0.1 | --> | 0.1 | 0.069 | 18.8 |  | --> | 0.095 | 0 | 0 | 0.1046 | 0 |  | --> | E13 ex HARTNETTS CROSS | Hartnetts Cross [T121,T422] | HARTNETTS CROSS |  | 51.8502 | -9.2335
MV/LV Substation BA***004 |  | 20 kV | _ | LV | 200 kVA :Pole Substation | 0.2 | --> | 0.2 | 0.033 | 1.7 |  | --> | 0.19 | 0 | 0.006669 | 0.22384 | 0 |  | --> | E18 ex NEWPORT | Newport [T421] | CARROWBEG |  | 53.8861 | -9.5444
MV/LV Substation BA***004 |  | 10 kV | _ | LV | 630 kVA :Building Structure | 0.63 | --> | 0.63 | 0 | 0 | Constrained,otherwise capacity available =433kVA. | --> | 0.5985 | 0 | 0.036309 | 0 | 0 | Constrained,otherwise capacity available =500kW. | --> | C13 ex KNOCKAPHUNTA | Knockaphunta [T41,T42] | CASTLEBAR |  | 53.8563 | -9.2876
MV/LV Substation BA***004 |  | 10 kV | _ | LV | 100 kVA :Pole Substation | 0.1 | --> | 0.1 | 0.060409 | 0.1 | Constrained,otherwise capacity available =94kVA. | --> | 0.095 | 0 | 0.00741 | 0.10091 | 0 |  | --> | C17 ex TUBBERCURRY | Tubbercurry [T41,T42] | TONROE |  | 54.0393 | -8.8152
MV/LV Substation BA***005 |  | 10 kV | _ | LV | 400 kVA :Kiosk Substation | 0.4 | --> | 0.4 | 0 | 0 | Constrained,otherwise capacity available =306kVA. | --> | 0.38 | 0 | 0.010374 | 0.41403 | 0 |  | --> | C13 ex TUAM SOUTH | Tuam South [T42] | CLOON |  | 53.5192 | -8.8586
MV/LV Substation BA***005 |  | 10 kV | _ | LV | 400 kVA :Kiosk Substation | 0.4 | --> | 0.4 | 0 | 0 | Constrained,otherwise capacity available =235kVA. | --> | 0.38 | 0 | 0.010374 | 0.42431 | 0 |  | --> | C16 ex CREGG ROAD | Cregg Road [T41,T42] | BALLYDINE |  | 52.3487 | -7.3949
MV/LV Substation BA***005 |  | 10 kV | _ | LV | 400 kVA :Kiosk Substation | 0.4 | --> | 0.4 | 0 | 0 | Constrained,otherwise capacity available =272kVA. | --> | 0.38 | 0 | 0.01482 | 0 | 0 | Constrained,otherwise capacity available =419kW. | --> | C16 ex KILCLOHER | Kilcloher [T41,T42] | DUNGARVAN |  | 52.1458 | -7.8471
MV/LV Substation BA***005X |  | 20 kV | _ | LV | 50 kVA :Pole Substation | 0.05 | --> | 0.05 | 0 | 0 | Constrained,otherwise capacity available =50kVA. | --> | 0.0475 | 0 | 0 | 0.05 | 0 |  | --> | C11 ex ENNIS NORTH | Ennis North [T41,T42] | ENNIS |  | 52.92 | -9.0491
MV/LV Substation BA***005Y |  | 20 kV | _ | LV | 50 kVA :Pole Substation | 0.05 | --> | 0.05 | 0 | 0 | Constrained,otherwise capacity available =43kVA. | --> | 0.0475 | 0 | 0 | 0.051052 | 0 |  | --> | C22 ex ENNISTYMON | Ennistymon [T41,T42] | ENNIS |  | 53.0121 | -9.3663
MV/LV Substation BA***005Z |  | 10 kV | _ | LV | 200 kVA :Kiosk Substation | 0.2 | --> | 0.2 | 0 | 0 | Constrained,otherwise capacity available =160kVA. | --> | 0.19 | 0 | 0.013338 | 0.20598 | 0 |  | --> | C12 ex MONEYCOOLEY | Moneycooley [T41,T42,T44] | GRIFFINRATH |  | 53.3497 | -6.5557
MV/LV Substation BA***005Z |  | 20 kV | _ | LV | 100 kVA :Pole Substation | 0.1 | --> | 0.1 | 0 | 0 | Constrained,otherwise capacity available =76kVA. | --> | 0.095 | 0 | 0.009633 | 0.10358 | 0 |  | --> | C22 ex STEPHENSTOWN | Stephenstown [T101,T102] | FINGLAS |  | 53.6187 | -6.2313
MV/LV Substation BA***006 |  | 10 kV | _ | LV | 400 kVA :Kiosk Substation | 0.4 | --> | 0.4 | 0.278 | 1.3 |  | --> | 0.38 | 0 | 0.003705 | 0.41811 | 0 |  | --> | C18 ex CASTLEREA | Castlerea [T41,T42] | CARRICK ON SHANNON |  | 53.7687 | -8.4942
MV/LV Substation BA***006 |  | 10 kV | _ | LV | 100 kVA :Pole Substation | 0.1 | --> | 0.1 | 0.013 | 13.5 |  | --> | 0.095 | 0 | 0.008151 | 0.11239 | 0 |  | --> | C18 ex ENNIS | Ennis [T101,T102] | ENNIS |  | 52.8586 | -8.9484
MV/LV Substation BA***006 |  | 10 kV | _ | LV | 50 kVA :Pole Substation | 0.05 | --> | 0.05 | 0 | 0 | Constrained,otherwise capacity available =39kVA. | --> | 0.0475 | 0 | 0 | 0 | 0 | Constrained,otherwise capacity available =51.6kW. | --> | C15 ex FERMOY NORTH | Fermoy North [T41,T42] | BARRYMORE |  | 52.1408 | -8.284
MV/LV Substation BA***006 |  | 10 kV | _ | LV | 100 kVA :Pole Substation | 0.1 | --> | 0.1 | 0.07 | 0.2 |  | --> | 0.095 | 0 | 0.006669 | 0.10446 | 0 |  | --> | C11 ex KILSHANNY | Kilshanny [T41,T42] | CAHIR |  | 52.2717 | -8.2666
MV/LV Substation BA***006 |  | 10 kV | _ | LV | 50 kVA :Pole Substation | 0.05 | --> | 0.05 | 0 | 0 | Constrained,otherwise capacity available =49kVA. | --> | 0.0475 | 0 | 0 | 0 | 0 | Constrained,otherwise capacity available =50.2kW. | --> | C17 ex COLLIGAN | Colligan [T41,T42] | DUNGARVAN |  | 52.0959 | -7.661
MV/LV Substation BA***006 |  | 10 kV | _ | LV | 200 kVA :Kiosk Substation | 0.2 | --> | 0.2 | 0.105 | 3 |  | --> | 0.19 | 0 | 0.008892 | 0 | 0 | Constrained,otherwise capacity available =213.9kW. | --> | C12 ex BALLYRAINE | Ballyraine [T41,T42] | LETTERKENNY |  | 54.9538 | -7.7113
MV/LV Substation BA***006X |  | 10 kV | _ | LV | 400 kVA :Kiosk Substation | 0.4 | --> | 0.4 | 0 | 0 | Constrained,otherwise capacity available =279kVA. | --> | 0.38 | 0 | 0.024453 | 0.41797 | 0 |  | --> | C13 ex BELGARD | Belgard [T41,T42] | COOKSTOWN |  | 53.29 | -6.3533
MV/LV Substation BA***006X |  | 10 kV | _ | LV | 200 kVA :Kiosk Substation | 0.2 | --> | 0.2 | 0.172 | 2.2 |  | --> | 0.19 | 0 | 0 | 0.20421 | 0 |  | --> | C26 ex BAILIEBORO | Bailieboro [T41,T42] | MEATH HILL |  | 53.9094 | -6.9663
MV/LV Substation BA***006X |  | 10 kV | _ | LV | 50 kVA :Pole Substation | 0.05 | --> | 0.05 | 0 | 0 | Constrained,otherwise capacity available =40kVA. | --> | 0.0475 | 0 | 0 | 0.051496 | 0 |  | --> | E15 ex WHITECHURCH | Whitechurch [T421,T422] | KILBARRY |  | 51.9294 | -8.5586
MV/LV Substation BA***006Z |  | 20 kV | _ | LV | 630 kVA :Building Structure | 0.63 | --> | 0.63 | 0.5 | 5.9 |  | --> | 0.5985 | 0 | 0 | 0.5 | 0 |  | --> | C14 ex CASHEL | Cashel [T41,T42] | CAHIR |  | 52.5358 | -7.8736
MV/LV Substation BA***007 |  | 10 kV | _ | LV | 400 kVA :Building Structure | 0.4 | --> | 0.4 | 0.309 | 2.9 |  | --> | 0.38 | 0 | 0.03705 | 0 | 0 | Constrained,otherwise capacity available =413.6kW. | --> | C12 ex TELAYDON | Telaydon [T42,T421] | LISDRUM |  | 54.2609 | -6.9651
MV/LV Substation BA***007 |  | 10 kV | _ | LV | 200 kVA :Pole Substation | 0.2 | --> | 0.2 | 0.114 | 1.4 |  | --> | 0.19 | 0 | 0.008151 | 0.21265 | 0 |  | --> | C15 ex CROSSMOLINA | Crossmolina [T41,T42] | MOY |  | 54.1 | -9.3152
MV/LV Substation BA***007 |  | 10 kV | _ | LV | 630 kVA :Kiosk Substation | 0.63 | --> | 0.63 | 0.479 | 4.3 |  | --> | 0.5985 | 0 | 0.020007 | 0.5 | 0 |  | --> | C17 ex DEANSGRANGE | Deansgrange [T41,T42] | CARRICKMINES |  | 53.2807 | -6.1576
MV/LV Substation BA***007 |  | 10 kV | _ | LV | 200 kVA :Pole Substation | 0.2 | --> | 0.2 | 0.089 | 3 |  | --> | 0.19 | 0 | 0.00741 | 0.21618 | 0 |  | --> | C18 ex NENAGH | Nenagh [T41,T42] | NENAGH |  | 52.867 | -8.2005
MV/LV Substation BA***007 |  | 10 kV | _ | LV | 400 kVA :Building Structure | 0.4 | --> | 0.4 | 0 | 0 | Constrained,otherwise capacity available =186kVA. | --> | 0.38 | 0 | 0.006669 | 0.43124 | 0 |  | --> | C16 ex MERVILLE | Merville [T41,T42] | FINGLAS |  | 53.3868 | -6.2935
MV/LV Substation BA***007X |  | 10 kV | _ | LV | 50 kVA :Pole Substation | 0.05 | --> | 0.05 | 0.049 | 2 |  | --> | 0.0475 | 0 | 0 | 0.050152 | 0 |  | --> | C14 ex CAUSEWAY | Causeway [T41,T42] | TRALEE |  | 52.4229 | -9.6914
MV/LV Substation BA***007X |  | 10 kV | _ | LV | 400 kVA :Kiosk Substation | 0.4 | --> | 0.4 | 0 | 0 | Constrained,otherwise capacity available =235kVA. | --> | 0.38 | 0 | 0.028158 | 0.42431 | 0 |  | --> | C13 ex BELGARD | Belgard [T41,T42] | COOKSTOWN |  | 53.2894 | -6.3497
MV/LV Substation BA***008 |  | 20 kV | _ | LV | 200 kVA :Pole Substation | 0.2 | --> | 0.2 | 0 | 0 | Constrained,otherwise capacity available =106kVA. | --> | 0.19 | 0 | 0.02964 | 0.21379 | 0 |  | --> | C15 ex MOATE | Moate [T41,T42] | ATHLONE |  | 53.3955 | -7.7304
MV/LV Substation BA***008 |  | 10 kV | _ | LV | 100 kVA :Pole Substation | 0.1 | --> | 0.1 | 0.072 | 2.9 |  | --> | 0.095 | 0 | 0 | 0 | 0 | Constrained,otherwise capacity available =104.2kW. | --> | E21 ex TELAYDON | Telaydon [T42,T421] | LISDRUM |  | 54.2563 | -6.9656
MV/LV Substation BA***008 |  | 10 kV | _ | LV | 630 kVA :Building Structure | 0.63 | --> | 0.63 | 0.247 | 3.5 |  | --> | 0.5985 | 0 | 0.002964 | 0.5 | 0 |  | --> | C11 ex TRIMMS LANE | Trimms Lane [T41,T42] | SALTHILL |  | 53.2598 | -9.0772
MV/LV Substation BA***008 |  | 10 kV | _ | LV | 400 kVA :Kiosk Substation | 0.4 | --> | 0.4 | 0.257 | 2.3 |  | --> | 0.38 | 0 | 0.003705 | 0.42115 | 0 |  | --> | C19 ex BALLYRICKARD | Ballyrickard [T41,T42] | TRALEE |  | 52.2742 | -9.7061
MV/LV Substation BA***008 |  | 10 kV | _ | LV | 1000 kVA :Building Structure | 1 | --> | 1 | 0.060409 | 0.1 | Constrained,otherwise capacity available =500kVA. | --> | 0.95 | 0 | 0 | 0.5 | 0 |  | --> | C17 ex TUBBERCURRY | Tubbercurry [T41,T42] | TONROE |  | 54.0524 | -8.7376
MV/LV Substation BA***009 |  | 20 kV | _ | LV | 200 kVA :Pole Substation | 0.2 | --> | 0.2 | 0 | 0 | Constrained,otherwise capacity available =36kVA. | --> | 0.19 | 0 | 0.005928 | 0 | 0 | Constrained,otherwise capacity available =223.4kW. | --> | E13 ex ABBEYLEIX | Abbeyleix [T422] | PORTLAOISE |  | 52.9132 | -7.3474
MV/LV Substation BA***009 |  | 10 kV | _ | LV | 630 kVA :Kiosk Substation | 0.63 | --> | 0.63 | 0.166 | 1 |  | --> | 0.5985 | 0 | 0.025194 | 0.5 | 0 |  | --> | C13 ex TYCOR | Tycor [T41,T42] | WATERFORD |  | 52.2556 | -7.1214
MV/LV Substation BA***009 |  | 10 kV | _ | LV | 400 kVA :Kiosk Substation | 0.4 | --> | 0.4 | 0.299 | 2.4 |  | --> | 0.38 | 0 | 0.005928 | 0.41505 | 0 |  | --> | C11 ex GRAIGUE | Graigue [T41,T42] | CARLOW |  | 52.8328 | -6.9362
MV/LV Substation BA***009 |  | 10 kV | _ | LV | 630 kVA :Kiosk Substation | 0.63 | --> | 0.63 | 0 | 0 | Constrained,otherwise capacity available =500kVA. | --> | 0.5985 | 0 | 0 | 0.5 | 0 |  | --> | C19 ex BALLYBODEN | Ballyboden [T41,T42] | COOKSTOWN |  | 53.2848 | -6.3026
MV/LV Substation BA***009X |  | 20 kV | _ | LV | 200 kVA :Kiosk Substation | 0.2 | --> | 0.2 | 0.17 | 1.4 |  | --> | 0.19 | 0 | 0 | 0.2045 | 0 |  | --> | E12 ex KILLINICK | Killinick [T421,T422] | WEXFORD |  | 52.2425 | -6.3416
MV/LV Substation BA***009Y |  | 20 kV | _ | LV | 100 kVA :Pole Substation | 0.1 | --> | 0.1 | 0 | 0 | Constrained,otherwise capacity available =97kVA. | --> | 0.095 | 0 | 0 | 0.10045 | 0 |  | --> | C20 ex ROSCOMMON | Roscommon [T41,T42] | LANESBORO |  | 53.7005 | -8.2079
MV/LV Substation BA***010 |  | 10 kV | _ | LV | 100 kVA :Pole Substation | 0.1 | --> | 0.1 | 0 | 0 | Constrained,otherwise capacity available =36kVA. | --> | 0.095 | 0 | 0 | 0.10927 | 0 |  | --> | C21 ex PORTARLINGTON | Portarlington [T43] | BLAKE |  | 53.1546 | -7.1883
MV/LV Substation BA***010 |  | 10 kV | _ | LV | 400 kVA :Kiosk Substation | 0.4 | --> | 0.4 | 0 | 0 | Constrained,otherwise capacity available =187kVA. | --> | 0.38 | 0 | 0 | 0 | 0 | Constrained,otherwise capacity available =431.1kW. | --> | C12 ex ROSCREA | Roscrea [T41,T42] | IKERRIN |  | 52.9558 | -7.7969
MV/LV Substation BA***010X |  | 20 kV | _ | LV | 50 kVA :Pole Substation | 0.05 | --> | 0.05 | 0 | 0 | Constrained,otherwise capacity available =43kVA. | --> | 0.0475 | 0 | 0 | 0.051052 | 0 |  | --> | E14 ex KILCOCK | Kilcock [T421,T422] | GRIFFINRATH |  | 53.5257 | -6.6687
MV/LV Substation BA***011 |  | 10 kV | _ | LV | 50 kVA :Pole Substation | 0.05 | --> | 0.05 | 0.044 | 12.2 |  | --> | 0.0475 | 0 | 0 | 0.050903 | 0 |  | --> | C19 ex BALLYBEG | Ballybeg [T101,T102] | CARRICKMINES |  | 53.0229 | -6.1199
MV/LV Substation BA***011 |  | 20 kV | _ | LV | 200 kVA :Kiosk Substation | 0.2 | --> | 0.2 | 0 | 0 | Constrained,otherwise capacity available =124kVA. | --> | 0.19 | 0 | 0.010374 | 0.21122 | 0 |  | --> | E21 ex GLENAMADDY | Glenamaddy [T422] | ATHLONE |  | 53.618 | -8.7405
MV/LV Substation BA***011 |  | 20 kV | _ | LV | 200 kVA :Pole Substation | 0.2 | --> | 0.2 | 0 | 0 | Constrained,otherwise capacity available =98kVA. | --> | 0.19 | 0 | 0.013338 | 0.21492 | 0 |  | --> | C16 ex CAPPAMORE | Cappamore [T41,T42] | ARDNACRUSHA |  | 52.6049 | -8.2502
MV/LV Substation BA***011Y |  | 20 kV | _ | LV | 200 kVA :Kiosk Substation | 0.2 | --> | 0.2 | 0 | 0 | Constrained,otherwise capacity available =154kVA. | --> | 0.19 | 0 | 0.013338 | 0.20687 | 0 |  | --> | E21 ex GLENAMADDY | Glenamaddy [T422] | ATHLONE |  | 53.6174 | -8.7385
MV/LV Substation BA***011Y |  | 10 kV | _ | LV | 50 kVA :Pole Substation | 0.05 | --> | 0.05 | 0 | 0 | Constrained,otherwise capacity available =35kVA. | --> | 0.0475 | 0 | 0.01482 | 0.052228 | 0 |  | --> | C11 ex DEERPARK | Deerpark [T41,T42] | BALLYDINE |  | 52.3102 | -7.3892
MV/LV Substation BA***012 |  | 10 kV | _ | LV | 1000 kVA :Building Structure | 1 | --> | 1 | 0 | 0 | Constrained,otherwise capacity available =500kVA. | --> | 0.95 | 0 | 0.00741 | 0.5 | 0 |  | --> | C16 ex HEADFORD ROAD | Headford Road [T41,T42] | GALWAY 110KV |  | 53.2737 | -9.0502
MV/LV Substation BA***012Y |  | 20 kV | _ | LV | 50 kVA :Pole Substation | 0.05 | --> | 0.05 | 0.028 | 4.4 |  | --> | 0.0475 | 0 | 0 | 0.053235 | 0 |  | --> | E18 ex CRANE | Crane [T122] | CRANE |  | 52.5113 | -6.2905
MV/LV Substation BA***012Y |  | 20 kV | _ | LV | 100 kVA :Pole Substation | 0.1 | --> | 0.1 | 0 | 0 | Constrained,otherwise capacity available =90kVA. | --> | 0.095 | 0 | 0.003705 | 0.10151 | 0 |  | --> | E22 ex COLLOONEY | Collooney [T421,T422] | SLIGO |  | 54.2005 | -8.3636
MV/LV Substation BA***012Y |  | 20 kV | _ | LV | 50 kVA :Pole Substation | 0.05 | --> | 0.05 | 0.041 | 2 |  | --> | 0.0475 | 0 | 0 | 0 | 0 | Constrained,otherwise capacity available =51.3kW. | --> | E12 ex RATHKEALE | Rathkeale [T421,T422] | RATHKEALE |  | 52.4793 | -9.0117
MV/LV Substation BA***013 |  | 10 kV | _ | LV | 400 kVA :Kiosk Substation | 0.4 | --> | 0.4 | 0 | 0 | Constrained,otherwise capacity available =239kVA. | --> | 0.38 | 0 | 0.028158 | 0.42374 | 0 |  | --> | C14 ex SUTTON | Sutton [T41,T42] | GRANGE (DR) |  | 53.3891 | -6.1243
MV/LV Substation BA***013 |  | 10 kV | _ | LV | 25 kVA :Pole Substation | 0.025 | --> | 0.025 | 0 | 0 | Constrained,otherwise capacity available =17kVA. | --> | 0.02375 | 0 | 0 | 0.026187 | 0 |  | --> | C30 ex KINSALE | Kinsale [T41,T42] | BANDON |  | 51.7132 | -8.6281
MV/LV Substation BA***013 |  | 10 kV | _ | LV | 100 kVA :Pole Substation | 0.1 | --> | 0.1 | 0 | 0 | Constrained,otherwise capacity available =40kVA. | --> | 0.095 | 0 | 0.020748 | 0 | 0 | Constrained,otherwise capacity available =108.7kW. | --> | E14 ex ABBEYLEIX | Abbeyleix [T422] | PORTLAOISE |  | 52.8744 | -7.3114
MV/LV Substation BA***013 |  | 20 kV | _ | LV | 100 kVA :Pole Substation | 0.1 | --> | 0.1 | 0.062 | 1.3 |  | --> | 0.095 | 0 | 0.019266 | 0.10561 | 0 |  | --> | C22 ex CASTLEREA | Castlerea [T41,T42] | CARRICK ON SHANNON |  | 53.7749 | -8.4898
MV/LV Substation BA***013 |  | 10 kV | _ | LV | 100 kVA :Pole Substation | 0.1 | --> | 0.1 | 0 | 0 | Constrained,otherwise capacity available =83kVA. | --> | 0.095 | 0 | 0 | 0.10255 | 0 |  | --> | C13 ex TUAM SOUTH | Tuam South [T42] | CLOON |  | 53.5211 | -8.8659
MV/LV Substation BA***013 |  | 10 kV | _ | LV | 200 kVA :Kiosk Substation | 0.2 | --> | 0.2 | 0 | 0 | Constrained,otherwise capacity available =107kVA. | --> | 0.19 | 0 | 0.030381 | 0.21365 | 0 |  | --> | C21 ex BALLINDERRY | Ballinderry [T41,T422] | MULLINGAR |  | 53.5177 | -7.3381
MV/LV Substation BA***013 |  | 10 kV | _ | LV | 630 kVA :Building Structure | 0.63 | --> | 0.63 | 0 | 0 | Constrained,otherwise capacity available =500kVA. | --> | 0.5985 | 0 | 0 | 0.5 | 0 |  | --> | C18 ex CAVAN | Cavan [T42,T421] | SHANKILL |  | 53.9947 | -7.3694
MV/LV Substation BA***013 |  | 10 kV | _ | LV | 100 kVA :Pole Substation | 0.1 | --> | 0.1 | 0.081 | 5.6 |  | --> | 0.095 | 0 | 0.001482 | 0.10284 | 0 |  | --> | C12 ex KILCOOLE | Kilcoole [T41,T42] | FASSAROE |  | 53.0971 | -6.0663
MV/LV Substation BA***013X |  | 20 kV | _ | LV | 50 kVA :Pole Substation | 0.05 | --> | 0.05 | 0.047 | 1.9 |  | --> | 0.0475 | 0 | 0 | 0 | 0 | Constrained,otherwise capacity available =50.5kW. | --> | E17 ex CREESLOUGH | Creeslough [T421] | ARDNAGAPPARY |  | 55.1517 | -7.8707
MV/LV Substation BA***013Y |  | 10 kV | _ | LV | 100 kVA :Pole Substation | 0.1 | --> | 0.1 | 0 | 0 | Constrained,otherwise capacity available =71kVA. | --> | 0.095 | 0 | 0.005928 | 0.10431 | 0 |  | --> | C19 ex CELBRIDGE | Celbridge [T41,T42] | GRIFFINRATH |  | 53.3207 | -6.6264
MV/LV Substation BA***013Y |  | 10 kV | _ | LV | 50 kVA :Pole Substation | 0.05 | --> | 0.05 | 0 | 0 | Constrained,otherwise capacity available =45kVA. | --> | 0.0475 | 0 | 0 | 0.050753 | 0 |  | --> | C20 ex RAHEEN | Raheen [T41,T42] | LIMERICK |  | 52.6277 | -8.6334
MV/LV Substation BA***014 |  | 10 kV | _ | LV | 400 kVA :Kiosk Substation | 0.4 | --> | 0.4 | 0.252 | 2.9 |  | --> | 0.38 | 0 | 0.049647 | 0.42187 | 0 |  | --> | C21 ex BREWERY ROAD | Brewery Road [T41,T42] | CARRICKMINES |  | 53.2796 | -6.2299
MV/LV Substation BA***014 |  | 10 kV | _ | LV | 400 kVA :Kiosk Substation | 0.4 | --> | 0.4 | 0 | 0 | Constrained,otherwise capacity available =284kVA. | --> | 0.38 | 0 | 0.01482 | 0.41724 | 0 |  | --> | C22 ex POPPINTREE | Poppintree [T101,T102] | FINGLAS |  | 53.3883 | -6.2788
MV/LV Substation BA***014 |  | 10 kV | _ | LV | 50 kVA :Pole Substation | 0.05 | --> | 0.05 | 0.044 | 1.1 |  | --> | 0.0475 | 0 | 0 | 0 | 0 | Constrained,otherwise capacity available =50.9kW. | --> | C19 ex NEWCASTLEWEST | Newcastlewest [T41,T42] | RATHKEALE |  | 52.4068 | -8.995
MV/LV Substation BA***014 |  | 20 kV | _ | LV | 200 kVA :Pole Substation | 0.2 | --> | 0.2 | 0 | 0 | Constrained,otherwise capacity available =116kVA. | --> | 0.19 | 0 | 0.003705 | 0.21237 | 0 |  | --> | E17 ex CAVAN | Cavan [T42,T421] | SHANKILL |  | 54.1025 | -7.4397
MV/LV Substation BA***015 |  | 10 kV | _ | LV | 400 kVA :Building Structure | 0.4 | --> | 0.4 | 0.303 | 2.9 |  | --> | 0.38 | 0 | 0.042237 | 0.41447 | 0 |  | --> | C21 ex BREWERY ROAD | Brewery Road [T41,T42] | CARRICKMINES |  | 53.2814 | -6.2288
MV/LV Substation BA***015 |  | 10 kV | _ | LV | 400 kVA :Kiosk Substation | 0.4 | --> | 0.4 | 0 | 0 | Constrained,otherwise capacity available =311kVA. | --> | 0.38 | 0 | 0.011115 | 0.41329 | 0 |  | --> | E12 ex DALTON | Dalton [T421,T422] | DALTON |  | 53.7226 | -8.9905
MV/LV Substation BA***015 |  | 10 kV | _ | LV | 400 kVA :Building Structure | 0.4 | --> | 0.4 | 0.273 | 9.1 |  | --> | 0.38 | 0 | 0.004446 | 0.41884 | 0 |  | --> | C14 ex ARDNAREE | Ardnaree [T42,T421] | MOY |  | 54.1162 | -9.1491
MV/LV Substation BA***015 |  | 20 kV | _ | LV | 100 kVA :Pole Substation | 0.1 | --> | 0.1 | 0.097 | 18.8 |  | --> | 0.095 | 0 | 0 | 0.10045 | 0 |  | --> | E13 ex HARTNETTS CROSS | Hartnetts Cross [T121,T422] | HARTNETTS CROSS |  | 51.8565 | -9.2323
MV/LV Substation BA***015 |  | 10 kV | _ | LV | 200 kVA :Pole Substation | 0.2 | --> | 0.2 | 0.128 | 0.4 |  | --> | 0.19 | 0 | 0.002964 | 0 | 0 | Constrained,otherwise capacity available =210.6kW. | --> | C19 ex SWINFORD | Swinford [T41,T42] | CASTLEBAR |  | 53.9443 | -8.9468
MV/LV Substation BA***015X |  | 10 kV | _ | LV | 630 kVA :Building Structure | 0.63 | --> | 0.63 | 0.5 | 4.5 |  | --> | 0.5985 | 0 | 0.00741 | 0.5 | 0 |  | --> | C16 ex BOGHALL ROAD | Boghall Road [T41,T42] | FASSAROE |  | 53.1858 | -6.1221
MV/LV Substation BA***015Z |  | 20 kV | _ | LV | 100 kVA :Pole Substation | 0.1 | --> | 0.1 | 0.022 | 0.4 |  | --> | 0.095 | 0 | 0 | 0.11118 | 0 |  | --> | E13 ex TULLOW | Tullow [T421,T422] | CARLOW |  | 52.742 | -6.7707
MV/LV Substation BA***016 |  | 10 kV | _ | LV | 400 kVA :Kiosk Substation | 0.4 | --> | 0.4 | 0.259 | 2.9 |  | --> | 0.38 | 0 | 0.034827 | 0.42086 | 0 |  | --> | C21 ex BREWERY ROAD | Brewery Road [T41,T42] | CARRICKMINES |  | 53.2827 | -6.2276
MV/LV Substation BA***016X |  | 20 kV | _ | LV | 200 kVA :Pole Substation | 0.2 | --> | 0.2 | 0.2 | 0.2 |  | --> | 0.19 | 0 | 0 | 0 | 0 | Constrained,otherwise capacity available =200kW. | --> | E15 ex BEALISTOWN | Bealistown [T421,T422] | GREAT ISLAND |  | 52.2684 | -6.7545
MV/LV Substation BA***016Y |  | 20 kV | _ | LV | 200 kVA :Pole Substation | 0.2 | --> | 0.2 | 0.179 | 7.5 |  | --> | 0.19 | 0 | 0 | 0 | 0 | Constrained,otherwise capacity available =203.2kW. | --> | E12 ex CHURCHTOWN | Churchtown [T422] | RATHKEALE |  | 52.4192 | -9.1351
MV/LV Substation BA***017 |  | 10 kV | _ | LV | 200 kVA :Pole Substation | 0.2 | --> | 0.2 | 0.119 | 0.8 |  | --> | 0.19 | 0 | 0.016302 | 0.21194 | 0 |  | --> | C18 ex MILLTOWN MALBAY | Milltown Malbay [T42] | TULLABRACK |  | 52.8574 | -9.3995
MV/LV Substation BA***017 |  | 10 kV | _ | LV | 400 kVA :Kiosk Substation | 0.4 | --> | 0.4 | 0 | 0 | Constrained,otherwise capacity available =257kVA. | --> | 0.38 | 0 | 0.038532 | 0.42115 | 0 |  | --> | C20 ex HOWTH JUNCTION | Howth Junction [T41,T42] | GRANGE (DR) |  | 53.3883 | -6.1418
MV/LV Substation BA***017 |  | 20 kV | _ | LV | 200 kVA :Pole Substation | 0.2 | --> | 0.2 | 0 | 0 | Constrained,otherwise capacity available =200kVA. | --> | 0.19 | 0 | 0 | 0 | 0 | Constrained,otherwise capacity available =200kW. | --> | E13 ex BLESSINGTON | Blessington [T421,T422] | KILTEEL |  | 53.1351 | -6.6155
MV/LV Substation BA***018 |  | 10 kV | _ | LV | 50 kVA :Pole Substation | 0.05 | --> | 0.05 | 0.049 | 2.3 |  | --> | 0.0475 | 0 | 0 | 0.050152 | 0 |  | --> | E18 ex MOY | Moy [T421,T422] | MOY |  | 54.1227 | -9.1451
MV/LV Substation BA***018 |  | 20 kV | _ | LV | 400 kVA :Kiosk Substation | 0.4 | --> | 0.4 | 0 | 0 | Constrained,otherwise capacity available =193kVA. | --> | 0.38 | 0 | 0.03705 | 0.43026 | 0 |  | --> | E11 ex FINEA | Finea [T421,T422] | SHANKILL |  | 53.779 | -7.493
MV/LV Substation BA***018 |  | 10 kV | _ | LV | 400 kVA :Building Structure | 0.4 | --> | 0.4 | 0.4 | 2.2 |  | --> | 0.38 | 0 | 0 | 0.4 | 0 |  | --> | C21 ex BAILIEBORO | Bailieboro [T41,T42] | MEATH HILL |  | 53.8926 | -6.9407
MV/LV Substation BA***018 |  | 10 kV | _ | LV | 200 kVA :Building Structure | 0.2 | --> | 0.2 | 0 | 0 | Constrained,otherwise capacity available =62kVA. | --> | 0.19 | 0 | 0.008151 | 0.21992 | 0 |  | --> | C12 ex KANTURK | Kanturk [T41,T42] | GLENLARA |  | 52.1749 | -8.9034
MV/LV Substation BA***019 |  | 10 kV | _ | LV | 1000 kVA :Kiosk Substation | 1 | --> | 1 | 0 | 0 | Constrained,otherwise capacity available =500kVA. | --> | 0.95 | 0 | 0 | 0.5 | 0 |  | --> | C12 ex BALLAGHADERREEN | Ballaghaderreen [T41,T42] | TONROE |  | 53.9018 | -8.5835
MV/LV Substation BA***019 |  | 10 kV | _ | LV | 400 kVA :Kiosk Substation | 0.4 | --> | 0.4 | 0.334 | 12.2 |  | --> | 0.38 | 0 | 0.017043 | 0.4099 | 0 |  | --> | C19 ex BALLYBEG | Ballybeg [T101,T102] | CARRICKMINES |  | 53.0139 | -6.1139
MV/LV Substation BA***019 |  | 10 kV | _ | LV | 630 kVA :Kiosk Substation | 0.63 | --> | 0.63 | 0.223 | 3.3 |  | --> | 0.5985 | 0 | 0.003705 | 0.5 | 0 |  | --> | C06 ex PEMBROKE | Pembroke [T41,T42,T43,T44] | RINGSEND |  | 53.3294 | -6.2325
MV/LV Substation BA***019Y |  | 20 kV | _ | LV | 200 kVA :Pole Substation | 0.2 | --> | 0.2 | 0.175 | 3 |  | --> | 0.19 | 0 | 0 | 0 | 0 | Constrained,otherwise capacity available =203.8kW. | --> | E17 ex CHARLEVILLE | Charleville [T421,T422] | CHARLEVILLE |  | 52.3513 | -8.6744
MV/LV Substation BA***019Z |  | 20 kV | _ | LV | 100 kVA :Pole Substation | 0.1 | --> | 0.1 | 0 | 0 | Constrained,otherwise capacity available =94kVA. | --> | 0.095 | 0 | 0 | 0.10091 | 0 |  | --> | E20 ex BALTINGLASS | Baltinglass [T421,T422] | STRATFORD |  | 52.9451 | -6.7195
MV/LV Substation BA***020 |  | 10 kV | _ | LV | 400 kVA :Kiosk Substation | 0.4 | --> | 0.4 | 0 | 0 | Constrained,otherwise capacity available =345kVA. | --> | 0.38 | 0 | 0.002964 | 0.40827 | 0 |  | --> | C15 ex SKIBBEREEN | Skibbereen [T41,T42] | DUNMANWAY |  | 51.5427 | -9.2677
MV/LV Substation BA***021 |  | 10 kV | _ | LV | 400 kVA :Kiosk Substation | 0.4 | --> | 0.4 | 0 | 0 | Constrained,otherwise capacity available =302kVA. | --> | 0.38 | 0 | 0.035568 | 0.41461 | 0 |  | --> | E16 ex DRUMLINE | Drumline [T421,T422] | DRUMLINE |  | 52.7145 | -8.8628
MV/LV Substation BA***021 |  | 10 kV | _ | LV | 400 kVA :Kiosk Substation | 0.4 | --> | 0.4 | 0.355 | 1.5 |  | --> | 0.38 | 0 | 0 | 0.40677 | 0 |  | --> | C17 ex BALLYARD | Ballyard [T41,T42] | TRALEE |  | 52.2603 | -9.6906
MV/LV Substation BA***021 |  | 10 kV | _ | LV | 100 kVA :Pole Substation | 0.1 | --> | 0.1 | 0 | 0 | Constrained,otherwise capacity available =68kVA. | --> | 0.095 | 0 | 0 | 0.10475 | 0 |  | --> | C13 ex POPPINTREE | Poppintree [T101,T102] | FINGLAS |  | 53.4085 | -6.2642
MV/LV Substation BA***021 |  | 10 kV | _ | LV | 50 kVA :Pole Substation | 0.05 | --> | 0.05 | 0.032 | 0.2 |  | --> | 0.0475 | 0 | 0 | 0 | 0 | Constrained,otherwise capacity available =52.7kW. | --> | C14 ex ROSBERCON | Rosbercon [T41,T42] | WATERFORD |  | 52.4015 | -6.9552
MV/LV Substation BA***021Z |  | 10 kV | _ | LV | 400 kVA :Kiosk Substation | 0.4 | --> | 0.4 | 0 | 0 | Constrained,otherwise capacity available =156kVA. | --> | 0.38 | 0 | 0.056316 | 0.43543 | 0 |  | --> | C22 ex LEIXLIP | Leixlip [T41,T42] | GRIFFINRATH |  | 53.3639 | -6.5133
MV/LV Substation BA***022 |  | 10 kV | _ | LV | 400 kVA :Kiosk Substation | 0.4 | --> | 0.4 | 0 | 0 | Constrained,otherwise capacity available =273kVA. | --> | 0.38 | 0 | 0.040014 | 0.41884 | 0 |  | --> | C20 ex SUTTON | Sutton [T41,T42] | GRANGE (DR) |  | 53.3669 | -6.0786
MV/LV Substation BA***022 |  | 20 kV | _ | LV | 100 kVA :Pole Substation | 0.1 | --> | 0.1 | 0 | 0 | Constrained,otherwise capacity available =67kVA. | --> | 0.095 | 0 | 0.008151 | 0.10489 | 0 |  | --> | C21 ex TRAMORE | Tramore [T41,T42] | BUTLERSTOWN |  | 52.1692 | -7.272
MV/LV Substation BA***022 |  | 20 kV | _ | LV | 400 kVA :Kiosk Substation | 0.4 | --> | 0.4 | 0.251 | 0.4 |  | --> | 0.38 | 0 | 0.005928 | 0.42202 | 0 |  | --> | E15 ex TULLOW | Tullow [T421,T422] | CARLOW |  | 52.8041 | -6.7369
MV/LV Substation BA***022 |  | 10 kV | _ | LV | 400 kVA :Kiosk Substation | 0.4 | --> | 0.4 | 0 | 0 | Constrained,otherwise capacity available =282kVA. | --> | 0.38 | 0 | 0.022971 | 0.41753 | 0 |  | --> | C12 ex MORRISTOWN | Morristown [T41,T42] | NEWBRIDGE |  | 53.192 | -6.7956
MV/LV Substation BA***023 |  | 20 kV | _ | LV | 100 kVA :Pole Substation | 0.1 | --> | 0.1 | 0.057 | 3.3 |  | --> | 0.095 | 0 | 0 | 0.10633 | 0 |  | --> | E16 ex BALLYBUNION | Ballybunion [T421,T422] | TRIEN |  | 52.4856 | -9.5674
MV/LV Substation BA***023X |  | 10 kV | _ | LV | 1000 kVA :Building Structure | 1 | --> | 1 | 0 | 0 | Constrained,otherwise capacity available =500kVA. | --> | 0.95 | 0 | 0 | 0.5 | 0 |  | --> | C19 ex PARKMORE | Parkmore [T41,T42] | GALWAY 110KV |  | 53.2992 | -8.988
MV/LV Substation BA***024 |  | 20 kV | _ | LV | 200 kVA :Pole Substation | 0.2 | --> | 0.2 | 0.128 | 1.8 |  | --> | 0.19 | 0 | 0 | 0.21065 | 0 |  | --> | E17 ex BIRDHILL | Birdhill [T421,T422] | ARDNACRUSHA |  | 52.8094 | -8.4361
MV/LV Substation BA***024X |  | 10 kV | _ | LV | 50 kVA :Pole Substation | 0.05 | --> | 0.05 | 0 | 0 | Constrained,otherwise capacity available =49kVA. | --> | 0.0475 | 0 | 0 | 0.050152 | 0 |  | --> | C12 ex BALLYBEGGAN | Ballybeggan [T43,T44] | TRALEE |  | 52.2554 | -9.5911
MV/LV Substation BA***024X |  | 20 kV | _ | LV | 50 kVA :Pole Substation | 0.05 | --> | 0.05 | 0 | 0 | Constrained,otherwise capacity available =50kVA. | --> | 0.0475 | 0 | 0 | 0.05 | 0 |  | --> | C23 ex TUAM NORTH | Tuam North [T41,T42] | CLOON |  | 53.5721 | -8.9883
MV/LV Substation BA***025X |  | 20 kV | _ | LV | 50 kVA :Pole Substation | 0.05 | --> | 0.05 | 0.045 | 1.3 |  | --> | 0.0475 | 0 | 0 | 0.050753 | 0 |  | --> | C22 ex CASTLEREA | Castlerea [T41,T42] | CARRICK ON SHANNON |  | 53.8365 | -8.3789
MV/LV Substation BA***025X |  | 10 kV | _ | LV | 100 kVA :Pole Substation | 0.1 | --> | 0.1 | 0.078 | 2 |  | --> | 0.095 | 0 | 0 | 0.10329 | 0 |  | --> | C15 ex CAUSEWAY | Causeway [T41,T42] | TRALEE |  | 52.3416 | -9.8259
MV/LV Substation BA***025X |  | 10 kV | _ | LV | 400 kVA :Kiosk Substation | 0.4 | --> | 0.4 | 0.29 | 14.2 |  | --> | 0.38 | 0 | 0 | 0.41637 | 0 |  | --> | C23 ex COOKSTOWN | Cookstown [T101,T102] | CARRICKMINES |  | 53.2819 | -6.3993
MV/LV Substation BA***026 |  | 20 kV | _ | LV | 630 kVA :Building Structure | 0.63 | --> | 0.63 | 0 | 0 | Constrained,otherwise capacity available =500kVA. | --> | 0.5985 | 0 | 0.18525 | 0.5 | 0 |  | --> | C18 ex KANTURK | Kanturk [T41,T42] | GLENLARA |  | 52.1431 | -8.9069
MV/LV Substation BA***027X |  | 10 kV | _ | LV | 630 kVA :Kiosk Substation | 0.63 | --> | 0.63 | 0 | 0 | Constrained,otherwise capacity available =367kVA. | --> | 0.5985 | 0 | 0.028899 | 0.5 | 0 |  | --> | C30 ex CLONDALKIN | Clondalkin [T41,T42,T44] | INCHICORE 220KV |  | 53.3242 | -6.4111
MV/LV Substation BA***027X |  | 10 kV | _ | LV | 630 kVA :Building Structure | 0.63 | --> | 0.63 | 0 | 0 | Constrained,otherwise capacity available =500kVA. | --> | 0.5985 | 0 | 0 | 0.5 | 0 |  | --> | C20 ex GARRYOWEN | Garryowen [T41,T42] | LIMERICK |  | 52.6417 | -8.5948
MV/LV Substation BA***028 |  | 10 kV | _ | LV | 400 kVA :Kiosk Substation | 0.4 | --> | 0.4 | 0.209 | 9.1 |  | --> | 0.38 | 0 | 0.011856 | 0.428 | 0 |  | --> | C14 ex ARDNAREE | Ardnaree [T42,T421] | MOY |  | 54.1127 | -9.1564
MV/LV Substation BA***028 |  | 10 kV | _ | LV | 400 kVA :Building Structure | 0.4 | --> | 0.4 | 0 | 0 | Constrained,otherwise capacity available =370kVA. | --> | 0.38 | 0 | 0 | 0 | 0 | Constrained,otherwise capacity available =404.5kW. | --> | C13 ex CULLION | Cullion [T41,T42] | LETTERKENNY |  | 54.952 | -7.729
MV/LV Substation BA***028 |  | 10 kV | _ | LV | 50 kVA :Pole Substation | 0.05 | --> | 0.05 | 0.045 | 9.5 |  | --> | 0.0475 | 0 | 0 | 0.050753 | 0 |  | --> | C20 ex BANDON | Bandon [T101,T42] | BANDON |  | 51.746 | -8.8188
MV/LV Substation BA***028X |  | 10 kV | _ | LV | 50 kVA :Pole Substation | 0.05 | --> | 0.05 | 0.035 | 16.1 |  | --> | 0.0475 | 0 | 0 | 0.052228 | 0 |  | --> | E19 ex WEXFORD | Wexford [T121,T122] | WEXFORD |  | 52.3375 | -6.5236
MV/LV Substation BA***029 |  | 10 kV | _ | LV | 200 kVA :Pole Substation | 0.2 | --> | 0.2 | 0.128 | 1.6 |  | --> | 0.19 | 0 | 0.010374 | 0 | 0 | Constrained,otherwise capacity available =210.6kW. | --> | C17 ex BALLYSHANNON | Ballyshannon [T41,T42] | CATHALEENS FALL |  | 54.5062 | -8.1849
MV/LV Substation BA***029 |  | 10 kV | _ | LV | 25 kVA :Pole Substation | 0.025 | --> | 0.025 | 0.016 | 0.4 |  | --> | 0.02375 | 0 | 0 | 0.026331 | 0 |  | --> | C17 ex CARRICKMINES | Carrickmines [T41,T42] | CARRICKMINES |  | 53.2536 | -6.1909
MV/LV Substation BA***029X |  | 20 kV | _ | LV | 100 kVA :Pole Substation | 0.1 | --> | 0.1 | 0.071 | 1.6 |  | --> | 0.095 | 0 | 0.003705 | 0 | 0 | Constrained,otherwise capacity available =104.3kW. | --> | C17 ex BALLYSHANNON | Ballyshannon [T41,T42] | CATHALEENS FALL |  | 54.5751 | -8.1279
MV/LV Substation BA***029Y |  | 10 kV | _ | LV | 400 kVA :Kiosk Substation | 0.4 | --> | 0.4 | 0.363 | 0.9 |  | --> | 0.38 | 0 | 0 | 0 | 0 | Constrained,otherwise capacity available =405.6kW. | --> | C15 ex SPA ROAD | Spa Road [T41,T42] | DOON |  | 52.3558 | -7.7364
MV/LV Substation BA***029Y |  | 10 kV | _ | LV | 400 kVA :Kiosk Substation | 0.4 | --> | 0.4 | 0 | 0 | Constrained,otherwise capacity available =262kVA. | --> | 0.38 | 0 | 0.05187 | 0.42043 | 0 |  | --> | E12 ex KILCARRAGH | Kilcarragh [T421,T422] | BUTLERSTOWN |  | 52.2419 | -7.0624
MV/LV Substation BA***030 |  | 20 kV | _ | LV | 50 kVA :Pole Substation | 0.05 | --> | 0.05 | 0 | 0 | Constrained,otherwise capacity available =42kVA. | --> | 0.0475 | 0 | 0 | 0.0512 | 0 |  | --> | C22 ex ENNISTYMON | Ennistymon [T41,T42] | ENNIS |  | 53.0158 | -9.4019
MV/LV Substation BA***031Y |  | 20 kV | _ | LV | 100 kVA :Pole Substation | 0.1 | --> | 0.1 | 0.074 | 2 |  | --> | 0.095 | 0 | 0 | 0 | 0 | Constrained,otherwise capacity available =103.9kW. | --> | E14 ex RATHKEALE | Rathkeale [T421,T422] | RATHKEALE |  | 52.5171 | -8.722
MV/LV Substation BA***032 |  | 10 kV | _ | LV | 400 kVA :Kiosk Substation | 0.4 | --> | 0.4 | 0.237 | 1.7 |  | --> | 0.38 | 0 | 0.008892 | 0.42402 | 0 |  | --> | C19 ex ATHY | Athy [T101,T102] | ATHY |  | 52.9945 | -6.9908
MV/LV Substation BA***032Y |  | 20 kV | _ | LV | 50 kVA :Pole Substation | 0.05 | --> | 0.05 | 0 | 0 | Constrained,otherwise capacity available =30kVA. | --> | 0.0475 | 0 | 0.00741 | 0.052949 | 0 |  | --> | C20 ex ROSCOMMON | Roscommon [T41,T42] | LANESBORO |  | 53.7035 | -8.2072
MV/LV Substation BA***033 |  | 10 kV | _ | LV | 400 kVA :Kiosk Substation | 0.4 | --> | 0.4 | 0 | 0 | Constrained,otherwise capacity available =316kVA. | --> | 0.38 | 0 | 0.091143 | 0 | 0 | Constrained,otherwise capacity available =412.6kW. | --> | C11 ex GARDEN CITY | Garden City [T41,T42] | ARKLOW |  | 52.6834 | -6.2885
MV/LV Substation BA***033 |  | 10 kV | _ | LV | 630 kVA :Building Structure | 0.63 | --> | 0.63 | 0 | 0 | Constrained,otherwise capacity available =500kVA. | --> | 0.5985 | 0 | 0.026676 | 0 | 0 | Constrained,otherwise capacity available =500kW. | --> | E13 ex BLESSINGTON | Blessington [T421,T422] | KILTEEL |  | 53.1544 | -6.596
MV/LV Substation BA***033X |  | 10 kV | _ | LV | 100 kVA :Pole Substation | 0.1 | --> | 0.1 | 0.068 | 0.1 |  | --> | 0.095 | 0 | 0.003705 | 0.10475 | 0 |  | --> | C16 ex KILCULLEN | Kilcullen [T41,T42,T424] | STRATFORD |  | 53.1251 | -6.8314
MV/LV Substation BA***034 |  | 10 kV | _ | LV | 400 kVA :Building Structure | 0.4 | --> | 0.4 | 0.281 | 1.7 |  | --> | 0.38 | 0 | 0.008151 | 0.41768 | 0 |  | --> | C20 ex ATHY | Athy [T101,T102] | ATHY |  | 52.9964 | -6.9854
MV/LV Substation BA***035 |  | 10 kV | _ | LV | 200 kVA :Pole Substation | 0.2 | --> | 0.2 | 0.154 | 5.3 |  | --> | 0.19 | 0 | 0 | 0.20687 | 0 |  | --> | C11 ex BALLYTIVNAN | Ballytivnan [T41,T42] | SLIGO |  | 54.2784 | -8.4707
MV/LV Substation BA***036X |  | 10 kV | _ | LV | 200 kVA :Kiosk Substation | 0.2 | --> | 0.2 | 0 | 0 | Constrained,otherwise capacity available =192kVA. | --> | 0.19 | 0 | 0 | 0.20121 | 0 |  | --> | C12 ex BALLYBEGGAN | Ballybeggan [T43,T44] | TRALEE |  | 52.2726 | -9.6672
MV/LV Substation BA***037 |  | 10 kV | _ | LV | 400 kVA :Building Structure | 0.4 | --> | 0.4 | 0 | 0 | Constrained,otherwise capacity available =14kVA. | --> | 0.38 | 0 | 0.04446 | 0.45455 | 0 |  | --> | C13 ex LOUGHLINSTOWN | Loughlinstown [T41,T42] | CARRICKMINES |  | 53.2521 | -6.1247
MV/LV Substation BA***037 |  | 20 kV | _ | LV | 200 kVA :Pole Substation | 0.2 | --> | 0.2 | 0.164 | 17.8 |  | --> | 0.19 | 0 | 0.002223 | 0.20539 | 0 |  | --> | E19 ex BANOGE | Banoge [T121,T122] | BANOGE |  | 52.6087 | -6.3105
MV/LV Substation BA***037 |  | 10 kV | _ | LV | 100 kVA :Pole Substation | 0.1 | --> | 0.1 | 0 | 0 | Constrained,otherwise capacity available =67kVA. | --> | 0.095 | 0 | 0 | 0 | 0 | Constrained,otherwise capacity available =104.9kW. | --> | C13 ex KNOCKAPHUNTA | Knockaphunta [T41,T42] | CASTLEBAR |  | 53.8458 | -9.2889
MV/LV Substation BA***038 |  | 10 kV | _ | LV | 100 kVA :Pole Substation | 0.1 | --> | 0.1 | 0.055 | 7.9 |  | --> | 0.095 | 0 | 0.002223 | 0.10661 | 0 |  | --> | C11 ex DUNMANWAY | Dunmanway [T422,T43] | DUNMANWAY |  | 51.716 | -9.1177
MV/LV Substation BA***038X |  | 10 kV | _ | LV | 50 kVA :Pole Substation | 0.05 | --> | 0.05 | 0.045 | 16.1 |  | --> | 0.0475 | 0 | 0 | 0.050753 | 0 |  | --> | E19 ex WEXFORD | Wexford [T121,T122] | WEXFORD |  | 52.3366 | -6.5255
MV/LV Substation BA***038X |  | 10 kV | _ | LV | 630 kVA :Building Structure | 0.63 | --> | 0.63 | 0.455 | 2.9 |  | --> | 0.5985 | 0 | 0.005187 | 0.5 | 0 |  | --> | C17 ex BREWERY ROAD | Brewery Road [T41,T42] | CARRICKMINES |  | 53.2778 | -6.2125
MV/LV Substation BA***039 |  | 10 kV | _ | LV | 400 kVA :Kiosk Substation | 0.4 | --> | 0.4 | 0.305 | 4.5 |  | --> | 0.38 | 0 | 0.001482 | 0.41417 | 0 |  | --> | C11 ex MALLOW | Mallow [T41,T42] | MALLOW |  | 52.1323 | -8.6436
MV/LV Substation BA***039X |  | 10 kV | _ | LV | 50 kVA :Pole Substation | 0.05 | --> | 0.05 | 0 | 0 | Constrained,otherwise capacity available =45kVA. | --> | 0.0475 | 0 | 0.003705 | 0.050753 | 0 |  | --> | C16 ex ENNISTYMON | Ennistymon [T41,T42] | ENNIS |  | 52.9503 | -9.352
MV/LV Substation BA***039Y |  | 20 kV | _ | LV | 50 kVA :Pole Substation | 0.05 | --> | 0.05 | 0.048 | 1.3 |  | --> | 0.0475 | 0 | 0.00741 | 0.050303 | 0 |  | --> | E15 ex BALLYCROSSAUN | Ballycrossaun [T421,T422] | SOMERSET |  | 53.1152 | -8.1373
MV/LV Substation BA***039Z |  | 10 kV | _ | LV | 200 kVA :Pole Substation | 0.2 | --> | 0.2 | 0 | 0 | Constrained,otherwise capacity available =141kVA. | --> | 0.19 | 0 | 0.003705 | 0.20877 | 0 |  | --> | C17 ex AGHAMORE | Aghamore [T41,T42] | LANESBORO |  | 53.7451 | -7.9255
MV/LV Substation BA***040 |  | 20 kV | _ | LV | 50 kVA :Pole Substation | 0.05 | --> | 0.05 | 0.038 | 0.3 |  | --> | 0.0475 | 0 | 0 | 0.05179 | 0 |  | --> | E33 ex TRIM | Trim [T421] | NAVAN |  | 53.4432 | -6.8041
MV/LV Substation BA***040 |  | 10 kV | _ | LV | 630 kVA :Kiosk Substation | 0.63 | --> | 0.63 | 0.5 | 0.7 |  | --> | 0.5985 | 0 | 0 | 0.5 | 0 |  | --> | C16 ex RAHANS | Rahans [T41] | MOY |  | 54.1108 | -9.1563
MV/LV Substation BA***040Y |  | 20 kV | _ | LV | 50 kVA :Pole Substation | 0.05 | --> | 0.05 | 0 | 0 | Constrained,otherwise capacity available =47kVA. | --> | 0.0475 | 0 | 0 | 0.050453 | 0 |  | --> | E16 ex GURRANEBANE | Gurranebane [T421,T422] | OUGHTRAGH |  | 51.8143 | -10.1693
MV/LV Substation BA***040Z |  | 10 kV | _ | LV | 50 kVA :Pole Substation | 0.05 | --> | 0.05 | 0 | 0 | Constrained,otherwise capacity available =49kVA. | --> | 0.0475 | 0 | 0 | 0 | 0 | Constrained,otherwise capacity available =50.2kW. | --> | C22 ex LISMORE | Lismore [T41,T42] | DUNGARVAN |  | 52.147 | -7.9291
MV/LV Substation BA***041 |  | 10 kV | _ | LV | 50 kVA :Pole Substation | 0.05 | --> | 0.05 | 0 | 0 | Constrained,otherwise capacity available =44kVA. | --> | 0.0475 | 0 | 0 | 0.050903 | 0 |  | --> | C39 ex COLLEGE PARK | College Park [T101,T102,T103] | COLLEGE PARK |  | 53.4482 | -6.3744
MV/LV Substation BA***041 |  | 20 kV | _ | LV | 200 kVA :Pole Substation | 0.2 | --> | 0.2 | 0.122 | 3 |  | --> | 0.19 | 0 | 0.004446 | 0 | 0 | Constrained,otherwise capacity available =211.5kW. | --> | E17 ex CHARLEVILLE | Charleville [T421,T422] | CHARLEVILLE |  | 52.3486 | -8.6797
MV/LV Substation BA***041X |  | 10 kV | _ | LV | 50 kVA :Pole Substation | 0.05 | --> | 0.05 | 0.034 | 16.1 |  | --> | 0.0475 | 0 | 0.00741 | 0.052373 | 0 |  | --> | E14 ex WEXFORD | Wexford [T121,T122] | WEXFORD |  | 52.332 | -6.5306
MV/LV Substation BA***041X |  | 10 kV | _ | LV | 50 kVA :Pole Substation | 0.05 | --> | 0.05 | 0.037 | 0.7 |  | --> | 0.0475 | 0 | 0.002964 | 0.051937 | 0 |  | --> | C15 ex KILRUSH | Kilrush [T41,T42] | TULLABRACK |  | 52.6235 | -9.4678
MV/LV Substation BA***042 |  | 20 kV | _ | LV | 200 kVA :Pole Substation | 0.2 | --> | 0.2 | 0 | 0 | Constrained,otherwise capacity available =151kVA. | --> | 0.19 | 0 | 0.011856 | 0.20731 | 0 |  | --> | E18 ex MILLTOWN (SR) | Milltown (sr) [T421,T422] | OUGHTRAGH |  | 52.1415 | -9.7071
MV/LV Substation BA***042 |  | 10 kV | _ | LV | 400 kVA :Kiosk Substation | 0.4 | --> | 0.4 | 0 | 0 | Constrained,otherwise capacity available =309kVA. | --> | 0.38 | 0 | 0.00741 | 0.41359 | 0 |  | --> | C17 ex DEERPARK | Deerpark [T41,T42] | BALLYDINE |  | 52.3531 | -7.4116
MV/LV Substation BA***042X |  | 20 kV | _ | LV | 50 kVA :Pole Substation | 0.05 | --> | 0.05 | 0 | 0 | Constrained,otherwise capacity available =47kVA. | --> | 0.0475 | 0 | 0 | 0.050453 | 0 |  | --> | E16 ex MANORHAMILTON | Manorhamilton [T422] | SLIGO |  | 54.3157 | -8.2052
MV/LV Substation BA***042Z |  | 20 kV | _ | LV | 50 kVA :Pole Substation | 0.05 | --> | 0.05 | 0.047 | 19.8 |  | --> | 0.0475 | 0 | 0 | 0.050453 | 0 |  | --> | E19 ex MULLAGHARLIN | Mullagharlin [T121,T122] | MULLAGHARLIN |  | 53.9675 | -6.4684
MV/LV Substation BA***043 |  | 10 kV | _ | LV | 400 kVA :Kiosk Substation | 0.4 | --> | 0.4 | 0 | 0 | Constrained,otherwise capacity available =224kVA. | --> | 0.38 | 0 | 0.00741 | 0.42588 | 0 |  | --> | C17 ex WATERFORD IND EST | Waterford Ind Est [T41,T42,T44] | BUTLERSTOWN |  | 52.2416 | -7.142
MV/LV Substation BA***044Y |  | 20 kV | _ | LV | 50 kVA :Pole Substation | 0.05 | --> | 0.05 | 0.044 | 1.1 |  | --> | 0.0475 | 0 | 0 | 0.050903 | 0 |  | --> | E18 ex BUNCLODY | Bunclody [T421,T422] | CRANE |  | 52.584 | -6.7201
MV/LV Substation BA***044Z |  | 20 kV | _ | LV | 100 kVA :Pole Substation | 0.1 | --> | 0.1 | 0 | 0 | Constrained,otherwise capacity available =64kVA. | --> | 0.095 | 0 | 0 | 0.10532 | 0 |  | --> | E15 ex GLENAMADDY | Glenamaddy [T422] | ATHLONE |  | 53.6086 | -8.5604
MV/LV Substation BA***045Y |  | 20 kV | _ | LV | 50 kVA :Pole Substation | 0.05 | --> | 0.05 | 0 | 0 | Constrained,otherwise capacity available =35kVA. | --> | 0.0475 | 0 | 0 | 0.052228 | 0 |  | --> | E16 ex CLONROCHE | Clonroche [T421,T422] | WEXFORD |  | 52.5374 | -6.7361
MV/LV Substation BA***046 |  | 10 kV | _ | LV | 400 kVA :Building Structure | 0.4 | --> | 0.4 | 0.15247 | 0.2 | Constrained,otherwise capacity available =289kVA. | --> | 0.38 | 0 | 0.011115 | 0.41651 | 0 |  | --> | C14 ex SANDYFORD | Sandyford [T41,T42] | CARRICKMINES |  | 53.2808 | -6.2466
MV/LV Substation BA***047 |  | 10 kV | _ | LV | 100 kVA :Pole Substation | 0.1 | --> | 0.1 | 0 | 0 |  | --> | 0.095 | 0 | 0.023712 | 0 | 0 | Constrained,otherwise capacity available =119kW. | --> | C16 ex RATHDRUM | Rathdrum [T42] | ARKLOW |  | 52.9362 | -6.2476
MV/LV Substation BA***047 |  | 10 kV | _ | LV | 50 kVA :Pole Substation | 0.05 | --> | 0.05 | 0 | 0 | Constrained,otherwise capacity available =34kVA. | --> | 0.0475 | 0 | 0.008892 | 0.052373 | 0 |  | --> | C13 ex COBH | Cobh [T41,T42] | COW CROSS |  | 51.8599 | -8.3059
MV/LV Substation BA***047Y |  | 20 kV | _ | LV | 100 kVA :Pole Substation | 0.1 | --> | 0.1 | 0.093 | 3 |  | --> | 0.095 | 0 | 0 | 0 | 0 | Constrained,otherwise capacity available =101.1kW. | --> | E13 ex CHARLEVILLE | Charleville [T421,T422] | CHARLEVILLE |  | 52.3081 | -8.6792
MV/LV Substation BA***047Y |  | 20 kV | _ | LV | 50 kVA :Pole Substation | 0.05 | --> | 0.05 | 0 | 0 | Constrained,otherwise capacity available =50kVA. | --> | 0.0475 | 0 | 0 | 0.05 | 0 |  | --> | E23 ex ATHENRY | Athenry [T423] | GALWAY 110KV |  | 53.2615 | -8.5909
MV/LV Substation BA***048 |  | 10 kV | _ | LV | 400 kVA :Kiosk Substation | 0.4 | --> | 0.4 | 0 | 0 | Constrained,otherwise capacity available =343kVA. | --> | 0.38 | 0 | 0.011856 | 0.40856 | 0 |  | --> | C20 ex DOCK ROAD | Dock Road [T41,T42] | LIMERICK |  | 52.644 | -8.6453
MV/LV Substation BA***049 |  | 10 kV | _ | LV | 50 kVA :Pole Substation | 0.05 | --> | 0.05 | 0 | 0 | Constrained,otherwise capacity available =34kVA. | --> | 0.0475 | 0 | 0 | 0.052373 | 0 |  | --> | C12 ex BRUFF | Bruff [T42,T421] | LIMERICK |  | 52.524 | -8.4471
MV/LV Substation BA***049 |  | 10 kV | _ | LV | 1000 kVA :Building Structure | 1 | --> | 1 | 0.395 | 0.8 |  | --> | 0.95 | 0 | 0 | 0.5 | 0 |  | --> | C22 ex MANOR STREET | Manor Street [T41,T42] | WATERFORD |  | 52.26 | -7.1111
MV/LV Substation BA***049 |  | 10 kV | _ | LV | 50 kVA :Pole Substation | 0.05 | --> | 0.05 | 0 | 0 | Constrained,otherwise capacity available =44kVA. | --> | 0.0475 | 0 | 0 | 0.050903 | 0 |  | --> | C13 ex COBH | Cobh [T41,T42] | COW CROSS |  | 51.8658 | -8.3074
MV/LV Substation BA***049X |  | 10 kV | _ | LV | 50 kVA :Pole Substation | 0.05 | --> | 0.05 | 0.049 | 1.1 |  | --> | 0.0475 | 0 | 0 | 0 | 0 | Constrained,otherwise capacity available =50.2kW. | --> | C16 ex NEWCASTLEWEST | Newcastlewest [T41,T42] | RATHKEALE |  | 52.4623 | -9.0319
MV/LV Substation BA***049X |  | 10 kV | _ | LV | 100 kVA :Pole Substation | 0.1 | --> | 0.1 | 0 | 0 | Constrained,otherwise capacity available =90kVA. | --> | 0.095 | 0 | 0 | 0.10151 | 0 |  | --> | C18 ex DUNLEER | Dunleer [T41,T42] | DRYBRIDGE |  | 53.8421 | -6.4055
MV/LV Substation BA***049Z |  | 10 kV | _ | LV | 50 kVA :Pole Substation | 0.05 | --> | 0.05 | 0 | 0 | Constrained,otherwise capacity available =50kVA. | --> | 0.0475 | 0 | 0 | 0.05 | 0 |  | --> | C12 ex SRAH | Srah [T41,T42] | THORNSBERRY |  | 53.295 | -7.5362
MV/LV Substation BA***050 |  | 10 kV | _ | LV | 200 kVA :Kiosk Substation | 0.2 | --> | 0.2 | 0 | 0 | Constrained,otherwise capacity available =170kVA. | --> | 0.19 | 0 | 0 | 0.2045 | 0 |  | --> | C18 ex WATERFORD IND EST | Waterford Ind Est [T41,T42,T44] | BUTLERSTOWN |  | 52.2446 | -7.1411
MV/LV Substation BA***050 |  | 10 kV | _ | LV | 200 kVA :Kiosk Substation | 0.2 | --> | 0.2 | 0 | 0 | Constrained,otherwise capacity available =114kVA. | --> | 0.19 | 0 | 0.02223 | 0.21265 | 0 |  | --> | C30 ex ACADEMY STREET | Academy Street [T421,T422,T44] | NAVAN |  | 53.6531 | -6.6691
MV/LV Substation BA***050 |  | 10 kV | _ | LV | 400 kVA :Kiosk Substation | 0.4 | --> | 0.4 | 0 | 0 | Constrained,otherwise capacity available =299kVA. | --> | 0.38 | 0 | 0 | 0.41505 | 0 |  | --> | C16 ex MAYFIELD | Mayfield [T41,T42] | KILBARRY |  | 51.9151 | -8.4369
MV/LV Substation BA***050 |  | 10 kV | _ | LV | 200 kVA :Kiosk Substation | 0.2 | --> | 0.2 | 0 | 0 | Constrained,otherwise capacity available =181kVA. | --> | 0.19 | 0 | 0.003705 | 0 | 0 | Constrained,otherwise capacity available =202.9kW. | --> | C11 ex GARDEN CITY | Garden City [T41,T42] | ARKLOW |  | 52.7216 | -6.2379
MV/LV Substation BA***050Y |  | 20 kV | _ | LV | 50 kVA :Pole Substation | 0.05 | --> | 0.05 | 0 | 0 | Constrained,otherwise capacity available =37kVA. | --> | 0.0475 | 0 | 0 | 0.051937 | 0 |  | --> | E17 ex BALLINROBE | Ballinrobe [T421,T422] | DALTON |  | 53.6373 | -9.1697
MV/LV Substation BA***051 |  | 20 kV | _ | LV | 100 kVA :Pole Substation | 0.1 | --> | 0.1 | 0 | 0 | Constrained,otherwise capacity available =79kVA. | --> | 0.095 | 0 | 0 | 0.10314 | 0 |  | --> | C19 ex ENNISTYMON | Ennistymon [T41,T42] | ENNIS |  | 53.118 | -9.1497
MV/LV Substation BA***051 |  | 10 kV | _ | LV | 25 kVA :Pole Substation | 0.025 | --> | 0.025 | 0.025 | 2.2 |  | --> | 0.02375 | 0 | 0 | 0.025 | 0 |  | --> | C21 ex BAILIEBORO | Bailieboro [T41,T42] | MEATH HILL |  | 53.8929 | -6.9485
MV/LV Substation BA***051Z |  | 10 kV | _ | LV | 400 kVA :Building Structure | 0.4 | --> | 0.4 | 0 | 0 | Constrained,otherwise capacity available =400kVA. | --> | 0.38 | 0 | 0 | 0 | 0 | Constrained,otherwise capacity available =400kW. | --> | C16 ex PALLAS | Pallas [T41,T42] | PORTLAOISE |  | 53.0595 | -7.4293
MV/LV Substation BA***052 |  | 10 kV | _ | LV | 400 kVA :Kiosk Substation | 0.4 | --> | 0.4 | 0 | 0 | Constrained,otherwise capacity available =231kVA. | --> | 0.38 | 0 | 0.041496 | 0.42488 | 0 |  | --> | C14 ex DUNDRUM | Dundrum [T41,T42] | BLACKROCK |  | 53.2871 | -6.2579
MV/LV Substation BA***052 |  | 10 kV | _ | LV | 50 kVA :Pole Substation | 0.05 | --> | 0.05 | 0 | 0 | Constrained,otherwise capacity available =44kVA. | --> | 0.0475 | 0 | 0 | 0.050903 | 0 |  | --> | C17 ex SKIBBEREEN | Skibbereen [T41,T42] | DUNMANWAY |  | 51.5322 | -9.2151
MV/LV Substation BA***053 |  | 20 kV | _ | LV | 50 kVA :Pole Substation | 0.05 | --> | 0.05 | 0.025 | 13.8 |  | --> | 0.0475 | 0 | 0 | 0.053659 | 0 |  | --> | C14 ex SINGLAND | Singland [T101,T102] | SINGLAND |  | 52.6274 | -8.576
MV/LV Substation BA***054Y |  | 20 kV | _ | LV | 100 kVA :Pole Substation | 0.1 | --> | 0.1 | 0.1 | 1.7 |  | --> | 0.095 | 0 | 0 | 0.1 | 0 |  | --> | C26 ex ATHY | Athy [T101,T102] | ATHY |  | 53.1048 | -6.9679
MV/LV Substation BA***055 |  | 10 kV | _ | LV | 1000 kVA :Building Structure | 1 | --> | 1 | 0.5 | 3.3 |  | --> | 0.95 | 0 | 0.002964 | 0.5 | 0 |  | --> | C04 ex PEMBROKE | Pembroke [T41,T42,T43,T44] | RINGSEND |  | 53.333 | -6.237
MV/LV Substation BA***055Y |  | 20 kV | _ | LV | 200 kVA :Pole Substation | 0.2 | --> | 0.2 | 0 | 0 | Constrained,otherwise capacity available =200kVA. | --> | 0.19 | 0 | 0 | 0.2 | 0 |  | --> | E14 ex DALTON | Dalton [T421,T422] | DALTON |  | 53.7525 | -8.9653
MV/LV Substation BA***056 |  | 10 kV | _ | LV | 50 kVA :Pole Substation | 0.05 | --> | 0.05 | 0.035 | 2.2 |  | --> | 0.0475 | 0 | 0 | 0.052228 | 0 |  | --> | C26 ex BAILIEBORO | Bailieboro [T41,T42] | MEATH HILL |  | 53.9201 | -6.9696
MV/LV Substation BA***056 |  | 20 kV | _ | LV | 50 kVA :Pole Substation | 0.05 | --> | 0.05 | 0.022 | 0.6 |  | --> | 0.0475 | 0 | 0 | 0.05408 | 0 |  | --> | E11 ex FERNS | Ferns [T421] | CRANE |  | 52.6328 | -6.5496
MV/LV Substation BA***056Y |  | 10 kV | _ | LV | 50 kVA :Pole Substation | 0.05 | --> | 0.05 | 0 | 0 | Constrained,otherwise capacity available =33kVA. | --> | 0.0475 | 0 | 0.008151 | 0.052518 | 0 |  | --> | C29 ex GRANGE CASTLE | Grange Castle [T101,T102] | INCHICORE 220KV |  | 53.2924 | -6.4891
MV/LV Substation BA***057 |  | 10 kV | _ | LV | 630 kVA :Building Structure | 0.63 | --> | 0.63 | 0 | 0 | Constrained,otherwise capacity available =394kVA. | --> | 0.5985 | 0 | 0.014079 | 0.5 | 0 |  | --> | C17 ex WHITEHALL | Whitehall [T41] | FINGLAS |  | 53.3761 | -6.2704
MV/LV Substation BA***057 |  | 10 kV | _ | LV | 100 kVA :Pole Substation | 0.1 | --> | 0.1 | 0.065 | 2.8 |  | --> | 0.095 | 0 | 0 | 0.10518 | 0 |  | --> | C19 ex RECESS | Recess [T41] | SCREEB |  | 53.4668 | -9.8702
MV/LV Substation BA***057X |  | 10 kV | _ | LV | 200 kVA :Kiosk Substation | 0.2 | --> | 0.2 | 0 | 0 | Constrained,otherwise capacity available =159kVA. | --> | 0.19 | 0 | 0.003705 | 0.20613 | 0 |  | --> | C20 ex BALLYBEGGAN | Ballybeggan [T43,T44] | TRALEE |  | 52.2698 | -9.6864
MV/LV Substation BA***057X |  | 20 kV | _ | LV | 100 kVA :Pole Substation | 0.1 | --> | 0.1 | 0 | 0 | Constrained,otherwise capacity available =97kVA. | --> | 0.095 | 0 | 0 | 0.10045 | 0 |  | --> | C11 ex ENNIS NORTH | Ennis North [T41,T42] | ENNIS |  | 52.9581 | -9.044
MV/LV Substation BA***058 |  | 10 kV | _ | LV | 50 kVA :Pole Substation | 0.05 | --> | 0.05 | 0.039 | 13.5 |  | --> | 0.0475 | 0 | 0.003705 | 0.051643 | 0 |  | --> | C21 ex ENNIS | Ennis [T101,T102] | ENNIS |  | 52.9226 | -8.9166
MV/LV Substation BA***058 |  | 10 kV | _ | LV | 400 kVA :Kiosk Substation | 0.4 | --> | 0.4 | 0.3 | 12.2 |  | --> | 0.38 | 0 | 0 | 0.41491 | 0 |  | --> | C22 ex BALLYBEG | Ballybeg [T101,T102] | CARRICKMINES |  | 52.9821 | -6.0433
MV/LV Substation BA***058 |  | 10 kV | _ | LV | 50 kVA :Pole Substation | 0.05 | --> | 0.05 | 0 | 0 | Constrained,otherwise capacity available =49kVA. | --> | 0.0475 | 0 | 0 | 0.050152 | 0 |  | --> | C15 ex KINSALE | Kinsale [T41,T42] | BANDON |  | 51.6986 | -8.4839
MV/LV Substation BA***058Y |  | 10 kV | _ | LV | 50 kVA :Pole Substation | 0.05 | --> | 0.05 | 0 | 0 | Constrained,otherwise capacity available =50kVA. | --> | 0.0475 | 0 | 0 | 0 | 0 | Constrained,otherwise capacity available =50kW. | --> | C20 ex KNOCKAPHUNTA | Knockaphunta [T41,T42] | CASTLEBAR |  | 53.8406 | -9.2807
MV/LV Substation BA***058Y |  | 20 kV | _ | LV | 50 kVA :Pole Substation | 0.05 | --> | 0.05 | 0 | 0 | Constrained,otherwise capacity available =49kVA. | --> | 0.0475 | 0 | 0 | 0.050152 | 0 |  | --> | E14 ex DALTON | Dalton [T421,T422] | DALTON |  | 53.7637 | -8.9679
MV/LV Substation BA***059 |  | 20 kV | _ | LV | 100 kVA :Pole Substation | 0.1 | --> | 0.1 | 0.057 | 13.8 |  | --> | 0.095 | 0 | 0.003705 | 0.10633 | 0 |  | --> | C14 ex SINGLAND | Singland [T101,T102] | SINGLAND |  | 52.5979 | -8.5478
MV/LV Substation BA***059X |  | 20 kV | _ | LV | 50 kVA :Pole Substation | 0.05 | --> | 0.05 | 0.031 | 0.4 |  | --> | 0.0475 | 0 | 0.004446 | 0.052806 | 0 |  | --> | C16 ex CARRAROE | Carraroe [T42] | SCREEB |  | 53.067 | -9.5279
MV/LV Substation BA***059Y |  | 10 kV | _ | LV | 200 kVA :Pole Substation | 0.2 | --> | 0.2 | 0 | 0 | Constrained,otherwise capacity available =191kVA. | --> | 0.19 | 0 | 0.001482 | 0.20136 | 0 |  | --> | C12 ex BALLYHALE | Ballyhale [T42,T421] | KILKENNY |  | 52.4772 | -7.2098
MV/LV Substation BA***059Y |  | 20 kV | _ | LV | 50 kVA :Pole Substation | 0.05 | --> | 0.05 | 0 | 0 | Constrained,otherwise capacity available =38kVA. | --> | 0.0475 | 0 | 0 | 0 | 0 | Constrained,otherwise capacity available =51.8kW. | --> | E12 ex CASTLELYONS | Castlelyons [T421,T422] | BARRYMORE |  | 52.0692 | -8.276
MV/LV Substation BA***059Y |  | 20 kV | _ | LV | 50 kVA :Pole Substation | 0.05 | --> | 0.05 | 0 | 0 | Constrained,otherwise capacity available =49kVA. | --> | 0.0475 | 0 | 0.00741 | 0.050152 | 0 |  | --> | E14 ex DALTON | Dalton [T421,T422] | DALTON |  | 53.7406 | -8.976
MV/LV Substation BA***061 |  | 10 kV | _ | LV | 50 kVA :Pole Substation | 0.05 | --> | 0.05 | 0.044 | 5.6 |  | --> | 0.0475 | 0 | 0 | 0.050903 | 0 |  | --> | C12 ex KILCOOLE | Kilcoole [T41,T42] | FASSAROE |  | 53.0974 | -6.0535
MV/LV Substation BA***061 |  | 10 kV | _ | LV | 400 kVA :Kiosk Substation | 0.4 | --> | 0.4 | 0.347 | 2.3 |  | --> | 0.38 | 0 | 0.011115 | 0.40797 | 0 |  | --> | C18 ex BALLYRICKARD | Ballyrickard [T41,T42] | TRALEE |  | 52.2708 | -9.7212
MV/LV Substation BA***061X |  | 20 kV | _ | LV | 50 kVA :Pole Substation | 0.05 | --> | 0.05 | 0.042 | 0.4 |  | --> | 0.0475 | 0 | 0.001482 | 0.0512 | 0 |  | --> | C16 ex CARRAROE | Carraroe [T42] | SCREEB |  | 53.0668 | -9.5321
MV/LV Substation BA***061X |  | 20 kV | _ | LV | 200 kVA :Pole Substation | 0.2 | --> | 0.2 | 0.18 | 11.9 |  | --> | 0.19 | 0 | 0 | 0.20301 | 0 |  | --> | C27 ex SALTHILL | Salthill [T101,T102] | SALTHILL |  | 53.2789 | -9.1624
MV/LV Substation BA***061X |  | 20 kV | _ | LV | 50 kVA :Pole Substation | 0.05 | --> | 0.05 | 0 | 0 | Constrained,otherwise capacity available =28kVA. | --> | 0.0475 | 0 | 0 | 0.053235 | 0 |  | --> | C15 ex MOATE | Moate [T41,T42] | ATHLONE |  | 53.3946 | -7.7336
MV/LV Substation BA***062 |  | 20 kV | _ | LV | 400 kVA :Kiosk Substation | 0.4 | --> | 0.4 | 0 | 0 | Constrained,otherwise capacity available =398kVA. | --> | 0.38 | 0 | 0 | 0.4003 | 0 |  | --> | E11 ex GLASMORE | Glasmore [T421,T422] | GLASMORE |  | 53.487 | -6.1301
MV/LV Substation BA***062Y |  | 10 kV | _ | LV | 50 kVA :Pole Substation | 0.05 | --> | 0.05 | 0 | 0 | Constrained,otherwise capacity available =46kVA. | --> | 0.0475 | 0 | 0 | 0 | 0 | Constrained,otherwise capacity available =50.6kW. | --> | C17 ex COLLIGAN | Colligan [T41,T42] | DUNGARVAN |  | 52.0971 | -7.6509
MV/LV Substation BA***063Y |  | 20 kV | _ | LV | 100 kVA :Pole Substation | 0.1 | --> | 0.1 | 0 | 0 | Constrained,otherwise capacity available =88kVA. | --> | 0.095 | 0 | 0 | 0.10181 | 0 |  | --> | E19 ex CAVAN | Cavan [T42,T421] | SHANKILL |  | 53.9293 | -7.4074
MV/LV Substation BA***063Y |  | 20 kV | _ | LV | 100 kVA :Pole Substation | 0.1 | --> | 0.1 | 0.099 | 0.6 |  | --> | 0.095 | 0 | 0 | 0.10015 | 0 |  | --> | E11 ex FERNS | Ferns [T421] | CRANE |  | 52.6255 | -6.4946
MV/LV Substation BA***063Z |  | 10 kV | _ | LV | 50 kVA :Pole Substation | 0.05 | --> | 0.05 | 0.046 | 1.7 |  | --> | 0.0475 | 0 | 0.008151 | 0.050604 | 0 |  | --> | C21 ex ATHY | Athy [T101,T102] | ATHY |  | 52.9679 | -7.0793
MV/LV Substation BA***064 |  | 10 kV | _ | LV | 50 kVA :Pole Substation | 0.05 | --> | 0.05 | 0.048 | 1.9 |  | --> | 0.0475 | 0 | 0 | 0 | 0 | Constrained,otherwise capacity available =50.3kW. | --> | C16 ex TURLOUGH ROAD | Turlough Road [T41,T42] | CASTLEBAR |  | 53.8718 | -9.2913
MV/LV Substation BA***064X |  | 10 kV | _ | LV | 50 kVA :Pole Substation | 0.05 | --> | 0.05 | 0 | 0 | Constrained,otherwise capacity available =44kVA. | --> | 0.0475 | 0 | 0 | 0.050903 | 0 |  | --> | C15 ex GARRYSPILLANE | Garryspillane [T41] | TIPPERARY |  | 52.3753 | -8.3525
MV/LV Substation BA***064Y |  | 20 kV | _ | LV | 50 kVA :Pole Substation | 0.05 | --> | 0.05 | 0.047 | 8.2 |  | --> | 0.0475 | 0 | 0 | 0.050453 | 0 |  | --> | C17 ex MOUNT MISERY | Mount Misery [T41,T42] | WATERFORD |  | 52.3082 | -7.0351
MV/LV Substation BA***065 |  | 10 kV | _ | LV | 400 kVA :Kiosk Substation | 0.4 | --> | 0.4 | 0.169 | 9.1 |  | --> | 0.38 | 0 | 0.009633 | 0.43362 | 0 |  | --> | C23 ex CENTRE PARK ROAD | Marina [T105,T106] | MARINA |  | 51.8965 | -8.4325
MV/LV Substation BA***065 |  | 10 kV | _ | LV | 630 kVA :Building Structure | 0.63 | --> | 0.63 | 0 | 0 | Constrained,otherwise capacity available =305kVA. | --> | 0.5985 | 0 | 0.051129 | 0.5 | 0 |  | --> | C13 ex BALLYBODEN | Ballyboden [T41,T42] | COOKSTOWN |  | 53.2889 | -6.2805
MV/LV Substation BA***065 |  | 10 kV | _ | LV | 400 kVA :Building Structure | 0.4 | --> | 0.4 | 0 | 0 | Constrained,otherwise capacity available =124kVA. | --> | 0.38 | 0 | 0.016302 | 0.43983 | 0 |  | --> | C20 ex MERVILLE | Merville [T41,T42] | FINGLAS |  | 53.395 | -6.3071
MV/LV Substation BA***065X |  | 10 kV | _ | LV | 200 kVA :Kiosk Substation | 0.2 | --> | 0.2 | 0.174 | 11.9 |  | --> | 0.19 | 0 | 0.003705 | 0.20391 | 0 |  | --> | C28 ex SALTHILL | Salthill [T101,T102] | SALTHILL |  | 53.2598 | -9.1308
MV/LV Substation BA***065Y |  | 10 kV | _ | LV | 400 kVA :Kiosk Substation | 0.4 | --> | 0.4 | 0 | 0 | Constrained,otherwise capacity available =388kVA. | --> | 0.38 | 0 | 0.02223 | 0.40182 | 0 |  | --> | C11 ex CASTLECOMER | Castlecomer [T41,T42] | BALLYRAGGET |  | 52.7878 | -7.2093
MV/LV Substation BA***066Y |  | 10 kV | _ | LV | 200 kVA :Kiosk Substation | 0.2 | --> | 0.2 | 0 | 0 | Constrained,otherwise capacity available =108kVA. | --> | 0.19 | 0 | 0.006669 | 0.21351 | 0 |  | --> | C14 ex BALLYHALE | Ballyhale [T42,T421] | KILKENNY |  | 52.4682 | -7.2004
MV/LV Substation BA***066Z |  | 20 kV | _ | LV | 400 kVA :Kiosk Substation | 0.4 | --> | 0.4 | 0 | 0 | Constrained,otherwise capacity available =399kVA. | --> | 0.38 | 0 | 0 | 0.40015 | 0 |  | --> | C11 ex LOUGHSHINNY | Loughshinny [T41,T42] | GLASMORE |  | 53.5089 | -6.1487
MV/LV Substation BA***067 |  | 20 kV | _ | LV | 200 kVA :Pole Substation | 0.2 | --> | 0.2 | 0 | 0 | Constrained,otherwise capacity available =93kVA. | --> | 0.19 | 0 | 0 | 0.21562 | 0 |  | --> | E16 ex CURRALEIGH | Curraleigh [T421,T422] | KILBARRY |  | 51.9789 | -8.7323
MV/LV Substation BA***067 |  | 20 kV | _ | LV | 50 kVA :Pole Substation | 0.05 | --> | 0.05 | 0.038 | 4.4 |  | --> | 0.0475 | 0 | 0.01482 | 0.05179 | 0 |  | --> | E18 ex CRANE | Crane [T122] | CRANE |  | 52.5256 | -6.425
MV/LV Substation BA***068 |  | 10 kV | _ | LV | 400 kVA :Kiosk Substation | 0.4 | --> | 0.4 | 0.322 | 0.9 |  | --> | 0.38 | 0 | 0 | 0.40333 | 0 |  | --> | C14 ex WOODFORD | Woodford [T41,T42] | KNOCKEARAGH |  | 52.0639 | -9.4738
MV/LV Substation BA***068X |  | 10 kV | _ | LV | 630 kVA :Building Structure | 0.63 | --> | 0.63 | 0.5 | 1.5 |  | --> | 0.5985 | 0 | 0 | 0.5 | 0 |  | --> | C17 ex BALLYARD | Ballyard [T41,T42] | TRALEE |  | 52.2609 | -9.6924
MV/LV Substation BA***069 |  | 10 kV | _ | LV | 630 kVA :Kiosk Substation | 0.63 | --> | 0.63 | 0.435 | 0.8 |  | --> | 0.5985 | 0 | 0.003705 | 0.5 | 0 |  | --> | C20 ex MANOR STREET | Manor Street [T41,T42] | WATERFORD |  | 52.2541 | -7.1142
MV/LV Substation BA***070X |  | 10 kV | _ | LV | 50 kVA :Pole Substation | 0.05 | --> | 0.05 | 0 | 0 | Constrained,otherwise capacity available =50kVA. | --> | 0.0475 | 0 | 0 | 0.05 | 0 |  | --> | C11 ex SCARIFF | Scariff [T42] | ENNIS |  | 52.8728 | -8.4888
MV/LV Substation BA***070X |  | 10 kV | _ | LV | 400 kVA :Kiosk Substation | 0.4 | --> | 0.4 | 0 | 0 | Constrained,otherwise capacity available =209kVA. | --> | 0.38 | 0 | 0.014079 | 0 | 0 | Constrained,otherwise capacity available =428kW. | --> | C15 ex BANTRY | Bantry [T41,T42] | BALLYLICKY |  | 51.6807 | -9.452
MV/LV Substation BA***071 |  | 10 kV | _ | LV | 100 kVA :Pole Substation | 0.1 | --> | 0.1 | 0.032 | 3.9 |  | --> | 0.095 | 0 | 0.002223 | 0.10982 | 0 |  | --> | C16 ex ARDFINNAN | Ardfinnan [T42] | CAHIR |  | 52.3082 | -7.8903
MV/LV Substation BA***071X |  | 10 kV | _ | LV | 50 kVA :Pole Substation | 0.05 | --> | 0.05 | 0.032 | 11.9 |  | --> | 0.0475 | 0 | 0 | 0.052662 | 0 |  | --> | C28 ex SALTHILL | Salthill [T101,T102] | SALTHILL |  | 53.2558 | -9.1352
MV/LV Substation BA***072 |  | 10 kV | _ | LV | 50 kVA :Pole Substation | 0.05 | --> | 0.05 | 0.031 | 13.8 |  | --> | 0.0475 | 0 | 0 | 0.052806 | 0 |  | --> | C20 ex SINGLAND | Singland [T101,T102] | SINGLAND |  | 52.6478 | -8.5708
MV/LV Substation BA***072X |  | 20 kV | _ | LV | 50 kVA :Pole Substation | 0.05 | --> | 0.05 | 0.035 | 1.4 |  | --> | 0.0475 | 0 | 0 | 0.052228 | 0 |  | --> | E11 ex KILLINICK | Killinick [T421,T422] | WEXFORD |  | 52.1977 | -6.5183
MV/LV Substation BA***072X |  | 20 kV | _ | LV | 100 kVA :Pole Substation | 0.1 | --> | 0.1 | 0.061 | 1.1 |  | --> | 0.095 | 0 | 0.003705 | 0.10575 | 0 |  | --> | E18 ex BIRR | Birr [T41,T422] | DALLOW |  | 53.1056 | -7.9133
MV/LV Substation BA***072Y |  | 10 kV | _ | LV | 50 kVA :Pole Substation | 0.05 | --> | 0.05 | 0.05 | 0.9 |  | --> | 0.0475 | 0 | 0 | 0 | 0 | Constrained,otherwise capacity available =50kW. | --> | C18 ex SPA ROAD | Spa Road [T41,T42] | DOON |  | 52.3599 | -7.6189
MV/LV Substation BA***073 |  | 10 kV | _ | LV | 400 kVA :Kiosk Substation | 0.4 | --> | 0.4 | 0 | 0 | Constrained,otherwise capacity available =361kVA. | --> | 0.38 | 0 | 0 | 0.40588 | 0 |  | --> | C19 ex PARKMORE | Parkmore [T41,T42] | GALWAY 110KV |  | 53.2969 | -8.9861
MV/LV Substation BA***073 |  | 20 kV | _ | LV | 50 kVA :Pole Substation | 0.05 | --> | 0.05 | 0 | 0 | Constrained,otherwise capacity available =40kVA. | --> | 0.0475 | 0 | 0 | 0 | 0 | Constrained,otherwise capacity available =51.5kW. | --> | E16 ex KILMACTHOMAS | Kilmacthomas [T421,T422] | DUNGARVAN |  | 52.1747 | -7.3908
MV/LV Substation BA***073 |  | 10 kV | _ | LV | 100 kVA :Pole Substation | 0.1 | --> | 0.1 | 0.062 | 2.3 |  | --> | 0.095 | 0 | 0 | 0.10561 | 0 |  | --> | C17 ex BALLYRICKARD | Ballyrickard [T41,T42] | TRALEE |  | 52.3006 | -9.8574
MV/LV Substation BA***073X |  | 20 kV | _ | LV | 50 kVA :Pole Substation | 0.05 | --> | 0.05 | 0 | 0 | Constrained,otherwise capacity available =41kVA. | --> | 0.0475 | 0 | 0 | 0.051348 | 0 |  | --> | E17 ex BALLYHALE | Ballyhale [T42,T421] | KILKENNY |  | 52.4874 | -7.1087
MV/LV Substation BA***074 |  | 10 kV | _ | LV | 50 kVA :Pole Substation | 0.05 | --> | 0.05 | 0 | 0 | Constrained,otherwise capacity available =48kVA. | --> | 0.0475 | 0 | 0 | 0 | 0 | Constrained,otherwise capacity available =50.3kW. | --> | C11 ex RATHDRUM | Rathdrum [T42] | ARKLOW |  | 52.9459 | -6.187
MV/LV Substation BA***074X |  | 20 kV | _ | LV | 200 kVA :Kiosk Substation | 0.2 | --> | 0.2 | 0 | 0 | Constrained,otherwise capacity available =190kVA. | --> | 0.19 | 0 | 0 | 0.20151 | 0 |  | --> | C16 ex MOATE | Moate [T41,T42] | ATHLONE |  | 53.4907 | -7.6681
MV/LV Substation BA***074Z |  | 20 kV | _ | LV | 50 kVA :Pole Substation | 0.05 | --> | 0.05 | 0 | 0 | Constrained,otherwise capacity available =40kVA. | --> | 0.0475 | 0 | 0 | 0 | 0 | Constrained,otherwise capacity available =51.5kW. | --> | C20 ex KNOCKMULLEN | Knockmullen [T42,T421] | GREAT ISLAND |  | 52.309 | -6.8576
MV/LV Substation BA***075 |  | 10 kV | _ | LV | 630 kVA :Building Structure | 0.63 | --> | 0.63 | 0 | 0 | Constrained,otherwise capacity available =457kVA. | --> | 0.5985 | 0 | 0.008892 | 0.5 | 0 |  | --> | C12 ex RATHMULLAN | Rathmullan [T41,T42] | DRYBRIDGE |  | 53.712 | -6.3606
MV/LV Substation BA***075 |  | 10 kV | _ | LV | 400 kVA :Building Structure | 0.4 | --> | 0.4 | 0.112 | 1.8 |  | --> | 0.38 | 0 | 0.004446 | 0.44147 | 0 |  | --> | C14 ex MOYLISH | Moylish [T41,T42] | ARDNACRUSHA |  | 52.6767 | -8.6425
MV/LV Substation BA***076 |  | 10 kV | _ | LV | 50 kVA :Pole Substation | 0.05 | --> | 0.05 | 0.049 | 4.2 |  | --> | 0.0475 | 0 | 0 | 0.050152 | 0 |  | --> | C22 ex NEWMARKET (SR) | Newmarket (sr) [T41,T42] | GLENLARA |  | 52.1665 | -8.9913
MV/LV Substation BA***076 |  | 10 kV | _ | LV | 400 kVA :Kiosk Substation | 0.4 | --> | 0.4 | 0 | 0 | Constrained,otherwise capacity available =185kVA. | --> | 0.38 | 0 | 0.011115 | 0.43138 | 0 |  | --> | C19 ex MULGANNON | Mulgannon [T41,T42] | WEXFORD |  | 52.3304 | -6.4518
MV/LV Substation BA***077 |  | 10 kV | _ | LV | 25 kVA :Pole Substation | 0.025 | --> | 0.025 | 0.01 | 3.4 |  | --> | 0.02375 | 0 | 0 | 0.027179 | 0 |  | --> | C19 ex GLENGOOLE | Glengoole [T41] | THURLES |  | 52.589 | -7.5914
MV/LV Substation BA***077 |  | 10 kV | _ | LV | 200 kVA :Pole Substation | 0.2 | --> | 0.2 | 0.19 | 7.9 |  | --> | 0.19 | 0 | 0 | 0.20151 | 0 |  | --> | C19 ex DUNMANWAY | Dunmanway [T422,T43] | DUNMANWAY |  | 51.7239 | -9.0926
MV/LV Substation BA***079 |  | 10 kV | _ | LV | 100 kVA :Pole Substation | 0.1 | --> | 0.1 | 0.079 | 2.4 |  | --> | 0.095 | 0 | 0 | 0 | 0 | Constrained,otherwise capacity available =103.1kW. | --> | C15 ex KILTIMAGH | Kiltimagh [T41] | CASTLEBAR |  | 53.8283 | -9.0402
MV/LV Substation BA***079X |  | 10 kV | _ | LV | 400 kVA :Building Structure | 0.4 | --> | 0.4 | 0.225 | 0.4 |  | --> | 0.38 | 0 | 0.09633 | 0.4096 | 0 |  | --> | C17 ex CARRICKMINES | Carrickmines [T41,T42] | CARRICKMINES |  | 53.256 | -6.1932
MV/LV Substation BA***080 |  | 10 kV | _ | LV | 400 kVA :Kiosk Substation | 0.4 | --> | 0.4 | 0.183 | 2.3 |  | --> | 0.38 | 0 | 0.003705 | 0.43166 | 0 |  | --> | C19 ex BALLYRICKARD | Ballyrickard [T41,T42] | TRALEE |  | 52.2725 | -9.7109
MV/LV Substation BA***080 |  | 10 kV | _ | LV | 100 kVA :Pole Substation | 0.1 | --> | 0.1 | 0 | 0 | Constrained,otherwise capacity available =84kVA. | --> | 0.095 | 0 | 0 | 0.1024 | 0 |  | --> | C15 ex DRUMQUIN | Drumquin [T42] | ENNIS |  | 52.7206 | -9.0654
MV/LV Substation BA***080X |  | 20 kV | _ | LV | 100 kVA :Pole Substation | 0.1 | --> | 0.1 | 0 | 0 | Constrained,otherwise capacity available =99kVA. | --> | 0.095 | 0 | 0 | 0.10015 | 0 |  | --> | E16 ex DINGLE | Dingle [T421,T422] | OUGHTRAGH |  | 52.1442 | -10.2163
MV/LV Substation BA***081 |  | 20 kV | _ | LV | 100 kVA :Pole Substation | 0.1 | --> | 0.1 | 0.08 | 0.4 |  | --> | 0.095 | 0 | 0.001482 | 0.10299 | 0 |  | --> | C16 ex CARRAROE | Carraroe [T42] | SCREEB |  | 53.1249 | -9.663
MV/LV Substation BA***081 |  | 20 kV | _ | LV | 200 kVA :Pole Substation | 0.2 | --> | 0.2 | 0 | 0 | Constrained,otherwise capacity available =196kVA. | --> | 0.19 | 0 | 0 | 0.20061 | 0 |  | --> | E11 ex BALLYHALE | Ballyhale [T42,T421] | KILKENNY |  | 52.4964 | -7.1845
MV/LV Substation BA***081X |  | 10 kV | _ | LV | 50 kVA :Pole Substation | 0.05 | --> | 0.05 | 0 | 0 | Constrained,otherwise capacity available =50kVA. | --> | 0.0475 | 0 | 0 | 0.05 | 0 |  | --> | C14 ex GREYSTONES | Greystones [T41,T42] | FASSAROE |  | 53.1722 | -6.1733
MV/LV Substation BA***081X |  | 10 kV | _ | LV | 50 kVA :Pole Substation | 0.05 | --> | 0.05 | 0.035 | 3.7 |  | --> | 0.0475 | 0 | 0.008151 | 0.052228 | 0 |  | --> | C12 ex KILFLYNN | Kilflynn [T41,T42] | TRALEE |  | 52.3512 | -9.628
MV/LV Substation BA***082 |  | 10 kV | _ | LV | 400 kVA :Kiosk Substation | 0.4 | --> | 0.4 | 0 | 0 | Constrained,otherwise capacity available =400kVA. | --> | 0.38 | 0 | 0 | 0 | 0 | Constrained,otherwise capacity available =400kW. | --> | E19 ex FOXHOLE | Foxhole [T421,T422] | DUNGARVAN |  | 52.0014 | -7.8858
MV/LV Substation BA***082X |  | 10 kV | _ | LV | 1000 kVA :Building Structure | 1 | --> | 1 | 0.441 | 4 |  | --> | 0.95 | 0 | 0.01482 | 0.5 | 0 |  | --> | C28 ex WOLFE TONE STREET | Wolfe Tone Street [T101,T102] | FINGLAS |  | 53.347 | -6.2627
MV/LV Substation BA***082Y |  | 10 kV | _ | LV | 50 kVA :Pole Substation | 0.05 | --> | 0.05 | 0 | 0 | Constrained,otherwise capacity available =49kVA. | --> | 0.0475 | 0 | 0 | 0 | 0 | Constrained,otherwise capacity available =50.2kW. | --> | C23 ex TINAHASK | Tinahask [T41,T42] | ARKLOW |  | 52.7832 | -6.1888
MV/LV Substation BA***082Z |  | 20 kV | _ | LV | 200 kVA :Kiosk Substation | 0.2 | --> | 0.2 | 0 | 0 | Constrained,otherwise capacity available =165kVA. | --> | 0.19 | 0 | 0 | 0 | 0 | Constrained,otherwise capacity available =205.2kW. | --> | E18 ex FOXHOLE | Foxhole [T421,T422] | DUNGARVAN |  | 52.007 | -7.8203
MV/LV Substation BA***083X |  | 20 kV | _ | LV | 100 kVA :Pole Substation | 0.1 | --> | 0.1 | 0.084 | 2.3 |  | --> | 0.095 | 0 | 0.003705 | 0.1024 | 0 |  | --> | E14 ex MOY | Moy [T421,T422] | MOY |  | 54.21 | -9.2126
MV/LV Substation BA***084X |  | 20 kV | _ | LV | 50 kVA :Pole Substation | 0.05 | --> | 0.05 | 0.046 | 2 |  | --> | 0.0475 | 0 | 0 | 0.050604 | 0 |  | --> | E15 ex MOHILL | Mohill [T421,T422] | CARRICK ON SHANNON |  | 54.031 | -7.7909
MV/LV Substation BA***084Z |  | 20 kV | _ | LV | 630 kVA :Kiosk Substation | 0.63 | --> | 0.63 | 0 | 0 | Constrained,otherwise capacity available =500kVA. | --> | 0.5985 | 0 | 0 | 0.5 | 0 |  | --> | E12 ex ACADEMY STREET | Academy Street [T421,T422,T44] | NAVAN |  | 53.6431 | -6.6604
MV/LV Substation BA***084Z |  | 10 kV | _ | LV | 200 kVA :Kiosk Substation | 0.2 | --> | 0.2 | 0 | 0 | Constrained,otherwise capacity available =100kVA. | --> | 0.19 | 0 | 0.013338 | 0.21351 | 0 |  | --> | C11 ex MORRISTOWN | Morristown [T41,T42] | NEWBRIDGE |  | 53.1672 | -6.8152
MV/LV Substation BA***085 |  | 10 kV | _ | LV | 100 kVA :Pole Substation | 0.1 | --> | 0.1 | 0 | 0 | Constrained,otherwise capacity available =96kVA. | --> | 0.095 | 0 | 0 | 0 | 0 | Constrained,otherwise capacity available =100.6kW. | --> | C20 ex CLOONLOUGH | Cloonlough [T41,T42] | BARRYMORE |  | 52.258 | -8.258
MV/LV Substation BA***085X |  | 20 kV | _ | LV | 50 kVA :Pole Substation | 0.05 | --> | 0.05 | 0 | 0 | Constrained,otherwise capacity available =45kVA. | --> | 0.0475 | 0 | 0 | 0.050753 | 0 |  | --> | C11 ex ENNIS NORTH | Ennis North [T41,T42] | ENNIS |  | 52.948 | -9.0771
MV/LV Substation BA***085Z |  | 10 kV | _ | LV | 50 kVA :Pole Substation | 0.05 | --> | 0.05 | 0.05 | 0.1 |  | --> | 0.0475 | 0 | 0 | 0.05 | 0 |  | --> | C16 ex KILCULLEN | Kilcullen [T41,T42,T424] | STRATFORD |  | 53.12 | -6.7967
MV/LV Substation BA***086 |  | 20 kV | _ | LV | 50 kVA :Pole Substation | 0.05 | --> | 0.05 | 0.043 | 3.3 |  | --> | 0.0475 | 0 | 0 | 0.051052 | 0 |  | --> | E16 ex BALLYBUNION | Ballybunion [T421,T422] | TRIEN |  | 52.4913 | -9.6723
MV/LV Substation BA***087 |  | 10 kV | _ | LV | 200 kVA :Kiosk Substation | 0.2 | --> | 0.2 | 0 | 0 | Constrained,otherwise capacity available =130kVA. | --> | 0.19 | 0 | 0.003705 | 0.21036 | 0 |  | --> | C20 ex BALLYBEGGAN | Ballybeggan [T43,T44] | TRALEE |  | 52.2698 | -9.6836
MV/LV Substation BA***087Z |  | 10 kV | _ | LV | 200 kVA :Kiosk Substation | 0.2 | --> | 0.2 | 0 | 0 | Constrained,otherwise capacity available =134kVA. | --> | 0.19 | 0 | 0 | 0.20978 | 0 |  | --> | C21 ex PORTARLINGTON | Portarlington [T43] | BLAKE |  | 53.1516 | -7.19
MV/LV Substation BA***088 |  | 10 kV | _ | LV | 200 kVA :Kiosk Substation | 0.2 | --> | 0.2 | 0 | 0 | Constrained,otherwise capacity available =104kVA. | --> | 0.19 | 0 | 0.006669 | 0.21407 | 0 |  | --> | C17 ex RATHMULLAN | Rathmullan [T41,T42] | DRYBRIDGE |  | 53.713 | -6.3662
MV/LV Substation BA***088 |  | 10 kV | _ | LV | 400 kVA :Building Structure | 0.4 | --> | 0.4 | 0.242 | 11.1 |  | --> | 0.38 | 0 | 0 | 0.42331 | 0 |  | --> | C24 ex CABRA | Cabra [T101,T102] | FINGLAS |  | 53.374 | -6.3038
MV/LV Substation BA***088 |  | 10 kV | _ | LV | 630 kVA :Building Structure | 0.63 | --> | 0.63 | 0.444 | 9.1 |  | --> | 0.5985 | 0 | 0.048165 | 0.5 | 0 |  | --> | C28 ex CENTRE PARK ROAD | Marina [T105,T106] | MARINA |  | 51.8894 | -8.445
MV/LV Substation BA***088Y |  | 20 kV | _ | LV | 50 kVA :Pole Substation | 0.05 | --> | 0.05 | 0 | 0 | Constrained,otherwise capacity available =50kVA. | --> | 0.0475 | 0 | 0 | 0.05 | 0 |  | --> | E18 ex BALLINROBE | Ballinrobe [T421,T422] | DALTON |  | 53.6981 | -9.2973
MV/LV Substation BA***089 |  | 10 kV | _ | LV | 200 kVA :Pole Substation | 0.2 | --> | 0.2 | 0 | 0 | Constrained,otherwise capacity available =102kVA. | --> | 0.19 | 0 | 0.020748 | 0.21436 | 0 |  | --> | C15 ex KINSALE | Kinsale [T41,T42] | BANDON |  | 51.7092 | -8.5216
MV/LV Substation BA***091 |  | 20 kV | _ | LV | 100 kVA :Pole Substation | 0.1 | --> | 0.1 | 0 | 0 | Constrained,otherwise capacity available =77kVA. | --> | 0.095 | 0 | 0 | 0.10343 | 0 |  | --> | E20 ex GLASMORE | Glasmore [T421,T422] | GLASMORE |  | 53.4816 | -6.235
MV/LV Substation BA***091 |  | 10 kV | _ | LV | 400 kVA :Building Structure | 0.4 | --> | 0.4 | 0.179 | 0.8 |  | --> | 0.38 | 0 | 0.004446 | 0.43222 | 0 |  | --> | C12 ex MANOR STREET | Manor Street [T41,T42] | WATERFORD |  | 52.259 | -7.1144
MV/LV Substation BA***091 |  | 10 kV | _ | LV | 50 kVA :Pole Substation | 0.05 | --> | 0.05 | 0 | 0 | Constrained,otherwise capacity available =44kVA. | --> | 0.0475 | 0 | 0 | 0.050903 | 0 |  | --> | C15 ex GARRYSPILLANE | Garryspillane [T41] | TIPPERARY |  | 52.3528 | -8.2805
MV/LV Substation BA***091X |  | 20 kV | _ | LV | 100 kVA :Pole Substation | 0.1 | --> | 0.1 | 0 | 0 | Constrained,otherwise capacity available =61kVA. | --> | 0.095 | 0 | 0.011115 | 0.10575 | 0 |  | --> | E11 ex CAVAN | Cavan [T42,T421] | SHANKILL |  | 54.0461 | -7.3167
MV/LV Substation BA***092 |  | 10 kV | _ | LV | 100 kVA :Pole Substation | 0.1 | --> | 0.1 | 0 | 0 | Constrained,otherwise capacity available =95kVA. | --> | 0.095 | 0 | 0 | 0.10076 | 0 |  | --> | C17 ex SALLINS | Sallins [T41,T42] | GRIFFINRATH |  | 53.2928 | -6.6933
MV/LV Substation BA***092 |  | 10 kV | _ | LV | 200 kVA :Pole Substation | 0.2 | --> | 0.2 | 0.091 | 9.5 |  | --> | 0.19 | 0 | 0.014079 | 0.2159 | 0 |  | --> | C13 ex BANDON | Bandon [T101,T42] | BANDON |  | 51.7499 | -8.7428
MV/LV Substation BA***092 |  | 10 kV | _ | LV | 200 kVA :Pole Substation | 0.2 | --> | 0.2 | 0 | 0 | Constrained,otherwise capacity available =177kVA. | --> | 0.19 | 0 | 0 | 0.072493 | 0 | Constrained,otherwise capacity available =203.5kW. | --> | C16 ex TOOMEVARA | Toomevara [T42] | NENAGH |  | 52.8521 | -7.9778
MV/LV Substation BA***092X |  | 10 kV | _ | LV | 400 kVA :Building Structure | 0.4 | --> | 0.4 | 0 | 0 | Constrained,otherwise capacity available =329kVA. | --> | 0.38 | 0 | 0 | 0.41064 | 0 |  | --> | C26 ex KYLEERAGH | Kyleeragh [T41,T42] | NENAGH |  | 52.8952 | -8.2039
MV/LV Substation BA***094X |  | 10 kV | _ | LV | 100 kVA :Pole Substation | 0.1 | --> | 0.1 | 0 | 0 | Constrained,otherwise capacity available =58kVA. | --> | 0.095 | 0 | 0 | 0.10618 | 0 |  | --> | C19 ex CLONDALKIN | Clondalkin [T41,T42,T44] | INCHICORE 220KV |  | 53.2994 | -6.4328
MV/LV Substation BA***094X |  | 10 kV | _ | LV | 50 kVA :Pole Substation | 0.05 | --> | 0.05 | 0.039 | 2.3 |  | --> | 0.0475 | 0 | 0.009633 | 0.051643 | 0 |  | --> | C12 ex BALLYRICKARD | Ballyrickard [T41,T42] | TRALEE |  | 52.2777 | -9.7787
MV/LV Substation BA***094X |  | 20 kV | _ | LV | 200 kVA :Pole Substation | 0.2 | --> | 0.2 | 0.194 | 2.5 |  | --> | 0.19 | 0 | 0 | 0.20091 | 0 |  | --> | E17 ex EDGEWORTHSTOWN | Edgeworthstown [T421,T422] | RICHMOND |  | 53.7043 | -7.6708
MV/LV Substation BA***094Z |  | 10 kV | _ | LV | 50 kVA :Pole Substation | 0.05 | --> | 0.05 | 0 | 0 | Constrained,otherwise capacity available =50kVA. | --> | 0.0475 | 0 | 0 | 0.05 | 0 |  | --> | C18 ex LOUGHSHINNY | Loughshinny [T41,T42] | GLASMORE |  | 53.5421 | -6.12
MV/LV Substation BA***095 |  | 10 kV | _ | LV | 50 kVA :Pole Substation | 0.05 | --> | 0.05 | 0 | 0 | Constrained,otherwise capacity available =48kVA. | --> | 0.0475 | 0 | 0 | 0.050303 | 0 |  | --> | C18 ex BALLYHALE | Ballyhale [T42,T421] | KILKENNY |  | 52.481 | -7.2799
MV/LV Substation BA***095Y |  | 10 kV | _ | LV | 200 kVA :Pole Substation | 0.2 | --> | 0.2 | 0 | 0 | Constrained,otherwise capacity available =188kVA. | --> | 0.19 | 0 | 0 | 0.20181 | 0 |  | --> | C12 ex GARRYSPILLANE | Garryspillane [T41] | TIPPERARY |  | 52.3287 | -8.4347
MV/LV Substation BA***096 |  | 10 kV | _ | LV | 100 kVA :Pole Substation | 0.1 | --> | 0.1 | 0 | 0 | Constrained,otherwise capacity available =88kVA. | --> | 0.095 | 0 | 0 | 0.10181 | 0 |  | --> | C12 ex RIVERSTOWN | Riverstown [T41,T42] | KILBARRY |  | 51.9549 | -8.4205
MV/LV Substation BA***096Z |  | 10 kV | _ | LV | 630 kVA :Kiosk Substation | 0.63 | --> | 0.63 | 0.5 | 9.5 |  | --> | 0.5985 | 0 | 0.03705 | 0.5 | 0 |  | --> | C18 ex BANDON | Bandon [T101,T42] | BANDON |  | 51.8123 | -8.6511
MV/LV Substation BA***097 |  | 20 kV | _ | LV | 50 kVA :Pole Substation | 0.05 | --> | 0.05 | 0 | 0 | Constrained,otherwise capacity available =19kVA. | --> | 0.0475 | 0 | 0.041126 | 0 | 0 | Constrained,otherwise capacity available =54.5kW. | --> | E18 ex SPRINGS | Springs [T421,T422] | DUNGARVAN |  | 52.0506 | -7.5817
MV/LV Substation BA***097X |  | 10 kV | _ | LV | 400 kVA :Building Structure | 0.4 | --> | 0.4 | 0 | 0 | Constrained,otherwise capacity available =386kVA. | --> | 0.38 | 0 | 0 | 0.4 | 0 |  | --> | C22 ex SKIBBEREEN | Skibbereen [T41,T42] | DUNMANWAY |  | 51.5747 | -9.2711
MV/LV Substation BA***097X |  | 10 kV | _ | LV | 630 kVA :Kiosk Substation | 0.63 | --> | 0.63 | 0.5 | 11.9 |  | --> | 0.5985 | 0 | 0.017784 | 0.5 | 0 |  | --> | C28 ex SALTHILL | Salthill [T101,T102] | SALTHILL |  | 53.2511 | -9.1532
MV/LV Substation BA***097Y |  | 10 kV | _ | LV | 400 kVA :Building Structure | 0.4 | --> | 0.4 | 0 | 0 | Constrained,otherwise capacity available =316kVA. | --> | 0.38 | 0 | 0.02223 | 0.41256 | 0 |  | --> | C19 ex ENNIS NORTH | Ennis North [T41,T42] | ENNIS |  | 52.8757 | -8.9605
MV/LV Substation BA***098 |  | 10 kV | _ | LV | 400 kVA :Building Structure | 0.4 | --> | 0.4 | 0 | 0 | Constrained,otherwise capacity available =207kVA. | --> | 0.38 | 0 | 0.04446 | 0.42829 | 0 |  | --> | C14 ex RAHEEN | Raheen [T41,T42] | LIMERICK |  | 52.6404 | -8.652
MV/LV Substation BA***098Y |  | 10 kV | _ | LV | 200 kVA :Kiosk Substation | 0.2 | --> | 0.2 | 0 | 0 | Constrained,otherwise capacity available =119kVA. | --> | 0.19 | 0 | 0 | 0.21194 | 0 |  | --> | C20 ex MERVILLE | Merville [T41,T42] | FINGLAS |  | 53.3954 | -6.312
MV/LV Substation BA***098Z |  | 20 kV | _ | LV | 50 kVA :Pole Substation | 0.05 | --> | 0.05 | 0 | 0 | Constrained,otherwise capacity available =50kVA. | --> | 0.0475 | 0 | 0 | 0.05 | 0 |  | --> | E20 ex CLONMINCH | Clonminch [T41,T422] | THORNSBERRY |  | 53.2858 | -7.3589
MV/LV Substation BA***099 |  | 10 kV | _ | LV | 50 kVA :Pole Substation | 0.05 | --> | 0.05 | 0.037 | 3.7 |  | --> | 0.0475 | 0 | 0 | 0.051937 | 0 |  | --> | C12 ex KILFLYNN | Kilflynn [T41,T42] | TRALEE |  | 52.3917 | -9.6684
MV/LV Substation BA***099 |  | 10 kV | _ | LV | 500 kVA :Building Structure | 0.5 | --> | 0.5 | 0.303 | 4.2 |  | --> | 0.475 | 0 | 0.034827 | 0.5 | 0 |  | --> | C14 ex CRUMLIN | Crumlin [T41,T42] | INCHICORE 220KV |  | 53.3194 | -6.3214
MV/LV Substation BA***099 |  | 10 kV | _ | LV | 400 kVA :Kiosk Substation | 0.4 | --> | 0.4 | 0.307 | 5.6 |  | --> | 0.38 | 0 | 0.017784 | 0.41388 | 0 |  | --> | C12 ex KILCOOLE | Kilcoole [T41,T42] | FASSAROE |  | 53.1124 | -6.0633
MV/LV Substation BA***099 |  | 20 kV | _ | LV | 100 kVA :Pole Substation | 0.1 | --> | 0.1 | 0.084 | 4.4 |  | --> | 0.095 | 0 | 0 | 0.1024 | 0 |  | --> | E18 ex CRANE | Crane [T122] | CRANE |  | 52.4711 | -6.3122
MV/LV Substation BA***099X |  | 10 kV | _ | LV | 200 kVA :Pole Substation | 0.2 | --> | 0.2 | 0.162 | 11.9 |  | --> | 0.19 | 0 | 0.020748 | 0.20569 | 0 |  | --> | C28 ex SALTHILL | Salthill [T101,T102] | SALTHILL |  | 53.2498 | -9.157
MV/LV Substation BA***099Z |  | 10 kV | _ | LV | 50 kVA :Pole Substation | 0.05 | --> | 0.05 | 0 | 0 | Constrained,otherwise capacity available =39kVA. | --> | 0.0475 | 0 | 0 | 0.051643 | 0 |  | --> | C31 ex KILBARRY | Kilbarry [T101,T43] | KILBARRY |  | 51.9423 | -8.4451
MV/LV Substation BA***100 |  | 20 kV | _ | LV | 200 kVA :Pole Substation | 0.2 | --> | 0.2 | 0.165 | 0.2 |  | --> | 0.19 | 0 | 0.003705 | 0 | 0 | Constrained,otherwise capacity available =205.2kW. | --> | E15 ex BEALISTOWN | Bealistown [T421,T422] | GREAT ISLAND |  | 52.2804 | -6.8378
MV/LV Substation BA***100 |  | 10 kV | _ | LV | 1000 kVA :Building Structure | 1 | --> | 1 | 0 | 0 | Constrained,otherwise capacity available =500kVA. | --> | 0.95 | 0 | 0 | 0.5 | 0 |  | --> | C22 ex FORTUNESTOWN | Fortunestown [T101,T102] | INCHICORE 220KV |  | 53.2944 | -6.4421
MV/LV Substation BA***100 |  | 10 kV | _ | LV | 200 kVA :Kiosk Substation | 0.2 | --> | 0.2 | 0.138 | 0.1 |  | --> | 0.19 | 0 | 0.012597 | 0.2092 | 0 |  | --> | C15 ex CARRIGLAWN | Carriglawn [T41,T42] | WEXFORD |  | 52.3399 | -6.4751
MV/LV Substation BA***100Y |  | 10 kV | _ | LV | 50 kVA :Pole Substation | 0.05 | --> | 0.05 | 0 | 0 | Constrained,otherwise capacity available =35kVA. | --> | 0.0475 | 0 | 0 | 0 | 0 | Constrained,otherwise capacity available =52.2kW. | --> | C16 ex RATHDRUM | Rathdrum [T42] | ARKLOW |  | 52.9331 | -6.2443
MV/LV Substation BA***100Y |  | 10 kV | _ | LV | 50 kVA :Pole Substation | 0.05 | --> | 0.05 | 0.044 | 3.4 |  | --> | 0.0475 | 0 | 0 | 0.050903 | 0 |  | --> | C15 ex GLENGOOLE | Glengoole [T41] | THURLES |  | 52.6361 | -7.6129
MV/LV Substation BA***101 |  | 20 kV | _ | LV | 100 kVA :Pole Substation | 0.1 | --> | 0.1 | 0 | 0 | Constrained,otherwise capacity available =41kVA. | --> | 0.095 | 0 | 0.003705 | 0.10858 | 0 |  | --> | C22 ex ENNISTYMON | Ennistymon [T41,T42] | ENNIS |  | 53.0122 | -9.3872
MV/LV Substation BA***101 |  | 10 kV | _ | LV | 400 kVA :Building Structure | 0.4 | --> | 0.4 | 0 | 0 | Constrained,otherwise capacity available =139kVA. | --> | 0.38 | 0 | 0.019266 | 0.43777 | 0 |  | --> | C14 ex INCHICORE NORTH | Inchicore North [T41] | INCHICORE 220KV |  | 53.3413 | -6.333
MV/LV Substation BA***101 |  | 20 kV | _ | LV | 200 kVA :Pole Substation | 0.2 | --> | 0.2 | 0.198 | 17.8 |  | --> | 0.19 | 0 | 0 | 0.2 | 0 |  | --> | E22 ex BANOGE | Banoge [T121,T122] | BANOGE |  | 52.6414 | -6.32
MV/LV Substation BA***101Y |  | 10 kV | _ | LV | 400 kVA :Kiosk Substation | 0.4 | --> | 0.4 | 0 | 0 | Constrained,otherwise capacity available =339kVA. | --> | 0.38 | 0 | 0 | 0.40916 | 0 |  | --> | C20 ex CAHIRCALLA | Cahircalla [T41,T42] | ENNIS |  | 52.829 | -8.9805
MV/LV Substation BA***102 |  | 20 kV | _ | LV | 400 kVA :Kiosk Substation | 0.4 | --> | 0.4 | 0 | 0 | Constrained,otherwise capacity available =316kVA. | --> | 0.38 | 0 | 0 | 0.41256 | 0 |  | --> | E12 ex DINGLE | Dingle [T421,T422] | OUGHTRAGH |  | 52.1539 | -10.293
MV/LV Substation BA***102 |  | 10 kV | _ | LV | 400 kVA :Building Structure | 0.4 | --> | 0.4 | 0.336 | 3 |  | --> | 0.38 | 0 | 0.005928 | 0 | 0 | Constrained,otherwise capacity available =409.6kW. | --> | C15 ex BALLYRAINE | Ballyraine [T41,T42] | LETTERKENNY |  | 54.9528 | -7.7205
MV/LV Substation BA***103 |  | 10 kV | _ | LV | 630 kVA :Building Structure | 0.63 | --> | 0.63 | 0 | 0 | Constrained,otherwise capacity available =331kVA. | --> | 0.5985 | 0 | 0 | 0.5 | 0 |  | --> | C17 ex DENNEHYS CROSS | Dennehys Cross [T41,T42] | TRABEG |  | 51.8957 | -8.4893
MV/LV Substation BA***104 |  | 10 kV | _ | LV | 400 kVA :Kiosk Substation | 0.4 | --> | 0.4 | 0 | 0 | Constrained,otherwise capacity available =241kVA. | --> | 0.38 | 0 | 0.02223 | 0.42345 | 0 |  | --> | C16 ex LOUGHREA | Loughrea [T41,T42] | SOMERSET |  | 53.1976 | -8.5737
MV/LV Substation BA***105 |  | 10 kV | _ | LV | 50 kVA :Pole Substation | 0.05 | --> | 0.05 | 0.036 | 12.2 |  | --> | 0.0475 | 0 | 0 | 0.052083 | 0 |  | --> | C19 ex BALLYBEG | Ballybeg [T101,T102] | CARRICKMINES |  | 53.0143 | -6.1454
MV/LV Substation BA***105X |  | 10 kV | _ | LV | 100 kVA :Pole Substation | 0.1 | --> | 0.1 | 0.043 | 11.9 |  | --> | 0.095 | 0 | 0.012597 | 0.1083 | 0 |  | --> | C28 ex SALTHILL | Salthill [T101,T102] | SALTHILL |  | 53.25 | -9.1636
MV/LV Substation BA***105X |  | 10 kV | _ | LV | 50 kVA :Pole Substation | 0.05 | --> | 0.05 | 0 | 0 | Constrained,otherwise capacity available =44kVA. | --> | 0.0475 | 0 | 0 | 0 | 0 | Constrained,otherwise capacity available =50.9kW. | --> | C14 ex TEMPLEMORE | Templemore [T41,T42] | IKERRIN |  | 52.7857 | -7.5783
MV/LV Substation BA***106 |  | 10 kV | _ | LV | 400 kVA :Kiosk Substation | 0.4 | --> | 0.4 | 0 | 0 | Constrained,otherwise capacity available =334kVA. | --> | 0.38 | 0 | 0 | 0.4099 | 0 |  | --> | C12 ex CRANMORE | Cranmore [T41,T42] | SLIGO |  | 54.2648 | -8.4621
MV/LV Substation BA***106Y |  | 20 kV | _ | LV | 100 kVA :Pole Substation | 0.1 | --> | 0.1 | 0.1 | 3.5 |  | --> | 0.095 | 0 | 0 | 0.1 | 0 |  | --> | C26 ex DUNDALK | Dundalk [T41,T42] | DUNDALK |  | 54.0474 | -6.528
MV/LV Substation BA***107X |  | 20 kV | _ | LV | 100 kVA :Pole Substation | 0.1 | --> | 0.1 | 0 | 0 | Constrained,otherwise capacity available =84kVA. | --> | 0.095 | 0 | 0.018525 | 0.1024 | 0 |  | --> | E11 ex KILCOLGAN | Kilcolgan [T42,T421] | GALWAY 110KV |  | 53.1896 | -8.9114
MV/LV Substation BA***108X |  | 20 kV | _ | LV | 50 kVA :Pole Substation | 0.05 | --> | 0.05 | 0 | 0 | Constrained,otherwise capacity available =28kVA. | --> | 0.0475 | 0 | 0 | 0.053235 | 0 |  | --> | C14 ex CARRICK ON SHANNON | Carrick On Shannon [T41,T42] | CARRICK ON SHANNON |  | 53.996 | -8.081
MV/LV Substation BA***108Z |  | 10 kV | _ | LV | 200 kVA :Kiosk Substation | 0.2 | --> | 0.2 | 0 | 0 | Constrained,otherwise capacity available =99kVA. | --> | 0.19 | 0 | 0.016302 | 0.21478 | 0 |  | --> | C19 ex SALLINS | Sallins [T41,T42] | GRIFFINRATH |  | 53.2863 | -6.7568
MV/LV Substation BA***109 |  | 10 kV | _ | LV | 630 kVA :Kiosk Substation | 0.63 | --> | 0.63 | 0 | 0 | Constrained,otherwise capacity available =500kVA. | --> | 0.5985 | 0 | 0.00741 | 0.5 | 0 |  | --> | C18 ex WATERFORD IND EST | Waterford Ind Est [T41,T42,T44] | BUTLERSTOWN |  | 52.2435 | -7.147
MV/LV Substation BA***109 |  | 20 kV | _ | LV | 50 kVA :Pole Substation | 0.05 | --> | 0.05 | 0 | 0 | Constrained,otherwise capacity available =50kVA. | --> | 0.0475 | 0 | 0 | 0.05 | 0 |  | --> | C14 ex KILMEADEN | Kilmeaden [T42] | BUTLERSTOWN |  | 52.2282 | -7.3331
MV/LV Substation BA***109 |  | 10 kV | _ | LV | 400 kVA :Kiosk Substation | 0.4 | --> | 0.4 | 0.329 | 2.3 |  | --> | 0.38 | 0 | 0 | 0.41064 | 0 |  | --> | C21 ex BALLYRICKARD | Ballyrickard [T41,T42] | TRALEE |  | 52.2662 | -9.7145
MV/LV Substation BA***109Z |  | 20 kV | _ | LV | 50 kVA :Pole Substation | 0.05 | --> | 0.05 | 0 | 0 | Constrained,otherwise capacity available =39kVA. | --> | 0.0475 | 0 | 0.003705 | 0.051643 | 0 |  | --> | E11 ex WHITECHURCH | Whitechurch [T421,T422] | KILBARRY |  | 52.0581 | -8.6243
MV/LV Substation BA***110X |  | 10 kV | _ | LV | 400 kVA :Building Structure | 0.4 | --> | 0.4 | 0.38033 | 0.4 | Constrained,otherwise capacity available =395kVA. | --> | 0.38 | 0 | 0 | 0.40076 | 0 |  | --> | C17 ex CARRICKMINES | Carrickmines [T41,T42] | CARRICKMINES |  | 53.2546 | -6.1868
MV/LV Substation BA***110Y |  | 10 kV | _ | LV | 50 kVA :Pole Substation | 0.05 | --> | 0.05 | 0.049 | 1.9 |  | --> | 0.0475 | 0 | 0 | 0 | 0 | Constrained,otherwise capacity available =50.2kW. | --> | C18 ex TURLOUGH ROAD | Turlough Road [T41,T42] | CASTLEBAR |  | 53.8888 | -9.1595
MV/LV Substation BA***110Y |  | 10 kV | _ | LV | 100 kVA :Pole Substation | 0.1 | --> | 0.1 | 0 | 0 | Constrained,otherwise capacity available =96kVA. | --> | 0.095 | 0 | 0 | 0.10061 | 0 |  | --> | C20 ex CARRICKMACROSS | Carrickmacross [T41,T42] | MEATH HILL |  | 53.9811 | -6.77
MV/LV Substation BA***110Z |  | 20 kV | _ | LV | 400 kVA :Kiosk Substation | 0.4 | --> | 0.4 | 0 | 0 | Constrained,otherwise capacity available =344kVA. | --> | 0.38 | 0 | 0 | 0.40841 | 0 |  | --> | E12 ex ACADEMY STREET | Academy Street [T421,T422,T44] | NAVAN |  | 53.6425 | -6.661
MV/LV Substation BA***111 |  | 10 kV | _ | LV | 50 kVA :Pole Substation | 0.05 | --> | 0.05 | 0.042 | 0.9 |  | --> | 0.0475 | 0 | 0.003705 | 0.0512 | 0 |  | --> | C19 ex CLONARD | Clonard [T41,T42] | WEXFORD |  | 52.2928 | -6.4727
MV/LV Substation BA***111X |  | 10 kV | _ | LV | 100 kVA :Pole Substation | 0.1 | --> | 0.1 | 0.091 | 11.9 |  | --> | 0.095 | 0 | 0 | 0.10136 | 0 |  | --> | C28 ex SALTHILL | Salthill [T101,T102] | SALTHILL |  | 53.2474 | -9.1687
MV/LV Substation BA***111X |  | 10 kV | _ | LV | 50 kVA :Pole Substation | 0.05 | --> | 0.05 | 0 | 0 | Constrained,otherwise capacity available =47kVA. | --> | 0.0475 | 0 | 0 | 0 | 0 | Constrained,otherwise capacity available =50.5kW. | --> | C11 ex KILMALLOCK | Kilmallock [T41,T42] | CHARLEVILLE |  | 52.3658 | -8.4826
MV/LV Substation BA***111Y |  | 20 kV | _ | LV | 200 kVA :Pole Substation | 0.2 | --> | 0.2 | 0.2 | 1.6 |  | --> | 0.19 | 0 | 0 | 0 | 0 | Constrained,otherwise capacity available =200kW. | --> | C17 ex FOYNES | Foynes [T41,T42] | RATHKEALE |  | 52.5627 | -9.3285
MV/LV Substation BA***113 |  | 10 kV | _ | LV | 400 kVA :Building Structure | 0.4 | --> | 0.4 | 0.249 | 4 |  | --> | 0.38 | 0 | 0.023712 | 0.4223 | 0 |  | --> | C21 ex BALLINCLEA | Ballinclea [T41] | CHERRYWOOD |  | 53.2707 | -6.1213
MV/LV Substation BA***113 |  | 20 kV | _ | LV | 50 kVA :Pole Substation | 0.05 | --> | 0.05 | 0.015 | 2.5 |  | --> | 0.0475 | 0 | 0.003705 | 0.055047 | 0 |  | --> | E13 ex BAGENALSTOWN | Bagenalstown [T421,T422] | CARLOW |  | 52.6485 | -6.9286
MV/LV Substation BA***113 |  | 10 kV | _ | LV | 50 kVA :Pole Substation | 0.05 | --> | 0.05 | 0 | 0 | Constrained,otherwise capacity available =45kVA. | --> | 0.0475 | 0 | 0.002223 | 0.050753 | 0 |  | --> | C12 ex BALLYBEGGAN | Ballybeggan [T43,T44] | TRALEE |  | 52.2557 | -9.5911
MV/LV Substation BA***114 |  | 10 kV | _ | LV | 630 kVA :Kiosk Substation | 0.63 | --> | 0.63 | 0.5 | 3.7 |  | --> | 0.5985 | 0 | 0 | 0.5 | 0 |  | --> | C12 ex KILFLYNN | Kilflynn [T41,T42] | TRALEE |  | 52.386 | -9.5441
MV/LV Substation BA***114Y |  | 20 kV | _ | LV | 100 kVA :Pole Substation | 0.1 | --> | 0.1 | 0.098 | 3 |  | --> | 0.095 | 0 | 0.008151 | 0 | 0 | Constrained,otherwise capacity available =100.3kW. | --> | E11 ex CHARLEVILLE | Charleville [T421,T422] | CHARLEVILLE |  | 52.3257 | -8.6651
MV/LV Substation BA***114Y |  | 10 kV | _ | LV | 400 kVA :Kiosk Substation | 0.4 | --> | 0.4 | 0.367 | 2.4 |  | --> | 0.38 | 0 | 0.036309 | 0.40498 | 0 |  | --> | C18 ex GRAIGUE | Graigue [T41,T42] | CARLOW |  | 52.843 | -6.9374
MV/LV Substation BA***114Z |  | 10 kV | _ | LV | 25 kVA :Kiosk Substation | 0.025 | --> | 0.025 | 0.025 | 13.2 |  | --> | 0.02375 | 0 | 0 | 0.025 | 0 |  | --> | C22 ex ARTANE | Artane [T101,T102] | FINGLAS |  | 53.3923 | -6.2218
MV/LV Substation BA***116 |  | 10 kV | _ | LV | 100 kVA :Pole Substation | 0.1 | --> | 0.1 | 0.099 | 1.1 |  | --> | 0.095 | 0 | 0 | 0 | 0 | Constrained,otherwise capacity available =100.2kW. | --> | C19 ex NEWCASTLEWEST | Newcastlewest [T41,T42] | RATHKEALE |  | 52.3968 | -9.0265
MV/LV Substation BA***116 |  | 10 kV | _ | LV | 1000 kVA :Building Structure | 1 | --> | 1 | 0 | 0 | Constrained,otherwise capacity available =431kVA. | --> | 0.95 | 0 | 0.009633 | 0.5 | 0 |  | --> | C13 ex INCHICORE NORTH | Inchicore North [T41] | INCHICORE 220KV |  | 53.3427 | -6.3532
MV/LV Substation BA***117 |  | 10 kV | _ | LV | 400 kVA :Kiosk Substation | 0.4 | --> | 0.4 | 0.257 | 4.1 |  | --> | 0.38 | 0 | 0.042978 | 0.42115 | 0 |  | --> | C17 ex BALLYMUN | Ballymun [T41,T42] | FINGLAS |  | 53.3896 | -6.2746
MV/LV Substation BA***117Y |  | 20 kV | _ | LV | 200 kVA :Pole Substation | 0.2 | --> | 0.2 | 0 | 0 | Constrained,otherwise capacity available =198kVA. | --> | 0.19 | 0 | 0 | 0.2003 | 0 |  | --> | C17 ex KYLEERAGH | Kyleeragh [T41,T42] | NENAGH |  | 53.0235 | -8.2221
MV/LV Substation BA***118X |  | 20 kV | _ | LV | 50 kVA :Pole Substation | 0.05 | --> | 0.05 | 0.039 | 1 |  | --> | 0.0475 | 0 | 0.003705 | 0 | 0 | Constrained,otherwise capacity available =51.6kW. | --> | C18 ex BOYLE | Boyle [T41,T42] | CARRICK ON SHANNON |  | 53.8988 | -8.3007
MV/LV Substation BA***119 |  | 10 kV | _ | LV | 200 kVA :Pole Substation | 0.2 | --> | 0.2 | 0.122 | 0.9 |  | --> | 0.19 | 0 | 0.015561 | 0.21151 | 0 |  | --> | C15 ex COES ROAD | Coes Road [T41,T42] | DUNDALK |  | 53.9947 | -6.376
MV/LV Substation BA***120 |  | 20 kV | _ | LV | 50 kVA :Pole Substation | 0.05 | --> | 0.05 | 0.047 | 4.4 |  | --> | 0.0475 | 0 | 0 | 0.050453 | 0 |  | --> | E17 ex CRANE | Crane [T122] | CRANE |  | 52.5414 | -6.3568
MV/LV Substation BA***120 |  | 10 kV | _ | LV | 1000 kVA :Building Structure | 1 | --> | 1 | 0.5 | 11.1 |  | --> | 0.95 | 0 | 0.005928 | 0.5 | 0 |  | --> | C14 ex CABRA | Cabra [T101,T102] | FINGLAS |  | 53.3694 | -6.2898
MV/LV Substation BA***120Y |  | 10 kV | _ | LV | 630 kVA :Building Structure | 0.63 | --> | 0.63 | 0 | 0 | Constrained,otherwise capacity available =489kVA. | --> | 0.5985 | 0 | 0 | 0.5 | 0 |  | --> | C17 ex CASTLETROY | Castletroy [T41,T42] | ARDNACRUSHA |  | 52.6738 | -8.5488
MV/LV Substation BA***120Z |  | 10 kV | _ | LV | 200 kVA :Pole Substation | 0.2 | --> | 0.2 | 0 | 0 | Constrained,otherwise capacity available =190kVA. | --> | 0.19 | 0 | 0 | 0.20151 | 0 |  | --> | C31 ex KILBARRY | Kilbarry [T101,T43] | KILBARRY |  | 51.9276 | -8.4619
MV/LV Substation BA***122 |  | 20 kV | _ | LV | 200 kVA :Pole Substation | 0.2 | --> | 0.2 | 0 | 0 | Constrained,otherwise capacity available =124kVA. | --> | 0.19 | 0 | 0.006669 | 0.21122 | 0 |  | --> | E11 ex GLASMORE | Glasmore [T421,T422] | GLASMORE |  | 53.4795 | -6.1255
MV/LV Substation BA***123 |  | 10 kV | _ | LV | 1000 kVA :Building Structure | 1 | --> | 1 | 0.5 | 1 |  | --> | 0.95 | 0 | 0.003705 | 0.5 | 0 |  | --> | C16 ex CORBALLY | Corbally [T41,T42] | ARDNACRUSHA |  | 52.667 | -8.6211
MV/LV Substation BA***124 |  | 10 kV | _ | LV | 200 kVA :Building Structure | 0.2 | --> | 0.2 | 0.14 | 2.9 |  | --> | 0.19 | 0 | 0.17414 | 0.20891 | 0 |  | --> | C15 ex ABBEYLAND | Abbeyland [T41,T42] | NAVAN |  | 53.6557 | -6.6938
MV/LV Substation BA***124Y |  | 10 kV | _ | LV | 50 kVA :Pole Substation | 0.05 | --> | 0.05 | 0.05 | 3 |  | --> | 0.0475 | 0 | 0 | 0.05 | 0 |  | --> | C16 ex RAMSTOWN | Ramstown [T41,T42] | CRANE |  | 52.6536 | -6.3082
MV/LV Substation BA***124Y |  | 10 kV | _ | LV | 50 kVA :Pole Substation | 0.05 | --> | 0.05 | 0 | 0 | Constrained,otherwise capacity available =47kVA. | --> | 0.0475 | 0 | 0 | 0.050453 | 0 |  | --> | C21 ex KILMONEY | Kilmoney [T41,T42] | TRABEG |  | 51.7391 | -8.3993
MV/LV Substation BA***124Z |  | 10 kV | _ | LV | 200 kVA :Pole Substation | 0.2 | --> | 0.2 | 0 | 0 | Constrained,otherwise capacity available =183kVA. | --> | 0.19 | 0 | 0.003705 | 0.20256 | 0 |  | --> | C31 ex KILBARRY | Kilbarry [T101,T43] | KILBARRY |  | 51.9258 | -8.4649
MV/LV Substation BA***125 |  | 10 kV | _ | LV | 400 kVA :Kiosk Substation | 0.4 | --> | 0.4 | 0 | 0 | Constrained,otherwise capacity available =334kVA. | --> | 0.38 | 0 | 0.026676 | 0.4099 | 0 |  | --> | E16 ex DRUMLINE | Drumline [T421,T422] | DRUMLINE |  | 52.7105 | -8.8572
MV/LV Substation BA***125 |  | 20 kV | _ | LV | 100 kVA :Pole Substation | 0.1 | --> | 0.1 | 0 | 0 | Constrained,otherwise capacity available =85kVA. | --> | 0.095 | 0 | 0 | 0.10225 | 0 |  | --> | E15 ex DINGLE | Dingle [T421,T422] | OUGHTRAGH |  | 52.1373 | -10.4511
MV/LV Substation BA***125X |  | 20 kV | _ | LV | 50 kVA :Pole Substation | 0.05 | --> | 0.05 | 0.049 | 3.5 |  | --> | 0.0475 | 0 | 0 | 0.050152 | 0 |  | --> | E16 ex BUSH | Bush [T421,T422] | DUNDALK |  | 54.0052 | -6.135
MV/LV Substation BA***125Z |  | 10 kV | _ | LV | 400 kVA :Kiosk Substation | 0.4 | --> | 0.4 | 0 | 0 | Constrained,otherwise capacity available =359kVA. | --> | 0.38 | 0 | 0 | 0.40618 | 0 |  | --> | C20 ex POPPINTREE | Poppintree [T101,T102] | FINGLAS |  | 53.3982 | -6.2741
MV/LV Substation BA***125Z |  | 10 kV | _ | LV | 200 kVA :Pole Substation | 0.2 | --> | 0.2 | 0 | 0 | Constrained,otherwise capacity available =166kVA. | --> | 0.19 | 0 | 0.004446 | 0 | 0 | Constrained,otherwise capacity available =205.1kW. | --> | C15 ex BANTRY | Bantry [T41,T42] | BALLYLICKY |  | 51.7213 | -9.4359
MV/LV Substation BA***126 |  | 20 kV | _ | LV | 50 kVA :Pole Substation | 0.05 | --> | 0.05 | 0.03 | 3 |  | --> | 0.0475 | 0 | 0 | 0 | 0 | Constrained,otherwise capacity available =52.9kW. | --> | E14 ex MOVILLE | Moville [T421,T422] | TRILLICK |  | 55.1798 | -7.0696
MV/LV Substation BA***126X |  | 10 kV | _ | LV | 50 kVA :Pole Substation | 0.05 | --> | 0.05 | 0 | 0 | Constrained,otherwise capacity available =47kVA. | --> | 0.0475 | 0 | 0 | 0 | 0 | Constrained,otherwise capacity available =50.5kW. | --> | C14 ex TEMPLEMORE | Templemore [T41,T42] | IKERRIN |  | 52.7412 | -7.6126
MV/LV Substation BA***126Z |  | 10 kV | _ | LV | 200 kVA :Kiosk Substation | 0.2 | --> | 0.2 | 0 | 0 | Constrained,otherwise capacity available =184kVA. | --> | 0.19 | 0 | 0.00741 | 0.20241 | 0 |  | --> | C31 ex KILBARRY | Kilbarry [T101,T43] | KILBARRY |  | 51.9294 | -8.458
MV/LV Substation BA***127 |  | 10 kV | _ | LV | 200 kVA :Building Structure | 0.2 | --> | 0.2 | 0 | 0 | Constrained,otherwise capacity available =171kVA. | --> | 0.19 | 0 | 0 | 0.20436 | 0 |  | --> | C21 ex MAYFIELD | Mayfield [T41,T42] | KILBARRY |  | 51.9164 | -8.4486
MV/LV Substation BA***127X |  | 10 kV | _ | LV | 200 kVA :Kiosk Substation | 0.2 | --> | 0.2 | 0.129 | 0.4 |  | --> | 0.19 | 0 | 0 | 0.2105 | 0 |  | --> | C17 ex CARRICKMINES | Carrickmines [T41,T42] | CARRICKMINES |  | 53.2564 | -6.1843
MV/LV Substation BA***127Z |  | 20 kV | _ | LV | 50 kVA :Pole Substation | 0.05 | --> | 0.05 | 0 | 0 | Constrained,otherwise capacity available =48kVA. | --> | 0.0475 | 0 | 0 | 0.050303 | 0 |  | --> | E17 ex BALTINGLASS | Baltinglass [T421,T422] | STRATFORD |  | 52.9323 | -6.6815
MV/LV Substation BA***128 |  | 10 kV | _ | LV | 630 kVA :Kiosk Substation | 0.63 | --> | 0.63 | 0.15247 | 0.2 | Constrained,otherwise capacity available =351kVA. | --> | 0.5985 | 0 | 0.011115 | 0.5 | 0 |  | --> | C19 ex SANDYFORD | Sandyford [T41,T42] | CARRICKMINES |  | 53.2753 | -6.2548
MV/LV Substation BA***128 |  | 10 kV | _ | LV | 50 kVA :Pole Substation | 0.05 | --> | 0.05 | 0 | 0 | Constrained,otherwise capacity available =48kVA. | --> | 0.0475 | 0 | 0 | 0 | 0 | Constrained,otherwise capacity available =50.3kW. | --> | C19 ex CURRAGLASS | Curraglass [T41] | BARRYMORE |  | 52.1125 | -8.1367
MV/LV Substation BA***128 |  | 10 kV | _ | LV | 50 kVA :Pole Substation | 0.05 | --> | 0.05 | 0 | 0 | Constrained,otherwise capacity available =43kVA. | --> | 0.0475 | 0 | 0.013338 | 0.051052 | 0 |  | --> | C11 ex HOLYCROSS ROAD | Holycross Road [T41,T42] | THURLES |  | 52.5779 | -7.8308
MV/LV Substation BA***129 |  | 10 kV | _ | LV | 50 kVA :Pole Substation | 0.05 | --> | 0.05 | 0.047 | 4.4 |  | --> | 0.0475 | 0 | 0 | 0.050453 | 0 |  | --> | E14 ex CRANE | Crane [T122] | CRANE |  | 52.5426 | -6.609
MV/LV Substation BA***130Y |  | 10 kV | _ | LV | 200 kVA :Kiosk Substation | 0.2 | --> | 0.2 | 0 | 2.4 |  | --> | 0.19 | 0 | 0.013338 | 0.23051 | 0 |  | --> | C18 ex GRAIGUE | Graigue [T41,T42] | CARLOW |  | 52.8421 | -6.9473
MV/LV Substation BA***130Z |  | 20 kV | _ | LV | 50 kVA :Pole Substation | 0.05 | --> | 0.05 | 0 | 0 | Constrained,otherwise capacity available =46kVA. | --> | 0.0475 | 0 | 0.00741 | 0.050604 | 0 |  | --> | E17 ex ACADEMY STREET | Academy Street [T421,T422,T44] | NAVAN |  | 53.5855 | -6.6946
MV/LV Substation BA***131 |  | 20 kV | _ | LV | 200 kVA :Pole Substation | 0.2 | --> | 0.2 | 0 | 0 | Constrained,otherwise capacity available =141kVA. | --> | 0.19 | 0 | 0.038532 | 0.20877 | 0 |  | --> | E16 ex DINGLE | Dingle [T421,T422] | OUGHTRAGH |  | 52.1315 | -10.2474
MV/LV Substation BA***131 |  | 10 kV | _ | LV | 100 kVA :Pole Substation | 0.1 | --> | 0.1 | 0.093 | 0.1 |  | --> | 0.095 | 0 | 0 | 0.10106 | 0 |  | --> | C18 ex BALLYMAHON | Ballymahon [T41,T42] | ATHLONE |  | 53.5728 | -7.7524
MV/LV Substation BA***131 |  | 20 kV | _ | LV | 400 kVA :Kiosk Substation | 0.4 | --> | 0.4 | 0.27 | 2.3 |  | --> | 0.38 | 0 | 0.008892 | 0.41197 | 0 |  | --> | E13 ex AGHADA | Aghada [T721] | N/A |  | 51.8259 | -8.2318
MV/LV Substation BA***131Z |  | 10 kV | _ | LV | 200 kVA :Kiosk Substation | 0.2 | --> | 0.2 | 0 | 0 | Constrained,otherwise capacity available =135kVA. | --> | 0.19 | 0 | 0.00741 | 0.20964 | 0 |  | --> | C28 ex MONEYCOOLEY | Moneycooley [T41,T42,T44] | GRIFFINRATH |  | 53.3663 | -6.5916
MV/LV Substation BA***132 |  | 10 kV | _ | LV | 50 kVA :Pole Substation | 0.05 | --> | 0.05 | 0 | 0 | Constrained,otherwise capacity available =38kVA. | --> | 0.0475 | 0 | 0 | 0 | 0 | Constrained,otherwise capacity available =51.8kW. | --> | C22 ex LISMORE | Lismore [T41,T42] | DUNGARVAN |  | 52.1544 | -7.9438
MV/LV Substation BA***133 |  | 10 kV | _ | LV | 1000 kVA :Building Structure | 1 | --> | 1 | 0.5 | 1.1 |  | --> | 0.95 | 0 | 0.003705 | 0 | 0 | Constrained,otherwise capacity available =500kW. | --> | C14 ex NEWCASTLEWEST | Newcastlewest [T41,T42] | RATHKEALE |  | 52.4503 | -9.0499
MV/LV Substation BA***133X |  | 20 kV | _ | LV | 50 kVA :Pole Substation | 0.05 | --> | 0.05 | 0.045 | 1.4 |  | --> | 0.0475 | 0 | 0.004446 | 0.050753 | 0 |  | --> | E17 ex KILROSS ROAD | Kilross Road [T421] | TIPPERARY |  | 52.4128 | -8.2204
MV/LV Substation BA***133X |  | 20 kV | _ | LV | 200 kVA :Pole Substation | 0.2 | --> | 0.2 | 0 | 0 | Constrained,otherwise capacity available =179kVA. | --> | 0.19 | 0 | 0.033345 | 0.20316 | 0 |  | --> | E18 ex PATRICKSWELL | Patrickswell [T421,T422] | LIMERICK |  | 52.5723 | -8.6921
MV/LV Substation BA***133Y |  | 10 kV | _ | LV | 50 kVA :Pole Substation | 0.05 | --> | 0.05 | 0 | 0 | Constrained,otherwise capacity available =29kVA. | --> | 0.0475 | 0 | 0 | 0 | 0 | Constrained,otherwise capacity available =53.1kW. | --> | C22 ex PORTLAOISE | Portlaoise [T41,T42] | PORTLAOISE |  | 53.0506 | -7.2452
MV/LV Substation BA***133Y |  | 10 kV | _ | LV | 400 kVA :Kiosk Substation | 0.4 | --> | 0.4 | 0 | 0 | Constrained,otherwise capacity available =349kVA. | --> | 0.38 | 0 | 0.02223 | 0.40767 | 0 |  | --> | C23 ex TRAMORE | Tramore [T41,T42] | BUTLERSTOWN |  | 52.1725 | -7.1531
MV/LV Substation BA***134X |  | 20 kV | _ | LV | 100 kVA :Pole Substation | 0.1 | --> | 0.1 | 0 | 0 | Constrained,otherwise capacity available =54kVA. | --> | 0.095 | 0 | 0.036309 | 0.10675 | 0 |  | --> | E11 ex KILCOLGAN | Kilcolgan [T42,T421] | GALWAY 110KV |  | 53.1847 | -8.9132
MV/LV Substation BA***134Z |  | 10 kV | _ | LV | 50 kVA :Pole Substation | 0.05 | --> | 0.05 | 0 | 0 | Constrained,otherwise capacity available =41kVA. | --> | 0.0475 | 0 | 0.004446 | 0.051348 | 0 |  | --> | C31 ex KILBARRY | Kilbarry [T101,T43] | KILBARRY |  | 51.9484 | -8.4418
MV/LV Substation BA***135X |  | 10 kV | _ | LV | 50 kVA :Pole Substation | 0.05 | --> | 0.05 | 0 | 0 | Constrained,otherwise capacity available =49kVA. | --> | 0.0475 | 0 | 0 | 0.050152 | 0 |  | --> | C13 ex CHARLESTOWN | Charlestown [T41] | TONROE |  | 53.9328 | -8.8509
MV/LV Substation BA***135X |  | 10 kV | _ | LV | 50 kVA :Pole Substation | 0.05 | --> | 0.05 | 0 | 0 | Constrained,otherwise capacity available =43kVA. | --> | 0.0475 | 0 | 0.003705 | 0.051052 | 0 |  | --> | C15 ex RIVERSTOWN | Riverstown [T41,T42] | KILBARRY |  | 51.942 | -8.3401
MV/LV Substation BA***136 |  | 10 kV | _ | LV | 50 kVA :Pole Substation | 0.05 | --> | 0.05 | 0 | 0 | Constrained,otherwise capacity available =46kVA. | --> | 0.0475 | 0 | 0.003705 | 0 | 0 | Constrained,otherwise capacity available =50.6kW. | --> | C19 ex MILFORD (NR) | Milford (nr) [T41,T42] | LETTERKENNY |  | 55.0331 | -7.6923
MV/LV Substation BA***137Z |  | 20 kV | _ | LV | 50 kVA :Pole Substation | 0.05 | --> | 0.05 | 0 | 0 | Constrained,otherwise capacity available =44kVA. | --> | 0.0475 | 0 | 0.015561 | 0.050903 | 0 |  | --> | E11 ex WHITECHURCH | Whitechurch [T421,T422] | KILBARRY |  | 52.0659 | -8.6131
MV/LV Substation BA***138 |  | 10 kV | _ | LV | 400 kVA :Building Structure | 0.4 | --> | 0.4 | 0.15247 | 0.2 | Constrained,otherwise capacity available =295kVA. | --> | 0.38 | 0 | 0 | 0.41564 | 0 |  | --> | C19 ex SANDYFORD | Sandyford [T41,T42] | CARRICKMINES |  | 53.276 | -6.2494
MV/LV Substation BA***138 |  | 20 kV | _ | LV | 100 kVA :Pole Substation | 0.1 | --> | 0.1 | 0 | 0 | Constrained,otherwise capacity available =15kVA. | --> | 0.095 | 0 | 0.006669 | 0.11212 | 0 |  | --> | E18 ex GLASMORE | Glasmore [T421,T422] | GLASMORE |  | 53.5215 | -6.2661
MV/LV Substation BA***138X |  | 10 kV | _ | LV | 50 kVA :Pole Substation | 0.05 | --> | 0.05 | 0.037 | 3.7 |  | --> | 0.0475 | 0 | 0 | 0.051937 | 0 |  | --> | C12 ex KILFLYNN | Kilflynn [T41,T42] | TRALEE |  | 52.3487 | -9.6269
MV/LV Substation BA***138Y |  | 10 kV | _ | LV | 50 kVA :Pole Substation | 0.05 | --> | 0.05 | 0 | 0 | Constrained,otherwise capacity available =27kVA. | --> | 0.0475 | 0 | 0 | 0.053377 | 0 |  | --> | C18 ex MIDLETON | Midleton [T101,T102] | MIDLETON |  | 51.9734 | -8.2781
MV/LV Substation BA***138Z |  | 20 kV | _ | LV | 200 kVA :Pole Substation | 0.2 | --> | 0.2 | 0.199 | 1 |  | --> | 0.19 | 0 | 0 | 0.20015 | 0 |  | --> | E12 ex LONGFORD | Longford [T421,T422] | RICHMOND |  | 53.9196 | -7.6437
MV/LV Substation BA***138Z |  | 20 kV | _ | LV | 50 kVA :Pole Substation | 0.05 | --> | 0.05 | 0 | 0 | Constrained,otherwise capacity available =48kVA. | --> | 0.0475 | 0 | 0 | 0.050303 | 0 |  | --> | E21 ex ASHBOURNE | Ashbourne [T421,T422] | FINGLAS |  | 53.476 | -6.2846
MV/LV Substation BA***139 |  | 20 kV | _ | LV | 50 kVA :Pole Substation | 0.05 | --> | 0.05 | 0 | 0 | Constrained,otherwise capacity available =38kVA. | --> | 0.0475 | 0 | 0 | 0.05179 | 0 |  | --> | E18 ex GLASMORE | Glasmore [T421,T422] | GLASMORE |  | 53.5278 | -6.2686
MV/LV Substation BA***140 |  | 10 kV | _ | LV | 400 kVA :Kiosk Substation | 0.4 | --> | 0.4 | 0 | 0 | Constrained,otherwise capacity available =291kVA. | --> | 0.38 | 0 | 0.020748 | 0.41622 | 0 |  | --> | C25 ex STEPHENSTOWN | Stephenstown [T101,T102] | FINGLAS |  | 53.5823 | -6.1207
MV/LV Substation BA***140X |  | 10 kV | _ | LV | 400 kVA :Building Structure | 0.4 | --> | 0.4 | 0 | 0 | Constrained,otherwise capacity available =360kVA. | --> | 0.38 | 0 | 0 | 0.40603 | 0 |  | --> | C14 ex BALLYMOUNT | Ballymount [T41,T42] | INCHICORE 220KV |  | 53.3207 | -6.3582
MV/LV Substation BA***141 |  | 20 kV | _ | LV | 50 kVA :Pole Substation | 0.05 | --> | 0.05 | 0 | 0 | Constrained,otherwise capacity available =50kVA. | --> | 0.0475 | 0 | 0 | 0.05 | 0 |  | --> | C21 ex TRAMORE | Tramore [T41,T42] | BUTLERSTOWN |  | 52.1488 | -7.3745
MV/LV Substation BA***141X |  | 20 kV | _ | LV | 200 kVA :Kiosk Substation | 0.2 | --> | 0.2 | 0.161 | 0.9 |  | --> | 0.19 | 0 | 0.00741 | 0.20584 | 0 |  | --> | E15 ex RATHMORE | Rathmore [T42,T421] | KNOCKEARAGH |  | 52.1822 | -9.2335
MV/LV Substation BA***141X |  | 10 kV | _ | LV | 400 kVA :Kiosk Substation | 0.4 | --> | 0.4 | 0.192 | 5.5 |  | --> | 0.38 | 0 | 0.021489 | 0 | 0 | Constrained,otherwise capacity available =430.4kW. | --> | C14 ex GORTLEE | Gortlee [T41,T42] | LETTERKENNY |  | 54.9477 | -7.7584
MV/LV Substation BA***141X |  | 20 kV | _ | LV | 100 kVA :Pole Substation | 0.1 | --> | 0.1 | 0.091 | 1.8 |  | --> | 0.095 | 0 | 0 | 0.10136 | 0 |  | --> | E13 ex BIRDHILL | Birdhill [T421,T422] | ARDNACRUSHA |  | 52.783 | -8.5591
MV/LV Substation BA***142 |  | 10 kV | _ | LV | 630 kVA :Kiosk Substation | 0.63 | --> | 0.63 | 0 | 0 | Constrained,otherwise capacity available =500kVA. | --> | 0.5985 | 0 | 0.016302 | 0.5 | 0 |  | --> | C23 ex TRAMORE | Tramore [T41,T42] | BUTLERSTOWN |  | 52.1664 | -7.1409
MV/LV Substation BA***142Y |  | 10 kV | _ | LV | 50 kVA :Pole Substation | 0.05 | --> | 0.05 | 0.038 | 2.9 |  | --> | 0.0475 | 0 | 0 | 0.05179 | 0 |  | --> | C18 ex GLENGOOLE | Glengoole [T42] | THURLES |  | 52.5896 | -7.6656
MV/LV Substation BA***142Y |  | 10 kV | _ | LV | 200 kVA :Kiosk Substation | 0.2 | --> | 0.2 | 0 | 0 | Constrained,otherwise capacity available =200kVA. | --> | 0.19 | 0 | 0 | 0.2 | 0 |  | --> | C20 ex TERMONFECKIN ROAD | Termonfeckin Road [T41,T42] | DRYBRIDGE |  | 53.7363 | -6.2593
MV/LV Substation BA***143 |  | 20 kV | _ | LV | 50 kVA :Pole Substation | 0.05 | --> | 0.05 | 0.043 | 0.6 |  | --> | 0.0475 | 0 | 0 | 0 | 0 | Constrained,otherwise capacity available =51.1kW. | --> | E23 ex LAWLESSTOWN | Lawlesstown [T42,T421] | DOON |  | 52.4108 | -7.7518
MV/LV Substation BA***143Y |  | 10 kV | _ | LV | 200 kVA :Kiosk Substation | 0.2 | --> | 0.2 | 0 | 0 | Constrained,otherwise capacity available =156kVA. | --> | 0.19 | 0 | 0.025194 | 0.20657 | 0 |  | --> | C23 ex SWORDS | Swords [T41,T42] | GLASMORE |  | 53.4522 | -6.2285
MV/LV Substation BA***143Y |  | 10 kV | _ | LV | 200 kVA :Kiosk Substation | 0.2 | --> | 0.2 | 0 | 0 | Constrained,otherwise capacity available =169kVA. | --> | 0.19 | 0 | 0 | 0.20465 | 0 |  | --> | C17 ex BALGADDY | Balgaddy [T41,T42] | GRANGE CASTLE |  | 53.3199 | -6.4281
MV/LV Substation BA***145 |  | 10 kV | _ | LV | 400 kVA :Kiosk Substation | 0.4 | --> | 0.4 | 0.293 | 3.9 |  | --> | 0.38 | 0 | 0.014079 | 0.41593 | 0 |  | --> | C24 ex GALWAY 110KV | Galway 110kv [T102,T103] | GALWAY 110KV |  | 53.284 | -9.0087
MV/LV Substation BA***146 |  | 10 kV | _ | LV | 400 kVA :Kiosk Substation | 0.4 | --> | 0.4 | 0 | 0 | Constrained,otherwise capacity available =184kVA. | --> | 0.38 | 0 | 0 | 0.43152 | 0 |  | --> | C14 ex MORNINGTON ROAD | Mornington Road [T41,T42] | DRYBRIDGE |  | 53.7147 | -6.3494
MV/LV Substation BA***147 |  | 10 kV | _ | LV | 200 kVA :Pole Substation | 0.2 | --> | 0.2 | 0 | 0 | Constrained,otherwise capacity available =127kVA. | --> | 0.19 | 0 | 0.03705 | 0.21079 | 0 |  | --> | C26 ex KYLEERAGH | Kyleeragh [T41,T42] | NENAGH |  | 52.8914 | -8.2435
MV/LV Substation BA***147 |  | 10 kV | _ | LV | 200 kVA :Pole Substation | 0.2 | --> | 0.2 | 0 | 0 | Constrained,otherwise capacity available =199kVA. | --> | 0.19 | 0 | 0 | 0 | 0 | Constrained,otherwise capacity available =200.2kW. | --> | C22 ex LISMORE | Lismore [T41,T42] | DUNGARVAN |  | 52.1449 | -7.9308
MV/LV Substation BA***148 |  | 10 kV | _ | LV | 50 kVA :Pole Substation | 0.05 | --> | 0.05 | 0 | 0 | Constrained,otherwise capacity available =37kVA. | --> | 0.0475 | 0 | 0 | 0.051937 | 0 |  | --> | C17 ex ROSCOMMON | Roscommon [T41,T42] | LANESBORO |  | 53.6034 | -8.207
MV/LV Substation BA***148 |  | 20 kV | _ | LV | 100 kVA :Pole Substation | 0.1 | --> | 0.1 | 0 | 0 | Constrained,otherwise capacity available =36kVA. | --> | 0.095 | 0 | 0.006669 | 0 | 0 | Constrained,otherwise capacity available =109.3kW. | --> | E12 ex ABBEYLEIX | Abbeyleix [T422] | PORTLAOISE |  | 52.9486 | -7.3036
MV/LV Substation BA***148Y |  | 10 kV | _ | LV | 400 kVA :Kiosk Substation | 0.4 | --> | 0.4 | 0 | 0 | Constrained,otherwise capacity available =394kVA. | --> | 0.38 | 0 | 0 | 0 | 0 | Constrained,otherwise capacity available =400.9kW. | --> | C12 ex COLLIGAN | Colligan [T41,T42] | DUNGARVAN |  | 52.0889 | -7.617
MV/LV Substation BA***148Z |  | 10 kV | _ | LV | 630 kVA :Building Structure | 0.63 | --> | 0.63 | 0 | 0 | Constrained,otherwise capacity available =500kVA. | --> | 0.5985 | 0 | 0 | 0.5 | 0 |  | --> | C27 ex GRANGE CASTLE | Grange Castle [T101,T102] | INCHICORE 220KV |  | 53.3189 | -6.4424
MV/LV Substation BA***149 |  | 10 kV | _ | LV | 100 kVA :Pole Substation | 0.1 | --> | 0.1 | 0.1 | 4.2 |  | --> | 0.095 | 0 | 0 | 0.1 | 0 |  | --> | C15 ex NEWMARKET (SR) | Newmarket (sr) [T41,T42] | GLENLARA |  | 52.213 | -9.0576
MV/LV Substation BA***149 |  | 10 kV | _ | LV | 400 kVA :Kiosk Substation | 0.4 | --> | 0.4 | 0 | 0 | Constrained,otherwise capacity available =290kVA. | --> | 0.38 | 0 | 0.004446 | 0 | 0 | Constrained,otherwise capacity available =416.4kW. | --> | C19 ex MILFORD (NR) | Milford (nr) [T41,T42] | LETTERKENNY |  | 55.0362 | -7.6518
MV/LV Substation BA***149 |  | 10 kV | _ | LV | 400 kVA :Building Structure | 0.4 | --> | 0.4 | 0 | 0 | Constrained,otherwise capacity available =251kVA. | --> | 0.38 | 0 | 0.003705 | 0.42202 | 0 |  | --> | C11 ex MORRISTOWN | Morristown [T41,T42] | NEWBRIDGE |  | 53.1708 | -6.8124
MV/LV Substation BA***149X |  | 20 kV | _ | LV | 100 kVA :Pole Substation | 0.1 | --> | 0.1 | 0 | 0 | Constrained,otherwise capacity available =91kVA. | --> | 0.095 | 0 | 0 | 0.10136 | 0 |  | --> | E13 ex SHILLELAGH | Shillelagh [T421,T422] | CARLOW |  | 52.788 | -6.4913
MV/LV Substation BA***150 |  | 10 kV | _ | LV | 100 kVA :Pole Substation | 0.1 | --> | 0.1 | 0.098 | 4.1 |  | --> | 0.095 | 0 | 0 | 0.1003 | 0 |  | --> | C13 ex AGHAGAD | Aghagad [T41,T42] | SLIGO |  | 54.4219 | -8.4605
MV/LV Substation BA***150Z |  | 10 kV | _ | LV | 200 kVA :Building Structure | 0.2 | --> | 0.2 | 0 | 0 | Constrained,otherwise capacity available =200kVA. | --> | 0.19 | 0 | 0 | 0.2 | 0 |  | --> | C17 ex MACETOWN | Macetown [T101,T102] | MACETOWN |  | 53.4108 | -6.4072
MV/LV Substation BA***152 |  | 10 kV | _ | LV | 1000 kVA :Building Structure | 1 | --> | 1 | 0.5 | 13.5 |  | --> | 0.95 | 0 | 0 | 0.5 | 0 |  | --> | C19 ex ENNIS | Ennis [T101,T102] | ENNIS |  | 52.8377 | -8.9526
MV/LV Substation BA***152 |  | 20 kV | _ | LV | 50 kVA :Pole Substation | 0.05 | --> | 0.05 | 0.037 | 1.8 |  | --> | 0.0475 | 0 | 0 | 0.051937 | 0 |  | --> | E12 ex BIRDHILL | Birdhill [T421,T422] | ARDNACRUSHA |  | 52.8148 | -8.4593
MV/LV Substation BA***152Y |  | 10 kV | _ | LV | 200 kVA :Kiosk Substation | 0.2 | --> | 0.2 | 0 | 0 | Constrained,otherwise capacity available =200kVA. | --> | 0.19 | 0 | 0 | 0.2 | 0 |  | --> | C19 ex CELBRIDGE | Celbridge [T41,T42] | GRIFFINRATH |  | 53.322 | -6.6101
MV/LV Substation BA***153 |  | 20 kV | _ | LV | 50 kVA :Pole Substation | 0.05 | --> | 0.05 | 0 | 0 | Constrained,otherwise capacity available =31kVA. | --> | 0.0475 | 0 | 0 | 0 | 0 | Constrained,otherwise capacity available =52.8kW. | --> | C15 ex CLOONLOUGH | Cloonlough [T41,T42] | BARRYMORE |  | 52.2384 | -8.3707
MV/LV Substation BA***153X |  | 20 kV | _ | LV | 50 kVA :Pole Substation | 0.05 | --> | 0.05 | 0 | 0 | Constrained,otherwise capacity available =47kVA. | --> | 0.0475 | 0 | 0 | 0 | 0 | Constrained,otherwise capacity available =50.5kW. | --> | E20 ex FOXHOLE | Foxhole [T421,T422] | DUNGARVAN |  | 51.959 | -7.8836
MV/LV Substation BA***153Z |  | 10 kV | _ | LV | 50 kVA :Pole Substation | 0.05 | --> | 0.05 | 0 | 0 | Constrained,otherwise capacity available =50kVA. | --> | 0.0475 | 0 | 0 | 0 | 0 | Constrained,otherwise capacity available =50kW. | --> | C16 ex PALLAS | Pallas [T41,T42] | PORTLAOISE |  | 53.0546 | -7.3089
MV/LV Substation BA***154 |  | 10 kV | _ | LV | 630 kVA :Building Structure | 0.63 | --> | 0.63 | 0 | 0 | Constrained,otherwise capacity available =305kVA. | --> | 0.5985 | 0 | 0.042978 | 0.5 | 0 |  | --> | C17 ex WHITEHALL | Whitehall [T41] | FINGLAS |  | 53.3814 | -6.2772
MV/LV Substation BA***154 |  | 10 kV | _ | LV | 50 kVA :Pole Substation | 0.05 | --> | 0.05 | 0.047 | 0.9 |  | --> | 0.0475 | 0 | 0 | 0.050453 | 0 |  | --> | C22 ex ROSS CARBERY | Ross Carbery [T41,T42] | DUNMANWAY |  | 51.5913 | -9.082
MV/LV Substation BA***154Z |  | 20 kV | _ | LV | 100 kVA :Pole Substation | 0.1 | --> | 0.1 | 0 | 0 | Constrained,otherwise capacity available =100kVA. | --> | 0.095 | 0 | 0 | 0.1 | 0 |  | --> | C11 ex LOUGHSHINNY | Loughshinny [T41,T42] | GLASMORE |  | 53.5564 | -6.1592
MV/LV Substation BA***155X |  | 20 kV | _ | LV | 50 kVA :Pole Substation | 0.05 | --> | 0.05 | 0.041 | 0.2 |  | --> | 0.0475 | 0 | 0 | 0 | 0 | Constrained,otherwise capacity available =51.3kW. | --> | C12 ex ROSSGEIR | Rossgeir [T41,T42] | LETTERKENNY |  | 54.8436 | -7.5782
MV/LV Substation BA***155Z |  | 20 kV | _ | LV | 50 kVA :Pole Substation | 0.05 | --> | 0.05 | 0 | 0 | Constrained,otherwise capacity available =49kVA. | --> | 0.0475 | 0 | 0 | 0.050152 | 0 |  | --> | E20 ex CLONMINCH | Clonminch [T41,T422] | THORNSBERRY |  | 53.2817 | -7.3654
MV/LV Substation BA***156 |  | 10 kV | _ | LV | 630 kVA :Building Structure | 0.63 | --> | 0.63 | 0.499 | 13.5 |  | --> | 0.5985 | 0 | 0 | 0.5 | 0 |  | --> | C17 ex ENNIS | Ennis [T101,T102] | ENNIS |  | 52.852 | -8.9843
MV/LV Substation BA***156Z |  | 10 kV | _ | LV | 630 kVA :Kiosk Substation | 0.63 | --> | 0.63 | 0 | 0 | Constrained,otherwise capacity available =428kVA. | --> | 0.5985 | 0 | 0 | 0.5 | 0 |  | --> | C16 ex TALBOTS INCH | Talbots Inch [T41,T42] | KILKENNY |  | 52.6537 | -7.2521
MV/LV Substation BA***157 |  | 10 kV | _ | LV | 630 kVA :Kiosk Substation | 0.63 | --> | 0.63 | 0.464 | 0.9 |  | --> | 0.5985 | 0 | 0.02223 | 0.5 | 0 |  | --> | C14 ex WOODFORD | Woodford [T41,T42] | KNOCKEARAGH |  | 52.0605 | -9.4735
MV/LV Substation BA***157 |  | 10 kV | _ | LV | 100 kVA :Pole Substation | 0.1 | --> | 0.1 | 0.091 | 12.2 |  | --> | 0.095 | 0 | 0 | 0.10136 | 0 |  | --> | C18 ex BALLYBEG | Ballybeg [T101,T102] | CARRICKMINES |  | 52.9775 | -6.1418
MV/LV Substation BA***158 |  | 10 kV | _ | LV | 50 kVA :Pole Substation | 0.05 | --> | 0.05 | 0 | 0 | Constrained,otherwise capacity available =38kVA. | --> | 0.0475 | 0 | 0.022971 | 0.05179 | 0 |  | --> | C14 ex DRUMQUIN | Drumquin [T42] | ENNIS |  | 52.7836 | -9.0287
MV/LV Substation BA***158 |  | 20 kV | _ | LV | 50 kVA :Pole Substation | 0.05 | --> | 0.05 | 0 | 0 | Constrained,otherwise capacity available =34kVA. | --> | 0.0475 | 0 | 0 | 0 | 0 | Constrained,otherwise capacity available =52.4kW. | --> | C13 ex CLOYNE | Cloyne [T41] | MIDLETON |  | 51.8917 | -7.9387
MV/LV Substation BA***158 |  | 10 kV | _ | LV | 100 kVA :Pole Substation | 0.1 | --> | 0.1 | 0.088 | 2 |  | --> | 0.095 | 0 | 0.001482 | 0.10181 | 0 |  | --> | C19 ex CAUSEWAY | Causeway [T41,T42] | TRALEE |  | 52.4014 | -9.8722
MV/LV Substation BA***159 |  | 20 kV | _ | LV | 50 kVA :Pole Substation | 0.05 | --> | 0.05 | 0.046 | 3.3 |  | --> | 0.0475 | 0 | 0 | 0.050604 | 0 |  | --> | E16 ex BALLYBUNION | Ballybunion [T421,T422] | TRIEN |  | 52.4881 | -9.6759
MV/LV Substation BA***159 |  | 10 kV | _ | LV | 50 kVA :Pole Substation | 0.05 | --> | 0.05 | 0.04 | 12.2 |  | --> | 0.0475 | 0 | 0 | 0.051496 | 0 |  | --> | C19 ex BALLYBEG | Ballybeg [T101,T102] | CARRICKMINES |  | 52.9914 | -6.1373
MV/LV Substation BA***159 |  | 10 kV | _ | LV | 400 kVA :Building Structure | 0.4 | --> | 0.4 | 0 | 0 | Constrained,otherwise capacity available =280kVA. | --> | 0.38 | 0 | 0.025935 | 0.41782 | 0 |  | --> | C11 ex GARRYOWEN | Garryowen [T41,T42] | LIMERICK |  | 52.6521 | -8.5949
MV/LV Substation BA***160 |  | 10 kV | _ | LV | 25 kVA :Pole Substation | 0.025 | --> | 0.025 | 0 | 0 | Constrained,otherwise capacity available =24kVA. | --> | 0.02375 | 0 | 0 | 0.025151 | 0 |  | --> | C15 ex CRANNY | Cranny [T41] | ENNIS |  | 52.7152 | -9.2411
MV/LV Substation BA***160 |  | 20 kV | _ | LV | 100 kVA :Pole Substation | 0.1 | --> | 0.1 | 0.095 | 3.3 |  | --> | 0.095 | 0 | 0 | 0.10076 | 0 |  | --> | E16 ex BALLYBUNION | Ballybunion [T421,T422] | TRIEN |  | 52.4954 | -9.6535
MV/LV Substation BA***160X |  | 20 kV | _ | LV | 50 kVA :Pole Substation | 0.05 | --> | 0.05 | 0.049 | 1.4 |  | --> | 0.0475 | 0 | 0 | 0.050152 | 0 |  | --> | E12 ex KILLINICK | Killinick [T421,T422] | WEXFORD |  | 52.2298 | -6.3533
MV/LV Substation BA***161 |  | 20 kV | _ | LV | 200 kVA :Pole Substation | 0.2 | --> | 0.2 | 0.173 | 1.1 |  | --> | 0.19 | 0 | 0.01482 | 0.20406 | 0 |  | --> | E18 ex BUNCLODY | Bunclody [T421,T422] | CRANE |  | 52.6184 | -6.6653
MV/LV Substation BA***161 |  | 20 kV | _ | LV | 200 kVA :Kiosk Substation | 0.2 | --> | 0.2 | 0.196 | 5.9 |  | --> | 0.19 | 0 | 0 | 0.20061 | 0 |  | --> | C14 ex CASHEL | Cashel [T41,T42] | CAHIR |  | 52.558 | -7.8616
MV/LV Substation BA***161X |  | 20 kV | _ | LV | 50 kVA :Pole Substation | 0.05 | --> | 0.05 | 0.039 | 2 |  | --> | 0.0475 | 0 | 0 | 0 | 0 | Constrained,otherwise capacity available =51.6kW. | --> | E11 ex RATHKEALE | Rathkeale [T421,T422] | RATHKEALE |  | 52.6049 | -8.9582
MV/LV Substation BA***161Y |  | 20 kV | _ | LV | 50 kVA :Pole Substation | 0.05 | --> | 0.05 | 0 | 0 | Constrained,otherwise capacity available =46kVA. | --> | 0.0475 | 0 | 0 | 0.050604 | 0 |  | --> | C19 ex ENNISTYMON | Ennistymon [T41,T42] | ENNIS |  | 53.1223 | -9.167
MV/LV Substation BA***161Y |  | 20 kV | _ | LV | 400 kVA :Kiosk Substation | 0.4 | --> | 0.4 | 0.4 | 1.6 |  | --> | 0.38 | 0 | 0.03705 | 0 | 0 | Constrained,otherwise capacity available =400kW. | --> | C17 ex FOYNES | Foynes [T41,T42] | RATHKEALE |  | 52.5605 | -9.2663
MV/LV Substation BA***162 |  | 10 kV | _ | LV | 50 kVA :Pole Substation | 0.05 | --> | 0.05 | 0 | 0 | Constrained,otherwise capacity available =50kVA. | --> | 0.0475 | 0 | 0 | 0.05 | 0 |  | --> | C18 ex ATHBOY | Athboy [T42] | NAVAN |  | 53.6064 | -6.9092
MV/LV Substation BA***163 |  | 10 kV | _ | LV | 50 kVA :Pole Substation | 0.05 | --> | 0.05 | 0 | 0 | Constrained,otherwise capacity available =50kVA. | --> | 0.0475 | 0 | 0 | 0.05 | 0 |  | --> | C14 ex DRUMQUIN | Drumquin [T42] | ENNIS |  | 52.8119 | -8.9901
MV/LV Substation BA***163 |  | 20 kV | _ | LV | 100 kVA :Pole Substation | 0.1 | --> | 0.1 | 0 | 0 | Constrained,otherwise capacity available =92kVA. | --> | 0.095 | 0 | 0.006669 | 0 | 0 | Constrained,otherwise capacity available =101.2kW. | --> | C20 ex KNOCKMULLEN | Knockmullen [T42,T421] | GREAT ISLAND |  | 52.3158 | -6.9511
MV/LV Substation BA***163 |  | 10 kV | _ | LV | 50 kVA :Pole Substation | 0.05 | --> | 0.05 | 0.044 | 1.4 |  | --> | 0.0475 | 0 | 0 | 0.050903 | 0 |  | --> | C14 ex RINEANNA | Rineanna [T41,T42] | DRUMLINE |  | 52.7796 | -8.9062
MV/LV Substation BA***163X |  | 10 kV | _ | LV | 630 kVA :Building Structure | 0.63 | --> | 0.63 | 0.5 | 4.6 |  | --> | 0.5985 | 0 | 0 | 0.5 | 0 |  | --> | C18 ex WATLING STREET | Watling Street [T41,T42] | FRANCIS STREET |  | 53.3486 | -6.2759
MV/LV Substation BA***163Y |  | 10 kV | _ | LV | 200 kVA :Kiosk Substation | 0.2 | --> | 0.2 | 0.15 | 4.6 |  | --> | 0.19 | 0 | 0.003705 | 0.20745 | 0 |  | --> | C26 ex CASTLEVIEW | Castleview [T101,T102] | CASTLEVIEW |  | 51.8933 | -8.4093
MV/LV Substation BA***164Y |  | 20 kV | _ | LV | 400 kVA :Kiosk Substation | 0.4 | --> | 0.4 | 0.351 | 2.5 |  | --> | 0.38 | 0 | 0.033345 | 0.40737 | 0 |  | --> | E11 ex BAGENALSTOWN | Bagenalstown [T421,T422] | CARLOW |  | 52.6978 | -6.9748
MV/LV Substation BA***165 |  | 20 kV | _ | LV | 50 kVA :Pole Substation | 0.05 | --> | 0.05 | 0.045 | 5.9 |  | --> | 0.0475 | 0 | 0 | 0.050753 | 0 |  | --> | C14 ex CASHEL | Cashel [T41,T42] | CAHIR |  | 52.563 | -7.8462
MV/LV Substation BA***165 |  | 20 kV | _ | LV | 50 kVA :Pole Substation | 0.05 | --> | 0.05 | 0 | 0 | Constrained,otherwise capacity available =50kVA. | --> | 0.0475 | 0 | 0 | 0.05 | 0 |  | --> | E16 ex MILLTOWN (SR) | Milltown (sr) [T421,T422] | OUGHTRAGH |  | 52.1131 | -9.7557
MV/LV Substation BA***165Y |  | 10 kV | _ | LV | 100 kVA :Pole Substation | 0.1 | --> | 0.1 | 0 | 0 | Constrained,otherwise capacity available =62kVA. | --> | 0.095 | 0 | 0 | 0 | 0 | Constrained,otherwise capacity available =105.6kW. | --> | C19 ex CURRAGLASS | Curraglass [T41] | BARRYMORE |  | 52.0612 | -8.0986
MV/LV Substation BA***165Z |  | 20 kV | _ | LV | 100 kVA :Pole Substation | 0.1 | --> | 0.1 | 0 | 0 | Constrained,otherwise capacity available =100kVA. | --> | 0.095 | 0 | 0 | 0 | 0 | Constrained,otherwise capacity available =100kW. | --> | E17 ex BLESSINGTON | Blessington [T421,T422] | KILTEEL |  | 53.1024 | -6.4923
MV/LV Substation BA***165Z |  | 20 kV | _ | LV | 50 kVA :Pole Substation | 0.05 | --> | 0.05 | 0 | 0 | Constrained,otherwise capacity available =30kVA. | --> | 0.0475 | 0 | 0 | 0.052949 | 0 |  | --> | C15 ex DELVIN | Delvin [T41,T42] | MULLINGAR |  | 53.5605 | -7.134
MV/LV Substation BA***166 |  | 20 kV | _ | LV | 100 kVA :Pole Substation | 0.1 | --> | 0.1 | 0 | 0 | Constrained,otherwise capacity available =98kVA. | --> | 0.095 | 0 | 0.004446 | 0.1003 | 0 |  | --> | E16 ex WHITECHURCH | Whitechurch [T421,T422] | KILBARRY |  | 51.9512 | -8.4685
MV/LV Substation BA***166X |  | 10 kV | _ | LV | 50 kVA :Pole Substation | 0.05 | --> | 0.05 | 0 | 0 | Constrained,otherwise capacity available =48kVA. | --> | 0.0475 | 0 | 0 | 0.050303 | 0 |  | --> | C11 ex GRAIGUENAMANAGH | Graiguenamanagh [T41,T42] | KILKENNY |  | 52.5108 | -6.9265
MV/LV Substation BA***166X |  | 20 kV | _ | LV | 100 kVA :Pole Substation | 0.1 | --> | 0.1 | 0 | 0 | Constrained,otherwise capacity available =94kVA. | --> | 0.095 | 0 | 0 | 0.10091 | 0 |  | --> | C19 ex ENNISTYMON | Ennistymon [T41,T42] | ENNIS |  | 53.0211 | -9.2745
MV/LV Substation BA***166Z |  | 10 kV | _ | LV | 400 kVA :Kiosk Substation | 0.4 | --> | 0.4 | 0 | 0 | Constrained,otherwise capacity available =309kVA. | --> | 0.38 | 0 | 0 | 0.41359 | 0 |  | --> | E41 ex KINSALE | Kinsale [T423] | TRABEG |  | 51.7027 | -8.5313
MV/LV Substation BA***167Z |  | 20 kV | _ | LV | 50 kVA :Pole Substation | 0.05 | --> | 0.05 | 0.045 | 13.8 |  | --> | 0.0475 | 0 | 0.00741 | 0.050753 | 0 |  | --> | C14 ex SINGLAND | Singland [T101,T102] | SINGLAND |  | 52.5826 | -8.5505
MV/LV Substation BA***169 |  | 10 kV | _ | LV | 400 kVA :Kiosk Substation | 0.4 | --> | 0.4 | 0.227 | 2.4 |  | --> | 0.38 | 0 | 0.01482 | 0.42545 | 0 |  | --> | C14 ex BRAY | Bray [T41,T42] | FASSAROE |  | 53.1892 | -6.1284
MV/LV Substation BA***169X |  | 10 kV | _ | LV | 200 kVA :Kiosk Substation | 0.2 | --> | 0.2 | 0 | 0 | Constrained,otherwise capacity available =173kVA. | --> | 0.19 | 0 | 0 | 0.20406 | 0 |  | --> | C15 ex SKIBBEREEN | Skibbereen [T41,T42] | DUNMANWAY |  | 51.4848 | -9.3648
MV/LV Substation BA***170 |  | 20 kV | _ | LV | 630 kVA :Kiosk Substation | 0.63 | --> | 0.63 | 0.5 | 17.8 |  | --> | 0.5985 | 0 | 0 | 0.5 | 0 |  | --> | E19 ex BANOGE | Banoge [T121,T122] | BANOGE |  | 52.6149 | -6.3078
MV/LV Substation BA***170Y |  | 10 kV | _ | LV | 400 kVA :Kiosk Substation | 0.4 | --> | 0.4 | 0.367 | 2.2 |  | --> | 0.38 | 0 | 0.003705 | 0.40498 | 0 |  | --> | C17 ex BALLINASLOE | Ballinasloe [T41,T42] | SOMERSET |  | 53.3299 | -8.2356
MV/LV Substation BA***171 |  | 20 kV | _ | LV | 50 kVA :Pole Substation | 0.05 | --> | 0.05 | 0.026 | 3 |  | --> | 0.0475 | 0 | 0.003705 | 0 | 0 | Constrained,otherwise capacity available =53.5kW. | --> | E14 ex MOVILLE | Moville [T421,T422] | TRILLICK |  | 55.1544 | -7.1506
MV/LV Substation BA***171Z |  | 10 kV | _ | LV | 400 kVA :Building Structure | 0.4 | --> | 0.4 | 0 | 0 | Constrained,otherwise capacity available =400kVA. | --> | 0.38 | 0 | 0.0741 | 0.4 | 0 |  | --> | C18 ex BALLYCOOLIN | Ballycoolin [T41,T42,T43] | FINGLAS |  | 53.412 | -6.3575
MV/LV Substation BA***172Z |  | 20 kV | _ | LV | 100 kVA :Pole Substation | 0.1 | --> | 0.1 | 0 | 0 | Constrained,otherwise capacity available =78kVA. | --> | 0.095 | 0 | 0.002964 | 0 | 0 | Constrained,otherwise capacity available =103.3kW. | --> | C18 ex PORTARLINGTON | Portarlington [T41,T42] | PORTLAOISE |  | 53.2325 | -7.3224
MV/LV Substation BA***174 |  | 10 kV | _ | LV | 50 kVA :Pole Substation | 0.05 | --> | 0.05 | 0 | 0 | Constrained,otherwise capacity available =47kVA. | --> | 0.0475 | 0 | 0 | 0.050453 | 0 |  | --> | C14 ex DRUMQUIN | Drumquin [T42] | ENNIS |  | 52.7784 | -9.0227
MV/LV Substation BA***174X |  | 20 kV | _ | LV | 50 kVA :Pole Substation | 0.05 | --> | 0.05 | 0.049 | 3.6 |  | --> | 0.0475 | 0 | 0 | 0.050152 | 0 |  | --> | E22 ex ENNISCRONE | Enniscrone [T421,T422] | MOY |  | 54.2409 | -8.7988
MV/LV Substation BA***174X |  | 10 kV | _ | LV | 400 kVA :Kiosk Substation | 0.4 | --> | 0.4 | 0.15247 | 0.2 | Constrained,otherwise capacity available =310kVA. | --> | 0.38 | 0 | 0.013338 | 0.41344 | 0 |  | --> | C19 ex SANDYFORD | Sandyford [T41,T42] | CARRICKMINES |  | 53.2733 | -6.2523
MV/LV Substation BA***175 |  | 20 kV | _ | LV | 200 kVA :Kiosk Substation | 0.2 | --> | 0.2 | 0 | 0 | Constrained,otherwise capacity available =185kVA. | --> | 0.19 | 0 | 0 | 0.20226 | 0 |  | --> | E16 ex GURRANEBANE | Gurranebane [T421,T422] | OUGHTRAGH |  | 51.8161 | -10.1616
MV/LV Substation BA***175 |  | 10 kV | _ | LV | 400 kVA :Kiosk Substation | 0.4 | --> | 0.4 | 0 | 0 | Constrained,otherwise capacity available =185kVA. | --> | 0.38 | 0 | 0.00741 | 0.43138 | 0 |  | --> | C20 ex MERVILLE | Merville [T41,T42] | FINGLAS |  | 53.3944 | -6.3124
MV/LV Substation BA***175Y |  | 20 kV | _ | LV | 200 kVA :Kiosk Substation | 0.2 | --> | 0.2 | 0 | 0 | Constrained,otherwise capacity available =187kVA. | --> | 0.19 | 0 | 0.003705 | 0.20196 | 0 |  | --> | E22 ex COLLOONEY | Collooney [T421,T422] | SLIGO |  | 54.1983 | -8.3613
MV/LV Substation BA***175Z |  | 10 kV | _ | LV | 200 kVA :Kiosk Substation | 0.2 | --> | 0.2 | 0 | 0 | Constrained,otherwise capacity available =154kVA. | --> | 0.19 | 0 | 0 | 0.20687 | 0 |  | --> | C17 ex PALMERSTOWN | Palmerstown [T41,T42] | FINGLAS |  | 53.3349 | -6.3772
MV/LV Substation BA***176Y |  | 20 kV | _ | LV | 100 kVA :Pole Substation | 0.1 | --> | 0.1 | 0 | 0 | Constrained,otherwise capacity available =77kVA. | --> | 0.095 | 0 | 0 | 0.10343 | 0 |  | --> | E18 ex CLONROCHE | Clonroche [T421,T422] | WEXFORD |  | 52.4574 | -6.6923
MV/LV Substation BA***176Y |  | 10 kV | _ | LV | 200 kVA :Kiosk Substation | 0.2 | --> | 0.2 | 0.2 | 2.4 |  | --> | 0.19 | 0 | 0 | 0.2 | 0 |  | --> | C11 ex GRAIGUE | Graigue [T41,T42] | CARLOW |  | 52.8345 | -6.9363
MV/LV Substation BA***177Y |  | 10 kV | _ | LV | 50 kVA :Pole Substation | 0.05 | --> | 0.05 | 0 | 0 | Constrained,otherwise capacity available =50kVA. | --> | 0.0475 | 0 | 0 | 0 | 0 | Constrained,otherwise capacity available =50kW. | --> | C11 ex GARDEN CITY | Garden City [T41,T42] | ARKLOW |  | 52.723 | -6.2367
MV/LV Substation BA***178 |  | 10 kV | _ | LV | 50 kVA :Pole Substation | 0.05 | --> | 0.05 | 0 | 0 | Constrained,otherwise capacity available =49kVA. | --> | 0.0475 | 0 | 0 | 0.050152 | 0 |  | --> | C24 ex BISHOPSTOWN | Bishopstown [T41,T42] | KILBARRY |  | 51.8759 | -8.5612
MV/LV Substation BA***178X |  | 10 kV | _ | LV | 50 kVA :Pole Substation | 0.05 | --> | 0.05 | 0 | 0 | Constrained,otherwise capacity available =37kVA. | --> | 0.0475 | 0 | 0.018525 | 0 | 0 | Constrained,otherwise capacity available =51.9kW. | --> | C11 ex KILMALLOCK | Kilmallock [T41,T42] | CHARLEVILLE |  | 52.4134 | -8.4865
MV/LV Substation BA***178X |  | 20 kV | _ | LV | 100 kVA :Pole Substation | 0.1 | --> | 0.1 | 0 | 0 | Constrained,otherwise capacity available =87kVA. | --> | 0.095 | 0 | 0 | 0 | 0 | Constrained,otherwise capacity available =102kW. | --> | E13 ex CARNDONAGH | Carndonagh [T421,T422] | TRILLICK |  | 55.2422 | -7.2813
MV/LV Substation BA***178Y |  | 10 kV | _ | LV | 50 kVA :Pole Substation | 0.05 | --> | 0.05 | 0.039 | 3.4 |  | --> | 0.0475 | 0 | 0.018525 | 0.051643 | 0 |  | --> | C19 ex GLENGOOLE | Glengoole [T41] | THURLES |  | 52.5712 | -7.5307
MV/LV Substation BA***178Z |  | 20 kV | _ | LV | 100 kVA :Pole Substation | 0.1 | --> | 0.1 | 0 | 0 | Constrained,otherwise capacity available =94kVA. | --> | 0.095 | 0 | 0 | 0.10091 | 0 |  | --> | E21 ex FINEA | Finea [T421,T422] | SHANKILL |  | 53.8358 | -7.3524
MV/LV Substation BA***179 |  | 10 kV | _ | LV | 400 kVA :Kiosk Substation | 0.4 | --> | 0.4 | 0.308 | 4 |  | --> | 0.38 | 0 | 0.040755 | 0.41373 | 0 |  | --> | C19 ex BALLINCLEA | Ballinclea [T41] | CHERRYWOOD |  | 53.269 | -6.1196
MV/LV Substation BA***179X |  | 20 kV | _ | LV | 50 kVA :Pole Substation | 0.05 | --> | 0.05 | 0.044 | 1 |  | --> | 0.0475 | 0 | 0 | 0 | 0 | Constrained,otherwise capacity available =50.9kW. | --> | C16 ex BOYLE | Boyle [T41,T42] | CARRICK ON SHANNON |  | 54.0283 | -8.3351
MV/LV Substation BA***179Y |  | 20 kV | _ | LV | 100 kVA :Pole Substation | 0.1 | --> | 0.1 | 0 | 0 | Constrained,otherwise capacity available =94kVA. | --> | 0.095 | 0 | 0 | 0 | 0 | Constrained,otherwise capacity available =100.9kW. | --> | C11 ex MOUNTMELLICK | Mountmellick [T41,T42] | PORTLAOISE |  | 53.1618 | -7.4154
MV/LV Substation BA***179Y |  | 10 kV | _ | LV | 50 kVA :Pole Substation | 0.05 | --> | 0.05 | 0 | 0 | Constrained,otherwise capacity available =50kVA. | --> | 0.0475 | 0 | 0 | 0 | 0 | Constrained,otherwise capacity available =50kW. | --> | C11 ex RATHDRUM | Rathdrum [T42] | ARKLOW |  | 52.8717 | -6.222
MV/LV Substation BA***180 |  | 10 kV | _ | LV | 100 kVA :Pole Substation | 0.1 | --> | 0.1 | 0 | 0 | Constrained,otherwise capacity available =6kVA. | --> | 0.095 | 0 | 0.002223 | 0.11331 | 0 |  | --> | C15 ex KINSALE | Kinsale [T41,T42] | BANDON |  | 51.6989 | -8.4991
MV/LV Substation BA***180 |  | 20 kV | _ | LV | 50 kVA :Pole Substation | 0.05 | --> | 0.05 | 0 | 0 | Constrained,otherwise capacity available =42kVA. | --> | 0.0475 | 0 | 0.011115 | 0.0512 | 0 |  | --> | E18 ex CREAGH | Creagh [T421,T422] | ATHLONE |  | 53.4418 | -8.5107
MV/LV Substation BA***181Z |  | 10 kV | _ | LV | 200 kVA :Kiosk Substation | 0.2 | --> | 0.2 | 0 | 0 | Constrained,otherwise capacity available =154kVA. | --> | 0.19 | 0 | 0.01482 | 0.20687 | 0 |  | --> | C20 ex CELBRIDGE | Celbridge [T41,T42] | GRIFFINRATH |  | 53.3022 | -6.6048
MV/LV Substation BA***182X |  | 10 kV | _ | LV | 25 kVA :Pole Substation | 0.025 | --> | 0.025 | 0 | 0 | Constrained,otherwise capacity available =25kVA. | --> | 0.02375 | 0 | 0 | 0.025 | 0 |  | --> | C11 ex SKIBBEREEN | Skibbereen [T41,T42] | DUNMANWAY |  | 51.6036 | -9.2663
MV/LV Substation BA***182X |  | 20 kV | _ | LV | 50 kVA :Pole Substation | 0.05 | --> | 0.05 | 0 | 0 | Constrained,otherwise capacity available =46kVA. | --> | 0.0475 | 0 | 0 | 0.050604 | 0 |  | --> | E13 ex SHILLELAGH | Shillelagh [T421,T422] | CARLOW |  | 52.7632 | -6.5512
MV/LV Substation BA***182Y |  | 10 kV | _ | LV | 50 kVA :Pole Substation | 0.05 | --> | 0.05 | 0 | 0 | Constrained,otherwise capacity available =43kVA. | --> | 0.0475 | 0 | 0 | 0 | 0 | Constrained,otherwise capacity available =51.1kW. | --> | C22 ex PORTLAOISE | Portlaoise [T41,T42] | PORTLAOISE |  | 53.0499 | -7.2379
MV/LV Substation BA***182Y |  | 10 kV | _ | LV | 50 kVA :Pole Substation | 0.05 | --> | 0.05 | 0 | 0 | Constrained,otherwise capacity available =45kVA. | --> | 0.0475 | 0 | 0 | 0 | 0 | Constrained,otherwise capacity available =50.8kW. | --> | C20 ex CLOONLOUGH | Cloonlough [T41,T42] | BARRYMORE |  | 52.207 | -8.27
MV/LV Substation BA***184 |  | 20 kV | _ | LV | 50 kVA :Pole Substation | 0.05 | --> | 0.05 | 0 | 0 | Constrained,otherwise capacity available =46kVA. | --> | 0.0475 | 0 | 0 | 0.050604 | 0 |  | --> | E14 ex KILCOCK | Kilcock [T421,T422] | GRIFFINRATH |  | 53.5076 | -6.718
MV/LV Substation BA***185 |  | 10 kV | _ | LV | 50 kVA :Pole Substation | 0.05 | --> | 0.05 | 0.039 | 4.1 |  | --> | 0.0475 | 0 | 0.004446 | 0.051643 | 0 |  | --> | C13 ex AGHAGAD | Aghagad [T41,T42] | SLIGO |  | 54.4239 | -8.4676
MV/LV Substation BA***185 |  | 20 kV | _ | LV | 100 kVA :Pole Substation | 0.1 | --> | 0.1 | 0.087 | 17.8 |  | --> | 0.095 | 0 | 0 | 0.10195 | 0 |  | --> | E13 ex BANOGE | Banoge [T121,T122] | BANOGE |  | 52.6355 | -6.2725
MV/LV Substation BA***185 |  | 20 kV | _ | LV | 50 kVA :Pole Substation | 0.05 | --> | 0.05 | 0.044 | 2.5 |  | --> | 0.0475 | 0 | 0 | 0.050903 | 0 |  | --> | E13 ex BAGENALSTOWN | Bagenalstown [T421,T422] | CARLOW |  | 52.6968 | -6.8872
MV/LV Substation BA***186Y |  | 10 kV | _ | LV | 400 kVA :Building Structure | 0.4 | --> | 0.4 | 0.398 | 0.8 |  | --> | 0.38 | 0 | 0 | 0.4003 | 0 |  | --> | C17 ex MANOR STREET | Manor Street [T41,T42] | WATERFORD |  | 52.2602 | -7.1066
MV/LV Substation BA***186Y |  | 20 kV | _ | LV | 50 kVA :Pole Substation | 0.05 | --> | 0.05 | 0.05 | 6.2 |  | --> | 0.0475 | 0 | 0 | 0 | 0 | Constrained,otherwise capacity available =50kW. | --> | E28 ex MILFORD (MWR) | Milford (mwr) [T422] | CHARLEVILLE |  | 52.4097 | -8.7669
MV/LV Substation BA***187 |  | 10 kV | _ | LV | 400 kVA :Kiosk Substation | 0.4 | --> | 0.4 | 0.268 | 1.2 |  | --> | 0.38 | 0 | 0.041496 | 0.41956 | 0 |  | --> | C23 ex SALLYNOGGIN ROAD | Sallynoggin Road [T41,T42] | CHERRYWOOD |  | 53.2776 | -6.1166
MV/LV Substation BA***187Z |  | 20 kV | _ | LV | 50 kVA :Pole Substation | 0.05 | --> | 0.05 | 0.032 | 0.2 |  | --> | 0.0475 | 0 | 0.003705 | 0 | 0 | Constrained,otherwise capacity available =52.7kW. | --> | E15 ex BEALISTOWN | Bealistown [T421,T422] | GREAT ISLAND |  | 52.2835 | -6.8423
MV/LV Substation BA***187Z |  | 10 kV | _ | LV | 50 kVA :Pole Substation | 0.05 | --> | 0.05 | 0 | 0 | Constrained,otherwise capacity available =45kVA. | --> | 0.0475 | 0 | 0 | 0.050753 | 0 |  | --> | C18 ex SRAH | Srah [T41,T42] | THORNSBERRY |  | 53.2939 | -7.5632
MV/LV Substation BA***188 |  | 10 kV | _ | LV | 100 kVA :Pole Substation | 0.1 | --> | 0.1 | 0.095 | 4.1 |  | --> | 0.095 | 0 | 0 | 0.10076 | 0 |  | --> | C13 ex AGHAGAD | Aghagad [T41,T42] | SLIGO |  | 54.4257 | -8.4619
MV/LV Substation BA***188 |  | 10 kV | _ | LV | 630 kVA :Building Structure | 0.63 | --> | 0.63 | 0 | 0 | Constrained,otherwise capacity available =302kVA. | --> | 0.5985 | 0 | 0.090402 | 0.5 | 0 |  | --> | C21 ex BALLYBODEN | Ballyboden [T41,T42] | COOKSTOWN |  | 53.2879 | -6.2995
MV/LV Substation BA***188 |  | 10 kV | _ | LV | 630 kVA :Building Structure | 0.63 | --> | 0.63 | 0.5 | 18.8 |  | --> | 0.5985 | 0 | 0 | 0.5 | 0 |  | --> | C10 ex BEDFORD ROW | Bedford Row [T41,T42,T43,T44] | FRANCIS STREET |  | 53.3451 | -6.2608
MV/LV Substation BA***188X |  | 20 kV | _ | LV | 50 kVA :Pole Substation | 0.05 | --> | 0.05 | 0 | 0 | Constrained,otherwise capacity available =48kVA. | --> | 0.0475 | 0 | 0 | 0.050303 | 0 |  | --> | C15 ex BALLYHAUNIS | Ballyhaunis [T41,T42] | DALTON |  | 53.7429 | -8.6334
MV/LV Substation BA***189 |  | 20 kV | _ | LV | 50 kVA :Pole Substation | 0.05 | --> | 0.05 | 0 | 0 | Constrained,otherwise capacity available =50kVA. | --> | 0.0475 | 0 | 0 | 0.05 | 0 |  | --> | E13 ex BEALNABLATH | Bealnablath [T421] | BANDON |  | 51.7941 | -8.8533
MV/LV Substation BA***190 |  | 20 kV | _ | LV | 200 kVA :Pole Substation | 0.2 | --> | 0.2 | 0 | 0 | Constrained,otherwise capacity available =167kVA. | --> | 0.19 | 0 | 0.008151 | 0.20495 | 0 |  | --> | E18 ex CLONROCHE | Clonroche [T421,T422] | WEXFORD |  | 52.4506 | -6.6646
MV/LV Substation BA***190Y |  | 10 kV | _ | LV | 50 kVA :Pole Substation | 0.05 | --> | 0.05 | 0 | 0 | Constrained,otherwise capacity available =32kVA. | --> | 0.0475 | 0 | 0 | 0 | 0 | Constrained,otherwise capacity available =52.7kW. | --> | C20 ex CLOONLOUGH | Cloonlough [T41,T42] | BARRYMORE |  | 52.2501 | -8.2727
MV/LV Substation BA***191 |  | 10 kV | _ | LV | 50 kVA :Pole Substation | 0.05 | --> | 0.05 | 0.05 | 2 |  | --> | 0.0475 | 0 | 0 | 0.05 | 0 |  | --> | C15 ex CAUSEWAY | Causeway [T41,T42] | TRALEE |  | 52.343 | -9.8109
MV/LV Substation BA***191 |  | 20 kV | _ | LV | 200 kVA :Pole Substation | 0.2 | --> | 0.2 | 0.108 | 10.9 |  | --> | 0.19 | 0 | 0 | 0.21351 | 0 |  | --> | C25 ex MULLINGAR | Mullingar [T101,T102] | MULLINGAR |  | 53.5832 | -7.5376
MV/LV Substation BA***191X |  | 10 kV | _ | LV | 400 kVA :Kiosk Substation | 0.4 | --> | 0.4 | 0.15247 | 0.2 | Constrained,otherwise capacity available =359kVA. | --> | 0.38 | 0 | 0.008151 | 0.40618 | 0 |  | --> | C19 ex SANDYFORD | Sandyford [T41,T42] | CARRICKMINES |  | 53.2751 | -6.2514
MV/LV Substation BA***191X |  | 20 kV | _ | LV | 200 kVA :Kiosk Substation | 0.2 | --> | 0.2 | 0 | 0 | Constrained,otherwise capacity available =173kVA. | --> | 0.19 | 0 | 0.003705 | 0.20406 | 0 |  | --> | E25 ex PATRICKSWELL | Patrickswell [T421,T422] | LIMERICK |  | 52.6235 | -8.8061
MV/LV Substation BA***191Y |  | 20 kV | _ | LV | 50 kVA :Pole Substation | 0.05 | --> | 0.05 | 0 | 0 | Constrained,otherwise capacity available =38kVA. | --> | 0.0475 | 0 | 0 | 0.05179 | 0 |  | --> | E18 ex DALTON | Dalton [T421,T422] | DALTON |  | 53.665 | -8.8864
MV/LV Substation BA***192 |  | 10 kV | _ | LV | 630 kVA :Kiosk Substation | 0.63 | --> | 0.63 | 0.438 | 1.4 |  | --> | 0.5985 | 0 | 0.057057 | 0.5 | 0 |  | --> | C13 ex DODDER ROAD | Dodder Road [T42] | MILLTOWN (DR) |  | 53.3032 | -6.2738
MV/LV Substation BA***193 |  | 10 kV | _ | LV | 630 kVA :Kiosk Substation | 0.63 | --> | 0.63 | 0 | 0 | Constrained,otherwise capacity available =500kVA. | --> | 0.5985 | 0 | 0.008151 | 0.5 | 0 |  | --> | C21 ex WATERFORD IND EST | Waterford Ind Est [T41,T42,T44] | BUTLERSTOWN |  | 52.2436 | -7.1385
MV/LV Substation BA***193Y |  | 20 kV | _ | LV | 50 kVA :Pole Substation | 0.05 | --> | 0.05 | 0 | 0 | Constrained,otherwise capacity available =37kVA. | --> | 0.0475 | 0 | 0 | 0.051937 | 0 |  | --> | E20 ex BALTINGLASS | Baltinglass [T421,T422] | STRATFORD |  | 53.0042 | -6.8092
MV/LV Substation BA***194 |  | 10 kV | _ | LV | 630 kVA :Kiosk Substation | 0.63 | --> | 0.63 | 0 | 0 | Constrained,otherwise capacity available =500kVA. | --> | 0.5985 | 0 | 0 | 0.5 | 0 |  | --> | C21 ex WATERFORD IND EST | Waterford Ind Est [T41,T42,T44] | BUTLERSTOWN |  | 52.2438 | -7.1354
MV/LV Substation BA***194 |  | 10 kV | _ | LV | 200 kVA :Kiosk Substation | 0.2 | --> | 0.2 | 0 | 0 | Constrained,otherwise capacity available =152kVA. | --> | 0.19 | 0 | 0.028158 | 0.20716 | 0 |  | --> | C25 ex DUNDRUM | Dundrum [T41,T42] | BLACKROCK |  | 53.2826 | -6.2474
MV/LV Substation BA***194X |  | 10 kV | _ | LV | 200 kVA :Kiosk Substation | 0.2 | --> | 0.2 | 0.052 | 2 |  | --> | 0.19 | 0 | 0.15191 | 0.20745 | 0 |  | --> | C15 ex CAUSEWAY | Causeway [T41,T42] | TRALEE |  | 52.3383 | -9.8188
MV/LV Substation BA***194Y |  | 10 kV | _ | LV | 200 kVA :Kiosk Substation | 0.2 | --> | 0.2 | 0 | 0 | Constrained,otherwise capacity available =126kVA. | --> | 0.19 | 0 | 0.040755 | 0.21094 | 0 |  | --> | C13 ex DOCK ROAD | Dock Road [T41,T42] | LIMERICK |  | 52.6371 | -8.6663
MV/LV Substation BA***195 |  | 10 kV | _ | LV | 400 kVA :Kiosk Substation | 0.4 | --> | 0.4 | 0 | 0 | Constrained,otherwise capacity available =360kVA. | --> | 0.38 | 0 | 0.003705 | 0.40603 | 0 |  | --> | C21 ex WATERFORD IND EST | Waterford Ind Est [T41,T42,T44] | BUTLERSTOWN |  | 52.2443 | -7.1344
MV/LV Substation BA***195 |  | 10 kV | _ | LV | 1000 kVA :Building Structure | 1 | --> | 1 | 0 | 0 | Constrained,otherwise capacity available =500kVA. | --> | 0.95 | 0 | 0 | 0.5 | 0 |  | --> | C31 ex CLONSHAUGH | Clonshaugh [T41,T42] | FINGLAS |  | 53.3967 | -6.2126
MV/LV Substation BA***195 |  | 10 kV | _ | LV | 50 kVA :Pole Substation | 0.05 | --> | 0.05 | 0 | 0 | Constrained,otherwise capacity available =50kVA. | --> | 0.0475 | 0 | 0 | 0 | 0 | Constrained,otherwise capacity available =50kW. | --> | C15 ex CULLION | Cullion [T41,T42] | LETTERKENNY |  | 54.9487 | -7.6963
MV/LV Substation BA***196 |  | 10 kV | _ | LV | 400 kVA :Kiosk Substation | 0.4 | --> | 0.4 | 0 | 0 | Constrained,otherwise capacity available =273kVA. | --> | 0.38 | 0 | 0.008892 | 0 | 0 | Constrained,otherwise capacity available =418.8kW. | --> | C19 ex MILFORD (NR) | Milford (nr) [T41,T42] | LETTERKENNY |  | 55.0373 | -7.6417
MV/LV Substation BA***196Y |  | 10 kV | _ | LV | 50 kVA :Pole Substation | 0.05 | --> | 0.05 | 0 | 0 | Constrained,otherwise capacity available =33kVA. | --> | 0.0475 | 0 | 0 | 0.052518 | 0 |  | --> | C12 ex MONEYCOOLEY | Moneycooley [T41,T42,T44] | GRIFFINRATH |  | 53.3629 | -6.5566
MV/LV Substation BA***196Z |  | 10 kV | _ | LV | 200 kVA :Pole Substation | 0.2 | --> | 0.2 | 0 | 0 | Constrained,otherwise capacity available =198kVA. | --> | 0.19 | 0 | 0 | 0.2003 | 0 |  | --> | C25 ex POPPINTREE | Poppintree [T101,T102] | FINGLAS |  | 53.4109 | -6.3071
MV/LV Substation BA***197 |  | 20 kV | _ | LV | 400 kVA :Building Structure | 0.4 | --> | 0.4 | 0.35 | 3 |  | --> | 0.38 | 0 | 0 | 0 | 0 | Constrained,otherwise capacity available =407.5kW. | --> | E17 ex CHARLEVILLE | Charleville [T421,T422] | CHARLEVILLE |  | 52.3538 | -8.6777
MV/LV Substation BA***197 |  | 20 kV | _ | LV | 50 kVA :Pole Substation | 0.05 | --> | 0.05 | 0 | 0 | Constrained,otherwise capacity available =36kVA. | --> | 0.0475 | 0 | 0.00741 | 0.052083 | 0 |  | --> | E18 ex GARRANACANTY | Garranacanty [T421,T422] | TIPPERARY |  | 52.4945 | -8.1994
MV/LV Substation BA***197X |  | 10 kV | _ | LV | 100 kVA :Pole Substation | 0.1 | --> | 0.1 | 0 | 0 | Constrained,otherwise capacity available =97kVA. | --> | 0.095 | 0 | 0 | 0 | 0 | Constrained,otherwise capacity available =100.5kW. | --> | C11 ex KILMALLOCK | Kilmallock [T41,T42] | CHARLEVILLE |  | 52.4479 | -8.4521
MV/LV Substation BA***198Y |  | 20 kV | _ | LV | 100 kVA :Pole Substation | 0.1 | --> | 0.1 | 0.098 | 1.1 |  | --> | 0.095 | 0 | 0 | 0.1003 | 0 |  | --> | E12 ex BUNCLODY | Bunclody [T421,T422] | CRANE |  | 52.6439 | -6.6635
MV/LV Substation BA***199X |  | 10 kV | _ | LV | 630 kVA :Building Structure | 0.63 | --> | 0.63 | 0.5 | 1.5 |  | --> | 0.5985 | 0 | 0.00741 | 0.5 | 0 |  | --> | C17 ex MONKSTOWN | Monkstown [T41,T42] | BLACKROCK |  | 53.3023 | -6.1783
MV/LV Substation BA***199Z |  | 10 kV | _ | LV | 200 kVA :Kiosk Substation | 0.2 | --> | 0.2 | 0 | 0 | Constrained,otherwise capacity available =133kVA. | --> | 0.19 | 0 | 0.024453 | 0.20993 | 0 |  | --> | C15 ex CARRIGALINE | Carrigaline [T41,T42] | BARNAHELY |  | 51.8182 | -8.4023
MV/LV Substation BA***200 |  | 10 kV | _ | LV | 50 kVA :Pole Substation | 0.05 | --> | 0.05 | 0.029 | 19.8 |  | --> | 0.0475 | 0 | 0.005928 | 0.053092 | 0 |  | --> | C30 ex TANEY | Taney [T101,T102] | CARRICKMINES |  | 53.278 | -6.2358
MV/LV Substation BA***200X |  | 10 kV | _ | LV | 400 kVA :Kiosk Substation | 0.4 | --> | 0.4 | 0.393 | 5.8 |  | --> | 0.38 | 0 | 0 | 0.40106 | 0 |  | --> | C13 ex OAKFIELD | Oakfield [T41,T42] | SLIGO |  | 54.2661 | -8.503
MV/LV Substation BA***200Z |  | 10 kV | _ | LV | 400 kVA :Kiosk Substation | 0.4 | --> | 0.4 | 0 | 0 | Constrained,otherwise capacity available =396kVA. | --> | 0.38 | 0 | 0 | 0.40061 | 0 |  | --> | C30 ex KINSALE | Kinsale [T41,T42] | BANDON |  | 51.6667 | -8.5991
MV/LV Substation BA***201 |  | 10 kV | _ | LV | 100 kVA :Pole Substation | 0.1 | --> | 0.1 | 0.083 | 1.4 |  | --> | 0.095 | 0 | 0.004446 | 0.10255 | 0 |  | --> | C14 ex RINEANNA | Rineanna [T41,T42] | DRUMLINE |  | 52.7401 | -8.9093
MV/LV Substation BA***201 |  | 10 kV | _ | LV | 630 kVA :Building Structure | 0.63 | --> | 0.63 | 0.44 | 11.1 |  | --> | 0.5985 | 0 | 0.006669 | 0.5 | 0 |  | --> | C14 ex CABRA | Cabra [T101,T102] | FINGLAS |  | 53.3715 | -6.2976
MV/LV Substation BA***201X |  | 10 kV | _ | LV | 50 kVA :Pole Substation | 0.05 | --> | 0.05 | 0 | 0 | Constrained,otherwise capacity available =38kVA. | --> | 0.0475 | 0 | 0 | 0.05179 | 0 |  | --> | C16 ex LOUGHTAGALLA | Loughtagalla [T41,T42] | THURLES |  | 52.7363 | -7.788
MV/LV Substation BA***201Y |  | 20 kV | _ | LV | 50 kVA :Pole Substation | 0.05 | --> | 0.05 | 0 | 0 | Constrained,otherwise capacity available =45kVA. | --> | 0.0475 | 0 | 0 | 0.050753 | 0 |  | --> | E18 ex WHITECHURCH | Whitechurch [T421,T422] | KILBARRY |  | 52.0076 | -8.643
MV/LV Substation BA***202 |  | 10 kV | _ | LV | 630 kVA :Building Structure | 0.63 | --> | 0.63 | 0 | 0 | Constrained,otherwise capacity available =263kVA. | --> | 0.5985 | 0 | 0.02964 | 0.5 | 0 |  | --> | C19 ex SEMPERIT | Semperit [T41,T42,T43] | GRANGE CASTLE |  | 53.342 | -6.3577
MV/LV Substation BA***202X |  | 20 kV | _ | LV | 200 kVA :Pole Substation | 0.2 | --> | 0.2 | 0 | 0 | Constrained,otherwise capacity available =198kVA. | --> | 0.19 | 0 | 0 | 0.2003 | 0 |  | --> | E11 ex BALLYHALE | Ballyhale [T42,T421] | KILKENNY |  | 52.5493 | -7.1929
MV/LV Substation BA***202Y |  | 10 kV | _ | LV | 100 kVA :Pole Substation | 0.1 | --> | 0.1 | 0 | 0 | Constrained,otherwise capacity available =56kVA. | --> | 0.095 | 0 | 0 | 0.10647 | 0 |  | --> | C16 ex LEIXLIP | Leixlip [T41,T42] | GRIFFINRATH |  | 53.3457 | -6.494
MV/LV Substation BA***202Z |  | 10 kV | _ | LV | 50 kVA :Pole Substation | 0.05 | --> | 0.05 | 0 | 0 | Constrained,otherwise capacity available =48kVA. | --> | 0.0475 | 0 | 0 | 0.050303 | 0 |  | --> | C24 ex KILMONEY | Kilmoney [T41,T42] | TRABEG |  | 51.8415 | -8.4361
MV/LV Substation BA***203 |  | 10 kV | _ | LV | 100 kVA :Pole Substation | 0.1 | --> | 0.1 | 0 | 0 | Constrained,otherwise capacity available =100kVA. | --> | 0.095 | 0 | 0 | 0.1 | 0 |  | --> | C13 ex COBH | Cobh [T41,T42] | COW CROSS |  | 51.8787 | -8.3063
MV/LV Substation BA***203 |  | 20 kV | _ | LV | 50 kVA :Pole Substation | 0.05 | --> | 0.05 | 0.049 | 3 |  | --> | 0.0475 | 0 | 0 | 0 | 0 | Constrained,otherwise capacity available =50.2kW. | --> | E12 ex MOVILLE | Moville [T421,T422] | TRILLICK |  | 55.1946 | -7.0387
MV/LV Substation BA***203X |  | 10 kV | _ | LV | 50 kVA :Pole Substation | 0.05 | --> | 0.05 | 0.041 | 0.9 |  | --> | 0.0475 | 0 | 0 | 0.051348 | 0 |  | --> | C22 ex ROSS CARBERY | Ross Carbery [T41,T42] | DUNMANWAY |  | 51.5922 | -9.0626
MV/LV Substation BA***204 |  | 20 kV | _ | LV | 50 kVA :Pole Substation | 0.05 | --> | 0.05 | 0.042 | 1.4 |  | --> | 0.0475 | 0 | 0 | 0.0512 | 0 |  | --> | E20 ex KILLINICK | Killinick [T421,T422] | WEXFORD |  | 52.2716 | -6.4715
MV/LV Substation BA***204 |  | 20 kV | _ | LV | 200 kVA :Pole Substation | 0.2 | --> | 0.2 | 0.144 | 0.2 |  | --> | 0.19 | 0 | 0.014079 | 0.20833 | 0 |  | --> | C16 ex KILSHANNY | Kilshanny [T41,T42] | CAHIR |  | 52.2708 | -8.0964
MV/LV Substation BA***205 |  | 20 kV | _ | LV | 50 kVA :Pole Substation | 0.05 | --> | 0.05 | 0.025 | 0.2 |  | --> | 0.0475 | 0 | 0 | 0.053659 | 0 |  | --> | C16 ex KILSHANNY | Kilshanny [T41,T42] | CAHIR |  | 52.2728 | -8.0984
MV/LV Substation BA***205Y |  | 10 kV | _ | LV | 400 kVA :Kiosk Substation | 0.4 | --> | 0.4 | 0 | 0 | Constrained,otherwise capacity available =375kVA. | --> | 0.38 | 0 | 0 | 0.40378 | 0 |  | --> | C17 ex LOUGHREA | Loughrea [T41,T42] | SOMERSET |  | 53.1956 | -8.5569
MV/LV Substation BA***205Z |  | 10 kV | _ | LV | 630 kVA :Building Structure | 0.63 | --> | 0.63 | 0 | 0 | Constrained,otherwise capacity available =500kVA. | --> | 0.5985 | 0 | 0.011115 | 0.5 | 0 |  | --> | C30 ex CLONDALKIN | Clondalkin [T41,T42,T44] | INCHICORE 220KV |  | 53.3246 | -6.4141
MV/LV Substation BA***206X |  | 10 kV | _ | LV | 50 kVA :Pole Substation | 0.05 | --> | 0.05 | 0.05 | 2.1 |  | --> | 0.0475 | 0 | 0 | 0 | 0 | Constrained,otherwise capacity available =50kW. | --> | C15 ex KILCAR | Kilcar [T41] | BINBANE |  | 54.6557 | -8.5716
MV/LV Substation BA***206Y |  | 10 kV | _ | LV | 630 kVA :Kiosk Substation | 0.63 | --> | 0.63 | 0 | 0 | Constrained,otherwise capacity available =500kVA. | --> | 0.5985 | 0 | 0.017784 | 0.5 | 0 |  | --> | C16 ex LOUGHREA | Loughrea [T41,T42] | SOMERSET |  | 53.1941 | -8.5562
MV/LV Substation BA***207 |  | 10 kV | _ | LV | 400 kVA :Building Structure | 0.4 | --> | 0.4 | 0 | 0 | Constrained,otherwise capacity available =246kVA. | --> | 0.38 | 0 | 0.013338 | 0.42273 | 0 |  | --> | C19 ex SEMPERIT | Semperit [T41,T42,T43] | GRANGE CASTLE |  | 53.3398 | -6.3536
MV/LV Substation BA***207 |  | 10 kV | _ | LV | 100 kVA :Pole Substation | 0.1 | --> | 0.1 | 0.052 | 4.4 |  | --> | 0.095 | 0 | 0 | 0.10704 | 0 |  | --> | E11 ex CRANE | Crane [T122] | CRANE |  | 52.5191 | -6.5595
MV/LV Substation BA***207X |  | 20 kV | _ | LV | 400 kVA :Kiosk Substation | 0.4 | --> | 0.4 | 0 | 0 | Constrained,otherwise capacity available =357kVA. | --> | 0.38 | 0 | 0 | 0.40648 | 0 |  | --> | E11 ex BALLYHALE | Ballyhale [T42,T421] | KILKENNY |  | 52.5377 | -7.1881
MV/LV Substation BA***208 |  | 10 kV | _ | LV | 50 kVA :Pole Substation | 0.05 | --> | 0.05 | 0 | 0 | Constrained,otherwise capacity available =45kVA. | --> | 0.0475 | 0 | 0.00741 | 0 | 0 | Constrained,otherwise capacity available =50.8kW. | --> | C22 ex LISMORE | Lismore [T41,T42] | DUNGARVAN |  | 52.1819 | -7.9884
MV/LV Substation BA***208 |  | 10 kV | _ | LV | 200 kVA :Kiosk Substation | 0.2 | --> | 0.2 | 0.078 | 19.8 |  | --> | 0.19 | 0 | 0.028899 | 0.21771 | 0 |  | --> | C30 ex TANEY | Taney [T101,T102] | CARRICKMINES |  | 53.2809 | -6.237
MV/LV Substation BA***208Y |  | 10 kV | _ | LV | 100 kVA :Pole Substation | 0.1 | --> | 0.1 | 0 | 0 | Constrained,otherwise capacity available =71kVA. | --> | 0.095 | 0 | 0 | 0.10431 | 0 |  | --> | C16 ex LEIXLIP | Leixlip [T41,T42] | GRIFFINRATH |  | 53.3425 | -6.5152
MV/LV Substation BA***208Z |  | 10 kV | _ | LV | 400 kVA :Building Structure | 0.4 | --> | 0.4 | 0.394 | 4.1 |  | --> | 0.38 | 0 | 0 | 0.40091 | 0 |  | --> | C19 ex BALLYMUN | Ballymun [T41,T42] | FINGLAS |  | 53.3905 | -6.2653
MV/LV Substation BA***209 |  | 10 kV | _ | LV | 200 kVA :Kiosk Substation | 0.2 | --> | 0.2 | 0.2 | 0.4 |  | --> | 0.19 | 0 | 0 | 0.2 | 0 |  | --> | C17 ex CARRICKMINES | Carrickmines [T41,T42] | CARRICKMINES |  | 53.2568 | -6.1945
MV/LV Substation BA***209 |  | 10 kV | _ | LV | 50 kVA :Pole Substation | 0.05 | --> | 0.05 | 0 | 0 | Constrained,otherwise capacity available =12kVA. | --> | 0.0475 | 0 | 0 | 0.055455 | 0 |  | --> | C14 ex BALLYMOUNT | Ballymount [T41,T42] | INCHICORE 220KV |  | 53.316 | -6.3609
MV/LV Substation BA***209 |  | 20 kV | _ | LV | 50 kVA :Pole Substation | 0.05 | --> | 0.05 | 0 | 0 | Constrained,otherwise capacity available =35kVA. | --> | 0.0475 | 0 | 0 | 0.052228 | 0 |  | --> | E15 ex DINGLE | Dingle [T421,T422] | OUGHTRAGH |  | 52.1801 | -10.4434
MV/LV Substation BA***209Y |  | 10 kV | _ | LV | 200 kVA :Pole Substation | 0.2 | --> | 0.2 | 0 | 0 | Constrained,otherwise capacity available =138kVA. | --> | 0.19 | 0 | 0.003705 | 0.2092 | 0 |  | --> | C16 ex LEIXLIP | Leixlip [T41,T42] | GRIFFINRATH |  | 53.3386 | -6.5178
MV/LV Substation BA***209Z |  | 10 kV | _ | LV | 50 kVA :Pole Substation | 0.05 | --> | 0.05 | 0 | 0 | Constrained,otherwise capacity available =41kVA. | --> | 0.0475 | 0 | 0.003705 | 0 | 0 | Constrained,otherwise capacity available =51.3kW. | --> | C15 ex KILCLOHER | Kilcloher [T41,T42] | DUNGARVAN |  | 52.0915 | -7.8492
MV/LV Substation BA***210 |  | 10 kV | _ | LV | 50 kVA :Pole Substation | 0.05 | --> | 0.05 | 0 | 0 | Constrained,otherwise capacity available =32kVA. | --> | 0.0475 | 0 | 0 | 0 | 0 | Constrained,otherwise capacity available =52.7kW. | --> | C19 ex CURRAGLASS | Curraglass [T41] | BARRYMORE |  | 52.1065 | -8.1371
MV/LV Substation BA***210 |  | 20 kV | _ | LV | 200 kVA :Pole Substation | 0.2 | --> | 0.2 | 0 | 0 | Constrained,otherwise capacity available =120kVA. | --> | 0.19 | 0 | 0.003705 | 0.2118 | 0 |  | --> | E18 ex DALTON | Dalton [T421,T422] | DALTON |  | 53.6699 | -8.9565
MV/LV Substation BA***210X |  | 20 kV | _ | LV | 50 kVA :Pole Substation | 0.05 | --> | 0.05 | 0 | 0 | Constrained,otherwise capacity available =50kVA. | --> | 0.0475 | 0 | 0 | 0.05 | 0 |  | --> | E11 ex BALLYHALE | Ballyhale [T42,T421] | KILKENNY |  | 52.536 | -7.1828
MV/LV Substation BA***210X |  | 10 kV | _ | LV | 50 kVA :Pole Substation | 0.05 | --> | 0.05 | 0.036794 | 0 | Constrained,otherwise capacity available =46kVA. | --> | 0.0475 | 0 | 0 | 0.050604 | 0 |  | --> | C11 ex CALLAN | Callan [T41,T42] | KILKENNY |  | 52.6094 | -7.4031
MV/LV Substation BA***210Y |  | 20 kV | _ | LV | 200 kVA :Pole Substation | 0.2 | --> | 0.2 | 0.183 | 1.1 |  | --> | 0.19 | 0 | 0 | 0.20256 | 0 |  | --> | E18 ex BUNCLODY | Bunclody [T421,T422] | CRANE |  | 52.6242 | -6.6512
MV/LV Substation BA***210Z |  | 10 kV | _ | LV | 630 kVA :Building Structure | 0.63 | --> | 0.63 | 0 | 0 | Constrained,otherwise capacity available =500kVA. | --> | 0.5985 | 0 | 0 | 0.5 | 0 |  | --> | C17 ex KILBARRY | Kilbarry [T101,T43] | KILBARRY |  | 51.9162 | -8.4632
MV/LV Substation BA***211 |  | 10 kV | _ | LV | 200 kVA :Kiosk Substation | 0.2 | --> | 0.2 | 0 | 0 | Constrained,otherwise capacity available =64kVA. | --> | 0.19 | 0 | 0.045942 | 0.21964 | 0 |  | --> | C13 ex COBH | Cobh [T41,T42] | COW CROSS |  | 51.8549 | -8.3173
MV/LV Substation BA***211X |  | 20 kV | _ | LV | 200 kVA :Kiosk Substation | 0.2 | --> | 0.2 | 0 | 0 | Constrained,otherwise capacity available =184kVA. | --> | 0.19 | 0 | 0.008151 | 0 | 0 | Constrained,otherwise capacity available =202.4kW. | --> | E12 ex CARNDONAGH | Carndonagh [T421,T422] | TRILLICK |  | 55.2803 | -7.3952
MV/LV Substation BA***211Y |  | 20 kV | _ | LV | 50 kVA :Pole Substation | 0.05 | --> | 0.05 | 0.05 | 4.4 |  | --> | 0.0475 | 0 | 0 | 0.05 | 0 |  | --> | E18 ex CRANE | Crane [T122] | CRANE |  | 52.518 | -6.3642
MV/LV Substation BA***212 |  | 20 kV | _ | LV | 100 kVA :Pole Substation | 0.1 | --> | 0.1 | 0 | 0 | Constrained,otherwise capacity available =93kVA. | --> | 0.095 | 0 | 0 | 0.10106 | 0 |  | --> | E12 ex GURRANEBANE | Gurranebane [T421,T422] | OUGHTRAGH |  | 51.9539 | -10.1783
MV/LV Substation BA***212 |  | 10 kV | _ | LV | 630 kVA :Building Structure | 0.63 | --> | 0.63 | 0 | 0 | Constrained,otherwise capacity available =500kVA. | --> | 0.5985 | 0 | 0.004446 | 0.5 | 0 |  | --> | C12 ex TYMON | Tymon [T41,T42] | COOKSTOWN |  | 53.3075 | -6.3506
MV/LV Substation BA***212Y |  | 10 kV | _ | LV | 50 kVA :Pole Substation | 0.05 | --> | 0.05 | 0.044 | 1.3 |  | --> | 0.0475 | 0 | 0 | 0.050903 | 0 |  | --> | C21 ex CASTLEREA | Castlerea [T41,T42] | CARRICK ON SHANNON |  | 53.7192 | -8.4136
MV/LV Substation BA***212Z |  | 10 kV | _ | LV | 50 kVA :Pole Substation | 0.05 | --> | 0.05 | 0 | 0 | Constrained,otherwise capacity available =48kVA. | --> | 0.0475 | 0 | 0 | 0.050303 | 0 |  | --> | C19 ex LOUGHSHINNY | Loughshinny [T41,T42] | GLASMORE |  | 53.5488 | -6.1051
MV/LV Substation BA***212Z |  | 10 kV | _ | LV | 400 kVA :Kiosk Substation | 0.4 | --> | 0.4 | 0.13336 | 0.1 | Constrained,otherwise capacity available =363kVA. | --> | 0.38 | 0 | 0.003705 | 0.40558 | 0 |  | --> | C18 ex BALLYMAHON | Ballymahon [T41,T42] | ATHLONE |  | 53.5581 | -7.7631
MV/LV Substation BA***213X |  | 20 kV | _ | LV | 50 kVA :Pole Substation | 0.05 | --> | 0.05 | 0 | 0 | Constrained,otherwise capacity available =34kVA. | --> | 0.0475 | 0 | 0.005928 | 0.052373 | 0 |  | --> | C11 ex RAHEEN | Raheen [T41,T42] | LIMERICK |  | 52.6428 | -8.7213
MV/LV Substation BA***213Y |  | 20 kV | _ | LV | 50 kVA :Pole Substation | 0.05 | --> | 0.05 | 0 | 0 | Constrained,otherwise capacity available =36kVA. | --> | 0.0475 | 0 | 0 | 0 | 0 | Constrained,otherwise capacity available =52.1kW. | --> | C15 ex CLOONLOUGH | Cloonlough [T41,T42] | BARRYMORE |  | 52.2326 | -8.3618
MV/LV Substation BA***213Z |  | 20 kV | _ | LV | 200 kVA :Kiosk Substation | 0.2 | --> | 0.2 | 0 | 0 | Constrained,otherwise capacity available =176kVA. | --> | 0.19 | 0 | 0 | 0.20361 | 0 |  | --> | E11 ex BALLYDEHOB | Ballydehob [T421] | DUNMANWAY |  | 51.5285 | -9.5412
MV/LV Substation BA***214Y |  | 10 kV | _ | LV | 630 kVA :Kiosk Substation | 0.63 | --> | 0.63 | 0.5 | 12.2 |  | --> | 0.5985 | 0 | 0 | 0.5 | 0 |  | --> | C18 ex BALLYBEG | Ballybeg [T101,T102] | CARRICKMINES |  | 52.9717 | -6.1454
MV/LV Substation BA***215 |  | 20 kV | _ | LV | 100 kVA :Pole Substation | 0.1 | --> | 0.1 | 0.087 | 1.4 |  | --> | 0.095 | 0 | 0.003705 | 0.10195 | 0 |  | --> | E13 ex KILLINICK | Killinick [T421,T422] | WEXFORD |  | 52.1978 | -6.3552
MV/LV Substation BA***215Y |  | 20 kV | _ | LV | 50 kVA :Pole Substation | 0.05 | --> | 0.05 | 0 | 0 | Constrained,otherwise capacity available =33kVA. | --> | 0.0475 | 0 | 0 | 0.052518 | 0 |  | --> | E15 ex CREAGH | Creagh [T421,T422] | ATHLONE |  | 53.3477 | -8.0886
MV/LV Substation BA***216X |  | 20 kV | _ | LV | 200 kVA :Pole Substation | 0.2 | --> | 0.2 | 0.2 | 1.6 |  | --> | 0.19 | 0 | 0 | 0 | 0 | Constrained,otherwise capacity available =200kW. | --> | C17 ex FOYNES | Foynes [T41,T42] | RATHKEALE |  | 52.537 | -9.1501
MV/LV Substation BA***216Y |  | 20 kV | _ | LV | 200 kVA :Pole Substation | 0.2 | --> | 0.2 | 0 | 0 | Constrained,otherwise capacity available =171kVA. | --> | 0.19 | 0 | 0.02964 | 0 | 0 | Constrained,otherwise capacity available =204.4kW. | --> | C13 ex CLOYNE | Cloyne [T41] | MIDLETON |  | 51.8709 | -8.0186
MV/LV Substation BA***216Y |  | 10 kV | _ | LV | 50 kVA :Pole Substation | 0.05 | --> | 0.05 | 0 | 0 | Constrained,otherwise capacity available =48kVA. | --> | 0.0475 | 0 | 0 | 0.050303 | 0 |  | --> | C21 ex KILMONEY | Kilmoney [T41,T42] | TRABEG |  | 51.7287 | -8.4006
MV/LV Substation BA***216Z |  | 20 kV | _ | LV | 50 kVA :Pole Substation | 0.05 | --> | 0.05 | 0.05 | 16.1 |  | --> | 0.0475 | 0 | 0 | 0.05 | 0 |  | --> | E21 ex WEXFORD | Wexford [T121,T122] | WEXFORD |  | 52.3855 | -6.4616
MV/LV Substation BA***217 |  | 10 kV | _ | LV | 50 kVA :Pole Substation | 0.05 | --> | 0.05 | 0.026 | 2.2 |  | --> | 0.0475 | 0 | 0 | 0.053518 | 0 |  | --> | C13 ex CASTLETOWNROCHE | Castletownroche [T41] | MALLOW |  | 52.15 | -8.5232
MV/LV Substation BA***217X |  | 10 kV | _ | LV | 630 kVA :Kiosk Substation | 0.63 | --> | 0.63 | 0.15247 | 0.2 | Constrained,otherwise capacity available =500kVA. | --> | 0.5985 | 0 | 0.011115 | 0.5 | 0 |  | --> | C19 ex SANDYFORD | Sandyford [T41,T42] | CARRICKMINES |  | 53.2728 | -6.255
MV/LV Substation BA***217X |  | 20 kV | _ | LV | 200 kVA :Pole Substation | 0.2 | --> | 0.2 | 0.167 | 2.7 |  | --> | 0.19 | 0 | 0 | 0.20495 | 0 |  | --> | E12 ex OLDCASTLE | Oldcastle [T41,T422] | MULLINGAR |  | 53.7594 | -7.2321
MV/LV Substation BA***217Z |  | 20 kV | _ | LV | 100 kVA :Pole Substation | 0.1 | --> | 0.1 | 0.091 | 16.1 |  | --> | 0.095 | 0 | 0 | 0.10136 | 0 |  | --> | E21 ex WEXFORD | Wexford [T121,T122] | WEXFORD |  | 52.3893 | -6.4411
MV/LV Substation BA***218 |  | 20 kV | _ | LV | 100 kVA :Pole Substation | 0.1 | --> | 0.1 | 0.1 | 17.8 |  | --> | 0.095 | 0 | 0 | 0.1 | 0 |  | --> | E22 ex BANOGE | Banoge [T121,T122] | BANOGE |  | 52.6595 | -6.4077
MV/LV Substation BA***219 |  | 10 kV | _ | LV | 200 kVA :Kiosk Substation | 0.2 | --> | 0.2 | 0 | 0 | Constrained,otherwise capacity available =138kVA. | --> | 0.19 | 0 | 0.017043 | 0.2092 | 0 |  | --> | C21 ex BISHOPSTOWN | Bishopstown [T41,T42] | KILBARRY |  | 51.883 | -8.5207
MV/LV Substation BA***220 |  | 20 kV | _ | LV | 50 kVA :Pole Substation | 0.05 | --> | 0.05 | 0 | 0 | Constrained,otherwise capacity available =49kVA. | --> | 0.0475 | 0 | 0 | 0 | 0 | Constrained,otherwise capacity available =50.2kW. | --> | E13 ex FOXHOLE | Foxhole [T421,T422] | DUNGARVAN |  | 51.9816 | -7.7334
MV/LV Substation BA***220Z |  | 20 kV | _ | LV | 400 kVA :Kiosk Substation | 0.4 | --> | 0.4 | 0.281 | 2.5 |  | --> | 0.38 | 0 | 0 | 0.41768 | 0 |  | --> | E18 ex BAGENALSTOWN | Bagenalstown [T421,T422] | CARLOW |  | 52.7345 | -6.855
MV/LV Substation BA***221X |  | 20 kV | _ | LV | 50 kVA :Pole Substation | 0.05 | --> | 0.05 | 0 | 0 | Constrained,otherwise capacity available =34kVA. | --> | 0.0475 | 0 | 0 | 0.052373 | 0 |  | --> | C15 ex BALLYHAUNIS | Ballyhaunis [T41,T42] | DALTON |  | 53.7439 | -8.6318
MV/LV Substation BA***221Z |  | 20 kV | _ | LV | 50 kVA :Pole Substation | 0.05 | --> | 0.05 | 0 | 0 | Constrained,otherwise capacity available =41kVA. | --> | 0.0475 | 0 | 0 | 0 | 0 | Constrained,otherwise capacity available =51.3kW. | --> | C25 ex KILCLOHER | Kilcloher [T41,T42] | DUNGARVAN |  | 52.1958 | -7.7425
MV/LV Substation BA***222X |  | 20 kV | _ | LV | 50 kVA :Pole Substation | 0.05 | --> | 0.05 | 0.04 | 1.1 |  | --> | 0.0475 | 0 | 0.004446 | 0.051496 | 0 |  | --> | E24 ex BIRR | Birr [T41,T422] | DALLOW |  | 53.1842 | -7.6784
MV/LV Substation BA***223 |  | 10 kV | _ | LV | 200 kVA :Pole Substation | 0.2 | --> | 0.2 | 0.176 | 5 |  | --> | 0.19 | 0 | 0 | 0.20361 | 0 |  | --> | C20 ex MCDONAGH | Mcdonagh [T41,T42] | KILKENNY |  | 52.7148 | -7.2285
MV/LV Substation BA***223 |  | 10 kV | _ | LV | 400 kVA :Kiosk Substation | 0.4 | --> | 0.4 | 0.329 | 1.8 |  | --> | 0.38 | 0 | 0 | 0.41064 | 0 |  | --> | C11 ex MOYLISH | Moylish [T41,T42] | ARDNACRUSHA |  | 52.6799 | -8.6548
MV/LV Substation BA***223X |  | 10 kV | _ | LV | 400 kVA :Kiosk Substation | 0.4 | --> | 0.4 | 0 | 0 | Constrained,otherwise capacity available =375kVA. | --> | 0.38 | 0 | 0 | 0.40378 | 0 |  | --> | C14 ex CLONTARF | Clontarf [T42] | FINGLAS |  | 53.3671 | -6.1737
MV/LV Substation BA***223Y |  | 20 kV | _ | LV | 50 kVA :Pole Substation | 0.05 | --> | 0.05 | 0 | 0 | Constrained,otherwise capacity available =42kVA. | --> | 0.0475 | 0 | 0 | 0.0512 | 0 |  | --> | C21 ex MACETOWN | Macetown [T101,T102] | MACETOWN |  | 53.4743 | -6.5452
MV/LV Substation BA***224 |  | 10 kV | _ | LV | 400 kVA :Kiosk Substation | 0.4 | --> | 0.4 | 0 | 0 | Constrained,otherwise capacity available =257kVA. | --> | 0.38 | 0 | 0.020748 | 0.42115 | 0 |  | --> | C18 ex LUCAN EAST | Lucan East [T41,T42] | GRANGE CASTLE |  | 53.3595 | -6.4319
MV/LV Substation BA***224 |  | 20 kV | _ | LV | 50 kVA :Pole Substation | 0.05 | --> | 0.05 | 0.037 | 9.1 |  | --> | 0.0475 | 0 | 0 | 0.051937 | 0 |  | --> | E11 ex ARDNAREE | Ardnaree [T42,T421] | MOY |  | 54.1192 | -9.1142
MV/LV Substation BA***224X |  | 20 kV | _ | LV | 200 kVA :Pole Substation | 0.2 | --> | 0.2 | 0.197 | 2.8 |  | --> | 0.19 | 0 | 0 | 0.20045 | 0 |  | --> | E17 ex CLARA | Clara [T421,T422] | THORNSBERRY |  | 53.4071 | -7.4617
MV/LV Substation BA***224X |  | 10 kV | _ | LV | 50 kVA :Pole Substation | 0.05 | --> | 0.05 | 0.048 | 2 |  | --> | 0.0475 | 0 | 0 | 0.050303 | 0 |  | --> | C15 ex CAUSEWAY | Causeway [T41,T42] | TRALEE |  | 52.359 | -9.7946
MV/LV Substation BA***224Y |  | 20 kV | _ | LV | 50 kVA :Pole Substation | 0.05 | --> | 0.05 | 0 | 0 | Constrained,otherwise capacity available =47kVA. | --> | 0.0475 | 0 | 0 | 0.050453 | 0 |  | --> | E13 ex SHILLELAGH | Shillelagh [T421,T422] | CARLOW |  | 52.8136 | -6.4036
MV/LV Substation BA***224Z |  | 10 kV | _ | LV | 50 kVA :Pole Substation | 0.05 | --> | 0.05 | 0 | 0 | Constrained,otherwise capacity available =25kVA. | --> | 0.0475 | 0 | 0.008151 | 0.053659 | 0 |  | --> | C30 ex KINSALE | Kinsale [T41,T42] | BANDON |  | 51.7064 | -8.5783
MV/LV Substation BA***226 |  | 20 kV | _ | LV | 50 kVA :Pole Substation | 0.05 | --> | 0.05 | 0.039 | 3 |  | --> | 0.0475 | 0 | 0.006669 | 0 | 0 | Constrained,otherwise capacity available =51.6kW. | --> | E12 ex MOVILLE | Moville [T421,T422] | TRILLICK |  | 55.2003 | -7.0063
MV/LV Substation BA***227 |  | 10 kV | _ | LV | 100 kVA :Pole Substation | 0.1 | --> | 0.1 | 0.09 | 2.3 |  | --> | 0.095 | 0 | 0.008151 | 0.10151 | 0 |  | --> | C12 ex BALLYRICKARD | Ballyrickard [T41,T42] | TRALEE |  | 52.2738 | -9.7441
MV/LV Substation BA***228X |  | 10 kV | _ | LV | 400 kVA :Building Structure | 0.4 | --> | 0.4 | 0.378 | 3.9 |  | --> | 0.38 | 0 | 0 | 0.40333 | 0 |  | --> | C17 ex GALWAY 110KV | Galway 110kv [T102,T103] | GALWAY 110KV |  | 53.2943 | -9.0097
MV/LV Substation BA***228Z |  | 10 kV | _ | LV | 50 kVA :Pole Substation | 0.05 | --> | 0.05 | 0 | 0 | Constrained,otherwise capacity available =50kVA. | --> | 0.0475 | 0 | 0 | 0.05 | 0 |  | --> | C18 ex KINSALE | Kinsale [T41,T42] | BANDON |  | 51.7174 | -8.4224
MV/LV Substation BA***229 |  | 10 kV | _ | LV | 400 kVA :Kiosk Substation | 0.4 | --> | 0.4 | 0 | 0 | Constrained,otherwise capacity available =198kVA. | --> | 0.38 | 0 | 0.030381 | 0.42956 | 0 |  | --> | C15 ex SKIBBEREEN | Skibbereen [T41,T42] | DUNMANWAY |  | 51.4839 | -9.3703
MV/LV Substation BA***229Z |  | 10 kV | _ | LV | 400 kVA :Kiosk Substation | 0.4 | --> | 0.4 | 0.362 | 9.5 |  | --> | 0.38 | 0 | 0 | 0.40573 | 0 |  | --> | C17 ex BANDON | Bandon [T101,T42] | BANDON |  | 51.7687 | -8.6598
MV/LV Substation BA***230 |  | 10 kV | _ | LV | 50 kVA :Pole Substation | 0.05 | --> | 0.05 | 0 | 0 | Constrained,otherwise capacity available =40kVA. | --> | 0.0475 | 0 | 0 | 0.051496 | 0 |  | --> | C16 ex GARRYSPILLANE | Garryspillane [T41] | TIPPERARY |  | 52.3888 | -8.4396
MV/LV Substation BA***230 |  | 20 kV | _ | LV | 200 kVA :Kiosk Substation | 0.2 | --> | 0.2 | 0.197 | 17.7 |  | --> | 0.19 | 0 | 0 | 0.20045 | 0 |  | --> | E12 ex COOLROE | Coolroe [T121,T122] | COOLROE |  | 51.8788 | -8.6436
MV/LV Substation BA***231Y |  | 20 kV | _ | LV | 50 kVA :Pole Substation | 0.05 | --> | 0.05 | 0.029 | 3.5 |  | --> | 0.0475 | 0 | 0.008151 | 0 | 0 | Constrained,otherwise capacity available =53.1kW. | --> | E12 ex DUNFIRTH | Dunfirth [T122] | DUNFIRTH |  | 53.4112 | -6.7894
MV/LV Substation BA***231Z |  | 20 kV | _ | LV | 200 kVA :Kiosk Substation | 0.2 | --> | 0.2 | 0 | 0 | Constrained,otherwise capacity available =168kVA. | --> | 0.19 | 0 | 0.013338 | 0.2048 | 0 |  | --> | E13 ex BALTINGLASS | Baltinglass [T421,T422] | STRATFORD |  | 52.9387 | -6.7142
MV/LV Substation BA***232 |  | 10 kV | _ | LV | 630 kVA :Building Structure | 0.63 | --> | 0.63 | 0.5 | 3.9 |  | --> | 0.5985 | 0 | 0 | 0.5 | 0 |  | --> | C26 ex GALWAY 110KV | Galway 110kv [T102,T103] | GALWAY 110KV |  | 53.2893 | -9.0115
MV/LV Substation BA***232 |  | 20 kV | _ | LV | 100 kVA :Pole Substation | 0.1 | --> | 0.1 | 0.097 | 18.8 |  | --> | 0.095 | 0 | 0 | 0.10045 | 0 |  | --> | E13 ex HARTNETTS CROSS | Hartnetts Cross [T121,T422] | HARTNETTS CROSS |  | 51.8713 | -9.2452
MV/LV Substation BA***233 |  | 10 kV | _ | LV | 100 kVA :Pole Substation | 0.1 | --> | 0.1 | 0 | 0 | Constrained,otherwise capacity available =100kVA. | --> | 0.095 | 0 | 0 | 0.1 | 0 |  | --> | C11 ex GRAIGUENAMANAGH | Graiguenamanagh [T41,T42] | KILKENNY |  | 52.5052 | -6.9193
MV/LV Substation BA***233X |  | 20 kV | _ | LV | 100 kVA :Pole Substation | 0.1 | --> | 0.1 | 0.1 | 17.8 |  | --> | 0.095 | 0 | 0 | 0.1 | 0 |  | --> | E13 ex BANOGE | Banoge [T121,T122] | BANOGE |  | 52.6326 | -6.2575
MV/LV Substation BA***234 |  | 20 kV | _ | LV | 100 kVA :Pole Substation | 0.1 | --> | 0.1 | 0.09 | 1.3 |  | --> | 0.095 | 0 | 0 | 0.10151 | 0 |  | --> | E23 ex ATHBOY | Athboy [T423] | NAVAN |  | 53.5888 | -6.9602
MV/LV Substation BA***234X |  | 10 kV | _ | LV | 100 kVA :Pole Substation | 0.1 | --> | 0.1 | 0 | 0 | Constrained,otherwise capacity available =56kVA. | --> | 0.095 | 0 | 0.003705 | 0.10647 | 0 |  | --> | E16 ex GARRANACANTY | Garranacanty [T421,T422] | TIPPERARY |  | 52.4703 | -8.1521
MV/LV Substation BA***234Y |  | 20 kV | _ | LV | 50 kVA :Pole Substation | 0.05 | --> | 0.05 | 0.049 | 1.1 |  | --> | 0.0475 | 0 | 0 | 0.050152 | 0 |  | --> | E12 ex BIRR | Birr [T41,T422] | DALLOW |  | 53.0986 | -7.7415
MV/LV Substation BA***235 |  | 20 kV | _ | LV | 100 kVA :Pole Substation | 0.1 | --> | 0.1 | 0.097 | 1.3 |  | --> | 0.095 | 0 | 0 | 0.10045 | 0 |  | --> | E23 ex ATHBOY | Athboy [T423] | NAVAN |  | 53.5941 | -6.9715
MV/LV Substation BA***235X |  | 10 kV | _ | LV | 50 kVA :Pole Substation | 0.05 | --> | 0.05 | 0 | 0 | Constrained,otherwise capacity available =32kVA. | --> | 0.0475 | 0 | 0.004446 | 0.052662 | 0 |  | --> | C20 ex SUTTON | Sutton [T41,T42] | GRANGE (DR) |  | 53.3856 | -6.0551
MV/LV Substation BA***235X |  | 20 kV | _ | LV | 200 kVA :Kiosk Substation | 0.2 | --> | 0.2 | 0 | 0 | Constrained,otherwise capacity available =155kVA. | --> | 0.19 | 0 | 0.011115 | 0 | 0 | Constrained,otherwise capacity available =206.7kW. | --> | E17 ex FOXHOLE | Foxhole [T421,T422] | DUNGARVAN |  | 51.9397 | -7.8698
MV/LV Substation BA***236Z |  | 10 kV | _ | LV | 630 kVA :Building Structure | 0.63 | --> | 0.63 | 0 | 0 | Constrained,otherwise capacity available =500kVA. | --> | 0.5985 | 0 | 0.033345 | 0.5 | 0 |  | --> | C16 ex RAHEEN | Raheen [T41,T42] | LIMERICK |  | 52.6153 | -8.6597
MV/LV Substation BA***238 |  | 10 kV | _ | LV | 630 kVA :Kiosk Substation | 0.63 | --> | 0.63 | 0.5 | 3.9 |  | --> | 0.5985 | 0 | 0 | 0.5 | 0 |  | --> | C24 ex GALWAY 110KV | Galway 110kv [T102,T103] | GALWAY 110KV |  | 53.2828 | -9.0076
MV/LV Substation BA***238 |  | 20 kV | _ | LV | 50 kVA :Pole Substation | 0.05 | --> | 0.05 | 0 | 0 | Constrained,otherwise capacity available =19kVA. | --> | 0.0475 | 0 | 0 | 0 | 0 | Constrained,otherwise capacity available =54.5kW. | --> | E16 ex KILMACTHOMAS | Kilmacthomas [T421,T422] | DUNGARVAN |  | 52.1554 | -7.5104
MV/LV Substation BA***238Y |  | 10 kV | _ | LV | 50 kVA :Pole Substation | 0.05 | --> | 0.05 | 0 | 0 | Constrained,otherwise capacity available =49kVA. | --> | 0.0475 | 0 | 0 | 0.050152 | 0 |  | --> | C20 ex POLLERTON | Pollerton [T41,T42] | CARLOW |  | 52.8086 | -6.8614
MV/LV Substation BA***238Y |  | 10 kV | _ | LV | 200 kVA :Kiosk Substation | 0.2 | --> | 0.2 | 0 | 0 | Constrained,otherwise capacity available =146kVA. | --> | 0.19 | 0 | 0.019266 | 0.20804 | 0 |  | --> | E12 ex KILCARRAGH | Kilcarragh [T421,T422] | BUTLERSTOWN |  | 52.2396 | -7.0617
MV/LV Substation BA***239 |  | 10 kV | _ | LV | 630 kVA :Kiosk Substation | 0.63 | --> | 0.63 | 0.5 | 3.9 |  | --> | 0.5985 | 0 | 0.002964 | 0.5 | 0 |  | --> | C24 ex GALWAY 110KV | Galway 110kv [T102,T103] | GALWAY 110KV |  | 53.2821 | -9.0067
MV/LV Substation BA***239Z |  | 10 kV | _ | LV | 200 kVA :Pole Substation | 0.2 | --> | 0.2 | 0.13336 | 0.1 | Constrained,otherwise capacity available =150kVA. | --> | 0.19 | 0 | 0 | 0.20745 | 0 |  | --> | C18 ex BALLYMAHON | Ballymahon [T41,T42] | ATHLONE |  | 53.5637 | -7.7617
MV/LV Substation BA***240 |  | 20 kV | _ | LV | 50 kVA :Pole Substation | 0.05 | --> | 0.05 | 0.049 | 6.2 |  | --> | 0.0475 | 0 | 0 | 0 | 0 | Constrained,otherwise capacity available =50.2kW. | --> | E28 ex MILFORD (MWR) | Milford (mwr) [T422] | CHARLEVILLE |  | 52.4443 | -8.8347
MV/LV Substation BA***240X |  | 20 kV | _ | LV | 50 kVA :Pole Substation | 0.05 | --> | 0.05 | 0 | 0 | Constrained,otherwise capacity available =46kVA. | --> | 0.0475 | 0 | 0.003705 | 0.050604 | 0 |  | --> | E19 ex SHILLELAGH | Shillelagh [T421,T422] | CARLOW |  | 52.7156 | -6.5554
MV/LV Substation BA***241 |  | 10 kV | _ | LV | 100 kVA :Pole Substation | 0.1 | --> | 0.1 | 0 | 0 | Constrained,otherwise capacity available =81kVA. | --> | 0.095 | 0 | 0.004446 | 0.10284 | 0 |  | --> | C11 ex GRAIGUENAMANAGH | Graiguenamanagh [T41,T42] | KILKENNY |  | 52.4882 | -6.9234
MV/LV Substation BA***242Y |  | 20 kV | _ | LV | 100 kVA :Pole Substation | 0.1 | --> | 0.1 | 0 | 0 | Constrained,otherwise capacity available =100kVA. | --> | 0.095 | 0 | 0 | 0.1 | 0 |  | --> | E11 ex KILCARRAGH | Kilcarragh [T421,T422] | BUTLERSTOWN |  | 52.238 | -7.0253
MV/LV Substation BA***242Z |  | 20 kV | _ | LV | 50 kVA :Pole Substation | 0.05 | --> | 0.05 | 0.036 | 1.2 |  | --> | 0.0475 | 0 | 0 | 0.052083 | 0 |  | --> | E18 ex CRATLOE | Cratloe [T421,T422] | ARDNACRUSHA |  | 52.6904 | -8.7713
MV/LV Substation BA***243 |  | 20 kV | _ | LV | 50 kVA :Pole Substation | 0.05 | --> | 0.05 | 0.05 | 3.1 |  | --> | 0.0475 | 0 | 0 | 0.05 | 0 |  | --> | E12 ex LUMCLOON | Lumcloon [T421,T422] | DALLOW |  | 53.25 | -7.8898
MV/LV Substation BA***243 |  | 10 kV | _ | LV | 100 kVA :Pole Substation | 0.1 | --> | 0.1 | 0.077 | 0.9 |  | --> | 0.095 | 0 | 0 | 0.10343 | 0 |  | --> | C11 ex WOODFORD | Woodford [T41,T42] | KNOCKEARAGH |  | 52.0563 | -9.4946
MV/LV Substation BA***243 |  | 10 kV | _ | LV | 50 kVA :Pole Substation | 0.05 | --> | 0.05 | 0.027 | 6.4 |  | --> | 0.0475 | 0 | 0 | 0.053377 | 0 |  | --> | C19 ex GARRYCASTLE | Garrycastle [T41,T42] | ATHLONE |  | 53.349 | -7.8489
MV/LV Substation BA***243Z |  | 10 kV | _ | LV | 400 kVA :Kiosk Substation | 0.4 | --> | 0.4 | 0.35 | 1 |  | --> | 0.38 | 0 | 0.011856 | 0.40752 | 0 |  | --> | E14 ex LONGFORD | Longford [T421,T422] | RICHMOND |  | 53.7321 | -7.8052
MV/LV Substation BA***244 |  | 20 kV | _ | LV | 200 kVA :Pole Substation | 0.2 | --> | 0.2 | 0.159 | 18.8 |  | --> | 0.19 | 0 | 0.00741 | 0.20613 | 0 |  | --> | E13 ex HARTNETTS CROSS | Hartnetts Cross [T121,T422] | HARTNETTS CROSS |  | 51.8489 | -9.2358
MV/LV Substation BA***244 |  | 20 kV | _ | LV | 100 kVA :Pole Substation | 0.1 | --> | 0.1 | 0 | 0 | Constrained,otherwise capacity available =47kVA. | --> | 0.095 | 0 | 0.02223 | 0.10774 | 0 |  | --> | E17 ex DRUMLINE | Drumline [T421,T422] | DRUMLINE |  | 52.7603 | -8.8924
MV/LV Substation BA***244Y |  | 10 kV | _ | LV | 200 kVA :Pole Substation | 0.2 | --> | 0.2 | 0 | 0 | Constrained,otherwise capacity available =164kVA. | --> | 0.19 | 0 | 0 | 0.20539 | 0 |  | --> | C15 ex MONEYCOOLEY | Moneycooley [T41,T42,T44] | GRIFFINRATH |  | 53.3616 | -6.5702
MV/LV Substation BA***245X |  | 10 kV | _ | LV | 1000 kVA :Building Structure | 1 | --> | 1 | 0.15247 | 0.2 | Constrained,otherwise capacity available =500kVA. | --> | 0.95 | 0 | 0 | 0.5 | 0 |  | --> | C19 ex SANDYFORD | Sandyford [T41,T42] | CARRICKMINES |  | 53.2738 | -6.2567
MV/LV Substation BA***245X |  | 20 kV | _ | LV | 50 kVA :Pole Substation | 0.05 | --> | 0.05 | 0.042 | 2.3 |  | --> | 0.0475 | 0 | 0 | 0.0512 | 0 |  | --> | E14 ex MOY | Moy [T421,T422] | MOY |  | 54.2633 | -9.2275
MV/LV Substation BA***245Z |  | 10 kV | _ | LV | 630 kVA :Kiosk Substation | 0.63 | --> | 0.63 | 0 | 0 | Constrained,otherwise capacity available =392kVA. | --> | 0.5985 | 0 | 0.00741 | 0.5 | 0 |  | --> | C13 ex INCHICORE NORTH | Inchicore North [T41] | INCHICORE 220KV |  | 53.3399 | -6.3521
MV/LV Substation BA***246X |  | 10 kV | _ | LV | 630 kVA :Kiosk Substation | 0.63 | --> | 0.63 | 0 | 0 | Constrained,otherwise capacity available =481kVA. | --> | 0.5985 | 0 | 0.02964 | 0.5 | 0 |  | --> | C14 ex HOWTH JUNCTION | Howth Junction [T41,T42] | GRANGE (DR) |  | 53.3907 | -6.1404
MV/LV Substation BA***248 |  | 10 kV | _ | LV | 100 kVA :Pole Substation | 0.1 | --> | 0.1 | 0.096 | 0.2 |  | --> | 0.095 | 0 | 0 | 0 | 0 | Constrained,otherwise capacity available =100.6kW. | --> | C14 ex ROSBERCON | Rosbercon [T41,T42] | WATERFORD |  | 52.4247 | -7.0124
MV/LV Substation BA***249 |  | 10 kV | _ | LV | 200 kVA :Kiosk Substation | 0.2 | --> | 0.2 | 0.159 | 3 |  | --> | 0.19 | 0 | 0 | 0.20613 | 0 |  | --> | C23 ex NENAGH | Nenagh [T41,T42] | NENAGH |  | 52.8514 | -8.193
MV/LV Substation BA***249Z |  | 10 kV | _ | LV | 50 kVA :Pole Substation | 0.05 | --> | 0.05 | 0 | 0 | Constrained,otherwise capacity available =48kVA. | --> | 0.0475 | 0 | 0 | 0.050303 | 0 |  | --> | C18 ex LOUGHSHINNY | Loughshinny [T41,T42] | GLASMORE |  | 53.5414 | -6.1222
MV/LV Substation BA***250 |  | 10 kV | _ | LV | 400 kVA :Building Structure | 0.4 | --> | 0.4 | 0.15247 | 0.2 | Constrained,otherwise capacity available =315kVA. | --> | 0.38 | 0 | 0 | 0.41271 | 0 |  | --> | C20 ex SANDYFORD | Sandyford [T41,T42] | CARRICKMINES |  | 53.2767 | -6.2237
MV/LV Substation BA***250 |  | 10 kV | _ | LV | 400 kVA :Kiosk Substation | 0.4 | --> | 0.4 | 0 | 0 | Constrained,otherwise capacity available =314kVA. | --> | 0.38 | 0 | 0.011115 | 0.41285 | 0 |  | --> | C20 ex SUTTON | Sutton [T41,T42] | GRANGE (DR) |  | 53.3768 | -6.0635
MV/LV Substation BA***250Z |  | 10 kV | _ | LV | 400 kVA :Kiosk Substation | 0.4 | --> | 0.4 | 0 | 0 | Constrained,otherwise capacity available =342kVA. | --> | 0.38 | 0 | 0.003705 | 0.40871 | 0 |  | --> | C22 ex STEPHENSTOWN | Stephenstown [T101,T102] | FINGLAS |  | 53.6138 | -6.2047
MV/LV Substation BA***251 |  | 10 kV | _ | LV | 50 kVA :Pole Substation | 0.05 | --> | 0.05 | 0 | 0 | Constrained,otherwise capacity available =49kVA. | --> | 0.0475 | 0 | 0 | 0.050152 | 0 |  | --> | C17 ex COOLCORCORAN | Coolcorcoran [T41,T42] | KNOCKEARAGH |  | 52.1167 | -9.5643
MV/LV Substation BA***251Z |  | 10 kV | _ | LV | 400 kVA :Kiosk Substation | 0.4 | --> | 0.4 | 0 | 0 | Constrained,otherwise capacity available =308kVA. | --> | 0.38 | 0 | 0.002964 | 0.41373 | 0 |  | --> | C22 ex STEPHENSTOWN | Stephenstown [T101,T102] | FINGLAS |  | 53.6125 | -6.2045
MV/LV Substation BA***252X |  | 10 kV | _ | LV | 630 kVA :Building Structure | 0.63 | --> | 0.63 | 0.5 | 11.1 |  | --> | 0.5985 | 0 | 0.004446 | 0.5 | 0 |  | --> | C24 ex CABRA | Cabra [T101,T102] | FINGLAS |  | 53.3758 | -6.308
MV/LV Substation BA***252Y |  | 20 kV | _ | LV | 400 kVA :Building Structure | 0.4 | --> | 0.4 | 0 | 0 | Constrained,otherwise capacity available =361kVA. | --> | 0.38 | 0 | 0.006669 | 0.40588 | 0 |  | --> | C19 ex ENNISTYMON | Ennistymon [T41,T42] | ENNIS |  | 53.1182 | -9.1535
MV/LV Substation BA***253Y |  | 10 kV | _ | LV | 100 kVA :Pole Substation | 0.1 | --> | 0.1 | 0 | 0 | Constrained,otherwise capacity available =88kVA. | --> | 0.095 | 0 | 0 | 0.10181 | 0 |  | --> | C12 ex MONEYCOOLEY | Moneycooley [T41,T42,T44] | GRIFFINRATH |  | 53.3576 | -6.5613
MV/LV Substation BA***253Y |  | 20 kV | _ | LV | 100 kVA :Pole Substation | 0.1 | --> | 0.1 | 0 | 0 | Constrained,otherwise capacity available =100kVA. | --> | 0.095 | 0 | 0 | 0.1 | 0 |  | --> | E18 ex BALLINDERRY | Ballinderry [T41,T422] | MULLINGAR |  | 53.5073 | -7.1994
MV/LV Substation BA***254 |  | 20 kV | _ | LV | 100 kVA :Pole Substation | 0.1 | --> | 0.1 | 0 | 0 | Constrained,otherwise capacity available =100kVA. | --> | 0.095 | 0 | 0 | 0 | 0 | Constrained,otherwise capacity available =100kW. | --> | C14 ex MILFORD (NR) | Milford (nr) [T41,T42] | LETTERKENNY |  | 55.2388 | -7.7244
MV/LV Substation BA***254 |  | 10 kV | _ | LV | 50 kVA :Pole Substation | 0.05 | --> | 0.05 | 0.038 | 1.7 |  | --> | 0.0475 | 0 | 0 | 0.05179 | 0 |  | --> | C26 ex ATHY | Athy [T101,T102] | ATHY |  | 53.0075 | -6.994
MV/LV Substation BA***254 |  | 10 kV | _ | LV | 100 kVA :Pole Substation | 0.1 | --> | 0.1 | 0 | 0 | Constrained,otherwise capacity available =95kVA. | --> | 0.095 | 0 | 0 | 0.10076 | 0 |  | --> | C11 ex BALLINCOLLIG | Ballincollig [T41,T42] | KILBARRY |  | 51.8251 | -8.6528
MV/LV Substation BA***257 |  | 10 kV | _ | LV | 50 kVA :Pole Substation | 0.05 | --> | 0.05 | 0 | 0 | Constrained,otherwise capacity available =47kVA. | --> | 0.0475 | 0 | 0 | 0.050453 | 0 |  | --> | C11 ex GRAIGUENAMANAGH | Graiguenamanagh [T41,T42] | KILKENNY |  | 52.5101 | -6.9245
MV/LV Substation BA***257 |  | 20 kV | _ | LV | 50 kVA :Pole Substation | 0.05 | --> | 0.05 | 0.033 | 17.8 |  | --> | 0.0475 | 0 | 0 | 0.052518 | 0 |  | --> | E22 ex BANOGE | Banoge [T121,T122] | BANOGE |  | 52.6367 | -6.3193
MV/LV Substation BA***257Y |  | 10 kV | _ | LV | 400 kVA :Kiosk Substation | 0.4 | --> | 0.4 | 0 | 0 | Constrained,otherwise capacity available =300kVA. | --> | 0.38 | 0 | 0 | 0 | 0 | Constrained,otherwise capacity available =414.9kW. | --> | C11 ex RATHDRUM | Rathdrum [T42] | ARKLOW |  | 52.9178 | -6.2219
MV/LV Substation BA***258 |  | 20 kV | _ | LV | 400 kVA :Kiosk Substation | 0.4 | --> | 0.4 | 0 | 0 | Constrained,otherwise capacity available =315kVA. | --> | 0.38 | 0 | 0.010374 | 0.41271 | 0 |  | --> | C22 ex ATHLONE | Athlone [T41,T42] | ATHLONE |  | 53.4277 | -8.0118
MV/LV Substation BA***258X |  | 10 kV | _ | LV | 200 kVA :Pole Substation | 0.2 | --> | 0.2 | 0.145 | 1 |  | --> | 0.19 | 0 | 0.002223 | 0.20818 | 0 |  | --> | C25 ex TYCOR | Tycor [T41,T42] | WATERFORD |  | 52.2643 | -7.1432
MV/LV Substation BA***259 |  | 20 kV | _ | LV | 50 kVA :Pole Substation | 0.05 | --> | 0.05 | 0.042 | 13.5 |  | --> | 0.0475 | 0 | 0 | 0.0512 | 0 |  | --> | C19 ex ENNIS | Ennis [T101,T102] | ENNIS |  | 52.8377 | -8.852
MV/LV Substation BA***260 |  | 10 kV | _ | LV | 400 kVA :Kiosk Substation | 0.4 | --> | 0.4 | 0.217 | 4.1 |  | --> | 0.38 | 0 | 0.003705 | 0.42687 | 0 |  | --> | C18 ex BALLYMUN | Ballymun [T41,T42] | FINGLAS |  | 53.3854 | -6.2899
MV/LV Substation BA***260X |  | 20 kV | _ | LV | 50 kVA :Pole Substation | 0.05 | --> | 0.05 | 0 | 0 | Constrained,otherwise capacity available =16kVA. | --> | 0.0475 | 0 | 0 | 0.05491 | 0 |  | --> | C15 ex BALLYHAUNIS | Ballyhaunis [T41,T42] | DALTON |  | 53.7448 | -8.6291
MV/LV Substation BA***260Y |  | 20 kV | _ | LV | 50 kVA :Pole Substation | 0.05 | --> | 0.05 | 0.038 | 4.4 |  | --> | 0.0475 | 0 | 0 | 0.05179 | 0 |  | --> | E13 ex CRANE | Crane [T122] | CRANE |  | 52.438 | -6.4173
MV/LV Substation BA***261X |  | 20 kV | _ | LV | 200 kVA :Pole Substation | 0.2 | --> | 0.2 | 0 | 0 | Constrained,otherwise capacity available =184kVA. | --> | 0.19 | 0 | 0 | 0 | 0 | Constrained,otherwise capacity available =202.4kW. | --> | E12 ex CARNDONAGH | Carndonagh [T421,T422] | TRILLICK |  | 55.2806 | -7.3912
MV/LV Substation BA***261X |  | 20 kV | _ | LV | 50 kVA :Pole Substation | 0.05 | --> | 0.05 | 0.05 | 1.4 |  | --> | 0.0475 | 0 | 0 | 0.05 | 0 |  | --> | E11 ex KILLINICK | Killinick [T421,T422] | WEXFORD |  | 52.2049 | -6.5341
MV/LV Substation BA***261X |  | 10 kV | _ | LV | 200 kVA :Pole Substation | 0.2 | --> | 0.2 | 0 | 0 | Constrained,otherwise capacity available =68kVA. | --> | 0.19 | 0 | 0 | 0.21909 | 0 |  | --> | C16 ex CASTLECOMER | Castlecomer [T41,T42] | BALLYRAGGET |  | 52.8053 | -7.2125
MV/LV Substation BA***262 |  | 20 kV | _ | LV | 100 kVA :Pole Substation | 0.1 | --> | 0.1 | 0 | 0 | Constrained,otherwise capacity available =92kVA. | --> | 0.095 | 0 | 0.003705 | 0.10121 | 0 |  | --> | C21 ex CASTLEISLAND | Castleisland [T41,T42] | TRALEE |  | 52.1945 | -9.4326
MV/LV Substation BA***263 |  | 20 kV | _ | LV | 100 kVA :Pole Substation | 0.1 | --> | 0.1 | 0.1 | 1.3 |  | --> | 0.095 | 0 | 0 | 0.1 | 0 |  | --> | E23 ex ATHBOY | Athboy [T423] | NAVAN |  | 53.5502 | -6.9546
MV/LV Substation BA***264 |  | 10 kV | _ | LV | 50 kVA :Pole Substation | 0.05 | --> | 0.05 | 0.045 | 14.3 |  | --> | 0.0475 | 0 | 0 | 0.050753 | 0 |  | --> | C22 ex KILLOTERAN | Killoteran [T101,T102] | KILLOTERAN |  | 52.2208 | -7.1236
MV/LV Substation BA***264 |  | 20 kV | _ | LV | 100 kVA :Pole Substation | 0.1 | --> | 0.1 | 0 | 0 | Constrained,otherwise capacity available =83kVA. | --> | 0.095 | 0 | 0 | 0.10255 | 0 |  | --> | E11 ex MILLTOWN (SR) | Milltown (sr) [T421,T422] | OUGHTRAGH |  | 52.1626 | -9.8454
MV/LV Substation BA***264X |  | 10 kV | _ | LV | 25 kVA :Pole Substation | 0.025 | --> | 0.025 | 0.023 | 5.9 |  | --> | 0.02375 | 0 | 0 | 0.025302 | 0 |  | --> | C18 ex CASHEL | Cashel [T41,T42] | CAHIR |  | 52.4944 | -7.8145
MV/LV Substation BA***264X |  | 10 kV | _ | LV | 400 kVA :Building Structure | 0.4 | --> | 0.4 | 0 | 0 | Constrained,otherwise capacity available =355kVA. | --> | 0.38 | 0 | 0 | 0.40677 | 0 |  | --> | C21 ex LITTLE BRAY | Little Bray [T41,T42] | FASSAROE |  | 53.2112 | -6.1604
MV/LV Substation BA***265X |  | 20 kV | _ | LV | 400 kVA :Kiosk Substation | 0.4 | --> | 0.4 | 0.393 | 1.4 |  | --> | 0.38 | 0 | 0.004446 | 0.40106 | 0 |  | --> | E12 ex KILLINICK | Killinick [T421,T422] | WEXFORD |  | 52.2455 | -6.3294
MV/LV Substation BA***266 |  | 10 kV | _ | LV | 200 kVA :Pole Substation | 0.2 | --> | 0.2 | 0.2 | 0.9 |  | --> | 0.19 | 0 | 0 | 0.2 | 0 |  | --> | C11 ex WOODFORD | Woodford [T41,T42] | KNOCKEARAGH |  | 52.0579 | -9.474
MV/LV Substation BA***266Y |  | 10 kV | _ | LV | 50 kVA :Pole Substation | 0.05 | --> | 0.05 | 0 | 0 | Constrained,otherwise capacity available =20kVA. | --> | 0.0475 | 0 | 0.004446 | 0.054359 | 0 |  | --> | C15 ex MONEYCOOLEY | Moneycooley [T41,T42,T44] | GRIFFINRATH |  | 53.335 | -6.572
MV/LV Substation BA***267X |  | 20 kV | _ | LV | 50 kVA :Pole Substation | 0.05 | --> | 0.05 | 0 | 0 | Constrained,otherwise capacity available =47kVA. | --> | 0.0475 | 0 | 0 | 0.050453 | 0 |  | --> | E13 ex KILCOCK | Kilcock [T421,T422] | GRIFFINRATH |  | 53.4694 | -6.6246
MV/LV Substation BA***267Y |  | 10 kV | _ | LV | 100 kVA :Pole Substation | 0.1 | --> | 0.1 | 0 | 0 | Constrained,otherwise capacity available =55kVA. | --> | 0.095 | 0 | 0 | 0 | 0 | Constrained,otherwise capacity available =106.6kW. | --> | C18 ex MOUNTRATH | Mountrath [T41,T42] | PORTLAOISE |  | 53.0109 | -7.4685
MV/LV Substation BA***267Z |  | 10 kV | _ | LV | 200 kVA :Kiosk Substation | 0.2 | --> | 0.2 | 0 | 0 | Constrained,otherwise capacity available =102kVA. | --> | 0.19 | 0 | 0.006669 | 0.21436 | 0 |  | --> | C39 ex COLLEGE PARK | College Park [T101,T102,T103] | COLLEGE PARK |  | 53.4173 | -6.3856
MV/LV Substation BA***268 |  | 10 kV | _ | LV | 400 kVA :Kiosk Substation | 0.4 | --> | 0.4 | 0 | 0 | Constrained,otherwise capacity available =337kVA. | --> | 0.38 | 0 | 0.040755 | 0.40945 | 0 |  | --> | C11 ex BALLINCOLLIG | Ballincollig [T41,T42] | KILBARRY |  | 51.8662 | -8.5991
MV/LV Substation BA***268Y |  | 10 kV | _ | LV | 400 kVA :Building Structure | 0.4 | --> | 0.4 | 0 | 0 | Constrained,otherwise capacity available =312kVA. | --> | 0.38 | 0 | 0 | 0.41315 | 0 |  | --> | C17 ex MIDLETON | Midleton [T101,T102] | MIDLETON |  | 51.9105 | -8.1745
MV/LV Substation BA***268Z |  | 10 kV | _ | LV | 400 kVA :Kiosk Substation | 0.4 | --> | 0.4 | 0 | 0 | Constrained,otherwise capacity available =315kVA. | --> | 0.38 | 0 | 0.035568 | 0.41271 | 0 |  | --> | C20 ex SUTTON | Sutton [T41,T42] | GRANGE (DR) |  | 53.3816 | -6.0668
MV/LV Substation BA***269 |  | 10 kV | _ | LV | 100 kVA :Pole Substation | 0.1 | --> | 0.1 | 0.1 | 2.2 |  | --> | 0.095 | 0 | 0 | 0.1 | 0 |  | --> | C19 ex CASTLETOWNROCHE | Castletownroche [T41] | MALLOW |  | 52.1861 | -8.4462
MV/LV Substation BA***269X |  | 20 kV | _ | LV | 100 kVA :Pole Substation | 0.1 | --> | 0.1 | 0 | 0 | Constrained,otherwise capacity available =87kVA. | --> | 0.095 | 0 | 0 | 0.10195 | 0 |  | --> | C19 ex ENNISTYMON | Ennistymon [T41,T42] | ENNIS |  | 53.1162 | -9.1466
MV/LV Substation BA***270Y |  | 10 kV | _ | LV | 50 kVA :Pole Substation | 0.05 | --> | 0.05 | 0 | 0 | Constrained,otherwise capacity available =45kVA. | --> | 0.0475 | 0 | 0 | 0.050753 | 0 |  | --> | C15 ex GRANAGH | Granagh [T41,T42] | WATERFORD |  | 52.3356 | -7.171
MV/LV Substation BA***271 |  | 10 kV | _ | LV | 630 kVA :Kiosk Substation | 0.63 | --> | 0.63 | 0.217 | 10 |  | --> | 0.5985 | 0 | 0.021489 | 0.5 | 0 |  | --> | C19 ex HAROLDS CROSS | Harolds Cross [T101,T102] | POOLBEG |  | 53.3209 | -6.2979
MV/LV Substation BA***271X |  | 10 kV | _ | LV | 200 kVA :Kiosk Substation | 0.2 | --> | 0.2 | 0.135 | 3.7 |  | --> | 0.19 | 0 | 0 | 0.20964 | 0 |  | --> | C12 ex KILFLYNN | Kilflynn [T41,T42] | TRALEE |  | 52.4054 | -9.6272
MV/LV Substation BA***272Y |  | 10 kV | _ | LV | 200 kVA :Kiosk Substation | 0.2 | --> | 0.2 | 0 | 0 | Constrained,otherwise capacity available =165kVA. | --> | 0.19 | 0 | 0 | 0.20525 | 0 |  | --> | C22 ex MIDLETON | Midleton [T101,T102] | MIDLETON |  | 51.9054 | -8.174
MV/LV Substation BA***273 |  | 20 kV | _ | LV | 100 kVA :Pole Substation | 0.1 | --> | 0.1 | 0 | 0 | Constrained,otherwise capacity available =84kVA. | --> | 0.095 | 0 | 0 | 0.1024 | 0 |  | --> | E12 ex MILLTOWN (SR) | Milltown (sr) [T421,T422] | OUGHTRAGH |  | 52.073 | -9.8824
MV/LV Substation BA***274 |  | 10 kV | _ | LV | 25 kVA :Pole Substation | 0.025 | --> | 0.025 | 0.019 | 1.4 |  | --> | 0.02375 | 0 | 0 | 0.025895 | 0 |  | --> | C14 ex RINEANNA | Rineanna [T41,T42] | DRUMLINE |  | 52.7349 | -8.9045
MV/LV Substation BA***274X |  | 10 kV | _ | LV | 100 kVA :Pole Substation | 0.1 | --> | 0.1 | 0 | 0 | Constrained,otherwise capacity available =89kVA. | --> | 0.095 | 0 | 0 | 0.10166 | 0 |  | --> | C12 ex BALLYBEGGAN | Ballybeggan [T43,T44] | TRALEE |  | 52.2739 | -9.6536
MV/LV Substation BA***274Y |  | 10 kV | _ | LV | 50 kVA :Pole Substation | 0.05 | --> | 0.05 | 0.042 | 13.5 |  | --> | 0.0475 | 0 | 0 | 0.0512 | 0 |  | --> | C21 ex ENNIS | Ennis [T101,T102] | ENNIS |  | 52.8946 | -8.924
MV/LV Substation BA***275 |  | 20 kV | _ | LV | 200 kVA :Pole Substation | 0.2 | --> | 0.2 | 0.139 | 17.8 |  | --> | 0.19 | 0 | 0 | 0.20906 | 0 |  | --> | E13 ex BANOGE | Banoge [T121,T122] | BANOGE |  | 52.5383 | -6.2394
MV/LV Substation BA***275Y |  | 20 kV | _ | LV | 100 kVA :Pole Substation | 0.1 | --> | 0.1 | 0 | 0 | Constrained,otherwise capacity available =68kVA. | --> | 0.095 | 0 | 0 | 0.10475 | 0 |  | --> | C19 ex TRAMORE | Tramore [T41,T42] | BUTLERSTOWN |  | 52.2124 | -7.1116
MV/LV Substation BA***276Z |  | 20 kV | _ | LV | 50 kVA :Pole Substation | 0.05 | --> | 0.05 | 0 | 0 | Constrained,otherwise capacity available =31kVA. | --> | 0.0475 | 0 | 0 | 0 | 0 | Constrained,otherwise capacity available =52.8kW. | --> | E17 ex KNOCKMULLEN | Knockmullen [T42,T421] | GREAT ISLAND |  | 52.3677 | -6.837
MV/LV Substation BA***276Z |  | 10 kV | _ | LV | 200 kVA :Kiosk Substation | 0.2 | --> | 0.2 | 0 | 0 | Constrained,otherwise capacity available =169kVA. | --> | 0.19 | 0 | 0 | 0.20465 | 0 |  | --> | C26 ex BALLYCOOLIN | Ballycoolin [T41,T42,T43] | FINGLAS |  | 53.4071 | -6.3665
MV/LV Substation BA***277 |  | 10 kV | _ | LV | 50 kVA :Pole Substation | 0.05 | --> | 0.05 | 0.033 | 3 |  | --> | 0.0475 | 0 | 0 | 0.052518 | 0 |  | --> | C25 ex NENAGH | Nenagh [T41,T42] | NENAGH |  | 52.8672 | -8.0952
MV/LV Substation BA***277X |  | 20 kV | _ | LV | 100 kVA :Pole Substation | 0.1 | --> | 0.1 | 0 | 0 | Constrained,otherwise capacity available =84kVA. | --> | 0.095 | 0 | 0 | 0.1024 | 0 |  | --> | C15 ex BALLYHAUNIS | Ballyhaunis [T41,T42] | DALTON |  | 53.7411 | -8.633
MV/LV Substation BA***278 |  | 10 kV | _ | LV | 50 kVA :Pole Substation | 0.05 | --> | 0.05 | 0.043 | 1.9 |  | --> | 0.0475 | 0 | 0 | 0 | 0 | Constrained,otherwise capacity available =51.1kW. | --> | C15 ex MILFORD (MWR) | Milford (mwr) [T41] | CHARLEVILLE |  | 52.2972 | -8.8441
MV/LV Substation BA***278Y |  | 10 kV | _ | LV | 50 kVA :Pole Substation | 0.05 | --> | 0.05 | 0 | 0 | Constrained,otherwise capacity available =49kVA. | --> | 0.0475 | 0 | 0 | 0 | 0 | Constrained,otherwise capacity available =50.2kW. | --> | C23 ex TINAHASK | Tinahask [T41,T42] | ARKLOW |  | 52.739 | -6.316
MV/LV Substation BA***279 |  | 20 kV | _ | LV | 100 kVA :Pole Substation | 0.1 | --> | 0.1 | 0 | 0 | Constrained,otherwise capacity available =69kVA. | --> | 0.095 | 0 | 0 | 0.1046 | 0 |  | --> | C22 ex ATHLONE | Athlone [T41,T42] | ATHLONE |  | 53.4492 | -7.9859
MV/LV Substation BA***279Y |  | 10 kV | _ | LV | 50 kVA :Pole Substation | 0.05 | --> | 0.05 | 0.045 | 12.2 |  | --> | 0.0475 | 0 | 0.002223 | 0.050753 | 0 |  | --> | C18 ex BALLYBEG | Ballybeg [T101,T102] | CARRICKMINES |  | 52.9558 | -6.1759
MV/LV Substation BA***279Z |  | 10 kV | _ | LV | 630 kVA :Building Structure | 0.63 | --> | 0.63 | 0.5 | 9.5 |  | --> | 0.5985 | 0 | 0 | 0.5 | 0 |  | --> | C20 ex BANDON | Bandon [T101,T42] | BANDON |  | 51.7443 | -8.7984
MV/LV Substation BA***279Z |  | 10 kV | _ | LV | 1000 kVA :Building Structure | 1 | --> | 1 | 0.5 | 4.1 |  | --> | 0.95 | 0 | 0 | 0.5 | 0 |  | --> | C14 ex BALLYMUN | Ballymun [T41,T42] | FINGLAS |  | 53.3949 | -6.266
MV/LV Substation BA***281Y |  | 10 kV | _ | LV | 50 kVA :Pole Substation | 0.05 | --> | 0.05 | 0.038 | 12.2 |  | --> | 0.0475 | 0 | 0 | 0.05179 | 0 |  | --> | C20 ex BALLYBEG | Ballybeg [T101,T102] | CARRICKMINES |  | 52.9721 | -6.0461
MV/LV Substation BA***281Y |  | 10 kV | _ | LV | 400 kVA :Kiosk Substation | 0.4 | --> | 0.4 | 0.347 | 18.7 |  | --> | 0.38 | 0 | 0.003705 | 0.40797 | 0 |  | --> | C13 ex ARKLOW | Arklow [T101,T102] | ARKLOW |  | 52.8504 | -6.2056
MV/LV Substation BA***282 |  | 10 kV | _ | LV | 100 kVA :Pole Substation | 0.1 | --> | 0.1 | 0 | 0 | Constrained,otherwise capacity available =92kVA. | --> | 0.095 | 0 | 0.004446 | 0.10121 | 0 |  | --> | C12 ex BALLYBEGGAN | Ballybeggan [T43,T44] | TRALEE |  | 52.2755 | -9.6582
MV/LV Substation BA***282 |  | 10 kV | _ | LV | 400 kVA :Kiosk Substation | 0.4 | --> | 0.4 | 0.168 | 4.1 |  | --> | 0.38 | 0 | 0.058539 | 0.43376 | 0 |  | --> | C17 ex BALLYMUN | Ballymun [T41,T42] | FINGLAS |  | 53.3894 | -6.2643
MV/LV Substation BA***283Y |  | 10 kV | _ | LV | 50 kVA :Pole Substation | 0.05 | --> | 0.05 | 0 | 0 | Constrained,otherwise capacity available =35kVA. | --> | 0.0475 | 0 | 0.006669 | 0.052228 | 0 |  | --> | C19 ex CELBRIDGE | Celbridge [T41,T42] | GRIFFINRATH |  | 53.318 | -6.606
MV/LV Substation BA***283Y |  | 20 kV | _ | LV | 50 kVA :Pole Substation | 0.05 | --> | 0.05 | 0.049 | 2 |  | --> | 0.0475 | 0 | 0 | 0 | 0 | Constrained,otherwise capacity available =50.2kW. | --> | E11 ex RATHKEALE | Rathkeale [T421,T422] | RATHKEALE |  | 52.6044 | -8.9601
MV/LV Substation BA***284 |  | 10 kV | _ | LV | 200 kVA :Pole Substation | 0.2 | --> | 0.2 | 0.188 | 2.3 |  | --> | 0.19 | 0 | 0 | 0.20181 | 0 |  | --> | C17 ex BALLYRICKARD | Ballyrickard [T41,T42] | TRALEE |  | 52.2964 | -9.752
MV/LV Substation BA***284X |  | 10 kV | _ | LV | 200 kVA :Kiosk Substation | 0.2 | --> | 0.2 | 0 | 0 | Constrained,otherwise capacity available =162kVA. | --> | 0.19 | 0 | 0 | 0.20569 | 0 |  | --> | C18 ex LOUGHLINSTOWN | Loughlinstown [T41,T42] | CARRICKMINES |  | 53.2349 | -6.1797
MV/LV Substation BA***284Y |  | 10 kV | _ | LV | 50 kVA :Pole Substation | 0.05 | --> | 0.05 | 0 | 0 | Constrained,otherwise capacity available =42kVA. | --> | 0.0475 | 0 | 0.004446 | 0.0512 | 0 |  | --> | C19 ex MIDLETON | Midleton [T101,T102] | MIDLETON |  | 51.9287 | -8.2051
MV/LV Substation BA***285X |  | 20 kV | _ | LV | 50 kVA :Pole Substation | 0.05 | --> | 0.05 | 0 | 0 | Constrained,otherwise capacity available =50kVA. | --> | 0.0475 | 0 | 0 | 0 | 0 | Constrained,otherwise capacity available =50kW. | --> | E17 ex CARNDONAGH | Carndonagh [T421,T422] | TRILLICK |  | 55.3198 | -7.1953
MV/LV Substation BA***286 |  | 10 kV | _ | LV | 50 kVA :Pole Substation | 0.05 | --> | 0.05 | 0 | 0 | Constrained,otherwise capacity available =45kVA. | --> | 0.0475 | 0 | 0 | 0.050753 | 0 |  | --> | C22 ex CARRIGTWOHILL | Carrigtwohill [T42] | COW CROSS |  | 51.8857 | -8.2289
MV/LV Substation BA***286 |  | 20 kV | _ | LV | 200 kVA :Pole Substation | 0.2 | --> | 0.2 | 0 | 0 | Constrained,otherwise capacity available =149kVA. | --> | 0.19 | 0 | 0 | 0 | 0 | Constrained,otherwise capacity available =207.6kW. | --> | E12 ex CASTLELYONS | Castlelyons [T421,T422] | BARRYMORE |  | 52.0471 | -8.2633
MV/LV Substation BA***287 |  | 10 kV | _ | LV | 50 kVA :Pole Substation | 0.05 | --> | 0.05 | 0.026 | 1.3 |  | --> | 0.0475 | 0 | 0 | 0.053518 | 0 |  | --> | C21 ex CASTLEREA | Castlerea [T41,T42] | CARRICK ON SHANNON |  | 53.6922 | -8.4863
MV/LV Substation BA***287Y |  | 10 kV | _ | LV | 50 kVA :Pole Substation | 0.05 | --> | 0.05 | 0.043 | 12.2 |  | --> | 0.0475 | 0 | 0 | 0.051052 | 0 |  | --> | C19 ex BALLYBEG | Ballybeg [T101,T102] | CARRICKMINES |  | 53.0019 | -6.1585
MV/LV Substation BA***287Y |  | 20 kV | _ | LV | 50 kVA :Pole Substation | 0.05 | --> | 0.05 | 0.05 | 17.8 |  | --> | 0.0475 | 0 | 0 | 0.05 | 0 |  | --> | E13 ex BANOGE | Banoge [T121,T122] | BANOGE |  | 52.5373 | -6.2498
MV/LV Substation BA***288 |  | 10 kV | _ | LV | 100 kVA :Pole Substation | 0.1 | --> | 0.1 | 0 | 0 | Constrained,otherwise capacity available =85kVA. | --> | 0.095 | 0 | 0 | 0.10225 | 0 |  | --> | E41 ex KINSALE | Kinsale [T423] | TRABEG |  | 51.7126 | -8.5581
MV/LV Substation BA***289 |  | 10 kV | _ | LV | 200 kVA :Kiosk Substation | 0.2 | --> | 0.2 | 0.16 | 0.9 |  | --> | 0.19 | 0 | 0.019266 | 0.20598 | 0 |  | --> | C11 ex WOODFORD | Woodford [T41,T42] | KNOCKEARAGH |  | 52.0562 | -9.4841
MV/LV Substation BA***289 |  | 20 kV | _ | LV | 200 kVA :Pole Substation | 0.2 | --> | 0.2 | 0.082 | 1.8 |  | --> | 0.19 | 0 | 0.014079 | 0.21716 | 0 |  | --> | E17 ex BIRDHILL | Birdhill [T421,T422] | ARDNACRUSHA |  | 52.8078 | -8.4353
MV/LV Substation BA***289 |  | 20 kV | _ | LV | 50 kVA :Pole Substation | 0.05 | --> | 0.05 | 0 | 0 | Constrained,otherwise capacity available =29kVA. | --> | 0.0475 | 0 | 0.01482 | 0.053092 | 0 |  | --> | E12 ex CARRIGSHANE | Carrigshane [T422] | MIDLETON |  | 51.9336 | -8.0911
MV/LV Substation BA***289Y |  | 20 kV | _ | LV | 50 kVA :Pole Substation | 0.05 | --> | 0.05 | 0.032 | 0.6 |  | --> | 0.0475 | 0 | 0 | 0 | 0 | Constrained,otherwise capacity available =52.7kW. | --> | E23 ex LAWLESSTOWN | Lawlesstown [T42,T421] | DOON |  | 52.2666 | -7.7163
MV/LV Substation BA***290 |  | 10 kV | _ | LV | 100 kVA :Pole Substation | 0.1 | --> | 0.1 | 0 | 0 | Constrained,otherwise capacity available =85kVA. | --> | 0.095 | 0 | 0.003705 | 0.10225 | 0 |  | --> | C17 ex ROSCOMMON | Roscommon [T41,T42] | LANESBORO |  | 53.6122 | -8.189
MV/LV Substation BA***290 |  | 20 kV | _ | LV | 50 kVA :Pole Substation | 0.05 | --> | 0.05 | 0.046 | 1.2 |  | --> | 0.0475 | 0 | 0.003705 | 0.050604 | 0 |  | --> | E21 ex CRATLOE | Cratloe [T421,T422] | ARDNACRUSHA |  | 52.6949 | -8.7725
MV/LV Substation BA***290Y |  | 10 kV | _ | LV | 400 kVA :Building Structure | 0.4 | --> | 0.4 | 0 | 0 | Constrained,otherwise capacity available =314kVA. | --> | 0.38 | 0 | 0 | 0.41285 | 0 |  | --> | C18 ex DENNEHYS CROSS | Dennehys Cross [T41,T42] | TRABEG |  | 51.891 | -8.5238
MV/LV Substation BA***291X |  | 20 kV | _ | LV | 50 kVA :Pole Substation | 0.05 | --> | 0.05 | 0.048 | 7.5 |  | --> | 0.0475 | 0 | 0 | 0 | 0 | Constrained,otherwise capacity available =50.3kW. | --> | E12 ex CHURCHTOWN | Churchtown [T422] | RATHKEALE |  | 52.4295 | -9.1126
MV/LV Substation BA***292 |  | 20 kV | _ | LV | 50 kVA :Pole Substation | 0.05 | --> | 0.05 | 0 | 0 | Constrained,otherwise capacity available =37kVA. | --> | 0.0475 | 0 | 0 | 0.051937 | 0 |  | --> | E25 ex TALBOTS INCH | Talbots Inch [T41,T42] | KILKENNY |  | 52.7028 | -7.3422
MV/LV Substation BA***292 |  | 10 kV | _ | LV | 50 kVA :Pole Substation | 0.05 | --> | 0.05 | 0.047 | 2.2 |  | --> | 0.0475 | 0 | 0 | 0.050453 | 0 |  | --> | C13 ex CASTLETOWNROCHE | Castletownroche [T41] | MALLOW |  | 52.1398 | -8.4894
MV/LV Substation BA***292 |  | 10 kV | _ | LV | 50 kVA :Pole Substation | 0.05 | --> | 0.05 | 0 | 0 | Constrained,otherwise capacity available =47kVA. | --> | 0.0475 | 0 | 0 | 0 | 0 | Constrained,otherwise capacity available =50.5kW. | --> | C19 ex LISMORE | Lismore [T41,T42] | DUNGARVAN |  | 52.1475 | -8.052
MV/LV Substation BA***292X |  | 20 kV | _ | LV | 50 kVA :Pole Substation | 0.05 | --> | 0.05 | 0.05 | 16.1 |  | --> | 0.0475 | 0 | 0.003705 | 0.05 | 0 |  | --> | E21 ex WEXFORD | Wexford [T121,T122] | WEXFORD |  | 52.4162 | -6.4147
MV/LV Substation BA***292Z |  | 10 kV | _ | LV | 100 kVA :Pole Substation | 0.1 | --> | 0.1 | 0 | 0 | Constrained,otherwise capacity available =98kVA. | --> | 0.095 | 0 | 0 | 0.1003 | 0 |  | --> | C17 ex KINSALE | Kinsale [T41,T42] | BANDON |  | 51.7323 | -8.5561
MV/LV Substation BA***293 |  | 10 kV | _ | LV | 50 kVA :Pole Substation | 0.05 | --> | 0.05 | 0.037 | 10.9 |  | --> | 0.0475 | 0 | 0 | 0.051937 | 0 |  | --> | C13 ex MULLINGAR | Mullingar [T101,T102] | MULLINGAR |  | 53.5431 | -7.3381
MV/LV Substation BA***294 |  | 10 kV | _ | LV | 100 kVA :Pole Substation | 0.1 | --> | 0.1 | 0.091 | 16.1 |  | --> | 0.095 | 0 | 0.00741 | 0.10136 | 0 |  | --> | E14 ex WEXFORD | Wexford [T121,T122] | WEXFORD |  | 52.331 | -6.5392
MV/LV Substation BA***295 |  | 20 kV | _ | LV | 50 kVA :Pole Substation | 0.05 | --> | 0.05 | 0.048 | 13.8 |  | --> | 0.0475 | 0 | 0 | 0.050303 | 0 |  | --> | C14 ex SINGLAND | Singland [T101,T102] | SINGLAND |  | 52.6288 | -8.5687
MV/LV Substation BA***295Y |  | 20 kV | _ | LV | 100 kVA :Pole Substation | 0.1 | --> | 0.1 | 0.092 | 13.8 |  | --> | 0.095 | 0 | 0.00741 | 0.10121 | 0 |  | --> | C14 ex SINGLAND | Singland [T101,T102] | SINGLAND |  | 52.6556 | -8.4992
MV/LV Substation BA***296X |  | 20 kV | _ | LV | 50 kVA :Pole Substation | 0.05 | --> | 0.05 | 0 | 0 | Constrained,otherwise capacity available =42kVA. | --> | 0.0475 | 0 | 0 | 0.0512 | 0 |  | --> | E19 ex SHILLELAGH | Shillelagh [T421,T422] | CARLOW |  | 52.6772 | -6.5258
MV/LV Substation BA***297 |  | 10 kV | _ | LV | 50 kVA :Pole Substation | 0.05 | --> | 0.05 | 0 | 0 | Constrained,otherwise capacity available =41kVA. | --> | 0.0475 | 0 | 0.008151 | 0 | 0 | Constrained,otherwise capacity available =51.3kW. | --> | C18 ex FERMOY NORTH | Fermoy North [T41,T42] | BARRYMORE |  | 52.1553 | -8.402
MV/LV Substation BA***297 |  | 10 kV | _ | LV | 200 kVA :Pole Substation | 0.2 | --> | 0.2 | 0.168 | 1.5 |  | --> | 0.19 | 0 | 0 | 0.2048 | 0 |  | --> | C22 ex BALLYARD | Ballyard [T41,T42] | TRALEE |  | 52.259 | -9.715
MV/LV Substation BA***297 |  | 10 kV | _ | LV | 400 kVA :Kiosk Substation | 0.4 | --> | 0.4 | 0 | 0 | Constrained,otherwise capacity available =314kVA. | --> | 0.38 | 0 | 0 | 0.41285 | 0 |  | --> | C17 ex WATERFORD IND EST | Waterford Ind Est [T41,T42,T44] | BUTLERSTOWN |  | 52.2392 | -7.148
MV/LV Substation BA***297 |  | 10 kV | _ | LV | 400 kVA :Kiosk Substation | 0.4 | --> | 0.4 | 0 | 0 | Constrained,otherwise capacity available =299kVA. | --> | 0.38 | 0 | 0.017043 | 0.41505 | 0 |  | --> | C20 ex HOWTH JUNCTION | Howth Junction [T41,T42] | GRANGE (DR) |  | 53.3881 | -6.1366
MV/LV Substation BA***298X |  | 20 kV | _ | LV | 50 kVA :Pole Substation | 0.05 | --> | 0.05 | 0 | 0 | Constrained,otherwise capacity available =50kVA. | --> | 0.0475 | 0 | 0 | 0.05 | 0 |  | --> | E11 ex GLASMORE | Glasmore [T421,T422] | GLASMORE |  | 53.4709 | -6.2166
MV/LV Substation BA***298Y |  | 20 kV | _ | LV | 50 kVA :Pole Substation | 0.05 | --> | 0.05 | 0 | 0 | Constrained,otherwise capacity available =50kVA. | --> | 0.0475 | 0 | 0 | 0 | 0 | Constrained,otherwise capacity available =50kW. | --> | E19 ex PORTLAOISE | Portlaoise [T423,T424] | PORTLAOISE |  | 53.0304 | -7.2531
MV/LV Substation BA***298Y |  | 20 kV | _ | LV | 200 kVA :Pole Substation | 0.2 | --> | 0.2 | 0 | 0 | Constrained,otherwise capacity available =200kVA. | --> | 0.19 | 0 | 0 | 0.2 | 0 |  | --> | C19 ex ENNISTYMON | Ennistymon [T41,T42] | ENNIS |  | 53.0343 | -9.2888
MV/LV Substation BA***299 |  | 20 kV | _ | LV | 200 kVA :Pole Substation | 0.2 | --> | 0.2 | 0.142 | 1.6 |  | --> | 0.19 | 0 | 0.003705 | 0 | 0 | Constrained,otherwise capacity available =208.6kW. | --> | C17 ex FOYNES | Foynes [T41,T42] | RATHKEALE |  | 52.5601 | -9.1944
MV/LV Substation BA***299 |  | 10 kV | _ | LV | 200 kVA :Kiosk Substation | 0.2 | --> | 0.2 | 0 | 0 | Constrained,otherwise capacity available =140kVA. | --> | 0.19 | 0 | 0.020748 | 0.20891 | 0 |  | --> | C16 ex LITTLE BRAY | Little Bray [T41,T42] | FASSAROE |  | 53.2259 | -6.1275
MV/LV Substation BA***299X |  | 10 kV | _ | LV | 200 kVA :Pole Substation | 0.2 | --> | 0.2 | 0 | 0 | Constrained,otherwise capacity available =166kVA. | --> | 0.19 | 0 | 0 | 0.2051 | 0 |  | --> | C18 ex KILCOLGAN | Kilcolgan [T42,T421] | GALWAY 110KV |  | 53.2351 | -8.8239
MV/LV Substation BA***299Y |  | 10 kV | _ | LV | 400 kVA :Building Structure | 0.4 | --> | 0.4 | 0 | 0 | Constrained,otherwise capacity available =400kVA. | --> | 0.38 | 0 | 0 | 0.4 | 0 |  | --> | C17 ex CARRIGSHANE | Carrigshane [T41] | MIDLETON |  | 51.8986 | -8.1699
MV/LV Substation BA***300 |  | 10 kV | _ | LV | 50 kVA :Pole Substation | 0.05 | --> | 0.05 | 0 | 0 | Constrained,otherwise capacity available =42kVA. | --> | 0.0475 | 0 | 0.019266 | 0.0512 | 0 |  | --> | C17 ex ROSEHILL | Rosehill [T41,T42] | KILKENNY |  | 52.5958 | -7.3028
MV/LV Substation BA***300 |  | 20 kV | _ | LV | 50 kVA :Pole Substation | 0.05 | --> | 0.05 | 0.038 | 3.1 |  | --> | 0.0475 | 0 | 0.005928 | 0.05179 | 0 |  | --> | E12 ex LUMCLOON | Lumcloon [T421,T422] | DALLOW |  | 53.2801 | -7.8237
MV/LV Substation BA***300X |  | 20 kV | _ | LV | 50 kVA :Pole Substation | 0.05 | --> | 0.05 | 0 | 0 | Constrained,otherwise capacity available =48kVA. | --> | 0.0475 | 0 | 0 | 0 | 0 | Constrained,otherwise capacity available =50.3kW. | --> | E20 ex ROSCREA | Roscrea [T41,T42] | IKERRIN |  | 52.9197 | -7.6733
MV/LV Substation BA***301 |  | 10 kV | _ | LV | 400 kVA :Kiosk Substation | 0.4 | --> | 0.4 | 0.399 | 3 |  | --> | 0.38 | 0 | 0 | 0.40015 | 0 |  | --> | C11 ex GREENHILLS | Greenhills [T42] | INCHICORE 220KV |  | 53.316 | -6.3384
MV/LV Substation BA***302 |  | 20 kV | _ | LV | 200 kVA :Pole Substation | 0.2 | --> | 0.2 | 0.165 | 3.1 |  | --> | 0.19 | 0 | 0 | 0.20525 | 0 |  | --> | E12 ex LUMCLOON | Lumcloon [T421,T422] | DALLOW |  | 53.2715 | -7.8218
MV/LV Substation BA***302 |  | 10 kV | _ | LV | 50 kVA :Pole Substation | 0.05 | --> | 0.05 | 0.028 | 1.9 |  | --> | 0.0475 | 0 | 0.002964 | 0 | 0 | Constrained,otherwise capacity available =53.2kW. | --> | C18 ex TURLOUGH ROAD | Turlough Road [T41,T42] | CASTLEBAR |  | 53.8923 | -9.1528
MV/LV Substation BA***302Z |  | 10 kV | _ | LV | 630 kVA :Building Structure | 0.63 | --> | 0.63 | 0.5 | 4.9 |  | --> | 0.5985 | 0 | 0 | 0.5 | 0 |  | --> | C21 ex COOLOCK | Coolock [T41,T42] | FINGLAS |  | 53.394 | -6.1969
MV/LV Substation BA***303 |  | 20 kV | _ | LV | 50 kVA :Pole Substation | 0.05 | --> | 0.05 | 0.047 | 3.1 |  | --> | 0.0475 | 0 | 0 | 0.050453 | 0 |  | --> | E12 ex LUMCLOON | Lumcloon [T421,T422] | DALLOW |  | 53.2744 | -7.8175
MV/LV Substation BA***303X |  | 10 kV | _ | LV | 200 kVA :Kiosk Substation | 0.2 | --> | 0.2 | 0 | 0 | Constrained,otherwise capacity available =198kVA. | --> | 0.19 | 0 | 0 | 0.2003 | 0 |  | --> | C20 ex SUTTON | Sutton [T41,T42] | GRANGE (DR) |  | 53.3869 | -6.0635
MV/LV Substation BA***303Y |  | 20 kV | _ | LV | 200 kVA :Pole Substation | 0.2 | --> | 0.2 | 0 | 0 | Constrained,otherwise capacity available =173kVA. | --> | 0.19 | 0 | 0 | 0.20406 | 0 |  | --> | E13 ex BALTINGLASS | Baltinglass [T421,T422] | STRATFORD |  | 52.9323 | -6.6944
MV/LV Substation BA***305 |  | 20 kV | _ | LV | 50 kVA :Pole Substation | 0.05 | --> | 0.05 | 0 | 0 | Constrained,otherwise capacity available =19kVA. | --> | 0.0475 | 0 | 0.008151 | 0 | 0 | Constrained,otherwise capacity available =54.5kW. | --> | E18 ex SPRINGS | Springs [T421,T422] | DUNGARVAN |  | 52.0462 | -7.5694
MV/LV Substation BA***307 |  | 10 kV | _ | LV | 200 kVA :Pole Substation | 0.2 | --> | 0.2 | 0.147 | 3.3 |  | --> | 0.19 | 0 | 0 | 0 | 0 | Constrained,otherwise capacity available =207.9kW. | --> | C22 ex ENNISKEANE | Enniskeane [T41,T42] | BANDON |  | 51.7357 | -8.9545
MV/LV Substation BA***307 |  | 20 kV | _ | LV | 100 kVA :Pole Substation | 0.1 | --> | 0.1 | 0 | 0 | Constrained,otherwise capacity available =86kVA. | --> | 0.095 | 0 | 0 | 0.1021 | 0 |  | --> | E15 ex CREAGH | Creagh [T421,T422] | ATHLONE |  | 53.3514 | -8.0823
MV/LV Substation BA***307 |  | 10 kV | _ | LV | 50 kVA :Pole Substation | 0.05 | --> | 0.05 | 0 | 0 | Constrained,otherwise capacity available =39kVA. | --> | 0.0475 | 0 | 0 | 0.051643 | 0 |  | --> | C17 ex CARRICKMACROSS | Carrickmacross [T41,T42] | MEATH HILL |  | 53.9813 | -6.6437
MV/LV Substation BA***307 |  | 20 kV | _ | LV | 200 kVA :Pole Substation | 0.2 | --> | 0.2 | 0 | 0 | Constrained,otherwise capacity available =170kVA. | --> | 0.19 | 0 | 0.003705 | 0 | 0 | Constrained,otherwise capacity available =204.5kW. | --> | E18 ex SPRINGS | Springs [T421,T422] | DUNGARVAN |  | 52.0494 | -7.5659
MV/LV Substation BA***307X |  | 20 kV | _ | LV | 50 kVA :Pole Substation | 0.05 | --> | 0.05 | 0.05 | 5.8 |  | --> | 0.0475 | 0 | 0 | 0.05 | 0 |  | --> | E21 ex ABBEYFEALE | Abbeyfeale [T421] | TRIEN |  | 52.4049 | -9.2506
MV/LV Substation BA***307Y |  | 20 kV | _ | LV | 100 kVA :Pole Substation | 0.1 | --> | 0.1 | 0.095 | 2.5 |  | --> | 0.095 | 0 | 0 | 0.10076 | 0 |  | --> | E18 ex BAGENALSTOWN | Bagenalstown [T421,T422] | CARLOW |  | 52.7338 | -6.7925
MV/LV Substation BA***307Y |  | 10 kV | _ | LV | 50 kVA :Pole Substation | 0.05 | --> | 0.05 | 0.045 | 0.4 |  | --> | 0.0475 | 0 | 0 | 0 | 0 | Constrained,otherwise capacity available =50.8kW. | --> | C15 ex KILMAGIG | Kilmagig [T42] | ARKLOW |  | 52.8419 | -6.2838
MV/LV Substation BA***307Z |  | 10 kV | _ | LV | 400 kVA :Kiosk Substation | 0.4 | --> | 0.4 | 0 | 0 | Constrained,otherwise capacity available =309kVA. | --> | 0.38 | 0 | 0 | 0.41359 | 0 |  | --> | C20 ex POPPINTREE | Poppintree [T101,T102] | FINGLAS |  | 53.4004 | -6.2698
MV/LV Substation BA***308 |  | 10 kV | _ | LV | 50 kVA :Pole Substation | 0.05 | --> | 0.05 | 0 | 0 | Constrained,otherwise capacity available =27kVA. | --> | 0.0475 | 0 | 0.018525 | 0 | 0 | Constrained,otherwise capacity available =53.4kW. | --> | E19 ex FOXHOLE | Foxhole [T421,T422] | DUNGARVAN |  | 52.0683 | -7.9095
MV/LV Substation BA***308 |  | 10 kV | _ | LV | 50 kVA :Pole Substation | 0.05 | --> | 0.05 | 0 | 0 | Constrained,otherwise capacity available =37kVA. | --> | 0.0475 | 0 | 0 | 0 | 0 | Constrained,otherwise capacity available =51.9kW. | --> | C14 ex TEMPLEMORE | Templemore [T41,T42] | IKERRIN |  | 52.7574 | -7.726
MV/LV Substation BA***308Z |  | 10 kV | _ | LV | 400 kVA :Kiosk Substation | 0.4 | --> | 0.4 | 0 | 0 | Constrained,otherwise capacity available =372kVA. | --> | 0.38 | 0 | 0 | 0.40423 | 0 |  | --> | C20 ex POPPINTREE | Poppintree [T101,T102] | FINGLAS |  | 53.4 | -6.2664
MV/LV Substation BA***308Z |  | 20 kV | _ | LV | 50 kVA :Pole Substation | 0.05 | --> | 0.05 | 0.04 | 16.1 |  | --> | 0.0475 | 0 | 0 | 0.051496 | 0 |  | --> | E12 ex WEXFORD | Wexford [T121,T122] | WEXFORD |  | 52.3772 | -6.6554
MV/LV Substation BA***309 |  | 10 kV | _ | LV | 400 kVA :Kiosk Substation | 0.4 | --> | 0.4 | 0.245 | 0.4 |  | --> | 0.38 | 0 | 0.008151 | 0.42288 | 0 |  | --> | C17 ex CARRICKMINES | Carrickmines [T41,T42] | CARRICKMINES |  | 53.2592 | -6.1914
MV/LV Substation BA***309 |  | 20 kV | _ | LV | 50 kVA :Pole Substation | 0.05 | --> | 0.05 | 0 | 0 | Constrained,otherwise capacity available =32kVA. | --> | 0.0475 | 0 | 0.008151 | 0 | 0 | Constrained,otherwise capacity available =52.7kW. | --> | E18 ex SPRINGS | Springs [T421,T422] | DUNGARVAN |  | 52.0482 | -7.5636
MV/LV Substation BA***309 |  | 20 kV | _ | LV | 50 kVA :Pole Substation | 0.05 | --> | 0.05 | 0 | 0 | Constrained,otherwise capacity available =49kVA. | --> | 0.0475 | 0 | 0 | 0.050152 | 0 |  | --> | E17 ex ACADEMY STREET | Academy Street [T421,T422,T44] | NAVAN |  | 53.5669 | -6.6792
MV/LV Substation BA***309X |  | 20 kV | _ | LV | 50 kVA :Pole Substation | 0.05 | --> | 0.05 | 0.05 | 1.1 |  | --> | 0.0475 | 0 | 0 | 0.05 | 0 |  | --> | E24 ex BIRR | Birr [T41,T422] | DALLOW |  | 53.1586 | -7.7253
MV/LV Substation BA***310 |  | 10 kV | _ | LV | 100 kVA :Pole Substation | 0.1 | --> | 0.1 | 0 | 0 | Constrained,otherwise capacity available =86kVA. | --> | 0.095 | 0 | 0 | 0 | 0 | Constrained,otherwise capacity available =102.1kW. | --> | C11 ex GARDEN CITY | Garden City [T41,T42] | ARKLOW |  | 52.6868 | -6.2179
MV/LV Substation BA***311Y |  | 10 kV | _ | LV | 400 kVA :Kiosk Substation | 0.4 | --> | 0.4 | 0 | 0 | Constrained,otherwise capacity available =226kVA. | --> | 0.38 | 0 | 0.014079 | 0 | 0 | Constrained,otherwise capacity available =425.6kW. | --> | C22 ex LISMORE | Lismore [T41,T42] | DUNGARVAN |  | 52.1392 | -7.9272
MV/LV Substation BA***312 |  | 20 kV | _ | LV | 50 kVA :Pole Substation | 0.05 | --> | 0.05 | 0 | 0 | Constrained,otherwise capacity available =45kVA. | --> | 0.0475 | 0 | 0 | 0.050753 | 0 |  | --> | C21 ex CASTLEISLAND | Castleisland [T41,T42] | TRALEE |  | 52.1798 | -9.4645
MV/LV Substation BA***312 |  | 10 kV | _ | LV | 100 kVA :Pole Substation | 0.1 | --> | 0.1 | 0 | 0 | Constrained,otherwise capacity available =88kVA. | --> | 0.095 | 0 | 0 | 0.10181 | 0 |  | --> | C16 ex GARRYSPILLANE | Garryspillane [T41] | TIPPERARY |  | 52.3157 | -8.4698
MV/LV Substation BA***313 |  | 20 kV | _ | LV | 50 kVA :Pole Substation | 0.05 | --> | 0.05 | 0 | 0 | Constrained,otherwise capacity available =22kVA. | --> | 0.0475 | 0 | 0.002223 | 0.05408 | 0 |  | --> | C14 ex KILMEADEN | Kilmeaden [T42] | BUTLERSTOWN |  | 52.2299 | -7.2687
MV/LV Substation BA***313 |  | 10 kV | _ | LV | 400 kVA :Kiosk Substation | 0.4 | --> | 0.4 | 0 | 0 | Constrained,otherwise capacity available =303kVA. | --> | 0.38 | 0 | 0 | 0.41447 | 0 |  | --> | C11 ex MERVILLE | Merville [T41,T42] | FINGLAS |  | 53.3798 | -6.3049
MV/LV Substation BA***317X |  | 10 kV | _ | LV | 200 kVA :Pole Substation | 0.2 | --> | 0.2 | 0.13336 | 0.1 | Constrained,otherwise capacity available =200kVA. | --> | 0.19 | 0 | 0 | 0.2 | 0 |  | --> | C14 ex BALLYMAHON | Ballymahon [T41,T42] | ATHLONE |  | 53.6406 | -7.6769
MV/LV Substation BA***318 |  | 10 kV | _ | LV | 400 kVA :Kiosk Substation | 0.4 | --> | 0.4 | 0.283 | 0.8 |  | --> | 0.38 | 0 | 0.060762 | 0.41739 | 0 |  | --> | C11 ex MANOR STREET | Manor Street [T41,T42] | WATERFORD |  | 52.2443 | -7.0652
MV/LV Substation BA***318 |  | 10 kV | _ | LV | 100 kVA :Pole Substation | 0.1 | --> | 0.1 | 0.097 | 2.2 |  | --> | 0.095 | 0 | 0 | 0.10045 | 0 |  | --> | C19 ex CASTLETOWNROCHE | Castletownroche [T41] | MALLOW |  | 52.1808 | -8.4547
MV/LV Substation BA***320 |  | 20 kV | _ | LV | 50 kVA :Pole Substation | 0.05 | --> | 0.05 | 0 | 0 | Constrained,otherwise capacity available =50kVA. | --> | 0.0475 | 0 | 0 | 0.05 | 0 |  | --> | E19 ex EDENDERRY | Edenderry [T421,T422] | BLAKE |  | 53.3815 | -7.0285
MV/LV Substation BA***321 |  | 10 kV | _ | LV | 100 kVA :Pole Substation | 0.1 | --> | 0.1 | 0 | 0 | Constrained,otherwise capacity available =99kVA. | --> | 0.095 | 0 | 0 | 0.10015 | 0 |  | --> | C14 ex BALLYHALE | Ballyhale [T42,T421] | KILKENNY |  | 52.3683 | -7.1756
MV/LV Substation BA***321X |  | 10 kV | _ | LV | 400 kVA :Kiosk Substation | 0.4 | --> | 0.4 | 0 | 0 | Constrained,otherwise capacity available =303kVA. | --> | 0.38 | 0 | 0.020007 | 0.41447 | 0 |  | --> | C18 ex MALAHIDE | Malahide [T41,T42] | GLASMORE |  | 53.4426 | -6.1542
MV/LV Substation BA***323 |  | 20 kV | _ | LV | 200 kVA :Pole Substation | 0.2 | --> | 0.2 | 0 | 0 | Constrained,otherwise capacity available =200kVA. | --> | 0.19 | 0 | 0 | 0.2 | 0 |  | --> | E30 ex LOUGHREA | Loughrea [T41,T42] | SOMERSET |  | 53.2104 | -8.6359
MV/LV Substation BA***323 |  | 10 kV | _ | LV | 50 kVA :Pole Substation | 0.05 | --> | 0.05 | 0 | 0 | Constrained,otherwise capacity available =44kVA. | --> | 0.0475 | 0 | 0 | 0.050903 | 0 |  | --> | C12 ex GARRYSPILLANE | Garryspillane [T41] | TIPPERARY |  | 52.3145 | -8.4316
MV/LV Substation BA***323X |  | 20 kV | _ | LV | 100 kVA :Pole Substation | 0.1 | --> | 0.1 | 0.081 | 17.8 |  | --> | 0.095 | 0 | 0.003705 | 0.10284 | 0 |  | --> | E13 ex BANOGE | Banoge [T121,T122] | BANOGE |  | 52.5971 | -6.266
MV/LV Substation BA***323X |  | 10 kV | _ | LV | 200 kVA :Kiosk Substation | 0.2 | --> | 0.2 | 0.157 | 0.4 |  | --> | 0.19 | 0 | 0.00741 | 0.20643 | 0 |  | --> | C17 ex CARRICKMINES | Carrickmines [T41,T42] | CARRICKMINES |  | 53.2564 | -6.1896
MV/LV Substation BA***323Y |  | 10 kV | _ | LV | 50 kVA :Pole Substation | 0.05 | --> | 0.05 | 0 | 0 | Constrained,otherwise capacity available =43kVA. | --> | 0.0475 | 0 | 0 | 0.051052 | 0 |  | --> | C30 ex BRUFF | Bruff [T42,T421] | LIMERICK |  | 52.4281 | -8.5144
MV/LV Substation BA***324 |  | 20 kV | _ | LV | 50 kVA :Pole Substation | 0.05 | --> | 0.05 | 0 | 0 | Constrained,otherwise capacity available =36kVA. | --> | 0.0475 | 0 | 0 | 0 | 0 | Constrained,otherwise capacity available =52.1kW. | --> | C13 ex CLOYNE | Cloyne [T41] | MIDLETON |  | 51.8784 | -7.9918
MV/LV Substation BA***324 |  | 10 kV | _ | LV | 400 kVA :Kiosk Substation | 0.4 | --> | 0.4 | 0.377 | 4.1 |  | --> | 0.38 | 0 | 0.00741 | 0.40348 | 0 |  | --> | C13 ex AGHAGAD | Aghagad [T41,T42] | SLIGO |  | 54.4631 | -8.4546
MV/LV Substation BA***325X |  | 20 kV | _ | LV | 50 kVA :Pole Substation | 0.05 | --> | 0.05 | 0.041 | 1.7 |  | --> | 0.0475 | 0 | 0 | 0 | 0 | Constrained,otherwise capacity available =51.3kW. | --> | E15 ex GWEEDORE | Gweedore [T421] | ARDNAGAPPARY |  | 55.1386 | -8.115
MV/LV Substation BA***326 |  | 10 kV | _ | LV | 100 kVA :Pole Substation | 0.1 | --> | 0.1 | 0.083 | 3.7 |  | --> | 0.095 | 0 | 0 | 0.10255 | 0 |  | --> | C12 ex KILFLYNN | Kilflynn [T41,T42] | TRALEE |  | 52.3882 | -9.5485
MV/LV Substation BA***327 |  | 20 kV | _ | LV | 50 kVA :Pole Substation | 0.05 | --> | 0.05 | 0 | 0 | Constrained,otherwise capacity available =46kVA. | --> | 0.0475 | 0 | 0 | 0.050604 | 0 |  | --> | E18 ex DALTON | Dalton [T421,T422] | DALTON |  | 53.6656 | -8.9486
MV/LV Substation BA***328X |  | 20 kV | _ | LV | 630 kVA :Building Structure | 0.63 | --> | 0.63 | 0 | 0 | Constrained,otherwise capacity available =500kVA. | --> | 0.5985 | 0 | 0 | 0.5 | 0 |  | --> | E11 ex FINEA | Finea [T421,T422] | SHANKILL |  | 53.7797 | -7.4979
MV/LV Substation BA***329 |  | 20 kV | _ | LV | 100 kVA :Pole Substation | 0.1 | --> | 0.1 | 0 | 0 | Constrained,otherwise capacity available =62kVA. | --> | 0.095 | 0 | 0.004446 | 0.10561 | 0 |  | --> | E18 ex DALTON | Dalton [T421,T422] | DALTON |  | 53.6679 | -8.9606
MV/LV Substation BA***329 |  | 10 kV | _ | LV | 50 kVA :Pole Substation | 0.05 | --> | 0.05 | 0 | 0 | Constrained,otherwise capacity available =46kVA. | --> | 0.0475 | 0 | 0 | 0.050604 | 0 |  | --> | C19 ex ENNIS NORTH | Ennis North [T41,T42] | ENNIS |  | 52.8686 | -8.9737
MV/LV Substation BA***329Z |  | 20 kV | _ | LV | 400 kVA :Kiosk Substation | 0.4 | --> | 0.4 | 0 | 0 | Constrained,otherwise capacity available =337kVA. | --> | 0.38 | 0 | 0.034827 | 0.40945 | 0 |  | --> | E15 ex BATTER LANE TEMPORARY | Batter Lane Temporary 38kv [T421] | GLASMORE |  | 53.4916 | -6.1482
MV/LV Substation BA***330 |  | 20 kV | _ | LV | 50 kVA :Pole Substation | 0.05 | --> | 0.05 | 0 | 0 | Constrained,otherwise capacity available =35kVA. | --> | 0.0475 | 0 | 0 | 0.052228 | 0 |  | --> | E12 ex BALTINGLASS | Baltinglass [T421,T422] | STRATFORD |  | 52.9981 | -6.6928
MV/LV Substation BA***331Y |  | 10 kV | _ | LV | 100 kVA :Pole Substation | 0.1 | --> | 0.1 | 0 | 0 | Constrained,otherwise capacity available =93kVA. | --> | 0.095 | 0 | 0.00741 | 0.10106 | 0 |  | --> | C30 ex BRUFF | Bruff [T42,T421] | LIMERICK |  | 52.4666 | -8.5838
MV/LV Substation BA***332 |  | 10 kV | _ | LV | 100 kVA :Pole Substation | 0.1 | --> | 0.1 | 0.056 | 2.3 |  | --> | 0.095 | 0 | 0.012597 | 0.10647 | 0 |  | --> | E13 ex AGHADA | Aghada [T721] | N/A |  | 51.8354 | -8.2103
MV/LV Substation BA***332Z |  | 20 kV | _ | LV | 50 kVA :Pole Substation | 0.05 | --> | 0.05 | 0.041 | 0.1 |  | --> | 0.0475 | 0 | 0.004446 | 0.051348 | 0 |  | --> | E12 ex KILCULLEN | Kilcullen [T41,T42,T424] | STRATFORD |  | 53.088 | -6.8205
MV/LV Substation BA***332Z |  | 10 kV | _ | LV | 400 kVA :Kiosk Substation | 0.4 | --> | 0.4 | 0 | 0 | Constrained,otherwise capacity available =352kVA. | --> | 0.38 | 0 | 0.008892 | 0.40722 | 0 |  | --> | C26 ex STEPHENSTOWN | Stephenstown [T101,T102] | FINGLAS |  | 53.5843 | -6.1888
MV/LV Substation BA***333X |  | 10 kV | _ | LV | 50 kVA :Pole Substation | 0.05 | --> | 0.05 | 0 | 0 | Constrained,otherwise capacity available =46kVA. | --> | 0.0475 | 0 | 0.004446 | 0.050604 | 0 |  | --> | C14 ex HEADFORD | Headford [T41,T42] | CLOON |  | 53.4876 | -9.1029
MV/LV Substation BA***333Y |  | 20 kV | _ | LV | 200 kVA :Kiosk Substation | 0.2 | --> | 0.2 | 0 | 0 | Constrained,otherwise capacity available =174kVA. | --> | 0.19 | 0 | 0.002964 | 0 | 0 | Constrained,otherwise capacity available =203.9kW. | --> | E12 ex MACROOM | Macroom [T422] | MACROOM |  | 51.9769 | -8.9247
MV/LV Substation BA***333Z |  | 20 kV | _ | LV | 50 kVA :Pole Substation | 0.05 | --> | 0.05 | 0 | 0 | Constrained,otherwise capacity available =45kVA. | --> | 0.0475 | 0 | 0 | 0.050753 | 0 |  | --> | E18 ex CURRALEIGH | Curraleigh [T421,T422] | KILBARRY |  | 51.9182 | -8.5842
MV/LV Substation BA***333Z |  | 10 kV | _ | LV | 400 kVA :Kiosk Substation | 0.4 | --> | 0.4 | 0 | 0 | Constrained,otherwise capacity available =347kVA. | --> | 0.38 | 0 | 0.024453 | 0.40797 | 0 |  | --> | C26 ex STEPHENSTOWN | Stephenstown [T101,T102] | FINGLAS |  | 53.5835 | -6.1872
MV/LV Substation BA***334 |  | 10 kV | _ | LV | 630 kVA :Building Structure | 0.63 | --> | 0.63 | 0.5 | 3.9 |  | --> | 0.5985 | 0 | 0.023712 | 0.5 | 0 |  | --> | C17 ex GALWAY 110KV | Galway 110kv [T102,T103] | GALWAY 110KV |  | 53.294 | -9.0114
MV/LV Substation BA***335 |  | 10 kV | _ | LV | 50 kVA :Pole Substation | 0.05 | --> | 0.05 | 0.041 | 3.7 |  | --> | 0.0475 | 0 | 0 | 0.051348 | 0 |  | --> | C12 ex KILFLYNN | Kilflynn [T41,T42] | TRALEE |  | 52.3748 | -9.613
MV/LV Substation BA***335Y |  | 10 kV | _ | LV | 50 kVA :Pole Substation | 0.05 | --> | 0.05 | 0 | 0 | Constrained,otherwise capacity available =35kVA. | --> | 0.0475 | 0 | 0 | 0.052228 | 0 |  | --> | C15 ex TOOMEVARA | Toomevara [T42] | NENAGH |  | 52.8883 | -8.046
MV/LV Substation BA***335Y |  | 10 kV | _ | LV | 50 kVA :Pole Substation | 0.05 | --> | 0.05 | 0 | 0 | Constrained,otherwise capacity available =45kVA. | --> | 0.0475 | 0 | 0 | 0.050753 | 0 |  | --> | C15 ex GRANAGH | Granagh [T41,T42] | WATERFORD |  | 52.3354 | -7.1764
MV/LV Substation BA***335Y |  | 10 kV | _ | LV | 630 kVA :Building Structure | 0.63 | --> | 0.63 | 0 | 0 | Constrained,otherwise capacity available =500kVA. | --> | 0.5985 | 0 | 0 | 0.5 | 0 |  | --> | C17 ex KILLACLOYNE | Killacloyne [T41,T42] | MIDLETON |  | 51.906 | -8.2692
MV/LV Substation BA***337 |  | 20 kV | _ | LV | 50 kVA :Pole Substation | 0.05 | --> | 0.05 | 0 | 0 | Constrained,otherwise capacity available =44kVA. | --> | 0.0475 | 0 | 0.008151 | 0 | 0 | Constrained,otherwise capacity available =50.9kW. | --> | E13 ex FOXHOLE | Foxhole [T421,T422] | DUNGARVAN |  | 51.9508 | -7.7468
MV/LV Substation BA***338X |  | 20 kV | _ | LV | 200 kVA :Kiosk Substation | 0.2 | --> | 0.2 | 0.189 | 0.4 |  | --> | 0.19 | 0 | 0.003705 | 0 | 0 | Constrained,otherwise capacity available =201.7kW. | --> | C20 ex SWINFORD | Swinford [T41,T42] | CASTLEBAR |  | 53.8678 | -8.8523
MV/LV Substation BA***338Y |  | 10 kV | _ | LV | 50 kVA :Pole Substation | 0.05 | --> | 0.05 | 0 | 0 | Constrained,otherwise capacity available =44kVA. | --> | 0.0475 | 0 | 0 | 0.050903 | 0 |  | --> | C26 ex KYLEERAGH | Kyleeragh [T41,T42] | NENAGH |  | 52.8796 | -8.2044
MV/LV Substation BA***338Z |  | 10 kV | _ | LV | 50 kVA :Pole Substation | 0.05 | --> | 0.05 | 0 | 0 | Constrained,otherwise capacity available =47kVA. | --> | 0.0475 | 0 | 0 | 0.050453 | 0 |  | --> | C24 ex KILMONEY | Kilmoney [T41,T42] | TRABEG |  | 51.8267 | -8.4814
MV/LV Substation BA***341 |  | 20 kV | _ | LV | 100 kVA :Pole Substation | 0.1 | --> | 0.1 | 0.063 | 18.8 |  | --> | 0.095 | 0 | 0.01482 | 0.10547 | 0 |  | --> | E13 ex HARTNETTS CROSS | Hartnetts Cross [T121,T422] | HARTNETTS CROSS |  | 51.8513 | -9.232
MV/LV Substation BA***341 |  | 10 kV | _ | LV | 50 kVA :Pole Substation | 0.05 | --> | 0.05 | 0 | 0 | Constrained,otherwise capacity available =35kVA. | --> | 0.0475 | 0 | 0 | 0.052228 | 0 |  | --> | C16 ex TOOMEVARA | Toomevara [T42] | NENAGH |  | 52.8584 | -7.9697
MV/LV Substation BA***341X |  | 20 kV | _ | LV | 50 kVA :Pole Substation | 0.05 | --> | 0.05 | 0.047 | 10.9 |  | --> | 0.0475 | 0 | 0 | 0.050453 | 0 |  | --> | C25 ex MULLINGAR | Mullingar [T101,T102] | MULLINGAR |  | 53.5705 | -7.5087
MV/LV Substation BA***341Y |  | 10 kV | _ | LV | 50 kVA :Pole Substation | 0.05 | --> | 0.05 | 0 | 0 | Constrained,otherwise capacity available =35kVA. | --> | 0.0475 | 0 | 0.00741 | 0.052228 | 0 |  | --> | C19 ex CELBRIDGE | Celbridge [T41,T42] | GRIFFINRATH |  | 53.3209 | -6.6204
MV/LV Substation BA***342 |  | 10 kV | _ | LV | 50 kVA :Pole Substation | 0.05 | --> | 0.05 | 0 | 0 | Constrained,otherwise capacity available =40kVA. | --> | 0.0475 | 0 | 0.003705 | 0.051496 | 0 |  | --> | C16 ex DEERPARK | Deerpark [T41,T42] | BALLYDINE |  | 52.3744 | -7.4678
MV/LV Substation BA***342 |  | 10 kV | _ | LV | 100 kVA :Pole Substation | 0.1 | --> | 0.1 | 0 | 0 | Constrained,otherwise capacity available =87kVA. | --> | 0.095 | 0 | 0 | 0.10195 | 0 |  | --> | C21 ex SCARTEEN | Scarteen [T41,T42] | MALLOW |  | 52.1357 | -8.6478
MV/LV Substation BA***343X |  | 20 kV | _ | LV | 100 kVA :Pole Substation | 0.1 | --> | 0.1 | 0 | 0 | Constrained,otherwise capacity available =87kVA. | --> | 0.095 | 0 | 0.00741 | 0.10195 | 0 |  | --> | C15 ex KILMONEY | Kilmoney [T41,T42] | TRABEG |  | 51.7642 | -8.5562
MV/LV Substation BA***344 |  | 10 kV | _ | LV | 50 kVA :Pole Substation | 0.05 | --> | 0.05 | 0.019092 | 0 | Constrained,otherwise capacity available =50kVA. | --> | 0.0475 | 0 | 0 | 0 | 0 | Constrained,otherwise capacity available =50kW. | --> | C12 ex BALLYBAY | Ballybay [T41,T42] | LISDRUM |  | 54.1189 | -6.9217
MV/LV Substation BA***344 |  | 10 kV | _ | LV | 200 kVA :Kiosk Substation | 0.2 | --> | 0.2 | 0 | 0 | Constrained,otherwise capacity available =117kVA. | --> | 0.19 | 0 | 0.003705 | 0.21223 | 0 |  | --> | C16 ex TALBOTS INCH | Talbots Inch [T41,T42] | KILKENNY |  | 52.661 | -7.2603
MV/LV Substation BA***344Y |  | 20 kV | _ | LV | 200 kVA :Kiosk Substation | 0.2 | --> | 0.2 | 0.144 | 1.3 |  | --> | 0.19 | 0 | 0 | 0.20833 | 0 |  | --> | C17 ex ROOSKY | Roosky [T41] | RICHMOND |  | 53.7768 | -8.1015
MV/LV Substation BA***345 |  | 10 kV | _ | LV | 400 kVA :Kiosk Substation | 0.4 | --> | 0.4 | 0 | 0 | Constrained,otherwise capacity available =284kVA. | --> | 0.38 | 0 | 0.003705 | 0.41724 | 0 |  | --> | C17 ex WATERFORD IND EST | Waterford Ind Est [T41,T42,T44] | BUTLERSTOWN |  | 52.2401 | -7.1489
MV/LV Substation BA***345 |  | 20 kV | _ | LV | 50 kVA :Pole Substation | 0.05 | --> | 0.05 | 0.039 | 4.4 |  | --> | 0.0475 | 0 | 0 | 0.051643 | 0 |  | --> | E13 ex CRANE | Crane [T122] | CRANE |  | 52.4679 | -6.3614
MV/LV Substation BA***345Y |  | 20 kV | _ | LV | 50 kVA :Pole Substation | 0.05 | --> | 0.05 | 0 | 0 | Constrained,otherwise capacity available =50kVA. | --> | 0.0475 | 0 | 0 | 0.05 | 0 |  | --> | E28 ex LOUGHREA | Loughrea [T41,T42] | SOMERSET |  | 53.2153 | -8.5658
MV/LV Substation BA***346 |  | 10 kV | _ | LV | 200 kVA :Building Structure | 0.2 | --> | 0.2 | 0.162 | 3.9 |  | --> | 0.19 | 0 | 0.04446 | 0.20569 | 0 |  | --> | C24 ex GALWAY 110KV | Galway 110kv [T102,T103] | GALWAY 110KV |  | 53.2858 | -9.0122
MV/LV Substation BA***346Y |  | 10 kV | _ | LV | 400 kVA :Building Structure | 0.4 | --> | 0.4 | 0.351 | 7.8 |  | --> | 0.38 | 0 | 0 | 0.40737 | 0 |  | --> | C12 ex CARROWBEG | Carrowbeg [T41,T42] | CARROWBEG |  | 53.7846 | -9.4636
MV/LV Substation BA***347 |  | 20 kV | _ | LV | 50 kVA :Pole Substation | 0.05 | --> | 0.05 | 0 | 0 | Constrained,otherwise capacity available =37kVA. | --> | 0.0475 | 0 | 0 | 0.051937 | 0 |  | --> | E12 ex BALTINGLASS | Baltinglass [T421,T422] | STRATFORD |  | 53.0114 | -6.6325
MV/LV Substation BA***347 |  | 20 kV | _ | LV | 50 kVA :Pole Substation | 0.05 | --> | 0.05 | 0.048 | 7.9 |  | --> | 0.0475 | 0 | 0 | 0.050303 | 0 |  | --> | E12 ex DUNMANWAY | Dunmanway [T422,T43] | DUNMANWAY |  | 51.6569 | -9.2742
MV/LV Substation BA***347 |  | 10 kV | _ | LV | 200 kVA :Pole Substation | 0.2 | --> | 0.2 | 0 | 0 | Constrained,otherwise capacity available =130kVA. | --> | 0.19 | 0 | 0 | 0.21036 | 0 |  | --> | C18 ex HOLYCROSS ROAD | Holycross Road [T41,T42] | THURLES |  | 52.6809 | -7.8284
MV/LV Substation BA***347Y |  | 10 kV | _ | LV | 100 kVA :Pole Substation | 0.1 | --> | 0.1 | 0 | 0 | Constrained,otherwise capacity available =92kVA. | --> | 0.095 | 0 | 0.00741 | 0.10121 | 0 |  | --> | C11 ex LOUGHTAGALLA | Loughtagalla [T41,T42] | THURLES |  | 52.6333 | -7.7517
MV/LV Substation BA***348 |  | 10 kV | _ | LV | 50 kVA :Pole Substation | 0.05 | --> | 0.05 | 0.022 | 9.5 |  | --> | 0.0475 | 0 | 0 | 0.05408 | 0 |  | --> | C18 ex BANDON | Bandon [T101,T42] | BANDON |  | 51.8092 | -8.6672
MV/LV Substation BA***348Y |  | 10 kV | _ | LV | 50 kVA :Pole Substation | 0.05 | --> | 0.05 | 0 | 0 | Constrained,otherwise capacity available =50kVA. | --> | 0.0475 | 0 | 0 | 0.05 | 0 |  | --> | C16 ex CASTLECOMER | Castlecomer [T41,T42] | BALLYRAGGET |  | 52.9218 | -7.2717
MV/LV Substation BA***348Y |  | 10 kV | _ | LV | 50 kVA :Pole Substation | 0.05 | --> | 0.05 | 0 | 0 | Constrained,otherwise capacity available =46kVA. | --> | 0.0475 | 0 | 0.008151 | 0.050604 | 0 |  | --> | C11 ex LOUGHTAGALLA | Loughtagalla [T41,T42] | THURLES |  | 52.6338 | -7.7495
MV/LV Substation BA***349X |  | 10 kV | _ | LV | 50 kVA :Pole Substation | 0.05 | --> | 0.05 | 0.036 | 3 |  | --> | 0.0475 | 0 | 0 | 0.052083 | 0 |  | --> | C25 ex NENAGH | Nenagh [T41,T42] | NENAGH |  | 52.8731 | -8.0912
MV/LV Substation BA***349X |  | 10 kV | _ | LV | 50 kVA :Pole Substation | 0.05 | --> | 0.05 | 0.036 | 2.4 |  | --> | 0.0475 | 0 | 0.008151 | 0.052083 | 0 |  | --> | C11 ex BRAY | Bray [T41,T42] | FASSAROE |  | 53.1874 | -6.2326
MV/LV Substation BA***349Z |  | 10 kV | _ | LV | 50 kVA :Pole Substation | 0.05 | --> | 0.05 | 0.05 | 0.1 |  | --> | 0.0475 | 0 | 0 | 0.05 | 0 |  | --> | C18 ex BALLYMAHON | Ballymahon [T41,T42] | ATHLONE |  | 53.5644 | -7.7701
MV/LV Substation BA***350Z |  | 10 kV | _ | LV | 100 kVA :Pole Substation | 0.1 | --> | 0.1 | 0 | 0 | Constrained,otherwise capacity available =94kVA. | --> | 0.095 | 0 | 0 | 0.10091 | 0 |  | --> | C18 ex NAAS | Naas [T41,T42] | KILTEEL |  | 53.1745 | -6.6909
MV/LV Substation BA***351X |  | 10 kV | _ | LV | 100 kVA :Pole Substation | 0.1 | --> | 0.1 | 0.089 | 2.3 |  | --> | 0.095 | 0 | 0.00741 | 0.10166 | 0 |  | --> | C12 ex BALLYRICKARD | Ballyrickard [T41,T42] | TRALEE |  | 52.2789 | -9.8174
MV/LV Substation BA***353 |  | 10 kV | _ | LV | 100 kVA :Pole Substation | 0.1 | --> | 0.1 | 0 | 0 | Constrained,otherwise capacity available =95kVA. | --> | 0.095 | 0 | 0 | 0.10076 | 0 |  | --> | C17 ex HOLYCROSS ROAD | Holycross Road [T41,T42] | THURLES |  | 52.6621 | -7.9528
MV/LV Substation BA***353Z |  | 10 kV | _ | LV | 200 kVA :Kiosk Substation | 0.2 | --> | 0.2 | 0 | 0 | Constrained,otherwise capacity available =200kVA. | --> | 0.19 | 0 | 0 | 0.2 | 0 |  | --> | C39 ex COLLEGE PARK | College Park [T101,T102,T103] | COLLEGE PARK |  | 53.4179 | -6.3845
MV/LV Substation BA***354 |  | 10 kV | _ | LV | 630 kVA :Kiosk Substation | 0.63 | --> | 0.63 | 0 | 0 | Constrained,otherwise capacity available =500kVA. | --> | 0.5985 | 0 | 0.005187 | 0.5 | 0 |  | --> | C18 ex HEADFORD ROAD | Headford Road [T41,T42] | GALWAY 110KV |  | 53.2924 | -9.0421
MV/LV Substation BA***354Y |  | 10 kV | _ | LV | 400 kVA :Kiosk Substation | 0.4 | --> | 0.4 | 0 | 0 | Constrained,otherwise capacity available =400kVA. | --> | 0.38 | 0 | 0 | 0.4 | 0 |  | --> | E12 ex KILCARRAGH | Kilcarragh [T421,T422] | BUTLERSTOWN |  | 52.2402 | -7.065
MV/LV Substation BA***356 |  | 20 kV | _ | LV | 100 kVA :Pole Substation | 0.1 | --> | 0.1 | 0.07 | 0.2 |  | --> | 0.095 | 0 | 0 | 0 | 0 | Constrained,otherwise capacity available =104.5kW. | --> | E15 ex BEALISTOWN | Bealistown [T421,T422] | GREAT ISLAND |  | 52.2287 | -6.7474
MV/LV Substation BA***356X |  | 10 kV | _ | LV | 400 kVA :Kiosk Substation | 0.4 | --> | 0.4 | 0 | 0 | Constrained,otherwise capacity available =321kVA. | --> | 0.38 | 0 | 0.009633 | 0.41182 | 0 |  | --> | C15 ex SKIBBEREEN | Skibbereen [T41,T42] | DUNMANWAY |  | 51.4817 | -9.3722
MV/LV Substation BA***356Y |  | 10 kV | _ | LV | 200 kVA :Pole Substation | 0.2 | --> | 0.2 | 0 | 0 | Constrained,otherwise capacity available =147kVA. | --> | 0.19 | 0 | 0.006669 | 0.20789 | 0 |  | --> | C26 ex BISHOPSTOWN | Bishopstown [T41,T42] | KILBARRY |  | 51.8916 | -8.5887
MV/LV Substation BA***356Y |  | 10 kV | _ | LV | 50 kVA :Pole Substation | 0.05 | --> | 0.05 | 0 | 0 | Constrained,otherwise capacity available =23kVA. | --> | 0.0475 | 0 | 0 | 0.05394 | 0 |  | --> | C11 ex LOUGHTAGALLA | Loughtagalla [T41,T42] | THURLES |  | 52.6384 | -7.7353
MV/LV Substation BA***357Y |  | 10 kV | _ | LV | 50 kVA :Pole Substation | 0.05 | --> | 0.05 | 0 | 0 | Constrained,otherwise capacity available =47kVA. | --> | 0.0475 | 0 | 0 | 0.050453 | 0 |  | --> | C17 ex VIRGINIA | Virginia [T41,T42] | MEATH HILL |  | 53.8293 | -7.0638
MV/LV Substation BA***358 |  | 20 kV | _ | LV | 50 kVA :Pole Substation | 0.05 | --> | 0.05 | 0 | 0 | Constrained,otherwise capacity available =45kVA. | --> | 0.0475 | 0 | 0 | 0 | 0 | Constrained,otherwise capacity available =50.8kW. | --> | C21 ex KNOCKAPHUNTA | Knockaphunta [T41,T42] | CASTLEBAR |  | 53.7991 | -9.3165
MV/LV Substation BA***359 |  | 20 kV | _ | LV | 50 kVA :Pole Substation | 0.05 | --> | 0.05 | 0 | 0 | Constrained,otherwise capacity available =29kVA. | --> | 0.0475 | 0 | 0.003705 | 0.053092 | 0 |  | --> | E14 ex DALTON | Dalton [T421,T422] | DALTON |  | 53.7934 | -8.9117
MV/LV Substation BA***359 |  | 10 kV | _ | LV | 50 kVA :Pole Substation | 0.05 | --> | 0.05 | 0 | 0 | Constrained,otherwise capacity available =36kVA. | --> | 0.0475 | 0 | 0 | 0.052083 | 0 |  | --> | C18 ex SCARTEEN | Scarteen [T41,T42] | MALLOW |  | 52.1665 | -8.7426
MV/LV Substation BA***359Y |  | 20 kV | _ | LV | 200 kVA :Kiosk Substation | 0.2 | --> | 0.2 | 0 | 0 | Constrained,otherwise capacity available =200kVA. | --> | 0.19 | 0 | 0 | 0.2 | 0 |  | --> | E16 ex JULIANSTOWN | Julianstown [T421,T422] | DRYBRIDGE |  | 53.6475 | -6.251
MV/LV Substation BA***359Y |  | 20 kV | _ | LV | 200 kVA :Pole Substation | 0.2 | --> | 0.2 | 0 | 0 | Constrained,otherwise capacity available =134kVA. | --> | 0.19 | 0 | 0 | 0.20978 | 0 |  | --> | E18 ex DALTON | Dalton [T421,T422] | DALTON |  | 53.6717 | -8.9615
MV/LV Substation BA***360Y |  | 10 kV | _ | LV | 200 kVA :Kiosk Substation | 0.2 | --> | 0.2 | 0.192 | 2.2 |  | --> | 0.19 | 0 | 0 | 0.20121 | 0 |  | --> | C12 ex BALLINASLOE | Ballinasloe [T41,T42] | SOMERSET |  | 53.3269 | -8.2313
MV/LV Substation BA***362X |  | 10 kV | _ | LV | 50 kVA :Pole Substation | 0.05 | --> | 0.05 | 0.043 | 2.8 |  | --> | 0.0475 | 0 | 0 | 0.051052 | 0 |  | --> | E16 ex BALLYRAGGET | Ballyragget [T421,T422] | BALLYRAGGET |  | 52.8067 | -7.3576
MV/LV Substation BA***362Y |  | 10 kV | _ | LV | 50 kVA :Pole Substation | 0.05 | --> | 0.05 | 0.05 | 12.2 |  | --> | 0.0475 | 0 | 0 | 0.05 | 0 |  | --> | C23 ex BALLYBEG | Ballybeg [T101,T102] | CARRICKMINES |  | 52.975 | -6.0961
MV/LV Substation BA***364 |  | 10 kV | _ | LV | 200 kVA :Pole Substation | 0.2 | --> | 0.2 | 0 | 0 | Constrained,otherwise capacity available =157kVA. | --> | 0.19 | 0 | 0 | 0.20643 | 0 |  | --> | C21 ex BALLINDERRY | Ballinderry [T41,T422] | MULLINGAR |  | 53.5148 | -7.3398
MV/LV Substation BA***364X |  | 10 kV | _ | LV | 50 kVA :Pole Substation | 0.05 | --> | 0.05 | 0.032 | 3.9 |  | --> | 0.0475 | 0 | 0 | 0.052662 | 0 |  | --> | C28 ex GALWAY 110KV | Galway 110kv [T102,T103] | GALWAY 110KV |  | 53.3135 | -9.0223
MV/LV Substation BA***364Y |  | 20 kV | _ | LV | 100 kVA :Pole Substation | 0.1 | --> | 0.1 | 0.076 | 4.4 |  | --> | 0.095 | 0 | 0.003705 | 0.10358 | 0 |  | --> | E13 ex CRANE | Crane [T122] | CRANE |  | 52.4811 | -6.4211
MV/LV Substation BA***365Z |  | 20 kV | _ | LV | 50 kVA :Pole Substation | 0.05 | --> | 0.05 | 0 | 0 | Constrained,otherwise capacity available =36kVA. | --> | 0.0475 | 0 | 0 | 0.052083 | 0 |  | --> | E23 ex BALTRASNA | Baltrasna [T121,T122] | BALTRASNA |  | 53.6093 | -6.4192
MV/LV Substation BA***366 |  | 20 kV | _ | LV | 100 kVA :Pole Substation | 0.1 | --> | 0.1 | 0.091 | 1.5 |  | --> | 0.095 | 0 | 0 | 0.10136 | 0 |  | --> | E18 ex ACHILL | Achill [T422] | CARROWBEG |  | 54.0272 | -9.8258
MV/LV Substation BA***367 |  | 10 kV | _ | LV | 200 kVA :Pole Substation | 0.2 | --> | 0.2 | 0 | 0 | Constrained,otherwise capacity available =188kVA. | --> | 0.19 | 0 | 0 | 0.20181 | 0 |  | --> | C12 ex COOLCORCORAN | Coolcorcoran [T41,T42] | KNOCKEARAGH |  | 52.0701 | -9.5089
MV/LV Substation BA***367 |  | 10 kV | _ | LV | 50 kVA :Pole Substation | 0.05 | --> | 0.05 | 0.016 | 1.5 |  | --> | 0.0475 | 0 | 0.004446 | 0.05491 | 0 |  | --> | C22 ex BALLYARD | Ballyard [T41,T42] | TRALEE |  | 52.2452 | -9.7298
MV/LV Substation BA***367X |  | 10 kV | _ | LV | 400 kVA :Kiosk Substation | 0.4 | --> | 0.4 | 0.306 | 3.9 |  | --> | 0.38 | 0 | 0.021489 | 0.41403 | 0 |  | --> | C22 ex GALWAY 110KV | Galway 110kv [T102,T103] | GALWAY 110KV |  | 53.2901 | -8.9962
MV/LV Substation BA***370 |  | 10 kV | _ | LV | 50 kVA :Pole Substation | 0.05 | --> | 0.05 | 0 | 0 | Constrained,otherwise capacity available =45kVA. | --> | 0.0475 | 0 | 0 | 0.050753 | 0 |  | --> | C11 ex BALLINCOLLIG | Ballincollig [T41,T42] | KILBARRY |  | 51.8445 | -8.5396
MV/LV Substation BA***370X |  | 20 kV | _ | LV | 50 kVA :Pole Substation | 0.05 | --> | 0.05 | 0 | 0 | Constrained,otherwise capacity available =49kVA. | --> | 0.0475 | 0 | 0 | 0.050152 | 0 |  | --> | E18 ex GARRANACANTY | Garranacanty [T421,T422] | TIPPERARY |  | 52.5047 | -8.2193
MV/LV Substation BA***370X |  | 20 kV | _ | LV | 200 kVA :Pole Substation | 0.2 | --> | 0.2 | 0 | 0 | Constrained,otherwise capacity available =134kVA. | --> | 0.19 | 0 | 0 | 0 | 0 | Constrained,otherwise capacity available =209.8kW. | --> | E19 ex PORTLAOISE | Portlaoise [T423,T424] | PORTLAOISE |  | 53.031 | -7.2488
MV/LV Substation BA***370X |  | 10 kV | _ | LV | 400 kVA :Kiosk Substation | 0.4 | --> | 0.4 | 0 | 0 | Constrained,otherwise capacity available =352kVA. | --> | 0.38 | 0 | 0.008151 | 0.40722 | 0 |  | --> | C20 ex SUTTON | Sutton [T41,T42] | GRANGE (DR) |  | 53.3747 | -6.0598
MV/LV Substation BA***370Y |  | 10 kV | _ | LV | 100 kVA :Pole Substation | 0.1 | --> | 0.1 | 0 | 0 | Constrained,otherwise capacity available =87kVA. | --> | 0.095 | 0 | 0.003705 | 0.10195 | 0 |  | --> | C19 ex CELBRIDGE | Celbridge [T41,T42] | GRIFFINRATH |  | 53.3183 | -6.6181
MV/LV Substation BA***370Y |  | 10 kV | _ | LV | 400 kVA :Kiosk Substation | 0.4 | --> | 0.4 | 0.266 | 2.9 |  | --> | 0.38 | 0 | 0.028899 | 0.41985 | 0 |  | --> | C11 ex ABBEYLAND | Abbeyland [T41,T42] | NAVAN |  | 53.6411 | -6.694
MV/LV Substation BA***370Z |  | 20 kV | _ | LV | 200 kVA :Pole Substation | 0.2 | --> | 0.2 | 0.197 | 0.4 |  | --> | 0.19 | 0 | 0 | 0.20045 | 0 |  | --> | E18 ex TULLOW | Tullow [T421,T422] | CARLOW |  | 52.8616 | -6.5301
MV/LV Substation BA***371X |  | 10 kV | _ | LV | 50 kVA :Pole Substation | 0.05 | --> | 0.05 | 0 | 0 | Constrained,otherwise capacity available =49kVA. | --> | 0.0475 | 0 | 0 | 0.050152 | 0 |  | --> | C17 ex SKIBBEREEN | Skibbereen [T41,T42] | DUNMANWAY |  | 51.5635 | -9.1608
MV/LV Substation BA***371Y |  | 20 kV | _ | LV | 200 kVA :Kiosk Substation | 0.2 | --> | 0.2 | 0 | 0 | Constrained,otherwise capacity available =114kVA. | --> | 0.19 | 0 | 0.004446 | 0.21265 | 0 |  | --> | E15 ex DULEEK | Duleek [T421,T422] | DRYBRIDGE |  | 53.6533 | -6.4224
MV/LV Substation BA***371Z |  | 10 kV | _ | LV | 400 kVA :Kiosk Substation | 0.4 | --> | 0.4 | 0 | 0 | Constrained,otherwise capacity available =292kVA. | --> | 0.38 | 0 | 0 | 0.41608 | 0 |  | --> | C25 ex KILBARRY | Kilbarry [T101,T43] | KILBARRY |  | 51.903 | -8.4973
MV/LV Substation BA***373 |  | 20 kV | _ | LV | 50 kVA :Pole Substation | 0.05 | --> | 0.05 | 0 | 0 | Constrained,otherwise capacity available =44kVA. | --> | 0.0475 | 0 | 0 | 0 | 0 | Constrained,otherwise capacity available =50.9kW. | --> | C21 ex KNOCKAPHUNTA | Knockaphunta [T41,T42] | CASTLEBAR |  | 53.7574 | -9.3064
MV/LV Substation BA***374Z |  | 20 kV | _ | LV | 50 kVA :Pole Substation | 0.05 | --> | 0.05 | 0.045 | 0.2 |  | --> | 0.0475 | 0 | 0 | 0 | 0 | Constrained,otherwise capacity available =50.8kW. | --> | E15 ex BEALISTOWN | Bealistown [T421,T422] | GREAT ISLAND |  | 52.2738 | -6.8363
MV/LV Substation BA***375 |  | 10 kV | _ | LV | 50 kVA :Pole Substation | 0.05 | --> | 0.05 | 0 | 0 | Constrained,otherwise capacity available =40kVA. | --> | 0.0475 | 0 | 0 | 0 | 0 | Constrained,otherwise capacity available =51.5kW. | --> | C11 ex GARDEN CITY | Garden City [T41,T42] | ARKLOW |  | 52.7105 | -6.261
MV/LV Substation BA***377 |  | 20 kV | _ | LV | 50 kVA :Pole Substation | 0.05 | --> | 0.05 | 0.038 | 1.4 |  | --> | 0.0475 | 0 | 0 | 0.05179 | 0 |  | --> | C12 ex CROSSMOLINA | Crossmolina [T41,T42] | MOY |  | 54.279 | -9.3741
MV/LV Substation BA***377X |  | 10 kV | _ | LV | 100 kVA :Pole Substation | 0.1 | --> | 0.1 | 0.099 | 2.8 |  | --> | 0.095 | 0 | 0 | 0.10015 | 0 |  | --> | E16 ex BALLYRAGGET | Ballyragget [T421,T422] | BALLYRAGGET |  | 52.7959 | -7.353
MV/LV Substation BA***377Y |  | 10 kV | _ | LV | 400 kVA :Kiosk Substation | 0.4 | --> | 0.4 | 0 | 0 | Constrained,otherwise capacity available =269kVA. | --> | 0.38 | 0 | 0.011115 | 0.41942 | 0 |  | --> | C13 ex RAHEEN | Raheen [T41,T42] | LIMERICK |  | 52.6199 | -8.6473
MV/LV Substation BA***377Z |  | 20 kV | _ | LV | 400 kVA :Building Structure | 0.4 | --> | 0.4 | 0.4 | 16.1 |  | --> | 0.38 | 0 | 0 | 0.4 | 0 |  | --> | E17 ex WEXFORD | Wexford [T121,T122] | WEXFORD |  | 52.2743 | -6.7295
MV/LV Substation BA***378 |  | 20 kV | _ | LV | 100 kVA :Pole Substation | 0.1 | --> | 0.1 | 0.021 | 1.4 |  | --> | 0.095 | 0 | 0.00741 | 0.11132 | 0 |  | --> | C12 ex CROSSMOLINA | Crossmolina [T41,T42] | MOY |  | 54.2791 | -9.371
MV/LV Substation BA***378 |  | 10 kV | _ | LV | 200 kVA :Pole Substation | 0.2 | --> | 0.2 | 0 | 0 | Constrained,otherwise capacity available =167kVA. | --> | 0.19 | 0 | 0.002964 | 0.20045 | 0 |  | --> | C14 ex BALLYBEGGAN | Ballybeggan [T43,T44] | TRALEE |  | 52.2835 | -9.6652
MV/LV Substation BA***378X |  | 20 kV | _ | LV | 50 kVA :Pole Substation | 0.05 | --> | 0.05 | 0.046 | 1.1 |  | --> | 0.0475 | 0 | 0 | 0.050604 | 0 |  | --> | E24 ex BIRR | Birr [T41,T422] | DALLOW |  | 53.1304 | -7.8635
MV/LV Substation BA***379Z |  | 20 kV | _ | LV | 400 kVA :Building Structure | 0.4 | --> | 0.4 | 0 | 0 | Constrained,otherwise capacity available =400kVA. | --> | 0.38 | 0 | 0.00741 | 0.4 | 0 |  | --> | E15 ex BATTER LANE TEMPORARY | Batter Lane Temporary 38kv [T421] | GLASMORE |  | 53.5064 | -6.1628
MV/LV Substation BA***380 |  | 20 kV | _ | LV | 100 kVA :Pole Substation | 0.1 | --> | 0.1 | 0 | 0 | Constrained,otherwise capacity available =84kVA. | --> | 0.095 | 0 | 0.003705 | 0.1024 | 0 |  | --> | C18 ex KANTURK | Kanturk [T41,T42] | GLENLARA |  | 52.1292 | -8.8998
MV/LV Substation BA***380Y |  | 10 kV | _ | LV | 400 kVA :Kiosk Substation | 0.4 | --> | 0.4 | 0 | 0 | Constrained,otherwise capacity available =326kVA. | --> | 0.38 | 0 | 0.00741 | 0.41108 | 0 |  | --> | C12 ex TRAMORE | Tramore [T41,T42] | BUTLERSTOWN |  | 52.1636 | -7.167
MV/LV Substation BA***380Y |  | 10 kV | _ | LV | 50 kVA :Pole Substation | 0.05 | --> | 0.05 | 0 | 0 | Constrained,otherwise capacity available =50kVA. | --> | 0.0475 | 0 | 0 | 0.05 | 0 |  | --> | C16 ex CARRIGALINE | Carrigaline [T41,T42] | BARNAHELY |  | 51.8335 | -8.3862
MV/LV Substation BA***380Y |  | 20 kV | _ | LV | 50 kVA :Pole Substation | 0.05 | --> | 0.05 | 0 | 0 | Constrained,otherwise capacity available =50kVA. | --> | 0.0475 | 0 | 0 | 0.05 | 0 |  | --> | C11 ex RAHEEN | Raheen [T41,T42] | LIMERICK |  | 52.6211 | -8.6722
MV/LV Substation BA***381Y |  | 10 kV | _ | LV | 200 kVA :Kiosk Substation | 0.2 | --> | 0.2 | 0 | 0 | Constrained,otherwise capacity available =141kVA. | --> | 0.19 | 0 | 0.013338 | 0.20877 | 0 |  | --> | C12 ex TRAMORE | Tramore [T41,T42] | BUTLERSTOWN |  | 52.1625 | -7.1691
MV/LV Substation BA***382 |  | 10 kV | _ | LV | 630 kVA :Kiosk Substation | 0.63 | --> | 0.63 | 0 | 0 | Constrained,otherwise capacity available =492kVA. | --> | 0.5985 | 0 | 0.00741 | 0.5 | 0 |  | --> | C17 ex WATERFORD IND EST | Waterford Ind Est [T41,T42,T44] | BUTLERSTOWN |  | 52.2428 | -7.1429
MV/LV Substation BA***383 |  | 10 kV | _ | LV | 50 kVA :Pole Substation | 0.05 | --> | 0.05 | 0 | 0 | Constrained,otherwise capacity available =41kVA. | --> | 0.0475 | 0 | 0 | 0.051348 | 0 |  | --> | C19 ex MIDLETON | Midleton [T101,T102] | MIDLETON |  | 51.9282 | -8.2074
MV/LV Substation BA***384 |  | 20 kV | _ | LV | 50 kVA :Pole Substation | 0.05 | --> | 0.05 | 0.048 | 8.2 |  | --> | 0.0475 | 0 | 0 | 0.050303 | 0 |  | --> | C17 ex MOUNT MISERY | Mount Misery [T41,T42] | WATERFORD |  | 52.3323 | -7.0645
MV/LV Substation BA***385Y |  | 20 kV | _ | LV | 200 kVA :Pole Substation | 0.2 | --> | 0.2 | 0 | 0 | Constrained,otherwise capacity available =187kVA. | --> | 0.19 | 0 | 0 | 0 | 0 | Constrained,otherwise capacity available =202kW. | --> | E17 ex SPRINGS | Springs [T421,T422] | DUNGARVAN |  | 52.0857 | -7.5521
MV/LV Substation BA***385Y |  | 20 kV | _ | LV | 100 kVA :Pole Substation | 0.1 | --> | 0.1 | 0.04 | 0.4 |  | --> | 0.095 | 0 | 0.028899 | 0.10872 | 0 |  | --> | E15 ex TULLOW | Tullow [T421,T422] | CARLOW |  | 52.8061 | -6.7432
MV/LV Substation BA***385Z |  | 20 kV | _ | LV | 200 kVA :Pole Substation | 0.2 | --> | 0.2 | 0.135 | 2.5 |  | --> | 0.19 | 0 | 0 | 0.20964 | 0 |  | --> | E18 ex BAGENALSTOWN | Bagenalstown [T421,T422] | CARLOW |  | 52.7082 | -6.7948
MV/LV Substation BA***385Z |  | 10 kV | _ | LV | 200 kVA :Kiosk Substation | 0.2 | --> | 0.2 | 0 | 0 | Constrained,otherwise capacity available =200kVA. | --> | 0.19 | 0 | 0 | 0.2 | 0 |  | --> | C14 ex ATHGARVAN | Athgarvan [T41,T44] | NEWBRIDGE |  | 53.1812 | -6.7748
MV/LV Substation BA***385Z |  | 10 kV | _ | LV | 400 kVA :Kiosk Substation | 0.4 | --> | 0.4 | 0 | 0 | Constrained,otherwise capacity available =343kVA. | --> | 0.38 | 0 | 0.003705 | 0.40856 | 0 |  | --> | C21 ex STEPHENSTOWN | Stephenstown [T101,T102] | FINGLAS |  | 53.6159 | -6.1951
MV/LV Substation BA***386X |  | 10 kV | _ | LV | 50 kVA :Pole Substation | 0.05 | --> | 0.05 | 0.029 | 4.6 |  | --> | 0.0475 | 0 | 0.003705 | 0.053092 | 0 |  | --> | C11 ex RINGASKIDDY 110KV | Ringaskiddy 110kv [T42] | BARNAHELY |  | 51.8459 | -8.3518
MV/LV Substation BA***386X |  | 10 kV | _ | LV | 50 kVA :Pole Substation | 0.05 | --> | 0.05 | 0.05 | 2.8 |  | --> | 0.0475 | 0 | 0 | 0.05 | 0 |  | --> | E16 ex BALLYRAGGET | Ballyragget [T421,T422] | BALLYRAGGET |  | 52.8189 | -7.3298
MV/LV Substation BA***387 |  | 10 kV | _ | LV | 50 kVA :Pole Substation | 0.05 | --> | 0.05 | 0.043 | 2 |  | --> | 0.0475 | 0 | 0 | 0.051052 | 0 |  | --> | C19 ex CAUSEWAY | Causeway [T41,T42] | TRALEE |  | 52.4036 | -9.8783
MV/LV Substation BA***388Z |  | 20 kV | _ | LV | 50 kVA :Pole Substation | 0.05 | --> | 0.05 | 0.049 | 4.4 |  | --> | 0.0475 | 0 | 0 | 0.050152 | 0 |  | --> | E13 ex CRANE | Crane [T122] | CRANE |  | 52.423 | -6.3853
MV/LV Substation BA***391 |  | 10 kV | _ | LV | 200 kVA :Kiosk Substation | 0.2 | --> | 0.2 | 0.123 | 4 |  | --> | 0.19 | 0 | 0.031122 | 0.21137 | 0 |  | --> | C19 ex BALLINCLEA | Ballinclea [T41] | CHERRYWOOD |  | 53.2674 | -6.1231
MV/LV Substation BA***392Y |  | 10 kV | _ | LV | 50 kVA :Pole Substation | 0.05 | --> | 0.05 | 0 | 0 | Constrained,otherwise capacity available =49kVA. | --> | 0.0475 | 0 | 0 | 0.050152 | 0 |  | --> | C17 ex LEIXLIP | Leixlip [T41,T42] | GRIFFINRATH |  | 53.3597 | -6.5093
MV/LV Substation BA***393Y |  | 10 kV | _ | LV | 50 kVA :Pole Substation | 0.05 | --> | 0.05 | 0 | 0 | Constrained,otherwise capacity available =44kVA. | --> | 0.0475 | 0 | 0 | 0 | 0 | Constrained,otherwise capacity available =50.9kW. | --> | C19 ex CURRAGLASS | Curraglass [T41] | BARRYMORE |  | 52.0614 | -8.0977
MV/LV Substation BA***394X |  | 20 kV | _ | LV | 100 kVA :Pole Substation | 0.1 | --> | 0.1 | 0.065 | 2 |  | --> | 0.095 | 0 | 0 | 0 | 0 | Constrained,otherwise capacity available =105.2kW. | --> | E14 ex RATHKEALE | Rathkeale [T421,T422] | RATHKEALE |  | 52.4687 | -8.8044
MV/LV Substation BA***396 |  | 10 kV | _ | LV | 200 kVA :Pole Substation | 0.2 | --> | 0.2 | 0 | 0 | Constrained,otherwise capacity available =158kVA. | --> | 0.19 | 0 | 0.00741 | 0 | 0 | Constrained,otherwise capacity available =206.3kW. | --> | C18 ex FERMOY NORTH | Fermoy North [T41,T42] | BARRYMORE |  | 52.1428 | -8.3963
MV/LV Substation BA***396 |  | 20 kV | _ | LV | 200 kVA :Pole Substation | 0.2 | --> | 0.2 | 0 | 0 | Constrained,otherwise capacity available =196kVA. | --> | 0.19 | 0 | 0 | 0.20061 | 0 |  | --> | E15 ex ACADEMY STREET | Academy Street [T421,T422,T44] | NAVAN |  | 53.6332 | -6.6678
MV/LV Substation BA***396 |  | 10 kV | _ | LV | 25 kVA :Pole Substation | 0.025 | --> | 0.025 | 0 | 0 | Constrained,otherwise capacity available =25kVA. | --> | 0.02375 | 0 | 0 | 0.025 | 0 |  | --> | C16 ex ATHENRY | Athenry [T41,T42] | GALWAY 110KV |  | 53.2919 | -8.7406
MV/LV Substation BA***399 |  | 10 kV | _ | LV | 50 kVA :Pole Substation | 0.05 | --> | 0.05 | 0.039 | 3.9 |  | --> | 0.0475 | 0 | 0.008151 | 0.051643 | 0 |  | --> | C28 ex GALWAY 110KV | Galway 110kv [T102,T103] | GALWAY 110KV |  | 53.3038 | -9.0334
MV/LV Substation BA***399 |  | 10 kV | _ | LV | 200 kVA :Building Structure | 0.2 | --> | 0.2 | 0 | 0 | Constrained,otherwise capacity available =197kVA. | --> | 0.19 | 0 | 0 | 0.20045 | 0 |  | --> | C19 ex MIDLETON | Midleton [T101,T102] | MIDLETON |  | 51.9129 | -8.2214
MV/LV Substation BA***399X |  | 20 kV | _ | LV | 400 kVA :Kiosk Substation | 0.4 | --> | 0.4 | 0 | 0 | Constrained,otherwise capacity available =345kVA. | --> | 0.38 | 0 | 0.037791 | 0.40827 | 0 |  | --> | E16 ex DRUMLINE | Drumline [T421,T422] | DRUMLINE |  | 52.715 | -8.8566
MV/LV Substation BA***400 |  | 20 kV | _ | LV | 50 kVA :Pole Substation | 0.05 | --> | 0.05 | 0.027 | 1.4 |  | --> | 0.0475 | 0 | 0.001482 | 0.053377 | 0 |  | --> | E17 ex KILROSS ROAD | Kilross Road [T421] | TIPPERARY |  | 52.4153 | -8.2081
MV/LV Substation BA***4001 |  | 10 kV | _ | LV | 400 kVA :Kiosk Substation | 0.4 | --> | 0.4 | 0 | 0 | Constrained,otherwise capacity available =360kVA. | --> | 0.38 | 0 | 0.014079 | 0.40603 | 0 |  | --> | C20 ex SUTTON | Sutton [T41,T42] | GRANGE (DR) |  | 53.3738 | -6.0642
MV/LV Substation BA***4001 |  | 10 kV | _ | LV | 50 kVA :Pole Substation | 0.05 | --> | 0.05 | 0.035 | 2 |  | --> | 0.0475 | 0 | 0 | 0.052228 | 0 |  | --> | C19 ex CAUSEWAY | Causeway [T41,T42] | TRALEE |  | 52.4137 | -9.7643
MV/LV Substation BA***4002 |  | 20 kV | _ | LV | 50 kVA :Pole Substation | 0.05 | --> | 0.05 | 0.05 | 17.8 |  | --> | 0.0475 | 0 | 0 | 0.05 | 0 |  | --> | E21 ex BANOGE | Banoge [T121,T122] | BANOGE |  | 52.7159 | -6.4232
MV/LV Substation BA***4002 |  | 10 kV | _ | LV | 50 kVA :Pole Substation | 0.05 | --> | 0.05 | 0.05 | 0.9 |  | --> | 0.0475 | 0 | 0 | 0.05 | 0 |  | --> | C12 ex WOODFORD | Woodford [T41,T42] | KNOCKEARAGH |  | 52.06 | -9.3442
MV/LV Substation BA***4004 |  | 10 kV | _ | LV | 50 kVA :Pole Substation | 0.05 | --> | 0.05 | 0 | 0 | Constrained,otherwise capacity available =50kVA. | --> | 0.0475 | 0 | 0 | 0.05 | 0 |  | --> | C14 ex CARRICK ON SHANNON | Carrick On Shannon [T41,T42] | CARRICK ON SHANNON |  | 53.9581 | -8.079
MV/LV Substation BA***4004 |  | 20 kV | _ | LV | 50 kVA :Pole Substation | 0.05 | --> | 0.05 | 0 | 0 | Constrained,otherwise capacity available =50kVA. | --> | 0.0475 | 0 | 0 | 0.05 | 0 |  | --> | C15 ex KANTURK | Kanturk [T41,T42] | GLENLARA |  | 52.132 | -8.8911
MV/LV Substation BA***4006 |  | 10 kV | _ | LV | 50 kVA :Pole Substation | 0.05 | --> | 0.05 | 0 | 2.1 |  | --> | 0.0475 | 0 | 0.030381 | 0.059798 | 0 |  | --> | C13 ex BUTTEVANT | Buttevant [T41,T42] | MALLOW |  | 52.1986 | -8.5237
MV/LV Substation BA***4006 |  | 20 kV | _ | LV | 50 kVA :Pole Substation | 0.05 | --> | 0.05 | 0.05 | 17.8 |  | --> | 0.0475 | 0 | 0 | 0.05 | 0 |  | --> | E22 ex BANOGE | Banoge [T121,T122] | BANOGE |  | 52.6476 | -6.3166
MV/LV Substation BA***4006 |  | 10 kV | _ | LV | 50 kVA :Pole Substation | 0.05 | --> | 0.05 | 0 | 0 | Constrained,otherwise capacity available =37kVA. | --> | 0.0475 | 0 | 0 | 0.051937 | 0 |  | --> | C24 ex BISHOPSTOWN | Bishopstown [T41,T42] | KILBARRY |  | 51.8645 | -8.5482
MV/LV Substation BA***4007 |  | 10 kV | _ | LV | 50 kVA :Pole Substation | 0.05 | --> | 0.05 | 0.048 | 1.6 |  | --> | 0.0475 | 0 | 0.003705 | 0 | 0 | Constrained,otherwise capacity available =50.3kW. | --> | C16 ex BALLYSHANNON | Ballyshannon [T41,T42] | CATHALEENS FALL |  | 54.5138 | -8.2266
MV/LV Substation BA***4007 |  | 20 kV | _ | LV | 50 kVA :Pole Substation | 0.05 | --> | 0.05 | 0.05 | 9.1 |  | --> | 0.0475 | 0 | 0 | 0.05 | 0 |  | --> | E11 ex ARDNAREE | Ardnaree [T42,T421] | MOY |  | 54.1122 | -9.125
MV/LV Substation BA***4008 |  | 20 kV | _ | LV | 50 kVA :Pole Substation | 0.05 | --> | 0.05 | 0 | 0 | Constrained,otherwise capacity available =38kVA. | --> | 0.0475 | 0 | 0 | 0.05179 | 0 |  | --> | E12 ex DINGLE | Dingle [T421,T422] | OUGHTRAGH |  | 52.2282 | -10.301
MV/LV Substation BA***4008 |  | 10 kV | _ | LV | 100 kVA :Pole Substation | 0.1 | --> | 0.1 | 0.087 | 0.9 |  | --> | 0.095 | 0 | 0 | 0.10195 | 0 |  | --> | C11 ex RATHMORE | Rathmore [T42,T421] | KNOCKEARAGH |  | 52.0596 | -9.3339
MV/LV Substation BA***401 |  | 10 kV | _ | LV | 50 kVA :Pole Substation | 0.05 | --> | 0.05 | 0 | 0 | Constrained,otherwise capacity available =48kVA. | --> | 0.0475 | 0 | 0.00741 | 0.050303 | 0 |  | --> | C19 ex ENNIS NORTH | Ennis North [T41,T42] | ENNIS |  | 52.867 | -8.9765
MV/LV Substation BA***401 |  | 10 kV | _ | LV | 400 kVA :Kiosk Substation | 0.4 | --> | 0.4 | 0 | 0 | Constrained,otherwise capacity available =386kVA. | --> | 0.38 | 0 | 0 | 0.37742 | 0 | Constrained,otherwise capacity available =402.1kW. | --> | C23 ex CASTLEISLAND | Castleisland [T41,T42] | TRALEE |  | 52.2386 | -9.4611
MV/LV Substation BA***401 |  | 10 kV | _ | LV | 50 kVA :Pole Substation | 0.05 | --> | 0.05 | 0 | 18.7 |  | --> | 0.0475 | 0 | 0 | 0.063187 | 0 |  | --> | C22 ex ARKLOW | Arklow [T101,T102] | ARKLOW |  | 52.8021 | -6.1776
MV/LV Substation BA***4010 |  | 20 kV | _ | LV | 50 kVA :Pole Substation | 0.05 | --> | 0.05 | 0 | 0 | Constrained,otherwise capacity available =40kVA. | --> | 0.0475 | 0 | 0.011115 | 0.051496 | 0 |  | --> | C22 ex ATHLONE | Athlone [T41,T42] | ATHLONE |  | 53.4573 | -7.9924
MV/LV Substation BA***4011 |  | 20 kV | _ | LV | 100 kVA :Pole Substation | 0.1 | --> | 0.1 | 0 | 0 | Constrained,otherwise capacity available =100kVA. | --> | 0.095 | 0 | 0 | 0.1 | 0 |  | --> | C18 ex CLONES | Clones [T41,T42] | SHANKILL |  | 54.1199 | -7.2504
MV/LV Substation BA***4012 |  | 20 kV | _ | LV | 50 kVA :Pole Substation | 0.05 | --> | 0.05 | 0.05 | 1.4 |  | --> | 0.0475 | 0 | 0 | 0.05 | 0 |  | --> | E17 ex KILROSS ROAD | Kilross Road [T421] | TIPPERARY |  | 52.4665 | -8.3983
MV/LV Substation BA***4013 |  | 10 kV | _ | LV | 50 kVA :Pole Substation | 0.05 | --> | 0.05 | 0 | 0 | Constrained,otherwise capacity available =50kVA. | --> | 0.0475 | 0 | 0 | 0.05 | 0 |  | --> | C14 ex GREYSTONES | Greystones [T41,T42] | FASSAROE |  | 53.1638 | -6.1916
MV/LV Substation BA***4014 |  | 20 kV | _ | LV | 100 kVA :Pole Substation | 0.1 | --> | 0.1 | 0 | 0 | Constrained,otherwise capacity available =100kVA. | --> | 0.095 | 0 | 0 | 0.1 | 0 |  | --> | C14 ex KILMEADEN | Kilmeaden [T42] | BUTLERSTOWN |  | 52.2337 | -7.2746
MV/LV Substation BA***4014 |  | 20 kV | _ | LV | 50 kVA :Pole Substation | 0.05 | --> | 0.05 | 0 | 0 | Constrained,otherwise capacity available =44kVA. | --> | 0.0475 | 0 | 0 | 0.050903 | 0 |  | --> | E15 ex ACADEMY STREET | Academy Street [T421,T422,T44] | NAVAN |  | 53.6331 | -6.667
MV/LV Substation BA***4014 |  | 20 kV | _ | LV | 50 kVA :Pole Substation | 0.05 | --> | 0.05 | 0 | 0 | Constrained,otherwise capacity available =45kVA. | --> | 0.0475 | 0 | 0 | 0.050753 | 0 |  | --> | E11 ex GLASMORE | Glasmore [T421,T422] | GLASMORE |  | 53.4815 | -6.1332
MV/LV Substation BA***4015 |  | 10 kV | _ | LV | 630 kVA :Kiosk Substation | 0.63 | --> | 0.63 | 0 | 0 | Constrained,otherwise capacity available =500kVA. | --> | 0.5985 | 0 | 0 | 0.5 | 0 |  | --> | C20 ex POPPINTREE | Poppintree [T101,T102] | FINGLAS |  | 53.4064 | -6.2786
MV/LV Substation BA***4016 |  | 10 kV | _ | LV | 200 kVA :Pole Substation | 0.2 | --> | 0.2 | 0 | 0 | Constrained,otherwise capacity available =109kVA. | --> | 0.19 | 0 | 0 | 0.21336 | 0 |  | --> | C15 ex STICKILLEN | Stickillen [T41,T42] | DRYBRIDGE |  | 53.847 | -6.517
MV/LV Substation BA***4016 |  | 10 kV | _ | LV | 50 kVA :Pole Substation | 0.05 | --> | 0.05 | 0.045 | 3.4 |  | --> | 0.0475 | 0 | 0 | 0.050753 | 0 |  | --> | C19 ex GLENGOOLE | Glengoole [T41] | THURLES |  | 52.6135 | -7.6038
MV/LV Substation BA***4017 |  | 20 kV | _ | LV | 50 kVA :Pole Substation | 0.05 | --> | 0.05 | 0 | 0 | Constrained,otherwise capacity available =43kVA. | --> | 0.0475 | 0 | 0 | 0.051052 | 0 |  | --> | C17 ex BALLYGAR | Ballygar [T41,T42] | ATHLONE |  | 53.511 | -8.3912
MV/LV Substation BA***4017 |  | 10 kV | _ | LV | 50 kVA :Pole Substation | 0.05 | --> | 0.05 | 0.044 | 2.3 |  | --> | 0.0475 | 0 | 0.018525 | 0.050903 | 0 |  | --> | E13 ex AGHADA | Aghada [T721] | N/A |  | 51.803 | -8.1489
MV/LV Substation BA***4017 |  | 10 kV | _ | LV | 50 kVA :Pole Substation | 0.05 | --> | 0.05 | 0.05 | 1.9 |  | --> | 0.0475 | 0 | 0 | 0 | 0 | Constrained,otherwise capacity available =50kW. | --> | C18 ex TURLOUGH ROAD | Turlough Road [T41,T42] | CASTLEBAR |  | 53.8946 | -9.1634
MV/LV Substation BA***4018 |  | 10 kV | _ | LV | 50 kVA :Pole Substation | 0.05 | --> | 0.05 | 0 | 0 | Constrained,otherwise capacity available =45kVA. | --> | 0.0475 | 0 | 0 | 0.050753 | 0 |  | --> | C17 ex HOLYCROSS ROAD | Holycross Road [T41,T42] | THURLES |  | 52.6973 | -7.8734
MV/LV Substation BA***4019 |  | 10 kV | _ | LV | 630 kVA :Kiosk Substation | 0.63 | --> | 0.63 | 0 | 0 | Constrained,otherwise capacity available =500kVA. | --> | 0.5985 | 0 | 0 | 0 | 0 | Constrained,otherwise capacity available =500kW. | --> | C11 ex GARDEN CITY | Garden City [T41,T42] | ARKLOW |  | 52.6922 | -6.2714
MV/LV Substation BA***4019 |  | 20 kV | _ | LV | 50 kVA :Pole Substation | 0.05 | --> | 0.05 | 0 | 0 | Constrained,otherwise capacity available =43kVA. | --> | 0.0475 | 0 | 0 | 0.051052 | 0 |  | --> | E15 ex GLENAMADDY | Glenamaddy [T422] | ATHLONE |  | 53.5762 | -8.397
MV/LV Substation BA***401X |  | 10 kV | _ | LV | 50 kVA :Pole Substation | 0.05 | --> | 0.05 | 0.022 | 6.2 |  | --> | 0.0475 | 0 | 0 | 0.05408 | 0 |  | --> | C24 ex CAHIR | Cahir [T41,T42] | CAHIR |  | 52.4564 | -7.8513
MV/LV Substation BA***401X |  | 10 kV | _ | LV | 200 kVA :Kiosk Substation | 0.2 | --> | 0.2 | 0.176 | 0.4 |  | --> | 0.19 | 0 | 0 | 0 | 0 | Constrained,otherwise capacity available =203.6kW. | --> | C13 ex SWINFORD | Swinford [T41,T42] | CASTLEBAR |  | 53.9024 | -9.0599
MV/LV Substation BA***4020 |  | 20 kV | _ | LV | 50 kVA :Pole Substation | 0.05 | --> | 0.05 | 0 | 0 | Constrained,otherwise capacity available =40kVA. | --> | 0.0475 | 0 | 0 | 0.051496 | 0 |  | --> | E15 ex BRUFF | Bruff [T42,T421] | LIMERICK |  | 52.5647 | -8.5245
MV/LV Substation BA***4020 |  | 20 kV | _ | LV | 100 kVA :Pole Substation | 0.1 | --> | 0.1 | 0.02 | 1.3 |  | --> | 0.095 | 0 | 0 | 0.11145 | 0 |  | --> | E23 ex ATHBOY | Athboy [T423] | NAVAN |  | 53.5318 | -6.9699
MV/LV Substation BA***4021 |  | 20 kV | _ | LV | 50 kVA :Pole Substation | 0.05 | --> | 0.05 | 0 | 0 | Constrained,otherwise capacity available =47kVA. | --> | 0.0475 | 0 | 0.041126 | 0.050453 | 0 |  | --> | C18 ex DELVIN | Delvin [T41,T42] | MULLINGAR |  | 53.6329 | -7.2173
MV/LV Substation BA***4022 |  | 20 kV | _ | LV | 50 kVA :Pole Substation | 0.05 | --> | 0.05 | 0 | 0 | Constrained,otherwise capacity available =47kVA. | --> | 0.0475 | 0 | 0 | 0 | 0 | Constrained,otherwise capacity available =50.5kW. | --> | C13 ex CLOYNE | Cloyne [T41] | MIDLETON |  | 51.869 | -8.0673
MV/LV Substation BA***4024 |  | 20 kV | _ | LV | 630 kVA :Building Structure | 0.63 | --> | 0.63 | 0.5 | 17.7 |  | --> | 0.5985 | 0 | 0 | 0.5 | 0 |  | --> | E18 ex COOLROE | Coolroe [T121,T122] | COOLROE |  | 51.8911 | -8.5885
MV/LV Substation BA***4025 |  | 10 kV | _ | LV | 50 kVA :Pole Substation | 0.05 | --> | 0.05 | 0.05 | 9.5 |  | --> | 0.0475 | 0 | 0 | 0.05 | 0 |  | --> | C18 ex BANDON | Bandon [T101,T42] | BANDON |  | 51.7854 | -8.654
MV/LV Substation BA***4025 |  | 20 kV | _ | LV | 100 kVA :Pole Substation | 0.1 | --> | 0.1 | 0.1 | 0.6 |  | --> | 0.095 | 0 | 0 | 0.1 | 0 |  | --> | E17 ex FERNS | Ferns [T421] | CRANE |  | 52.6114 | -6.444
MV/LV Substation BA***4027 |  | 20 kV | _ | LV | 200 kVA :Building Structure | 0.2 | --> | 0.2 | 0 | 0 | Constrained,otherwise capacity available =192kVA. | --> | 0.19 | 0 | 0 | 0.20121 | 0 |  | --> | C11 ex RAHEEN | Raheen [T41,T42] | LIMERICK |  | 52.6083 | -8.702
MV/LV Substation BA***4028 |  | 20 kV | _ | LV | 50 kVA :Pole Substation | 0.05 | --> | 0.05 | 0 | 0 | Constrained,otherwise capacity available =46kVA. | --> | 0.0475 | 0 | 0 | 0.050604 | 0 |  | --> | E18 ex CLONROCHE | Clonroche [T421,T422] | WEXFORD |  | 52.4277 | -6.6388
MV/LV Substation BA***4028 |  | 20 kV | _ | LV | 50 kVA :Pole Substation | 0.05 | --> | 0.05 | 0.045 | 1.7 |  | --> | 0.0475 | 0 | 0 | 0.050753 | 0 |  | --> | E13 ex NEWPORT | Newport [T421] | CARROWBEG |  | 53.9244 | -9.4443
MV/LV Substation BA***4028 |  | 20 kV | _ | LV | 400 kVA :Building Structure | 0.4 | --> | 0.4 | 0.385 | 7.6 |  | --> | 0.38 | 0 | 0 | 0 | 0 | Constrained,otherwise capacity available =402.3kW. | --> | E14 ex BELLACORICK | Bellacorick [T122] | BELLACORICK |  | 54.1443 | -9.7342
MV/LV Substation BA***4028 |  | 10 kV | _ | LV | 50 kVA :Pole Substation | 0.05 | --> | 0.05 | 0 | 0 | Constrained,otherwise capacity available =47kVA. | --> | 0.0475 | 0 | 0 | 0.050453 | 0 |  | --> | C14 ex GORESBRIDGE | Goresbridge [T41,T42] | KILKENNY |  | 52.6082 | -6.9526
MV/LV Substation BA***4029 |  | 10 kV | _ | LV | 50 kVA :Pole Substation | 0.05 | --> | 0.05 | 0 | 0 | Constrained,otherwise capacity available =48kVA. | --> | 0.0475 | 0 | 0 | 0.050303 | 0 |  | --> | C12 ex BALLYBEGGAN | Ballybeggan [T43,T44] | TRALEE |  | 52.2624 | -9.6607
MV/LV Substation BA***4029 |  | 10 kV | _ | LV | 200 kVA :Kiosk Substation | 0.2 | --> | 0.2 | 0.174 | 11.9 |  | --> | 0.19 | 0 | 0 | 0.20391 | 0 |  | --> | C28 ex SALTHILL | Salthill [T101,T102] | SALTHILL |  | 53.2491 | -9.154
MV/LV Substation BA***4031 |  | 10 kV | _ | LV | 1000 kVA :Building Structure | 1 | --> | 1 | 0.5 | 13.9 |  | --> | 0.95 | 0 | 0 | 0.5 | 0 |  | --> | C13 ex CENTRAL PARK | Central Park [T101,T102] | CARRICKMINES |  | 53.2711 | -6.2035
MV/LV Substation BA***4032 |  | 10 kV | _ | LV | 1000 kVA :Building Structure | 1 | --> | 1 | 0.5 | 13.9 |  | --> | 0.95 | 0 | 0 | 0.5 | 0 |  | --> | C13 ex CENTRAL PARK | Central Park [T101,T102] | CARRICKMINES |  | 53.2711 | -6.2034
MV/LV Substation BA***4032 |  | 10 kV | _ | LV | 50 kVA :Pole Substation | 0.05 | --> | 0.05 | 0.05 | 1.7 |  | --> | 0.0475 | 0 | 0 | 0.05 | 0 |  | --> | C20 ex ATHY | Athy [T101,T102] | ATHY |  | 52.9961 | -6.9871
MV/LV Substation BA***4033 |  | 10 kV | _ | LV | 50 kVA :Pole Substation | 0.05 | --> | 0.05 | 0.049 | 2.2 |  | --> | 0.0475 | 0 | 0 | 0.050152 | 0 |  | --> | C19 ex BAILIEBORO | Bailieboro [T41,T42] | MEATH HILL |  | 53.9251 | -7.0102
MV/LV Substation BA***4033 |  | 10 kV | _ | LV | 50 kVA :Pole Substation | 0.05 | --> | 0.05 | 0 | 0.9 |  | --> | 0.0475 | 0 | 0 | 0.060975 | 0 |  | --> | C12 ex WOODFORD | Woodford [T41,T42] | KNOCKEARAGH |  | 52.0561 | -9.3404
MV/LV Substation BA***4033 |  | 10 kV | _ | LV | 50 kVA :Pole Substation | 0.05 | --> | 0.05 | 0 | 0 | Constrained,otherwise capacity available =33kVA. | --> | 0.0475 | 0 | 0 | 0.052518 | 0 |  | --> | C16 ex DEERPARK | Deerpark [T41,T42] | BALLYDINE |  | 52.3783 | -7.4848
MV/LV Substation BA***4034 |  | 10 kV | _ | LV | 50 kVA :Pole Substation | 0.05 | --> | 0.05 | 0.049 | 6.4 |  | --> | 0.0475 | 0 | 0 | 0.050152 | 0 |  | --> | C19 ex GARRYCASTLE | Garrycastle [T41,T42] | ATHLONE |  | 53.3473 | -7.8427
MV/LV Substation BA***4035 |  | 10 kV | _ | LV | 400 kVA :Kiosk Substation | 0.4 | --> | 0.4 | 0.376 | 5.6 |  | --> | 0.38 | 0 | 0 | 0.40363 | 0 |  | --> | C11 ex KILCOOLE | Kilcoole [T41,T42] | FASSAROE |  | 53.0868 | -6.1153
MV/LV Substation BA***4038 |  | 10 kV | _ | LV | 100 kVA :Pole Substation | 0.1 | --> | 0.1 | 0 | 0 | Constrained,otherwise capacity available =100kVA. | --> | 0.095 | 0 | 0 | 0 | 0 | Constrained,otherwise capacity available =100kW. | --> | C20 ex DRUMBEAR | Drumbear [T41,T42] | LISDRUM |  | 54.1956 | -7.0192
MV/LV Substation BA***4039 |  | 20 kV | _ | LV | 50 kVA :Pole Substation | 0.05 | --> | 0.05 | 0 | 0 | Constrained,otherwise capacity available =46kVA. | --> | 0.0475 | 0 | 0 | 0 | 0 | Constrained,otherwise capacity available =50.6kW. | --> | C11 ex TIMOLEAGUE | Timoleague [T41] | BANDON |  | 51.6269 | -8.7175
MV/LV Substation BA***4039 |  | 20 kV | _ | LV | 50 kVA :Pole Substation | 0.05 | --> | 0.05 | 0 | 0 | Constrained,otherwise capacity available =50kVA. | --> | 0.0475 | 0 | 0 | 0.05 | 0 |  | --> | E17 ex CREAGH | Creagh [T421,T422] | ATHLONE |  | 53.3603 | -8.392
MV/LV Substation BA***403Y |  | 10 kV | _ | LV | 50 kVA :Pole Substation | 0.05 | --> | 0.05 | 0.038 | 12.2 |  | --> | 0.0475 | 0 | 0.003705 | 0.05179 | 0 |  | --> | C23 ex BALLYBEG | Ballybeg [T101,T102] | CARRICKMINES |  | 52.9112 | -6.1131
MV/LV Substation BA***404 |  | 10 kV | _ | LV | 50 kVA :Pole Substation | 0.05 | --> | 0.05 | 0.032 | 2.1 |  | --> | 0.0475 | 0 | 0 | 0.052662 | 0 |  | --> | C14 ex BUTTEVANT | Buttevant [T41,T42] | MALLOW |  | 52.2673 | -8.7308
MV/LV Substation BA***404 |  | 10 kV | _ | LV | 50 kVA :Pole Substation | 0.05 | --> | 0.05 | 0.041 | 1.4 |  | --> | 0.0475 | 0 | 0.011856 | 0.051348 | 0 |  | --> | C20 ex RINEANNA | Rineanna [T41,T42] | DRUMLINE |  | 52.7139 | -8.877
MV/LV Substation BA***404 |  | 10 kV | _ | LV | 50 kVA :Pole Substation | 0.05 | --> | 0.05 | 0.015 | 5.8 |  | --> | 0.0475 | 0 | 0.021489 | 0.055047 | 0 |  | --> | C20 ex OAKFIELD | Oakfield [T41,T42] | SLIGO |  | 54.2723 | -8.5241
MV/LV Substation BA***4040 |  | 10 kV | _ | LV | 100 kVA :Pole Substation | 0.1 | --> | 0.1 | 0.097 | 2 |  | --> | 0.095 | 0 | 0 | 0.10045 | 0 |  | --> | C12 ex CAUSEWAY | Causeway [T41,T42] | TRALEE |  | 52.4288 | -9.7335
MV/LV Substation BA***4040 |  | 10 kV | _ | LV | 50 kVA :Pole Substation | 0.05 | --> | 0.05 | 0 | 0 | Constrained,otherwise capacity available =49kVA. | --> | 0.0475 | 0 | 0 | 0.050152 | 0 |  | --> | C11 ex SKIBBEREEN | Skibbereen [T41,T42] | DUNMANWAY |  | 51.5962 | -9.2713
MV/LV Substation BA***4042 |  | 10 kV | _ | LV | 1000 kVA :Building Structure | 1 | --> | 1 | 0.218 | 3.3 |  | --> | 0.95 | 0 | 0.03705 | 0.5 | 0 |  | --> | C33 ex PEMBROKE | Pembroke [T41,T42,T43,T44] | RINGSEND |  | 53.3314 | -6.2323
MV/LV Substation BA***4042 |  | 10 kV | _ | LV | 400 kVA :Building Structure | 0.4 | --> | 0.4 | 0 | 0 | Constrained,otherwise capacity available =322kVA. | --> | 0.38 | 0 | 0 | 0.41167 | 0 |  | --> | C25 ex TRAMORE | Tramore [T41,T42] | BUTLERSTOWN |  | 52.1624 | -7.1606
MV/LV Substation BA***4042 |  | 20 kV | _ | LV | 50 kVA :Pole Substation | 0.05 | --> | 0.05 | 0.046 | 6.4 |  | --> | 0.0475 | 0 | 0 | 0.050604 | 0 |  | --> | C18 ex GARRYCASTLE | Garrycastle [T41,T42] | ATHLONE |  | 53.4006 | -7.8644
MV/LV Substation BA***4044 |  | 20 kV | _ | LV | 50 kVA :Pole Substation | 0.05 | --> | 0.05 | 0 | 0 | Constrained,otherwise capacity available =47kVA. | --> | 0.0475 | 0 | 0 | 0 | 0 | Constrained,otherwise capacity available =50.5kW. | --> | E18 ex FOXHOLE | Foxhole [T421,T422] | DUNGARVAN |  | 52.0028 | -7.81
MV/LV Substation BA***4046 |  | 10 kV | _ | LV | 50 kVA :Pole Substation | 0.05 | --> | 0.05 | 0.05 | 0.5 |  | --> | 0.0475 | 0 | 0 | 0 | 0 | Constrained,otherwise capacity available =50kW. | --> | C15 ex KILMARTIN | Kilmartin [T41] | ARKLOW |  | 53.0549 | -6.0892
MV/LV Substation BA***4046 |  | 10 kV | _ | LV | 400 kVA :Building Structure | 0.4 | --> | 0.4 | 0.397 | 9.5 |  | --> | 0.38 | 0 | 0.02964 | 0.40046 | 0 |  | --> | C20 ex BANDON | Bandon [T101,T42] | BANDON |  | 51.7439 | -8.7969
MV/LV Substation BA***4047 |  | 10 kV | _ | LV | 50 kVA :Pole Substation | 0.05 | --> | 0.05 | 0 | 0 | Constrained,otherwise capacity available =50kVA. | --> | 0.0475 | 0 | 0 | 0 | 0 | Constrained,otherwise capacity available =50kW. | --> | C23 ex TINAHASK | Tinahask [T41,T42] | ARKLOW |  | 52.7919 | -6.2003
MV/LV Substation BA***4048 |  | 10 kV | _ | LV | 50 kVA :Pole Substation | 0.05 | --> | 0.05 | 0 | 0 | Constrained,otherwise capacity available =50kVA. | --> | 0.0475 | 0 | 0 | 0 | 0 | Constrained,otherwise capacity available =50kW. | --> | C23 ex TINAHASK | Tinahask [T41,T42] | ARKLOW |  | 52.7934 | -6.2053
MV/LV Substation BA***4048 |  | 10 kV | _ | LV | 400 kVA :Kiosk Substation | 0.4 | --> | 0.4 | 0 | 0 | Constrained,otherwise capacity available =346kVA. | --> | 0.38 | 0 | 0.001482 | 0.40812 | 0 |  | --> | C21 ex POPPINTREE | Poppintree [T101,T102] | FINGLAS |  | 53.405 | -6.2811
MV/LV Substation BA***4049 |  | 20 kV | _ | LV | 50 kVA :Pole Substation | 0.05 | --> | 0.05 | 0 | 0 | Constrained,otherwise capacity available =43kVA. | --> | 0.0475 | 0 | 0.008151 | 0.051052 | 0 |  | --> | C19 ex TRAMORE | Tramore [T41,T42] | BUTLERSTOWN |  | 52.1922 | -7.1202
MV/LV Substation BA***4049 |  | 10 kV | _ | LV | 50 kVA :Pole Substation | 0.05 | --> | 0.05 | 0 | 0 | Constrained,otherwise capacity available =48kVA. | --> | 0.0475 | 0 | 0.003705 | 0 | 0 | Constrained,otherwise capacity available =50.3kW. | --> | C23 ex TINAHASK | Tinahask [T41,T42] | ARKLOW |  | 52.795 | -6.2014
MV/LV Substation BA***4049 |  | 20 kV | _ | LV | 50 kVA :Pole Substation | 0.05 | --> | 0.05 | 0.036 | 3.5 |  | --> | 0.0475 | 0 | 0 | 0.052083 | 0 |  | --> | C26 ex DUNDALK | Dundalk [T41,T42] | DUNDALK |  | 53.9938 | -6.5344
MV/LV Substation BA***4049 |  | 10 kV | _ | LV | 200 kVA :Kiosk Substation | 0.2 | --> | 0.2 | 0 | 0 | Constrained,otherwise capacity available =200kVA. | --> | 0.19 | 0 | 0 | 0.2 | 0 |  | --> | C15 ex SKIBBEREEN | Skibbereen [T41,T42] | DUNMANWAY |  | 51.4869 | -9.3719
MV/LV Substation BA***404X |  | 20 kV | _ | LV | 50 kVA :Pole Substation | 0.05 | --> | 0.05 | 0 | 0 | Constrained,otherwise capacity available =41kVA. | --> | 0.0475 | 0 | 0 | 0.051348 | 0 |  | --> | E18 ex GARRANACANTY | Garranacanty [T421,T422] | TIPPERARY |  | 52.503 | -8.2148
MV/LV Substation BA***405 |  | 20 kV | _ | LV | 100 kVA :Pole Substation | 0.1 | --> | 0.1 | 0 | 0 | Constrained,otherwise capacity available =88kVA. | --> | 0.095 | 0 | 0 | 0.10181 | 0 |  | --> | E13 ex GORT | Gort [T41,T42] | ENNIS |  | 53.0868 | -8.8198
MV/LV Substation BA***4050 |  | 10 kV | _ | LV | 50 kVA :Pole Substation | 0.05 | --> | 0.05 | 0 | 0 | Constrained,otherwise capacity available =50kVA. | --> | 0.0475 | 0 | 0 | 0 | 0 | Constrained,otherwise capacity available =50kW. | --> | C23 ex TINAHASK | Tinahask [T41,T42] | ARKLOW |  | 52.7945 | -6.2032
MV/LV Substation BA***4050 |  | 20 kV | _ | LV | 50 kVA :Pole Substation | 0.05 | --> | 0.05 | 0 | 0 | Constrained,otherwise capacity available =18kVA. | --> | 0.0475 | 0 | 0 | 0 | 0 | Constrained,otherwise capacity available =54.6kW. | --> | E12 ex CARNDONAGH | Carndonagh [T421,T422] | TRILLICK |  | 55.3612 | -7.2923
MV/LV Substation BA***4050 |  | 20 kV | _ | LV | 200 kVA :Pole Substation | 0.2 | --> | 0.2 | 0.175 | 1 |  | --> | 0.19 | 0 | 0 | 0 | 0 | Constrained,otherwise capacity available =203.8kW. | --> | C16 ex BOYLE | Boyle [T41,T42] | CARRICK ON SHANNON |  | 54.0636 | -8.198
MV/LV Substation BA***4051 |  | 10 kV | _ | LV | 50 kVA :Pole Substation | 0.05 | --> | 0.05 | 0.05 | 6.2 |  | --> | 0.0475 | 0 | 0 | 0.05 | 0 |  | --> | C21 ex CAHIR | Cahir [T41,T42] | CAHIR |  | 52.3597 | -7.8873
MV/LV Substation BA***4051 |  | 10 kV | _ | LV | 50 kVA :Pole Substation | 0.05 | --> | 0.05 | 0.05 | 2 |  | --> | 0.0475 | 0 | 0 | 0.05 | 0 |  | --> | C15 ex CAUSEWAY | Causeway [T41,T42] | TRALEE |  | 52.3577 | -9.7922
MV/LV Substation BA***4051 |  | 20 kV | _ | LV | 50 kVA :Pole Substation | 0.05 | --> | 0.05 | 0 | 0 | Constrained,otherwise capacity available =49kVA. | --> | 0.0475 | 0 | 0 | 0.050152 | 0 |  | --> | C22 ex ATHLONE | Athlone [T41,T42] | ATHLONE |  | 53.4565 | -7.9748
MV/LV Substation BA***4052 |  | 20 kV | _ | LV | 50 kVA :Pole Substation | 0.05 | --> | 0.05 | 0 | 0 | Constrained,otherwise capacity available =50kVA. | --> | 0.0475 | 0 | 0 | 0.05 | 0 |  | --> | C22 ex ATHLONE | Athlone [T41,T42] | ATHLONE |  | 53.4546 | -7.9862
MV/LV Substation BA***4053 |  | 10 kV | _ | LV | 200 kVA :Pole Substation | 0.2 | --> | 0.2 | 0.162 | 1.4 |  | --> | 0.19 | 0 | 0 | 0.20569 | 0 |  | --> | C14 ex RINEANNA | Rineanna [T41,T42] | DRUMLINE |  | 52.7349 | -8.903
MV/LV Substation BA***4055 |  | 10 kV | _ | LV | 400 kVA :Kiosk Substation | 0.4 | --> | 0.4 | 0 | 0 | Constrained,otherwise capacity available =396kVA. | --> | 0.38 | 0 | 0 | 0.40061 | 0 |  | --> | C15 ex SKIBBEREEN | Skibbereen [T41,T42] | DUNMANWAY |  | 51.4839 | -9.3743
MV/LV Substation BA***4055 |  | 10 kV | _ | LV | 400 kVA :Building Structure | 0.4 | --> | 0.4 | 0 | 0 | Constrained,otherwise capacity available =366kVA. | --> | 0.38 | 0 | 0 | 0.40513 | 0 |  | --> | C26 ex COLLEGE PARK | College Park [T101,T102,T103] | COLLEGE PARK |  | 53.4273 | -6.3566
MV/LV Substation BA***4057 |  | 10 kV | _ | LV | 200 kVA :Pole Substation | 0.2 | --> | 0.2 | 0 | 0 | Constrained,otherwise capacity available =200kVA. | --> | 0.19 | 0 | 0 | 0.2 | 0 |  | --> | C19 ex MIDLETON | Midleton [T101,T102] | MIDLETON |  | 51.9081 | -8.2194
MV/LV Substation BA***4057 |  | 20 kV | _ | LV | 630 kVA :Building Structure | 0.63 | --> | 0.63 | 0.5 | 17.7 |  | --> | 0.5985 | 0 | 0 | 0.5 | 0 |  | --> | E18 ex COOLROE | Coolroe [T121,T122] | COOLROE |  | 51.8882 | -8.5903
MV/LV Substation BA***4059 |  | 20 kV | _ | LV | 50 kVA :Pole Substation | 0.05 | --> | 0.05 | 0 | 0 | Constrained,otherwise capacity available =50kVA. | --> | 0.0475 | 0 | 0 | 0.05 | 0 |  | --> | E17 ex DRUMLINE | Drumline [T421,T422] | DRUMLINE |  | 52.7707 | -8.775
MV/LV Substation BA***405X |  | 20 kV | _ | LV | 50 kVA :Pole Substation | 0.05 | --> | 0.05 | 0 | 0 | Constrained,otherwise capacity available =15kVA. | --> | 0.0475 | 0 | 0 | 0.055047 | 0 |  | --> | E15 ex GORT | Gort [T41,T42] | ENNIS |  | 53.1401 | -8.8057
MV/LV Substation BA***405X |  | 20 kV | _ | LV | 50 kVA :Pole Substation | 0.05 | --> | 0.05 | 0 | 0 | Constrained,otherwise capacity available =18kVA. | --> | 0.0475 | 0 | 0 | 0.054636 | 0 |  | --> | E23 ex ATHENRY | Athenry [T423] | GALWAY 110KV |  | 53.2918 | -8.5129
MV/LV Substation BA***406 |  | 20 kV | _ | LV | 50 kVA :Pole Substation | 0.05 | --> | 0.05 | 0.05 | 0.3 |  | --> | 0.0475 | 0 | 0 | 0.05 | 0 |  | --> | E33 ex TRIM | Trim [T421] | NAVAN |  | 53.452 | -6.7768
MV/LV Substation BA***406 |  | 10 kV | _ | LV | 200 kVA :Pole Substation | 0.2 | --> | 0.2 | 0 | 0 | Constrained,otherwise capacity available =167kVA. | --> | 0.19 | 0 | 0 | 0.20495 | 0 |  | --> | C19 ex ENNIS NORTH | Ennis North [T41,T42] | ENNIS |  | 52.8717 | -8.9659
MV/LV Substation BA***4060 |  | 10 kV | _ | LV | 50 kVA :Pole Substation | 0.05 | --> | 0.05 | 0.034 | 2.2 |  | --> | 0.0475 | 0 | 0 | 0.052373 | 0 |  | --> | C19 ex CASTLETOWNROCHE | Castletownroche [T41] | MALLOW |  | 52.1978 | -8.4573
MV/LV Substation BA***4061 |  | 10 kV | _ | LV | 50 kVA :Pole Substation | 0.05 | --> | 0.05 | 0 | 0 | Constrained,otherwise capacity available =41kVA. | --> | 0.0475 | 0 | 0 | 0.051348 | 0 |  | --> | C13 ex SPIDDAL | Spiddal [T42] | SCREEB |  | 53.2467 | -9.2906
MV/LV Substation BA***4062 |  | 20 kV | _ | LV | 50 kVA :Pole Substation | 0.05 | --> | 0.05 | 0.044 | 0.5 |  | --> | 0.0475 | 0 | 0 | 0.050903 | 0 |  | --> | E11 ex ARDFINNAN | Ardfinnan [T421] | CAHIR |  | 52.3227 | -7.9092
MV/LV Substation BA***4062 |  | 20 kV | _ | LV | 50 kVA :Pole Substation | 0.05 | --> | 0.05 | 0 | 0 | Constrained,otherwise capacity available =48kVA. | --> | 0.0475 | 0 | 0 | 0.050303 | 0 |  | --> | C20 ex ROSCOMMON | Roscommon [T41,T42] | LANESBORO |  | 53.7473 | -8.2766
MV/LV Substation BA***4063 |  | 10 kV | _ | LV | 50 kVA :Pole Substation | 0.05 | --> | 0.05 | 0.033 | 4.5 |  | --> | 0.0475 | 0 | 0 | 0.052518 | 0 |  | --> | C17 ex MALLOW | Mallow [T41,T42] | MALLOW |  | 52.1569 | -8.6088
MV/LV Substation BA***4063 |  | 10 kV | _ | LV | 50 kVA :Pole Substation | 0.05 | --> | 0.05 | 0 | 0 | Constrained,otherwise capacity available =50kVA. | --> | 0.0475 | 0 | 0 | 0.05 | 0 |  | --> | C19 ex CELBRIDGE | Celbridge [T41,T42] | GRIFFINRATH |  | 53.323 | -6.5934
MV/LV Substation BA***4063 |  | 10 kV | _ | LV | 50 kVA :Pole Substation | 0.05 | --> | 0.05 | 0 | 0 | Constrained,otherwise capacity available =40kVA. | --> | 0.0475 | 0 | 0 | 0.051496 | 0 |  | --> | C14 ex CHARLESTOWN | Charlestown [T41] | TONROE |  | 53.9665 | -8.7147
MV/LV Substation BA***4064 |  | 20 kV | _ | LV | 50 kVA :Pole Substation | 0.05 | --> | 0.05 | 0 | 0 | Constrained,otherwise capacity available =41kVA. | --> | 0.0475 | 0 | 0 | 0.051348 | 0 |  | --> | C20 ex ROSCOMMON | Roscommon [T41,T42] | LANESBORO |  | 53.7029 | -8.1928
MV/LV Substation BA***4064 |  | 20 kV | _ | LV | 50 kVA :Pole Substation | 0.05 | --> | 0.05 | 0.05 | 4.4 |  | --> | 0.0475 | 0 | 0 | 0.05 | 0 |  | --> | E18 ex CRANE | Crane [T122] | CRANE |  | 52.4783 | -6.3008
MV/LV Substation BA***4064 |  | 10 kV | _ | LV | 50 kVA :Pole Substation | 0.05 | --> | 0.05 | 0.043 | 0.9 |  | --> | 0.0475 | 0 | 0.018525 | 0 | 0 | Constrained,otherwise capacity available =51.1kW. | --> | C18 ex SPA ROAD | Spa Road [T41,T42] | DOON |  | 52.3799 | -7.6416
MV/LV Substation BA***4065 |  | 10 kV | _ | LV | 50 kVA :Pole Substation | 0.05 | --> | 0.05 | 0 | 0 | Constrained,otherwise capacity available =44kVA. | --> | 0.0475 | 0 | 0 | 0.050903 | 0 |  | --> | C18 ex SALLINS | Sallins [T41,T42] | GRIFFINRATH |  | 53.3019 | -6.711
MV/LV Substation BA***4066 |  | 20 kV | _ | LV | 50 kVA :Pole Substation | 0.05 | --> | 0.05 | 0 | 0 | Constrained,otherwise capacity available =41kVA. | --> | 0.0475 | 0 | 0 | 0 | 0 | Constrained,otherwise capacity available =51.3kW. | --> | C25 ex KILCLOHER | Kilcloher [T41,T42] | DUNGARVAN |  | 52.2082 | -7.6855
MV/LV Substation BA***4067 |  | 10 kV | _ | LV | 1000 kVA :Building Structure | 1 | --> | 1 | 0.5 | 3.3 |  | --> | 0.95 | 0 | 0.01482 | 0.5 | 0 |  | --> | C33 ex PEMBROKE | Pembroke [T41,T42,T43,T44] | RINGSEND |  | 53.3314 | -6.2324
MV/LV Substation BA***4068 |  | 10 kV | _ | LV | 100 kVA :Building Structure | 0.1 | --> | 0.1 | 0.1 | 3.3 |  | --> | 0.095 | 0 | 0 | 0.1 | 0 |  | --> | C33 ex PEMBROKE | Pembroke [T41,T42,T43,T44] | RINGSEND |  | 53.3314 | -6.2324
MV/LV Substation BA***4069 |  | 20 kV | _ | LV | 400 kVA :Building Structure | 0.4 | --> | 0.4 | 0.376 | 1.6 |  | --> | 0.38 | 0 | 0 | 0.40363 | 0 |  | --> | E11 ex CARRIGALLEN | Carrigallen [T421] | CARRICK ON SHANNON |  | 54.058 | -7.7933
MV/LV Substation BA***4069 |  | 10 kV | _ | LV | 50 kVA :Pole Substation | 0.05 | --> | 0.05 | 0 | 0 | Constrained,otherwise capacity available =39kVA. | --> | 0.0475 | 0 | 0 | 0.051643 | 0 |  | --> | C20 ex TERMONFECKIN ROAD | Termonfeckin Road [T41,T42] | DRYBRIDGE |  | 53.749 | -6.2763
MV/LV Substation BA***4069 |  | 10 kV | _ | LV | 50 kVA :Pole Substation | 0.05 | --> | 0.05 | 0.04 | 3.7 |  | --> | 0.0475 | 0 | 0 | 0.051496 | 0 |  | --> | C12 ex KILFLYNN | Kilflynn [T41,T42] | TRALEE |  | 52.3779 | -9.6165
MV/LV Substation BA***406X |  | 20 kV | _ | LV | 50 kVA :Pole Substation | 0.05 | --> | 0.05 | 0.041 | 0.6 |  | --> | 0.0475 | 0 | 0 | 0 | 0 | Constrained,otherwise capacity available =51.3kW. | --> | E23 ex LAWLESSTOWN | Lawlesstown [T42,T421] | DOON |  | 52.3644 | -7.7452
MV/LV Substation BA***4070 |  | 20 kV | _ | LV | 100 kVA :Pole Substation | 0.1 | --> | 0.1 | 0.1 | 1.6 |  | --> | 0.095 | 0 | 0 | 0 | 0 | Constrained,otherwise capacity available =100kW. | --> | C17 ex BALLYSHANNON | Ballyshannon [T41,T42] | CATHALEENS FALL |  | 54.5425 | -7.8677
MV/LV Substation BA***4071 |  | 10 kV | _ | LV | 1000 kVA :Building Structure | 1 | --> | 1 | 0 | 0 | Constrained,otherwise capacity available =500kVA. | --> | 0.95 | 0 | 0 | 0.5 | 0 |  | --> | C18 ex POPPINTREE | Poppintree [T101,T102] | FINGLAS |  | 53.3973 | -6.2626
MV/LV Substation BA***4073 |  | 10 kV | _ | LV | 1000 kVA :Building Structure | 1 | --> | 1 | 0.5 | 7.9 |  | --> | 0.95 | 0 | 0 | 0.5 | 0 |  | --> | C26 ex TRINITY | Trinity [T101,T102] | POOLBEG |  | 53.342 | -6.2473
MV/LV Substation BA***4074 |  | 20 kV | _ | LV | 50 kVA :Pole Substation | 0.05 | --> | 0.05 | 0.049 | 2.8 |  | --> | 0.0475 | 0 | 0 | 0.050152 | 0 |  | --> | E21 ex CLARA | Clara [T421,T422] | THORNSBERRY |  | 53.3252 | -7.685
MV/LV Substation BA***4074 |  | 10 kV | _ | LV | 400 kVA :Kiosk Substation | 0.4 | --> | 0.4 | 0.377 | 11.9 |  | --> | 0.38 | 0 | 0.003705 | 0.40348 | 0 |  | --> | C36 ex SALTHILL | Salthill [T101,T102] | SALTHILL |  | 53.291 | -9.0919
MV/LV Substation BA***4075 |  | 20 kV | _ | LV | 100 kVA :Pole Substation | 0.1 | --> | 0.1 | 0 | 0 | Constrained,otherwise capacity available =87kVA. | --> | 0.095 | 0 | 0.003705 | 0.10195 | 0 |  | --> | E22 ex COLLOONEY | Collooney [T421,T422] | SLIGO |  | 54.1901 | -8.4475
MV/LV Substation BA***4075 |  | 10 kV | _ | LV | 50 kVA :Pole Substation | 0.05 | --> | 0.05 | 0 | 0 | Constrained,otherwise capacity available =50kVA. | --> | 0.0475 | 0 | 0 | 0.05 | 0 |  | --> | C24 ex KILMONEY | Kilmoney [T41,T42] | TRABEG |  | 51.8223 | -8.474
MV/LV Substation BA***4075 |  | 20 kV | _ | LV | 50 kVA :Pole Substation | 0.05 | --> | 0.05 | 0 | 0 | Constrained,otherwise capacity available =35kVA. | --> | 0.0475 | 0 | 0 | 0.052228 | 0 |  | --> | E20 ex EDENDERRY | Edenderry [T421,T422] | BLAKE |  | 53.294 | -7.0939
MV/LV Substation BA***4076 |  | 20 kV | _ | LV | 50 kVA :Pole Substation | 0.05 | --> | 0.05 | 0.049 | 1.6 |  | --> | 0.0475 | 0 | 0 | 0 | 0 | Constrained,otherwise capacity available =50.2kW. | --> | C17 ex BALLYSHANNON | Ballyshannon [T41,T42] | CATHALEENS FALL |  | 54.576 | -8.1193
MV/LV Substation BA***4076 |  | 20 kV | _ | LV | 50 kVA :Pole Substation | 0.05 | --> | 0.05 | 0 | 0 | Constrained,otherwise capacity available =45kVA. | --> | 0.0475 | 0 | 0 | 0.050753 | 0 |  | --> | E17 ex KILCOLGAN | Kilcolgan [T42,T421] | GALWAY 110KV |  | 53.2035 | -8.8311
MV/LV Substation BA***4076 |  | 10 kV | _ | LV | 100 kVA :Pole Substation | 0.1 | --> | 0.1 | 0 | 0 | Constrained,otherwise capacity available =100kVA. | --> | 0.095 | 0 | 0 | 0.1 | 0 |  | --> | C16 ex GARRYSPILLANE | Garryspillane [T41] | TIPPERARY |  | 52.3571 | -8.4646
MV/LV Substation BA***4078 |  | 20 kV | _ | LV | 50 kVA :Pole Substation | 0.05 | --> | 0.05 | 0 | 0 | Constrained,otherwise capacity available =50kVA. | --> | 0.0475 | 0 | 0 | 0 | 0 | Constrained,otherwise capacity available =50kW. | --> | E12 ex CARNDONAGH | Carndonagh [T421,T422] | TRILLICK |  | 55.2648 | -7.327
MV/LV Substation BA***4079 |  | 20 kV | _ | LV | 50 kVA :Pole Substation | 0.05 | --> | 0.05 | 0 | 0 | Constrained,otherwise capacity available =44kVA. | --> | 0.0475 | 0 | 0 | 0 | 0 | Constrained,otherwise capacity available =50.9kW. | --> | E20 ex FOXHOLE | Foxhole [T421,T422] | DUNGARVAN |  | 51.9465 | -7.969
MV/LV Substation BA***407X |  | 10 kV | _ | LV | 400 kVA :Kiosk Substation | 0.4 | --> | 0.4 | 0 | 0 | Constrained,otherwise capacity available =398kVA. | --> | 0.38 | 0 | 0 | 0.4003 | 0 |  | --> | C17 ex VIRGINIA | Virginia [T41,T42] | MEATH HILL |  | 53.823 | -7.0511
MV/LV Substation BA***407X |  | 10 kV | _ | LV | 100 kVA :Pole Substation | 0.1 | --> | 0.1 | 0.1 | 0.4 |  | --> | 0.095 | 0 | 0 | 0 | 0 | Constrained,otherwise capacity available =100kW. | --> | C13 ex SWINFORD | Swinford [T41,T42] | CASTLEBAR |  | 53.8964 | -9.1482
MV/LV Substation BA***407Z |  | 10 kV | _ | LV | 400 kVA :Building Structure | 0.4 | --> | 0.4 | 0 | 0 | Constrained,otherwise capacity available =362kVA. | --> | 0.38 | 0 | 0.01482 | 0.40573 | 0 |  | --> | C29 ex STEPHENSTOWN | Stephenstown [T101,T102] | FINGLAS |  | 53.5991 | -6.1834
MV/LV Substation BA***408 |  | 10 kV | _ | LV | 200 kVA :Pole Substation | 0.2 | --> | 0.2 | 0.195 | 2.8 |  | --> | 0.19 | 0 | 0.11115 | 0.20076 | 0 |  | --> | C19 ex RECESS | Recess [T41] | SCREEB |  | 53.4606 | -9.8632
MV/LV Substation BA***4080 |  | 20 kV | _ | LV | 200 kVA :Pole Substation | 0.2 | --> | 0.2 | 0 | 0 | Constrained,otherwise capacity available =118kVA. | --> | 0.19 | 0 | 0 | 0 | 0 | Constrained,otherwise capacity available =212.1kW. | --> | E17 ex BUNCRANA | Buncrana [T421,T422] | TRILLICK |  | 55.1536 | -7.4318
MV/LV Substation BA***4081 |  | 20 kV | _ | LV | 50 kVA :Pole Substation | 0.05 | --> | 0.05 | 0 | 0 | Constrained,otherwise capacity available =50kVA. | --> | 0.0475 | 0 | 0 | 0.05 | 0 |  | --> | C14 ex KILMEADEN | Kilmeaden [T42] | BUTLERSTOWN |  | 52.2288 | -7.2625
MV/LV Substation BA***4081 |  | 20 kV | _ | LV | 50 kVA :Pole Substation | 0.05 | --> | 0.05 | 0.048 | 2 |  | --> | 0.0475 | 0 | 0 | 0 | 0 | Constrained,otherwise capacity available =50.3kW. | --> | E12 ex RATHKEALE | Rathkeale [T421,T422] | RATHKEALE |  | 52.4638 | -8.9118
MV/LV Substation BA***4081 |  | 20 kV | _ | LV | 200 kVA :Kiosk Substation | 0.2 | --> | 0.2 | 0 | 0 | Constrained,otherwise capacity available =167kVA. | --> | 0.19 | 0 | 0 | 0.20495 | 0 |  | --> | C15 ex MOATE | Moate [T41,T42] | ATHLONE |  | 53.3924 | -7.7064
MV/LV Substation BA***4083 |  | 20 kV | _ | LV | 200 kVA :Pole Substation | 0.2 | --> | 0.2 | 0.2 | 8.5 |  | --> | 0.19 | 0 | 0 | 0 | 0 | Constrained,otherwise capacity available =200kW. | --> | E14 ex ARIGNA | Arigna [T121] | ARIGNA |  | 54.0743 | -8.2028
MV/LV Substation BA***4084 |  | 10 kV | _ | LV | 50 kVA :Pole Substation | 0.05 | --> | 0.05 | 0 | 0 | Constrained,otherwise capacity available =35kVA. | --> | 0.0475 | 0 | 0.004446 | 0.052228 | 0 |  | --> | C22 ex TERMONFECKIN ROAD | Termonfeckin Road [T41,T42] | DRYBRIDGE |  | 53.7322 | -6.3463
MV/LV Substation BA***4085 |  | 20 kV | _ | LV | 50 kVA :Pole Substation | 0.05 | --> | 0.05 | 0 | 0 | Constrained,otherwise capacity available =50kVA. | --> | 0.0475 | 0 | 0 | 0.05 | 0 |  | --> | C21 ex TRAMORE | Tramore [T41,T42] | BUTLERSTOWN |  | 52.1713 | -7.291
MV/LV Substation BA***4085 |  | 20 kV | _ | LV | 50 kVA :Pole Substation | 0.05 | --> | 0.05 | 0.046 | 1.8 |  | --> | 0.0475 | 0 | 0.003705 | 0.050604 | 0 |  | --> | E17 ex BIRDHILL | Birdhill [T421,T422] | ARDNACRUSHA |  | 52.8132 | -8.4273
MV/LV Substation BA***4086 |  | 20 kV | _ | LV | 50 kVA :Pole Substation | 0.05 | --> | 0.05 | 0.036 | 0.2 |  | --> | 0.0475 | 0 | 0 | 0.052083 | 0 |  | --> | C16 ex KILSHANNY | Kilshanny [T41,T42] | CAHIR |  | 52.2649 | -8.2333
MV/LV Substation BA***4087 |  | 20 kV | _ | LV | 50 kVA :Pole Substation | 0.05 | --> | 0.05 | 0 | 0 | Constrained,otherwise capacity available =50kVA. | --> | 0.0475 | 0 | 0 | 0.05 | 0 |  | --> | C20 ex ROSCOMMON | Roscommon [T41,T42] | LANESBORO |  | 53.7701 | -8.2784
MV/LV Substation BA***4087 |  | 20 kV | _ | LV | 50 kVA :Pole Substation | 0.05 | --> | 0.05 | 0.029 | 1.7 |  | --> | 0.0475 | 0 | 0 | 0.053092 | 0 |  | --> | E62 ex ATHY | Athy [T101,T102] | ATHY |  | 53.0107 | -6.8914
MV/LV Substation BA***4087 |  | 20 kV | _ | LV | 200 kVA :Pole Substation | 0.2 | --> | 0.2 | 0 | 0 | Constrained,otherwise capacity available =186kVA. | --> | 0.19 | 0 | 0 | 0.20211 | 0 |  | --> | E18 ex CURRALEIGH | Curraleigh [T421,T422] | KILBARRY |  | 51.9271 | -8.58
MV/LV Substation BA***4088 |  | 20 kV | _ | LV | 50 kVA :Pole Substation | 0.05 | --> | 0.05 | 0.04 | 2.8 |  | --> | 0.0475 | 0 | 0 | 0.051496 | 0 |  | --> | E17 ex CLARA | Clara [T421,T422] | THORNSBERRY |  | 53.399 | -7.467
MV/LV Substation BA***4089 |  | 10 kV | _ | LV | 400 kVA :Building Structure | 0.4 | --> | 0.4 | 0.4 | 18.7 |  | --> | 0.38 | 0 | 0 | 0.4 | 0 |  | --> | C22 ex ARKLOW | Arklow [T101,T102] | ARKLOW |  | 52.7944 | -6.1897
MV/LV Substation BA***409 |  | 10 kV | _ | LV | 50 kVA :Pole Substation | 0.05 | --> | 0.05 | 0.035 | 2.7 |  | --> | 0.0475 | 0 | 0 | 0.052228 | 0 |  | --> | C13 ex MONFIN | Monfin [T41,T42] | WEXFORD |  | 52.4768 | -6.5361
MV/LV Substation BA***409 |  | 10 kV | _ | LV | 100 kVA :Pole Substation | 0.1 | --> | 0.1 | 0.086 | 3 |  | --> | 0.095 | 0 | 0 | 0.1021 | 0 |  | --> | C23 ex NENAGH | Nenagh [T41,T42] | NENAGH |  | 52.829 | -8.2053
MV/LV Substation BA***4092 |  | 10 kV | _ | LV | 400 kVA :Kiosk Substation | 0.4 | --> | 0.4 | 0 | 0 | Constrained,otherwise capacity available =302kVA. | --> | 0.38 | 0 | 0.015561 | 0.41461 | 0 |  | --> | C16 ex LOUGHSHINNY | Loughshinny [T41,T42] | GLASMORE |  | 53.5695 | -6.1109
MV/LV Substation BA***4092 |  | 10 kV | _ | LV | 400 kVA :Kiosk Substation | 0.4 | --> | 0.4 | 0 | 0 | Constrained,otherwise capacity available =346kVA. | --> | 0.38 | 0 | 0.08151 | 0.40812 | 0 |  | --> | C22 ex MACETOWN | Macetown [T101,T102] | MACETOWN |  | 53.3896 | -6.442
MV/LV Substation BA***4093 |  | 20 kV | _ | LV | 50 kVA :Pole Substation | 0.05 | --> | 0.05 | 0.05 | 4.4 |  | --> | 0.0475 | 0 | 0 | 0.05 | 0 |  | --> | E13 ex CRANE | Crane [T122] | CRANE |  | 52.4382 | -6.3327
MV/LV Substation BA***4094 |  | 10 kV | _ | LV | 200 kVA :Pole Substation | 0.2 | --> | 0.2 | 0.189 | 6.2 |  | --> | 0.19 | 0 | 0.14005 | 0.2 | 0 |  | --> | C24 ex CAHIR | Cahir [T41,T42] | CAHIR |  | 52.3865 | -7.8766
MV/LV Substation BA***4094 |  | 10 kV | _ | LV | 50 kVA :Pole Substation | 0.05 | --> | 0.05 | 0 | 0 | Constrained,otherwise capacity available =46kVA. | --> | 0.0475 | 0 | 0 | 0.050604 | 0 |  | --> | E41 ex KINSALE | Kinsale [T423] | TRABEG |  | 51.7153 | -8.5518
MV/LV Substation BA***4095 |  | 10 kV | _ | LV | 400 kVA :Kiosk Substation | 0.4 | --> | 0.4 | 0 | 0 | Constrained,otherwise capacity available =246kVA. | --> | 0.38 | 0 | 0.037791 | 0.42273 | 0 |  | --> | C22 ex OLDBAWN | Oldbawn [T41,T42] | COOKSTOWN |  | 53.2682 | -6.3336
MV/LV Substation BA***4097 |  | 20 kV | _ | LV | 50 kVA :Pole Substation | 0.05 | --> | 0.05 | 0.045 | 11.9 |  | --> | 0.0475 | 0 | 0 | 0.050753 | 0 |  | --> | C36 ex SALTHILL | Salthill [T101,T102] | SALTHILL |  | 53.2973 | -9.0989
MV/LV Substation BA***4098 |  | 10 kV | _ | LV | 50 kVA :Pole Substation | 0.05 | --> | 0.05 | 0 | 0 | Constrained,otherwise capacity available =23kVA. | --> | 0.0475 | 0 | 0.018525 | 0.05394 | 0 |  | --> | C23 ex CREGG ROAD | Cregg Road [T41,T42] | BALLYDINE |  | 52.3792 | -7.3542
MV/LV Substation BA***4098 |  | 20 kV | _ | LV | 50 kVA :Pole Substation | 0.05 | --> | 0.05 | 0 | 0 | Constrained,otherwise capacity available =46kVA. | --> | 0.0475 | 0 | 0 | 0.050604 | 0 |  | --> | E21 ex MILLTOWN (SR) | Milltown (sr) [T421,T422] | OUGHTRAGH |  | 52.1044 | -9.6784
MV/LV Substation BA***409X |  | 10 kV | _ | LV | 50 kVA :Pole Substation | 0.05 | --> | 0.05 | 0.05 | 14.3 |  | --> | 0.0475 | 0 | 0 | 0.05 | 0 |  | --> | C22 ex KILLOTERAN | Killoteran [T101,T102] | KILLOTERAN |  | 52.2335 | -7.1622
MV/LV Substation BA***409Z |  | 20 kV | _ | LV | 50 kVA :Pole Substation | 0.05 | --> | 0.05 | 0.039 | 2.9 |  | --> | 0.0475 | 0 | 0 | 0 | 0 | Constrained,otherwise capacity available =51.6kW. | --> | E13 ex TELAYDON | Telaydon [T42,T421] | LISDRUM |  | 54.3175 | -7.1136
MV/LV Substation BA***410 |  | 10 kV | _ | LV | 50 kVA :Pole Substation | 0.05 | --> | 0.05 | 0.04 | 0.9 |  | --> | 0.0475 | 0 | 0.004446 | 0.051496 | 0 |  | --> | C18 ex WOODFORD | Woodford [T41,T42] | KNOCKEARAGH |  | 52.0427 | -9.4838
MV/LV Substation BA***410 |  | 10 kV | _ | LV | 50 kVA :Pole Substation | 0.05 | --> | 0.05 | 0.045 | 5 |  | --> | 0.0475 | 0 | 0.003705 | 0.050753 | 0 |  | --> | C14 ex MCDONAGH | Mcdonagh [T41,T42] | KILKENNY |  | 52.6435 | -7.1593
MV/LV Substation BA***4101 |  | 10 kV | _ | LV | 50 kVA :Pole Substation | 0.05 | --> | 0.05 | 0.046 | 0.3 |  | --> | 0.0475 | 0 | 0 | 0.050604 | 0 |  | --> | C18 ex BANAGHER | Banagher [T41,T42] | DALLOW |  | 53.1523 | -7.9479
MV/LV Substation BA***4101 |  | 20 kV | _ | LV | 50 kVA :Pole Substation | 0.05 | --> | 0.05 | 0 | 0 | Constrained,otherwise capacity available =37kVA. | --> | 0.0475 | 0 | 0 | 0 | 0 | Constrained,otherwise capacity available =51.9kW. | --> | C13 ex CLOYNE | Cloyne [T41] | MIDLETON |  | 51.8525 | -8.0981
MV/LV Substation BA***4101 |  | 20 kV | _ | LV | 50 kVA :Pole Substation | 0.05 | --> | 0.05 | 0 | 0 | Constrained,otherwise capacity available =50kVA. | --> | 0.0475 | 0 | 0 | 0 | 0 | Constrained,otherwise capacity available =50kW. | --> | C15 ex CLOONLOUGH | Cloonlough [T41,T42] | BARRYMORE |  | 52.2457 | -8.35
MV/LV Substation BA***4103 |  | 20 kV | _ | LV | 50 kVA :Pole Substation | 0.05 | --> | 0.05 | 0.048 | 7.5 |  | --> | 0.0475 | 0 | 0 | 0 | 0 | Constrained,otherwise capacity available =50.3kW. | --> | E12 ex CHURCHTOWN | Churchtown [T422] | RATHKEALE |  | 52.4317 | -9.1028
MV/LV Substation BA***4103 |  | 10 kV | _ | LV | 100 kVA :Pole Substation | 0.1 | --> | 0.1 | 0.095 | 3.7 |  | --> | 0.095 | 0 | 0 | 0.10076 | 0 |  | --> | C11 ex KILFLYNN | Kilflynn [T41,T42] | TRALEE |  | 52.3544 | -9.6931
MV/LV Substation BA***4104 |  | 10 kV | _ | LV | 400 kVA :Kiosk Substation | 0.4 | --> | 0.4 | 0 | 0 | Constrained,otherwise capacity available =304kVA. | --> | 0.38 | 0 | 0.025194 | 0.41432 | 0 |  | --> | C25 ex STEPHENSTOWN | Stephenstown [T101,T102] | FINGLAS |  | 53.5841 | -6.1402
MV/LV Substation BA***4105 |  | 20 kV | _ | LV | 200 kVA :Pole Substation | 0.2 | --> | 0.2 | 0.2 | 3.3 |  | --> | 0.19 | 0 | 0 | 0.2 | 0 |  | --> | E15 ex BALLYBUNION | Ballybunion [T421,T422] | TRIEN |  | 52.5269 | -9.4886
MV/LV Substation BA***4107 |  | 10 kV | _ | LV | 200 kVA :Building Structure | 0.2 | --> | 0.2 | 0 | 0 | Constrained,otherwise capacity available =136kVA. | --> | 0.19 | 0 | 0 | 0.20949 | 0 |  | --> | C22 ex TERMONFECKIN ROAD | Termonfeckin Road [T41,T42] | DRYBRIDGE |  | 53.7306 | -6.3451
MV/LV Substation BA***4108 |  | 20 kV | _ | LV | 50 kVA :Pole Substation | 0.05 | --> | 0.05 | 0 | 0 | Constrained,otherwise capacity available =50kVA. | --> | 0.0475 | 0 | 0 | 0.05 | 0 |  | --> | E18 ex CLONROCHE | Clonroche [T421,T422] | WEXFORD |  | 52.4426 | -6.6637
MV/LV Substation BA***4109 |  | 10 kV | _ | LV | 50 kVA :Pole Substation | 0.05 | --> | 0.05 | 0 | 0 | Constrained,otherwise capacity available =50kVA. | --> | 0.0475 | 0 | 0 | 0 | 0 | Constrained,otherwise capacity available =50kW. | --> | C11 ex RATHDRUM | Rathdrum [T42] | ARKLOW |  | 52.9087 | -6.2788
MV/LV Substation BA***410Y |  | 10 kV | _ | LV | 200 kVA :Pole Substation | 0.2 | --> | 0.2 | 0 | 0 | Constrained,otherwise capacity available =199kVA. | --> | 0.19 | 0 | 0 | 0.20015 | 0 |  | --> | C19 ex CARRICKMACROSS | Carrickmacross [T41,T42] | MEATH HILL |  | 53.9435 | -6.7179
MV/LV Substation BA***410Z |  | 20 kV | _ | LV | 50 kVA :Pole Substation | 0.05 | --> | 0.05 | 0.029 | 0.1 |  | --> | 0.0475 | 0 | 0.018525 | 0.053092 | 0 |  | --> | E12 ex KILCULLEN | Kilcullen [T41,T42,T424] | STRATFORD |  | 53.0873 | -6.811
MV/LV Substation BA***4110 |  | 10 kV | _ | LV | 50 kVA :Pole Substation | 0.05 | --> | 0.05 | 0 | 0 | Constrained,otherwise capacity available =42kVA. | --> | 0.0475 | 0 | 0 | 0 | 0 | Constrained,otherwise capacity available =51.2kW. | --> | C15 ex KILCLOHER | Kilcloher [T41,T42] | DUNGARVAN |  | 52.1134 | -7.7351
MV/LV Substation BA***4110 |  | 20 kV | _ | LV | 50 kVA :Pole Substation | 0.05 | --> | 0.05 | 0 | 0 | Constrained,otherwise capacity available =50kVA. | --> | 0.0475 | 0 | 0 | 0.05 | 0 |  | --> | C21 ex TRAMORE | Tramore [T41,T42] | BUTLERSTOWN |  | 52.1482 | -7.3707
MV/LV Substation BA***4110 |  | 20 kV | _ | LV | 50 kVA :Pole Substation | 0.05 | --> | 0.05 | 0.05 | 0.1 |  | --> | 0.0475 | 0 | 0 | 0.05 | 0 |  | --> | E12 ex KILCULLEN | Kilcullen [T41,T42,T424] | STRATFORD |  | 53.0862 | -6.818
MV/LV Substation BA***4112 |  | 20 kV | _ | LV | 50 kVA :Pole Substation | 0.05 | --> | 0.05 | 0 | 0 | Constrained,otherwise capacity available =45kVA. | --> | 0.0475 | 0 | 0.01482 | 0.050753 | 0 |  | --> | C17 ex CLONES | Clones [T41,T42] | SHANKILL |  | 54.2107 | -7.0999
MV/LV Substation BA***4112 |  | 20 kV | _ | LV | 50 kVA :Pole Substation | 0.05 | --> | 0.05 | 0.05 | 17.8 |  | --> | 0.0475 | 0 | 0 | 0.05 | 0 |  | --> | E19 ex BANOGE | Banoge [T121,T122] | BANOGE |  | 52.6279 | -6.3204
MV/LV Substation BA***4113 |  | 10 kV | _ | LV | 50 kVA :Pole Substation | 0.05 | --> | 0.05 | 0 | 0 | Constrained,otherwise capacity available =50kVA. | --> | 0.0475 | 0 | 0 | 0 | 0 | Constrained,otherwise capacity available =50kW. | --> | C15 ex KILCLOHER | Kilcloher [T41,T42] | DUNGARVAN |  | 52.1089 | -7.7742
MV/LV Substation BA***4113 |  | 10 kV | _ | LV | 50 kVA :Pole Substation | 0.05 | --> | 0.05 | 0 | 0 | Constrained,otherwise capacity available =45kVA. | --> | 0.0475 | 0 | 0 | 0.050753 | 0 |  | --> | C11 ex SKIBBEREEN | Skibbereen [T41,T42] | DUNMANWAY |  | 51.597 | -9.2668
MV/LV Substation BA***4114 |  | 10 kV | _ | LV | 400 kVA :Kiosk Substation | 0.4 | --> | 0.4 | 0 | 0 | Constrained,otherwise capacity available =374kVA. | --> | 0.38 | 0 | 0 | 0.40393 | 0 |  | --> | C27 ex GRANGE CASTLE | Grange Castle [T101,T102] | INCHICORE 220KV |  | 53.3186 | -6.448
MV/LV Substation BA***4115 |  | 20 kV | _ | LV | 200 kVA :Pole Substation | 0.2 | --> | 0.2 | 0.2 | 1.3 |  | --> | 0.19 | 0 | 0 | 0.2 | 0 |  | --> | E23 ex ATHBOY | Athboy [T423] | NAVAN |  | 53.5317 | -6.9699
MV/LV Substation BA***4115 |  | 10 kV | _ | LV | 400 kVA :Kiosk Substation | 0.4 | --> | 0.4 | 0 | 0 | Constrained,otherwise capacity available =329kVA. | --> | 0.38 | 0 | 0.03705 | 0.41064 | 0 |  | --> | C19 ex ROSCOMMON | Roscommon [T41,T42] | LANESBORO |  | 53.6397 | -8.2126
MV/LV Substation BA***4115 |  | 10 kV | _ | LV | 100 kVA :Pole Substation | 0.1 | --> | 0.1 | 0.095 | 5.8 |  | --> | 0.095 | 0 | 0.005928 | 0.10076 | 0 |  | --> | C14 ex OAKFIELD | Oakfield [T41,T42] | SLIGO |  | 54.213 | -8.4947
MV/LV Substation BA***4117 |  | 10 kV | _ | LV | 50 kVA :Pole Substation | 0.05 | --> | 0.05 | 0.05 | 1.7 |  | --> | 0.0475 | 0 | 0 | 0.05 | 0 |  | --> | C23 ex ATHY | Athy [T101,T102] | ATHY |  | 52.9242 | -6.9536
MV/LV Substation BA***4117 |  | 20 kV | _ | LV | 50 kVA :Pole Substation | 0.05 | --> | 0.05 | 0 | 0 | Constrained,otherwise capacity available =50kVA. | --> | 0.0475 | 0 | 0 | 0.05 | 0 |  | --> | E11 ex BALLYHALE | Ballyhale [T42,T421] | KILKENNY |  | 52.5369 | -7.1783
MV/LV Substation BA***4117 |  | 10 kV | _ | LV | 50 kVA :Pole Substation | 0.05 | --> | 0.05 | 0.049 | 3 |  | --> | 0.0475 | 0 | 0 | 0.050152 | 0 |  | --> | C25 ex NENAGH | Nenagh [T41,T42] | NENAGH |  | 52.8689 | -8.096
MV/LV Substation BA***4117 |  | 20 kV | _ | LV | 50 kVA :Pole Substation | 0.05 | --> | 0.05 | 0 | 0 | Constrained,otherwise capacity available =48kVA. | --> | 0.0475 | 0 | 0 | 0 | 0 | Constrained,otherwise capacity available =50.3kW. | --> | E12 ex CASTLELYONS | Castlelyons [T421,T422] | BARRYMORE |  | 52.0219 | -8.3228
MV/LV Substation BA***4119 |  | 10 kV | _ | LV | 50 kVA :Pole Substation | 0.05 | --> | 0.05 | 0 | 0 | Constrained,otherwise capacity available =50kVA. | --> | 0.0475 | 0 | 0 | 0.05 | 0 |  | --> | E15 ex CLONROCHE | Clonroche [T421,T422] | WEXFORD |  | 52.4498 | -6.8549
MV/LV Substation BA***4119 |  | 20 kV | _ | LV | 50 kVA :Pole Substation | 0.05 | --> | 0.05 | 0 | 0 | Constrained,otherwise capacity available =40kVA. | --> | 0.0475 | 0 | 0.018525 | 0.051496 | 0 |  | --> | C16 ex MOATE | Moate [T41,T42] | ATHLONE |  | 53.4202 | -7.6544
MV/LV Substation BA***411X |  | 20 kV | _ | LV | 50 kVA :Pole Substation | 0.05 | --> | 0.05 | 0 | 0 | Constrained,otherwise capacity available =46kVA. | --> | 0.0475 | 0 | 0.005928 | 0.050604 | 0 |  | --> | C21 ex TRAMORE | Tramore [T41,T42] | BUTLERSTOWN |  | 52.1762 | -7.2893
MV/LV Substation BA***411X |  | 20 kV | _ | LV | 200 kVA :Pole Substation | 0.2 | --> | 0.2 | 0 | 0 | Constrained,otherwise capacity available =165kVA. | --> | 0.19 | 0 | 0 | 0.20525 | 0 |  | --> | E11 ex KILCOLGAN | Kilcolgan [T42,T421] | GALWAY 110KV |  | 53.1844 | -8.9099
MV/LV Substation BA***411X |  | 10 kV | _ | LV | 50 kVA :Pole Substation | 0.05 | --> | 0.05 | 0 | 0 |  | --> | 0.0475 | 0 | 0.008151 | 0 | 0 | Constrained,otherwise capacity available =57.3kW. | --> | C19 ex LISMORE | Lismore [T41,T42] | DUNGARVAN |  | 52.1328 | -7.9205
MV/LV Substation BA***411X |  | 20 kV | _ | LV | 100 kVA :Pole Substation | 0.1 | --> | 0.1 | 0.095 | 0.6 |  | --> | 0.095 | 0 | 0 | 0 | 0 | Constrained,otherwise capacity available =100.8kW. | --> | E23 ex LAWLESSTOWN | Lawlesstown [T42,T421] | DOON |  | 52.3729 | -7.772
MV/LV Substation BA***411Y |  | 10 kV | _ | LV | 200 kVA :Pole Substation | 0.2 | --> | 0.2 | 0 | 0 | Constrained,otherwise capacity available =200kVA. | --> | 0.19 | 0 | 0 | 0 | 0 | Constrained,otherwise capacity available =200kW. | --> | C18 ex MOUNTRATH | Mountrath [T41,T42] | PORTLAOISE |  | 53.0021 | -7.4744
MV/LV Substation BA***411Z |  | 10 kV | _ | LV | 100 kVA :Pole Substation | 0.1 | --> | 0.1 | 0 | 0 | Constrained,otherwise capacity available =85kVA. | --> | 0.095 | 0 | 0 | 0.10225 | 0 |  | --> | C20 ex TERMONFECKIN ROAD | Termonfeckin Road [T41,T42] | DRYBRIDGE |  | 53.7387 | -6.2669
MV/LV Substation BA***412 |  | 20 kV | _ | LV | 100 kVA :Pole Substation | 0.1 | --> | 0.1 | 0 | 8.5 |  | --> | 0.095 | 0 | 0 | 0 | 0 | Constrained,otherwise capacity available =120.2kW. | --> | E14 ex ARIGNA | Arigna [T121] | ARIGNA |  | 54.072 | -8.2033
MV/LV Substation BA***412 |  | 10 kV | _ | LV | 200 kVA :Pole Substation | 0.2 | --> | 0.2 | 0.155 | 0.9 |  | --> | 0.19 | 0 | 0 | 0 | 0 | Constrained,otherwise capacity available =206.7kW. | --> | C18 ex SPA ROAD | Spa Road [T41,T42] | DOON |  | 52.3863 | -7.6132
MV/LV Substation BA***412 |  | 10 kV | _ | LV | 100 kVA :Pole Substation | 0.1 | --> | 0.1 | 0.077 | 3.4 |  | --> | 0.095 | 0 | 0 | 0.10343 | 0 |  | --> | C15 ex GLENGOOLE | Glengoole [T41] | THURLES |  | 52.6373 | -7.61
MV/LV Substation BA***412 |  | 10 kV | _ | LV | 50 kVA :Pole Substation | 0.05 | --> | 0.05 | 0.005 | 13.5 |  | --> | 0.0475 | 0 | 0.003705 | 0.056391 | 0 |  | --> | C21 ex ENNIS | Ennis [T101,T102] | ENNIS |  | 52.8868 | -8.9479
MV/LV Substation BA***4120 |  | 10 kV | _ | LV | 50 kVA :Pole Substation | 0.05 | --> | 0.05 | 0 | 0 | Constrained,otherwise capacity available =50kVA. | --> | 0.0475 | 0 | 0 | 0 | 0 | Constrained,otherwise capacity available =50kW. | --> | C16 ex RATHDOWNEY | Rathdowney [T42] | IKERRIN |  | 52.8549 | -7.5418
MV/LV Substation BA***4121 |  | 10 kV | _ | LV | 100 kVA :Pole Substation | 0.1 | --> | 0.1 | 0.094 | 3.7 |  | --> | 0.095 | 0 | 0.018525 | 0.10091 | 0 |  | --> | C11 ex KILFLYNN | Kilflynn [T41,T42] | TRALEE |  | 52.3404 | -9.709
MV/LV Substation BA***4121 |  | 10 kV | _ | LV | 50 kVA :Pole Substation | 0.05 | --> | 0.05 | 0.049 | 0.1 |  | --> | 0.0475 | 0 | 0 | 0.050152 | 0 |  | --> | C12 ex BALLYMAHON | Ballymahon [T41,T42] | ATHLONE |  | 53.5789 | -7.9436
MV/LV Substation BA***4121 |  | 10 kV | _ | LV | 400 kVA :Kiosk Substation | 0.4 | --> | 0.4 | 0 | 0 | Constrained,otherwise capacity available =390kVA. | --> | 0.38 | 0 | 0 | 0.40151 | 0 |  | --> | C19 ex KILMORE | Kilmore [T101,T102,T103] | FINGLAS |  | 53.4081 | -6.2238
MV/LV Substation BA***4122 |  | 10 kV | _ | LV | 400 kVA :Kiosk Substation | 0.4 | --> | 0.4 | 0 | 0 | Constrained,otherwise capacity available =353kVA. | --> | 0.38 | 0 | 0 | 0.40707 | 0 |  | --> | C20 ex CAHIRCALLA | Cahircalla [T41,T42] | ENNIS |  | 52.8361 | -9.0075
MV/LV Substation BA***4123 |  | 10 kV | _ | LV | 630 kVA :Building Structure | 0.63 | --> | 0.63 | 0 | 0 | Constrained,otherwise capacity available =500kVA. | --> | 0.5985 | 0 | 0.02964 | 0.5 | 0 |  | --> | C12 ex BALLYBODEN | Ballyboden [T41,T42] | COOKSTOWN |  | 53.2801 | -6.2947
MV/LV Substation BA***4123 |  | 10 kV | _ | LV | 50 kVA :Pole Substation | 0.05 | --> | 0.05 | 0 | 0 | Constrained,otherwise capacity available =33kVA. | --> | 0.0475 | 0 | 0 | 0.052518 | 0 |  | --> | C11 ex DEERPARK | Deerpark [T41,T42] | BALLYDINE |  | 52.3103 | -7.4129
MV/LV Substation BA***4123 |  | 10 kV | _ | LV | 50 kVA :Pole Substation | 0.05 | --> | 0.05 | 0.05 | 3.4 |  | --> | 0.0475 | 0 | 0 | 0.05 | 0 |  | --> | C19 ex GLENGOOLE | Glengoole [T41] | THURLES |  | 52.6415 | -7.5443
MV/LV Substation BA***4124 |  | 10 kV | _ | LV | 100 kVA :Pole Substation | 0.1 | --> | 0.1 | 0.043 | 3.9 |  | --> | 0.095 | 0 | 0.03705 | 0.1083 | 0 |  | --> | C16 ex ARDFINNAN | Ardfinnan [T42] | CAHIR |  | 52.3477 | -7.8431
MV/LV Substation BA***4125 |  | 10 kV | _ | LV | 50 kVA :Pole Substation | 0.05 | --> | 0.05 | 0 | 0 | Constrained,otherwise capacity available =45kVA. | --> | 0.0475 | 0 | 0 | 0.050753 | 0 |  | --> | C11 ex GRAIGUENAMANAGH | Graiguenamanagh [T41,T42] | KILKENNY |  | 52.5222 | -6.8636
MV/LV Substation BA***4125 |  | 10 kV | _ | LV | 50 kVA :Pole Substation | 0.05 | --> | 0.05 | 0 | 0 | Constrained,otherwise capacity available =50kVA. | --> | 0.0475 | 0 | 0 | 0 | 0 | Constrained,otherwise capacity available =50kW. | --> | C18 ex FERMOY NORTH | Fermoy North [T41,T42] | BARRYMORE |  | 52.1479 | -8.3961
MV/LV Substation BA***4126 |  | 10 kV | _ | LV | 50 kVA :Pole Substation | 0.05 | --> | 0.05 | 0 | 0 | Constrained,otherwise capacity available =50kVA. | --> | 0.0475 | 0 | 0 | 0 | 0 | Constrained,otherwise capacity available =50kW. | --> | E11 ex KNOCKMULLEN | Knockmullen [T42,T421] | GREAT ISLAND |  | 52.4549 | -6.9101
MV/LV Substation BA***4127 |  | 10 kV | _ | LV | 630 kVA :Kiosk Substation | 0.63 | --> | 0.63 | 0 | 0 | Constrained,otherwise capacity available =500kVA. | --> | 0.5985 | 0 | 0.004446 | 0.5 | 0 |  | --> | C18 ex POPPINTREE | Poppintree [T101,T102] | FINGLAS |  | 53.3958 | -6.2655
MV/LV Substation BA***4128 |  | 10 kV | _ | LV | 630 kVA :Kiosk Substation | 0.63 | --> | 0.63 | 0.5 | 1.4 |  | --> | 0.5985 | 0 | 0.002223 | 0.5 | 0 |  | --> | C16 ex DODDER ROAD | Dodder Road [T42] | MILLTOWN (DR) |  | 53.2957 | -6.2629
MV/LV Substation BA***412X |  | 20 kV | _ | LV | 50 kVA :Pole Substation | 0.05 | --> | 0.05 | 0.038 | 7.9 |  | --> | 0.0475 | 0 | 0.002964 | 0.05179 | 0 |  | --> | E12 ex DUNMANWAY | Dunmanway [T422,T43] | DUNMANWAY |  | 51.6839 | -9.1082
MV/LV Substation BA***413 |  | 10 kV | _ | LV | 50 kVA :Pole Substation | 0.05 | --> | 0.05 | 0.042 | 3 |  | --> | 0.0475 | 0 | 0.008892 | 0.0512 | 0 |  | --> | C23 ex NENAGH | Nenagh [T41,T42] | NENAGH |  | 52.8128 | -8.2111
MV/LV Substation BA***413 |  | 10 kV | _ | LV | 50 kVA :Pole Substation | 0.05 | --> | 0.05 | 0 | 0 | Constrained,otherwise capacity available =41kVA. | --> | 0.0475 | 0 | 0 | 0.051348 | 0 |  | --> | C18 ex BALLYBAILIE | Ballybailie [T41,T42] | DUNDALK |  | 53.8813 | -6.5213
MV/LV Substation BA***413 |  | 10 kV | _ | LV | 50 kVA :Pole Substation | 0.05 | --> | 0.05 | 0 | 0 | Constrained,otherwise capacity available =43kVA. | --> | 0.0475 | 0 | 0 | 0.051052 | 0 |  | --> | C18 ex TRAMORE | Tramore [T41,T42] | BUTLERSTOWN |  | 52.194 | -7.1863
MV/LV Substation BA***4130 |  | 20 kV | _ | LV | 100 kVA :Pole Substation | 0.1 | --> | 0.1 | 0 | 0 | Constrained,otherwise capacity available =88kVA. | --> | 0.095 | 0 | 0.00741 | 0.10181 | 0 |  | --> | E18 ex GLASMORE | Glasmore [T421,T422] | GLASMORE |  | 53.5244 | -6.2681
MV/LV Substation BA***4131 |  | 20 kV | _ | LV | 50 kVA :Pole Substation | 0.05 | --> | 0.05 | 0 | 0 | Constrained,otherwise capacity available =50kVA. | --> | 0.0475 | 0 | 0 | 0.05 | 0 |  | --> | C17 ex KYLEERAGH | Kyleeragh [T41,T42] | NENAGH |  | 53.0243 | -8.221
MV/LV Substation BA***4132 |  | 10 kV | _ | LV | 50 kVA :Pole Substation | 0.05 | --> | 0.05 | 0 | 0 | Constrained,otherwise capacity available =50kVA. | --> | 0.0475 | 0 | 0 | 0 | 0 | Constrained,otherwise capacity available =50kW. | --> | C18 ex RATHDOWNEY | Rathdowney [T42] | IKERRIN |  | 52.9039 | -7.6537
MV/LV Substation BA***4133 |  | 20 kV | _ | LV | 50 kVA :Pole Substation | 0.05 | --> | 0.05 | 0.049 | 4.4 |  | --> | 0.0475 | 0 | 0 | 0.050152 | 0 |  | --> | E13 ex CRANE | Crane [T122] | CRANE |  | 52.4247 | -6.4086
MV/LV Substation BA***4133 |  | 20 kV | _ | LV | 50 kVA :Pole Substation | 0.05 | --> | 0.05 | 0.05 | 2.3 |  | --> | 0.0475 | 0 | 0 | 0.05 | 0 |  | --> | E13 ex AGHADA | Aghada [T721] | N/A |  | 51.8147 | -8.2381
MV/LV Substation BA***4134 |  | 10 kV | _ | LV | 100 kVA :Pole Substation | 0.1 | --> | 0.1 | 0.087 | 2 |  | --> | 0.095 | 0 | 0.022971 | 0.10195 | 0 |  | --> | C15 ex CAUSEWAY | Causeway [T41,T42] | TRALEE |  | 52.3763 | -9.7191
MV/LV Substation BA***4134 |  | 10 kV | _ | LV | 50 kVA :Pole Substation | 0.05 | --> | 0.05 | 0 | 0 | Constrained,otherwise capacity available =50kVA. | --> | 0.0475 | 0 | 0 | 0 | 0 | Constrained,otherwise capacity available =50kW. | --> | C19 ex LISMORE | Lismore [T41,T42] | DUNGARVAN |  | 52.1491 | -8.067
MV/LV Substation BA***4136 |  | 20 kV | _ | LV | 50 kVA :Pole Substation | 0.05 | --> | 0.05 | 0 | 0 | Constrained,otherwise capacity available =50kVA. | --> | 0.0475 | 0 | 0 | 0 | 0 | Constrained,otherwise capacity available =50kW. | --> | E13 ex FOXHOLE | Foxhole [T421,T422] | DUNGARVAN |  | 51.9961 | -7.7506
MV/LV Substation BA***4136 |  | 20 kV | _ | LV | 50 kVA :Pole Substation | 0.05 | --> | 0.05 | 0.05 | 1.1 |  | --> | 0.0475 | 0 | 0 | 0.05 | 0 |  | --> | E14 ex RANDALSTOWN | Randalstown [T422] | NAVAN |  | 53.7268 | -6.703
MV/LV Substation BA***4136 |  | 10 kV | _ | LV | 400 kVA :Kiosk Substation | 0.4 | --> | 0.4 | 0 | 0 | Constrained,otherwise capacity available =380kVA. | --> | 0.38 | 0 | 0 | 0.40302 | 0 |  | --> | C15 ex OLDBAWN | Oldbawn [T41,T42] | COOKSTOWN |  | 53.2897 | -6.3418
MV/LV Substation BA***4137 |  | 20 kV | _ | LV | 50 kVA :Pole Substation | 0.05 | --> | 0.05 | 0.026 | 1.8 |  | --> | 0.0475 | 0 | 0 | 0.053518 | 0 |  | --> | E17 ex BIRDHILL | Birdhill [T421,T422] | ARDNACRUSHA |  | 52.8685 | -8.379
MV/LV Substation BA***4137 |  | 20 kV | _ | LV | 50 kVA :Pole Substation | 0.05 | --> | 0.05 | 0 | 0 | Constrained,otherwise capacity available =41kVA. | --> | 0.0475 | 0 | 0 | 0.051348 | 0 |  | --> | E14 ex BALLINROBE | Ballinrobe [T421,T422] | DALTON |  | 53.7163 | -9.1944
MV/LV Substation BA***4140 |  | 20 kV | _ | LV | 50 kVA :Pole Substation | 0.05 | --> | 0.05 | 0.047 | 4.4 |  | --> | 0.0475 | 0 | 0 | 0 | 0 | Constrained,otherwise capacity available =50.5kW. | --> | E18 ex STRANORLAR | Stranorlar [T421,T422] | LETTERKENNY |  | 54.7806 | -7.7073
MV/LV Substation BA***4141 |  | 10 kV | _ | LV | 100 kVA :Pole Substation | 0.1 | --> | 0.1 | 0 | 0 | Constrained,otherwise capacity available =100kVA. | --> | 0.095 | 0 | 0 | 0.1 | 0 |  | --> | C23 ex CASTLEISLAND | Castleisland [T41,T42] | TRALEE |  | 52.2386 | -9.4553
MV/LV Substation BA***4143 |  | 10 kV | _ | LV | 50 kVA :Pole Substation | 0.05 | --> | 0.05 | 0 | 0 | Constrained,otherwise capacity available =50kVA. | --> | 0.0475 | 0 | 0 | 0.05 | 0 |  | --> | C21 ex MAYFIELD | Mayfield [T41,T42] | KILBARRY |  | 51.9265 | -8.4333
MV/LV Substation BA***4143 |  | 10 kV | _ | LV | 400 kVA :Kiosk Substation | 0.4 | --> | 0.4 | 0 | 0 | Constrained,otherwise capacity available =332kVA. | --> | 0.38 | 0 | 0.089661 | 0.4102 | 0 |  | --> | C22 ex MACETOWN | Macetown [T101,T102] | MACETOWN |  | 53.3913 | -6.4373
MV/LV Substation BA***4144 |  | 20 kV | _ | LV | 50 kVA :Pole Substation | 0.05 | --> | 0.05 | 0 | 0 | Constrained,otherwise capacity available =50kVA. | --> | 0.0475 | 0 | 0 | 0.05 | 0 |  | --> | C21 ex TRAMORE | Tramore [T41,T42] | BUTLERSTOWN |  | 52.1768 | -7.2959
MV/LV Substation BA***4144 |  | 20 kV | _ | LV | 200 kVA :Pole Substation | 0.2 | --> | 0.2 | 0 | 0 | Constrained,otherwise capacity available =200kVA. | --> | 0.19 | 0 | 0 | 0.2 | 0 |  | --> | C15 ex MOATE | Moate [T41,T42] | ATHLONE |  | 53.3949 | -7.7349
MV/LV Substation BA***4146 |  | 20 kV | _ | LV | 50 kVA :Pole Substation | 0.05 | --> | 0.05 | 0 | 0 | Constrained,otherwise capacity available =45kVA. | --> | 0.0475 | 0 | 0 | 0.050753 | 0 |  | --> | E17 ex DRUMLINE | Drumline [T421,T422] | DRUMLINE |  | 52.7689 | -8.7754
MV/LV Substation BA***4147 |  | 20 kV | _ | LV | 50 kVA :Pole Substation | 0.05 | --> | 0.05 | 0.05 | 7.5 |  | --> | 0.0475 | 0 | 0 | 0 | 0 | Constrained,otherwise capacity available =50kW. | --> | E12 ex CHURCHTOWN | Churchtown [T422] | RATHKEALE |  | 52.4127 | -9.1528
MV/LV Substation BA***4147 |  | 10 kV | _ | LV | 630 kVA :Kiosk Substation | 0.63 | --> | 0.63 | 0.38033 | 0.4 | Constrained,otherwise capacity available =500kVA. | --> | 0.5985 | 0 | 0 | 0.5 | 0 |  | --> | C17 ex CARRICKMINES | Carrickmines [T41,T42] | CARRICKMINES |  | 53.257 | -6.1859
MV/LV Substation BA***414X |  | 10 kV | _ | LV | 630 kVA :Building Structure | 0.63 | --> | 0.63 | 0.5 | 3 |  | --> | 0.5985 | 0 | 0 | 0 | 0 | Constrained,otherwise capacity available =500kW. | --> | C12 ex BALLYRAINE | Ballyraine [T41,T42] | LETTERKENNY |  | 54.957 | -7.7055
MV/LV Substation BA***414X |  | 20 kV | _ | LV | 50 kVA :Pole Substation | 0.05 | --> | 0.05 | 0 | 0 | Constrained,otherwise capacity available =31kVA. | --> | 0.0475 | 0 | 0 | 0.052806 | 0 |  | --> | C21 ex TRAMORE | Tramore [T41,T42] | BUTLERSTOWN |  | 52.1865 | -7.2935
MV/LV Substation BA***415 |  | 20 kV | _ | LV | 100 kVA :Pole Substation | 0.1 | --> | 0.1 | 0.044 | 2.8 |  | --> | 0.095 | 0 | 0 | 0.10816 | 0 |  | --> | E21 ex CLARA | Clara [T421,T422] | THORNSBERRY |  | 53.3262 | -7.6865
MV/LV Substation BA***415 |  | 10 kV | _ | LV | 50 kVA :Pole Substation | 0.05 | --> | 0.05 | 0 | 0 | Constrained,otherwise capacity available =35kVA. | --> | 0.0475 | 0 | 0.009633 | 0.052228 | 0 |  | --> | C13 ex COBH | Cobh [T41,T42] | COW CROSS |  | 51.8602 | -8.3254
MV/LV Substation BA***4150 |  | 10 kV | _ | LV | 1000 kVA :Building Structure | 1 | --> | 1 | 0.38033 | 0.4 | Constrained,otherwise capacity available =500kVA. | --> | 0.95 | 0 | 0 | 0.5 | 0 |  | --> | C14 ex CARRICKMINES | Carrickmines [T41,T42] | CARRICKMINES |  | 53.2544 | -6.1997
MV/LV Substation BA***4151 |  | 10 kV | _ | LV | 50 kVA :Pole Substation | 0.05 | --> | 0.05 | 0 | 0 | Constrained,otherwise capacity available =45kVA. | --> | 0.0475 | 0 | 0 | 0.050753 | 0 |  | --> | C16 ex CARRIGALINE | Carrigaline [T41,T42] | BARNAHELY |  | 51.8533 | -8.3778
MV/LV Substation BA***4151 |  | 20 kV | _ | LV | 50 kVA :Pole Substation | 0.05 | --> | 0.05 | 0 | 0 | Constrained,otherwise capacity available =50kVA. | --> | 0.0475 | 0 | 0 | 0 | 0 | Constrained,otherwise capacity available =50kW. | --> | E17 ex SPRINGS | Springs [T421,T422] | DUNGARVAN |  | 52.1185 | -7.506
MV/LV Substation BA***4152 |  | 20 kV | _ | LV | 50 kVA :Pole Substation | 0.05 | --> | 0.05 | 0.037 | 2.9 |  | --> | 0.0475 | 0 | 0.018525 | 0 | 0 | Constrained,otherwise capacity available =51.9kW. | --> | E13 ex TELAYDON | Telaydon [T42,T421] | LISDRUM |  | 54.3161 | -7.107
MV/LV Substation BA***4156 |  | 10 kV | _ | LV | 50 kVA :Pole Substation | 0.05 | --> | 0.05 | 0 | 0 | Constrained,otherwise capacity available =50kVA. | --> | 0.0475 | 0 | 0 | 0.05 | 0 |  | --> | E14 ex COLLOONEY | Collooney [T421,T422] | SLIGO |  | 54.0947 | -8.6689
MV/LV Substation BA***4156 |  | 20 kV | _ | LV | 50 kVA :Pole Substation | 0.05 | --> | 0.05 | 0 | 0 | Constrained,otherwise capacity available =50kVA. | --> | 0.0475 | 0 | 0 | 0.05 | 0 |  | --> | E18 ex WHITECHURCH | Whitechurch [T421,T422] | KILBARRY |  | 51.9813 | -8.5703
MV/LV Substation BA***4157 |  | 20 kV | _ | LV | 50 kVA :Pole Substation | 0.05 | --> | 0.05 | 0.05 | 2.8 |  | --> | 0.0475 | 0 | 0 | 0.05 | 0 |  | --> | E20 ex CLARA | Clara [T421,T422] | THORNSBERRY |  | 53.3252 | -7.5055
MV/LV Substation BA***4157 |  | 10 kV | _ | LV | 400 kVA :Building Structure | 0.4 | --> | 0.4 | 0 | 0 | Constrained,otherwise capacity available =399kVA. | --> | 0.38 | 0 | 0 | 0 | 0 | Constrained,otherwise capacity available =400.2kW. | --> | C14 ex KNOCKMULLEN | Knockmullen [T42,T421] | GREAT ISLAND |  | 52.4033 | -6.9377
MV/LV Substation BA***4157 |  | 10 kV | _ | LV | 400 kVA :Building Structure | 0.4 | --> | 0.4 | 0 | 0 | Constrained,otherwise capacity available =324kVA. | --> | 0.38 | 0 | 0 | 0.41138 | 0 |  | --> | C18 ex MAYFIELD | Mayfield [T41,T42] | KILBARRY |  | 51.9145 | -8.4482
MV/LV Substation BA***4159 |  | 10 kV | _ | LV | 50 kVA :Pole Substation | 0.05 | --> | 0.05 | 0.046 | 6.2 |  | --> | 0.0475 | 0 | 0 | 0.050604 | 0 |  | --> | C21 ex CAHIR | Cahir [T41,T42] | CAHIR |  | 52.3614 | -7.8917
MV/LV Substation BA***4159 |  | 10 kV | _ | LV | 100 kVA :Pole Substation | 0.1 | --> | 0.1 | 0.099 | 2 |  | --> | 0.095 | 0 | 0.008151 | 0.10015 | 0 |  | --> | C15 ex CAUSEWAY | Causeway [T41,T42] | TRALEE |  | 52.3594 | -9.8089
MV/LV Substation BA***415Y |  | 10 kV | _ | LV | 50 kVA :Pole Substation | 0.05 | --> | 0.05 | 0 | 0 | Constrained,otherwise capacity available =33kVA. | --> | 0.0475 | 0 | 0.003705 | 0.052518 | 0 |  | --> | C15 ex MONEYCOOLEY | Moneycooley [T41,T42,T44] | GRIFFINRATH |  | 53.335 | -6.5648
MV/LV Substation BA***415Z |  | 10 kV | _ | LV | 50 kVA :Pole Substation | 0.05 | --> | 0.05 | 0 | 0 | Constrained,otherwise capacity available =50kVA. | --> | 0.0475 | 0 | 0 | 0 | 0 | Constrained,otherwise capacity available =50kW. | --> | C15 ex KILCLOHER | Kilcloher [T41,T42] | DUNGARVAN |  | 52.1022 | -7.7779
MV/LV Substation BA***416 |  | 20 kV | _ | LV | 50 kVA :Pole Substation | 0.05 | --> | 0.05 | 0 | 0 | Constrained,otherwise capacity available =27kVA. | --> | 0.0475 | 0 | 0 | 0 | 0 | Constrained,otherwise capacity available =53.4kW. | --> | C25 ex KILCLOHER | Kilcloher [T41,T42] | DUNGARVAN |  | 52.129 | -7.7609
MV/LV Substation BA***4160 |  | 20 kV | _ | LV | 50 kVA :Pole Substation | 0.05 | --> | 0.05 | 0 | 0 | Constrained,otherwise capacity available =46kVA. | --> | 0.0475 | 0 | 0 | 0 | 0 | Constrained,otherwise capacity available =50.6kW. | --> | C18 ex COOLCARRON | Coolcarron [T41,T42] | BARRYMORE |  | 52.1345 | -8.2199
MV/LV Substation BA***4161 |  | 20 kV | _ | LV | 50 kVA :Pole Substation | 0.05 | --> | 0.05 | 0 | 0 | Constrained,otherwise capacity available =49kVA. | --> | 0.0475 | 0 | 0 | 0.050152 | 0 |  | --> | C18 ex RIVERSTOWN | Riverstown [T41,T42] | KILBARRY |  | 51.9791 | -8.3769
MV/LV Substation BA***4161 |  | 10 kV | _ | LV | 50 kVA :Pole Substation | 0.05 | --> | 0.05 | 0 | 0 | Constrained,otherwise capacity available =27kVA. | --> | 0.0475 | 0 | 0.022971 | 0 | 0 | Constrained,otherwise capacity available =53.4kW. | --> | C17 ex COLLIGAN | Colligan [T41,T42] | DUNGARVAN |  | 52.1007 | -7.6772
MV/LV Substation BA***4161 |  | 20 kV | _ | LV | 50 kVA :Pole Substation | 0.05 | --> | 0.05 | 0 | 0 | Constrained,otherwise capacity available =41kVA. | --> | 0.0475 | 0 | 0 | 0.051348 | 0 |  | --> | E11 ex CAVAN | Cavan [T42,T421] | SHANKILL |  | 54.0671 | -7.2088
MV/LV Substation BA***4163 |  | 10 kV | _ | LV | 400 kVA :Kiosk Substation | 0.4 | --> | 0.4 | 0 | 0 | Constrained,otherwise capacity available =347kVA. | --> | 0.38 | 0 | 0.02223 | 0.40797 | 0 |  | --> | C22 ex GRANGE (DR) | Grange (dr) [T41,T42] | GRANGE (DR) |  | 53.4021 | -6.1704
MV/LV Substation BA***4165 |  | 20 kV | _ | LV | 50 kVA :Pole Substation | 0.05 | --> | 0.05 | 0.05 | 17.8 |  | --> | 0.0475 | 0 | 0 | 0.05 | 0 |  | --> | E21 ex BANOGE | Banoge [T121,T122] | BANOGE |  | 52.6827 | -6.3835
MV/LV Substation BA***4165 |  | 10 kV | _ | LV | 50 kVA :Pole Substation | 0.05 | --> | 0.05 | 0 | 0 | Constrained,otherwise capacity available =40kVA. | --> | 0.0475 | 0 | 0 | 0.051496 | 0 |  | --> | C23 ex CREGG ROAD | Cregg Road [T41,T42] | BALLYDINE |  | 52.3715 | -7.3512
MV/LV Substation BA***4165 |  | 10 kV | _ | LV | 630 kVA :Kiosk Substation | 0.63 | --> | 0.63 | 0 | 0 | Constrained,otherwise capacity available =500kVA. | --> | 0.5985 | 0 | 0.090402 | 0.5 | 0 |  | --> | C39 ex COLLEGE PARK | College Park [T101,T102,T103] | COLLEGE PARK |  | 53.4223 | -6.3726
MV/LV Substation BA***4166 |  | 10 kV | _ | LV | 100 kVA :Pole Substation | 0.1 | --> | 0.1 | 0.096 | 0.7 |  | --> | 0.095 | 0 | 0 | 0.10061 | 0 |  | --> | C24 ex MULLAGH | Mullagh [T44] | MEATH HILL |  | 53.7574 | -6.8864
MV/LV Substation BA***4166 |  | 10 kV | _ | LV | 630 kVA :Kiosk Substation | 0.63 | --> | 0.63 | 0 | 0 | Constrained,otherwise capacity available =500kVA. | --> | 0.5985 | 0 | 0.11782 | 0.5 | 0 |  | --> | C39 ex COLLEGE PARK | College Park [T101,T102,T103] | COLLEGE PARK |  | 53.4227 | -6.3686
MV/LV Substation BA***4166 |  | 20 kV | _ | LV | 50 kVA :Pole Substation | 0.05 | --> | 0.05 | 0.03 | 16.1 |  | --> | 0.0475 | 0 | 0.008151 | 0.052949 | 0 |  | --> | E17 ex WEXFORD | Wexford [T121,T122] | WEXFORD |  | 52.3437 | -6.5919
MV/LV Substation BA***4167 |  | 10 kV | _ | LV | 100 kVA :Pole Substation | 0.1 | --> | 0.1 | 0.098 | 2 |  | --> | 0.095 | 0 | 0 | 0.1003 | 0 |  | --> | C19 ex CAUSEWAY | Causeway [T41,T42] | TRALEE |  | 52.3924 | -9.8257
MV/LV Substation BA***4167 |  | 10 kV | _ | LV | 50 kVA :Pole Substation | 0.05 | --> | 0.05 | 0.05 | 5.3 |  | --> | 0.0475 | 0 | 0 | 0.05 | 0 |  | --> | C17 ex BALLYTIVNAN | Ballytivnan [T41,T42] | SLIGO |  | 54.3062 | -8.5322
MV/LV Substation BA***4167 |  | 20 kV | _ | LV | 400 kVA :Kiosk Substation | 0.4 | --> | 0.4 | 0 | 0 | Constrained,otherwise capacity available =371kVA. | --> | 0.38 | 0 | 0.055575 | 0.40438 | 0 |  | --> | E30 ex LOUGHREA | Loughrea [T41,T42] | SOMERSET |  | 53.2325 | -8.7284
MV/LV Substation BA***416X |  | 20 kV | _ | LV | 400 kVA :Kiosk Substation | 0.4 | --> | 0.4 | 0 | 0 | Constrained,otherwise capacity available =308kVA. | --> | 0.38 | 0 | 0 | 0.41373 | 0 |  | --> | E19 ex GARRANACANTY | Garranacanty [T421,T422] | TIPPERARY |  | 52.4498 | -8.0666
MV/LV Substation BA***416Y |  | 10 kV | _ | LV | 50 kVA :Pole Substation | 0.05 | --> | 0.05 | 0.048 | 18.7 |  | --> | 0.0475 | 0 | 0 | 0.050303 | 0 |  | --> | C18 ex ARKLOW | Arklow [T101,T102] | ARKLOW |  | 52.8357 | -6.1541
MV/LV Substation BA***417 |  | 10 kV | _ | LV | 100 kVA :Pole Substation | 0.1 | --> | 0.1 | 0.077 | 13.5 |  | --> | 0.095 | 0 | 0.004446 | 0.10343 | 0 |  | --> | C21 ex ENNIS | Ennis [T101,T102] | ENNIS |  | 52.8899 | -8.9433
MV/LV Substation BA***4172 |  | 10 kV | _ | LV | 100 kVA :Pole Substation | 0.1 | --> | 0.1 | 0.093 | 6.2 |  | --> | 0.095 | 0 | 0 | 0.10106 | 0 |  | --> | C24 ex CAHIR | Cahir [T41,T42] | CAHIR |  | 52.4528 | -7.838
MV/LV Substation BA***4172 |  | 20 kV | _ | LV | 50 kVA :Pole Substation | 0.05 | --> | 0.05 | 0.046 | 1.2 |  | --> | 0.0475 | 0 | 0 | 0.050604 | 0 |  | --> | E21 ex CRATLOE | Cratloe [T421,T422] | ARDNACRUSHA |  | 52.7387 | -8.7647
MV/LV Substation BA***4172 |  | 10 kV | _ | LV | 50 kVA :Pole Substation | 0.05 | --> | 0.05 | 0 | 0 | Constrained,otherwise capacity available =49kVA. | --> | 0.0475 | 0 | 0 | 0.050152 | 0 |  | --> | C18 ex TRAMORE | Tramore [T41,T42] | BUTLERSTOWN |  | 52.2347 | -7.2083
MV/LV Substation BA***4173 |  | 10 kV | _ | LV | 100 kVA :Pole Substation | 0.1 | --> | 0.1 | 0.093 | 2 |  | --> | 0.095 | 0 | 0 | 0.10106 | 0 |  | --> | C15 ex CAUSEWAY | Causeway [T41,T42] | TRALEE |  | 52.3952 | -9.7399
MV/LV Substation BA***4173 |  | 10 kV | _ | LV | 50 kVA :Pole Substation | 0.05 | --> | 0.05 | 0 | 0 | Constrained,otherwise capacity available =50kVA. | --> | 0.0475 | 0 | 0 | 0.05 | 0 |  | --> | C15 ex LOUGHSHINNY | Loughshinny [T41,T42] | GLASMORE |  | 53.5459 | -6.0892
MV/LV Substation BA***4174 |  | 10 kV | _ | LV | 50 kVA :Pole Substation | 0.05 | --> | 0.05 | 0.05 | 3.7 |  | --> | 0.0475 | 0 | 0 | 0.05 | 0 |  | --> | C11 ex KILFLYNN | Kilflynn [T41,T42] | TRALEE |  | 52.3377 | -9.7308
MV/LV Substation BA***4179 |  | 10 kV | _ | LV | 1000 kVA :Building Structure | 1 | --> | 1 | 0 | 0 | Constrained,otherwise capacity available =500kVA. | --> | 0.95 | 0 | 0 | 0.5 | 0 |  | --> | C20 ex FORTUNESTOWN | Fortunestown [T101,T102] | INCHICORE 220KV |  | 53.2797 | -6.4199
MV/LV Substation BA***417X |  | 10 kV | _ | LV | 50 kVA :Pole Substation | 0.05 | --> | 0.05 | 0.048 | 6.2 |  | --> | 0.0475 | 0 | 0 | 0.050303 | 0 |  | --> | C20 ex CAHIR | Cahir [T41,T42] | CAHIR |  | 52.3628 | -7.9694
MV/LV Substation BA***417Y |  | 20 kV | _ | LV | 50 kVA :Pole Substation | 0.05 | --> | 0.05 | 0.05 | 0.2 |  | --> | 0.0475 | 0 | 0 | 0 | 0 | Constrained,otherwise capacity available =50kW. | --> | E15 ex BEALISTOWN | Bealistown [T421,T422] | GREAT ISLAND |  | 52.282 | -6.8419
MV/LV Substation BA***417Y |  | 20 kV | _ | LV | 100 kVA :Pole Substation | 0.1 | --> | 0.1 | 0.066 | 1 |  | --> | 0.095 | 0 | 0.002223 | 0.10504 | 0 |  | --> | E17 ex LONGFORD | Longford [T421,T422] | RICHMOND |  | 53.7745 | -7.6551
MV/LV Substation BA***418 |  | 10 kV | _ | LV | 50 kVA :Pole Substation | 0.05 | --> | 0.05 | 0 | 0 | Constrained,otherwise capacity available =34kVA. | --> | 0.0475 | 0 | 0.003705 | 0.052373 | 0 |  | --> | C18 ex MIDLETON | Midleton [T101,T102] | MIDLETON |  | 51.9843 | -8.1024
MV/LV Substation BA***4181 |  | 20 kV | _ | LV | 100 kVA :Pole Substation | 0.1 | --> | 0.1 | 0 | 0 | Constrained,otherwise capacity available =81kVA. | --> | 0.095 | 0 | 0 | 0 | 0 | Constrained,otherwise capacity available =102.8kW. | --> | E17 ex SPRINGS | Springs [T421,T422] | DUNGARVAN |  | 52.1046 | -7.5693
MV/LV Substation BA***4182 |  | 10 kV | _ | LV | 200 kVA :Pole Substation | 0.2 | --> | 0.2 | 0 | 0 | Constrained,otherwise capacity available =200kVA. | --> | 0.19 | 0 | 0 | 0.2 | 0 |  | --> | C15 ex STICKILLEN | Stickillen [T41,T42] | DRYBRIDGE |  | 53.8219 | -6.5559
MV/LV Substation BA***4182 |  | 10 kV | _ | LV | 200 kVA :Pole Substation | 0.2 | --> | 0.2 | 0.2 | 0.5 |  | --> | 0.19 | 0 | 0 | 0 | 0 | Constrained,otherwise capacity available =200kW. | --> | C15 ex KILMARTIN | Kilmartin [T41] | ARKLOW |  | 53.0482 | -6.1933
MV/LV Substation BA***4183 |  | 10 kV | _ | LV | 630 kVA :Building Structure | 0.63 | --> | 0.63 | 0 | 0 | Constrained,otherwise capacity available =500kVA. | --> | 0.5985 | 0 | 0.000741 | 0.5 | 0 |  | --> | C20 ex HOWTH JUNCTION | Howth Junction [T41,T42] | GRANGE (DR) |  | 53.3883 | -6.1405
MV/LV Substation BA***4183 |  | 20 kV | _ | LV | 50 kVA :Pole Substation | 0.05 | --> | 0.05 | 0.05 | 0.5 |  | --> | 0.0475 | 0 | 0 | 0.05 | 0 |  | --> | E11 ex ARDFINNAN | Ardfinnan [T421] | CAHIR |  | 52.309 | -7.9754
MV/LV Substation BA***4184 |  | 10 kV | _ | LV | 50 kVA :Pole Substation | 0.05 | --> | 0.05 | 0.05 | 4.1 |  | --> | 0.0475 | 0 | 0 | 0.05 | 0 |  | --> | C18 ex AGHAGAD | Aghagad [T41,T42] | SLIGO |  | 54.3564 | -8.6093
MV/LV Substation BA***4185 |  | 20 kV | _ | LV | 630 kVA :Kiosk Substation | 0.63 | --> | 0.63 | 0.5 | 11.9 |  | --> | 0.5985 | 0 | 0 | 0.5 | 0 |  | --> | C27 ex SALTHILL | Salthill [T101,T102] | SALTHILL |  | 53.3368 | -9.1783
MV/LV Substation BA***4188 |  | 20 kV | _ | LV | 50 kVA :Pole Substation | 0.05 | --> | 0.05 | 0.05 | 0.2 |  | --> | 0.0475 | 0 | 0 | 0.05 | 0 |  | --> | C16 ex KILSHANNY | Kilshanny [T41,T42] | CAHIR |  | 52.2086 | -8.0892
MV/LV Substation BA***418X |  | 20 kV | _ | LV | 50 kVA :Pole Substation | 0.05 | --> | 0.05 | 0 | 0 | Constrained,otherwise capacity available =45kVA. | --> | 0.0475 | 0 | 0.004446 | 0.050753 | 0 |  | --> | E18 ex CLONROCHE | Clonroche [T421,T422] | WEXFORD |  | 52.4548 | -6.6425
MV/LV Substation BA***418Y |  | 10 kV | _ | LV | 50 kVA :Pole Substation | 0.05 | --> | 0.05 | 0 | 0 | Constrained,otherwise capacity available =50kVA. | --> | 0.0475 | 0 | 0 | 0.05 | 0 |  | --> | C11 ex LOUGHTAGALLA | Loughtagalla [T41,T42] | THURLES |  | 52.6286 | -7.7491
MV/LV Substation BA***4193 |  | 10 kV | _ | LV | 50 kVA :Pole Substation | 0.05 | --> | 0.05 | 0 | 0 | Constrained,otherwise capacity available =50kVA. | --> | 0.0475 | 0 | 0 | 0 | 0 | Constrained,otherwise capacity available =50kW. | --> | C16 ex KILCLOHER | Kilcloher [T41,T42] | DUNGARVAN |  | 52.1299 | -7.7984
MV/LV Substation BA***4193 |  | 20 kV | _ | LV | 50 kVA :Pole Substation | 0.05 | --> | 0.05 | 0 | 0 | Constrained,otherwise capacity available =50kVA. | --> | 0.0475 | 0 | 0 | 0.05 | 0 |  | --> | E11 ex WHITECHURCH | Whitechurch [T421,T422] | KILBARRY |  | 52.0549 | -8.6188
MV/LV Substation BA***4193 |  | 10 kV | _ | LV | 400 kVA :Building Structure | 0.4 | --> | 0.4 | 0 | 0 | Constrained,otherwise capacity available =359kVA. | --> | 0.38 | 0 | 0 | 0.4 | 0 |  | --> | C17 ex ROSCOMMON | Roscommon [T41,T42] | LANESBORO |  | 53.609 | -8.1903
MV/LV Substation BA***4195 |  | 20 kV | _ | LV | 50 kVA :Pole Substation | 0.05 | --> | 0.05 | 0.03 | 3 |  | --> | 0.0475 | 0 | 0 | 0 | 0 | Constrained,otherwise capacity available =52.9kW. | --> | E11 ex CHARLEVILLE | Charleville [T421,T422] | CHARLEVILLE |  | 52.4135 | -8.6417
MV/LV Substation BA***4196 |  | 20 kV | _ | LV | 50 kVA :Pole Substation | 0.05 | --> | 0.05 | 0 | 0 | Constrained,otherwise capacity available =37kVA. | --> | 0.0475 | 0 | 0.020007 | 0.051937 | 0 |  | --> | E18 ex GARRANACANTY | Garranacanty [T421,T422] | TIPPERARY |  | 52.5165 | -8.2439
MV/LV Substation BA***4197 |  | 20 kV | _ | LV | 50 kVA :Pole Substation | 0.05 | --> | 0.05 | 0 | 0 | Constrained,otherwise capacity available =48kVA. | --> | 0.0475 | 0 | 0.005928 | 0.050303 | 0 |  | --> | E12 ex BALTINGLASS | Baltinglass [T421,T422] | STRATFORD |  | 52.9857 | -6.6304
MV/LV Substation BA***4198 |  | 10 kV | _ | LV | 400 kVA :Kiosk Substation | 0.4 | --> | 0.4 | 0 | 0 | Constrained,otherwise capacity available =314kVA. | --> | 0.38 | 0 | 0.017043 | 0.41285 | 0 |  | --> | C17 ex LEIXLIP | Leixlip [T41,T42] | GRIFFINRATH |  | 53.3596 | -6.5049
MV/LV Substation BA***420 |  | 20 kV | _ | LV | 200 kVA :Pole Substation | 0.2 | --> | 0.2 | 0 | 0 | Constrained,otherwise capacity available =179kVA. | --> | 0.19 | 0 | 0 | 0.20316 | 0 |  | --> | E12 ex DINGLE | Dingle [T421,T422] | OUGHTRAGH |  | 52.1554 | -10.2931
MV/LV Substation BA***420 |  | 10 kV | _ | LV | 50 kVA :Pole Substation | 0.05 | --> | 0.05 | 0 | 0 |  | --> | 0.0475 | 0 | 0.010374 | 0.057435 | 0 |  | --> | C18 ex SCARTEEN | Scarteen [T41,T42] | MALLOW |  | 52.1675 | -8.7386
MV/LV Substation BA***4200 |  | 10 kV | _ | LV | 50 kVA :Pole Substation | 0.05 | --> | 0.05 | 0 | 0 | Constrained,otherwise capacity available =50kVA. | --> | 0.0475 | 0 | 0 | 0.05 | 0 |  | --> | C12 ex KILMEADEN | Kilmeaden [T42] | BUTLERSTOWN |  | 52.2395 | -7.2544
MV/LV Substation BA***4200 |  | 20 kV | _ | LV | 50 kVA :Pole Substation | 0.05 | --> | 0.05 | 0 | 0 | Constrained,otherwise capacity available =50kVA. | --> | 0.0475 | 0 | 0 | 0.05 | 0 |  | --> | E18 ex CLONROCHE | Clonroche [T421,T422] | WEXFORD |  | 52.4435 | -6.6653
MV/LV Substation BA***4200 |  | 20 kV | _ | LV | 50 kVA :Pole Substation | 0.05 | --> | 0.05 | 0.05 | 1.8 |  | --> | 0.0475 | 0 | 0 | 0.05 | 0 |  | --> | E13 ex BIRDHILL | Birdhill [T421,T422] | ARDNACRUSHA |  | 52.7857 | -8.5614
MV/LV Substation BA***4201 |  | 10 kV | _ | LV | 50 kVA :Pole Substation | 0.05 | --> | 0.05 | 0 | 0 | Constrained,otherwise capacity available =40kVA. | --> | 0.0475 | 0 | 0 | 0.051496 | 0 |  | --> | C21 ex TALBOTS INCH | Talbots Inch [T41,T42] | KILKENNY |  | 52.679 | -7.2519
MV/LV Substation BA***4201 |  | 10 kV | _ | LV | 400 kVA :Kiosk Substation | 0.4 | --> | 0.4 | 0 | 0 | Constrained,otherwise capacity available =252kVA. | --> | 0.38 | 0 | 0.021489 | 0.42187 | 0 |  | --> | C17 ex LEIXLIP | Leixlip [T41,T42] | GRIFFINRATH |  | 53.3623 | -6.5115
MV/LV Substation BA***4201 |  | 20 kV | _ | LV | 50 kVA :Pole Substation | 0.05 | --> | 0.05 | 0.05 | 6.2 |  | --> | 0.0475 | 0 | 0 | 0 | 0 | Constrained,otherwise capacity available =50kW. | --> | E28 ex MILFORD (MWR) | Milford (mwr) [T422] | CHARLEVILLE |  | 52.3604 | -8.883
MV/LV Substation BA***4202 |  | 10 kV | _ | LV | 50 kVA :Pole Substation | 0.05 | --> | 0.05 | 0 | 0 | Constrained,otherwise capacity available =50kVA. | --> | 0.0475 | 0 | 0 | 0.05 | 0 |  | --> | C15 ex SKIBBEREEN | Skibbereen [T41,T42] | DUNMANWAY |  | 51.4849 | -9.357
MV/LV Substation BA***4202 |  | 10 kV | _ | LV | 400 kVA :Kiosk Substation | 0.4 | --> | 0.4 | 0 | 0 | Constrained,otherwise capacity available =388kVA. | --> | 0.38 | 0 | 0.008151 | 0.40182 | 0 |  | --> | C17 ex LEIXLIP | Leixlip [T41,T42] | GRIFFINRATH |  | 53.3617 | -6.5084
MV/LV Substation BA***4203 |  | 10 kV | _ | LV | 50 kVA :Pole Substation | 0.05 | --> | 0.05 | 0 | 0 | Constrained,otherwise capacity available =49kVA. | --> | 0.0475 | 0 | 0 | 0.050152 | 0 |  | --> | C11 ex CASTLECOMER | Castlecomer [T41,T42] | BALLYRAGGET |  | 52.79 | -7.2119
MV/LV Substation BA***4203 |  | 20 kV | _ | LV | 50 kVA :Pole Substation | 0.05 | --> | 0.05 | 0.047 | 17.8 |  | --> | 0.0475 | 0 | 0 | 0.050453 | 0 |  | --> | E13 ex BANOGE | Banoge [T121,T122] | BANOGE |  | 52.6498 | -6.2727
MV/LV Substation BA***4205 |  | 20 kV | _ | LV | 50 kVA :Pole Substation | 0.05 | --> | 0.05 | 0 | 0 | Constrained,otherwise capacity available =50kVA. | --> | 0.0475 | 0 | 0 | 0.05 | 0 |  | --> | C19 ex ENNISTYMON | Ennistymon [T41,T42] | ENNIS |  | 53.0509 | -9.2278
MV/LV Substation BA***4205 |  | 20 kV | _ | LV | 100 kVA :Pole Substation | 0.1 | --> | 0.1 | 0 | 0 | Constrained,otherwise capacity available =100kVA. | --> | 0.095 | 0 | 0 | 0.1 | 0 |  | --> | E21 ex MILLTOWN (SR) | Milltown (sr) [T421,T422] | OUGHTRAGH |  | 52.1001 | -9.6836
MV/LV Substation BA***4207 |  | 20 kV | _ | LV | 33 kVA :Pole Substation | 0.033 | --> | 0.033 | 0.031 | 1.3 |  | --> | 0.03135 | 0 | 0 | 0.033302 | 0 |  | --> | E15 ex BALLYCROSSAUN | Ballycrossaun [T421,T422] | SOMERSET |  | 53.0672 | -8.1288
MV/LV Substation BA***4208 |  | 20 kV | _ | LV | 630 kVA :Kiosk Substation | 0.63 | --> | 0.63 | 0 | 0 | Constrained,otherwise capacity available =500kVA. | --> | 0.5985 | 0 | 0 | 0.5 | 0 |  | --> | E11 ex MILLTOWN (SR) | Milltown (sr) [T421,T422] | OUGHTRAGH |  | 52.1403 | -9.712
MV/LV Substation BA***4209 |  | 20 kV | _ | LV | 50 kVA :Pole Substation | 0.05 | --> | 0.05 | 0 | 0 | Constrained,otherwise capacity available =50kVA. | --> | 0.0475 | 0 | 0 | 0.05 | 0 |  | --> | E20 ex GARRANACANTY | Garranacanty [T421,T422] | TIPPERARY |  | 52.4829 | -8.1088
MV/LV Substation BA***420X |  | 20 kV | _ | LV | 50 kVA :Pole Substation | 0.05 | --> | 0.05 | 0 | 0 | Constrained,otherwise capacity available =43kVA. | --> | 0.0475 | 0 | 0 | 0.051052 | 0 |  | --> | E15 ex BATTER LANE TEMPORARY | Batter Lane Temporary 38kv [T421] | GLASMORE |  | 53.5045 | -6.1856
MV/LV Substation BA***4211 |  | 20 kV | _ | LV | 50 kVA :Pole Substation | 0.05 | --> | 0.05 | 0 | 0 | Constrained,otherwise capacity available =40kVA. | --> | 0.0475 | 0 | 0.004446 | 0 | 0 | Constrained,otherwise capacity available =51.5kW. | --> | E17 ex KILMACTHOMAS | Kilmacthomas [T421,T422] | DUNGARVAN |  | 52.2533 | -7.4113
MV/LV Substation BA***4216 |  | 10 kV | _ | LV | 50 kVA :Pole Substation | 0.05 | --> | 0.05 | 0.048 | 0.2 |  | --> | 0.0475 | 0 | 0.003705 | 0.050303 | 0 |  | --> | C11 ex KILSHANNY | Kilshanny [T41,T42] | CAHIR |  | 52.2674 | -8.2497
MV/LV Substation BA***4216 |  | 10 kV | _ | LV | 630 kVA :Building Structure | 0.63 | --> | 0.63 | 0 | 0 | Constrained,otherwise capacity available =500kVA. | --> | 0.5985 | 0 | 0.1482 | 0.5 | 0 |  | --> | C39 ex COLLEGE PARK | College Park [T101,T102,T103] | COLLEGE PARK |  | 53.4261 | -6.3548
MV/LV Substation BA***4217 |  | 20 kV | _ | LV | 50 kVA :Pole Substation | 0.05 | --> | 0.05 | 0.05 | 2.9 |  | --> | 0.0475 | 0 | 0 | 0 | 0 | Constrained,otherwise capacity available =50kW. | --> | E13 ex TELAYDON | Telaydon [T42,T421] | LISDRUM |  | 54.3206 | -7.1157
MV/LV Substation BA***4218 |  | 10 kV | _ | LV | 630 kVA :Kiosk Substation | 0.63 | --> | 0.63 | 0 | 0 | Constrained,otherwise capacity available =500kVA. | --> | 0.5985 | 0 | 0.13338 | 0.5 | 0 |  | --> | C22 ex MACETOWN | Macetown [T101,T102] | MACETOWN |  | 53.3889 | -6.443
MV/LV Substation BA***4219 |  | 20 kV | _ | LV | 400 kVA :Kiosk Substation | 0.4 | --> | 0.4 | 0 | 0 | Constrained,otherwise capacity available =400kVA. | --> | 0.38 | 0 | 0 | 0.4 | 0 |  | --> | E21 ex CURRALEIGH | Curraleigh [T421,T422] | KILBARRY |  | 51.9295 | -8.5958
MV/LV Substation BA***422 |  | 20 kV | _ | LV | 50 kVA :Pole Substation | 0.05 | --> | 0.05 | 0 | 0 | Constrained,otherwise capacity available =45kVA. | --> | 0.0475 | 0 | 0 | 0 | 0 | Constrained,otherwise capacity available =50.8kW. | --> | E17 ex WINDSOR | Windsor [T421,T422] | CASTLEBAR |  | 53.8088 | -9.1256
MV/LV Substation BA***4220 |  | 20 kV | _ | LV | 50 kVA :Pole Substation | 0.05 | --> | 0.05 | 0.05 | 0.6 |  | --> | 0.0475 | 0 | 0 | 0 | 0 | Constrained,otherwise capacity available =50kW. | --> | E19 ex LAWLESSTOWN | Lawlesstown [T42,T421] | DOON |  | 52.4226 | -7.7287
MV/LV Substation BA***4224 |  | 10 kV | _ | LV | 400 kVA :Kiosk Substation | 0.4 | --> | 0.4 | 0.316 | 3.9 |  | --> | 0.38 | 0 | 0 | 0.41256 | 0 |  | --> | C22 ex GALWAY 110KV | Galway 110kv [T102,T103] | GALWAY 110KV |  | 53.2888 | -8.9941
MV/LV Substation BA***4225 |  | 10 kV | _ | LV | 50 kVA :Pole Substation | 0.05 | --> | 0.05 | 0 | 0 | Constrained,otherwise capacity available =50kVA. | --> | 0.0475 | 0 | 0 | 0 | 0 | Constrained,otherwise capacity available =50kW. | --> | C20 ex TEMPLEMORE | Templemore [T41,T42] | IKERRIN |  | 52.8281 | -7.8235
MV/LV Substation BA***4226 |  | 10 kV | _ | LV | 100 kVA :Pole Substation | 0.1 | --> | 0.1 | 0 | 0 | Constrained,otherwise capacity available =100kVA. | --> | 0.095 | 0 | 0 | 0.1 | 0 |  | --> | C20 ex CAHIRCALLA | Cahircalla [T41,T42] | ENNIS |  | 52.8157 | -8.9746
MV/LV Substation BA***4228 |  | 10 kV | _ | LV | 400 kVA :Kiosk Substation | 0.4 | --> | 0.4 | 0 | 0 | Constrained,otherwise capacity available =329kVA. | --> | 0.38 | 0 | 0.002223 | 0.41064 | 0 |  | --> | C25 ex STEPHENSTOWN | Stephenstown [T101,T102] | FINGLAS |  | 53.585 | -6.1366
MV/LV Substation BA***422X |  | 20 kV | _ | LV | 25 kVA :Pole Substation | 0.025 | --> | 0.025 | 0.019 | 0.4 |  | --> | 0.02375 | 0 | 0 | 0.025895 | 0 |  | --> | E17 ex BALLYCONNELL | Ballyconnell [T421,T422] | GORTAWEE |  | 54.117 | -7.6714
MV/LV Substation BA***422Y |  | 10 kV | _ | LV | 400 kVA :Kiosk Substation | 0.4 | --> | 0.4 | 0 | 0 | Constrained,otherwise capacity available =345kVA. | --> | 0.38 | 0 | 0 | 0 | 0 | Constrained,otherwise capacity available =408.3kW. | --> | C13 ex FERMOY NORTH | Fermoy North [T41,T42] | BARRYMORE |  | 52.1481 | -8.2758
MV/LV Substation BA***423 |  | 10 kV | _ | LV | 100 kVA :Pole Substation | 0.1 | --> | 0.1 | 0.093 | 12.2 |  | --> | 0.095 | 0 | 0 | 0.10106 | 0 |  | --> | C17 ex BALLYBEG | Ballybeg [T101,T102] | CARRICKMINES |  | 52.9097 | -6.0436
MV/LV Substation BA***4230 |  | 10 kV | _ | LV | 100 kVA :Pole Substation | 0.1 | --> | 0.1 | 0.036794 | 0 | Constrained,otherwise capacity available =87kVA. | --> | 0.095 | 0 | 0 | 0.10195 | 0 |  | --> | C11 ex CALLAN | Callan [T41,T42] | KILKENNY |  | 52.6012 | -7.3762
MV/LV Substation BA***4230 |  | 10 kV | _ | LV | 50 kVA :Pole Substation | 0.05 | --> | 0.05 | 0 | 0 | Constrained,otherwise capacity available =50kVA. | --> | 0.0475 | 0 | 0 | 0.05 | 0 |  | --> | C25 ex STEPHENSTOWN | Stephenstown [T101,T102] | FINGLAS |  | 53.5833 | -6.1515
MV/LV Substation BA***4232 |  | 10 kV | _ | LV | 630 kVA :Kiosk Substation | 0.63 | --> | 0.63 | 0.5 | 1.2 |  | --> | 0.5985 | 0 | 0 | 0.5 | 0 |  | --> | C23 ex SALLYNOGGIN ROAD | Sallynoggin Road [T41,T42] | CHERRYWOOD |  | 53.2769 | -6.1136
MV/LV Substation BA***4237 |  | 10 kV | _ | LV | 50 kVA :Pole Substation | 0.05 | --> | 0.05 | 0 | 0 | Constrained,otherwise capacity available =50kVA. | --> | 0.0475 | 0 | 0 | 0.05 | 0 |  | --> | C11 ex LOUGHTAGALLA | Loughtagalla [T41,T42] | THURLES |  | 52.6395 | -7.7212
MV/LV Substation BA***4237 |  | 10 kV | _ | LV | 50 kVA :Pole Substation | 0.05 | --> | 0.05 | 0 | 0 | Constrained,otherwise capacity available =30kVA. | --> | 0.0475 | 0 | 0 | 0.052949 | 0 |  | --> | C18 ex MIDLETON | Midleton [T101,T102] | MIDLETON |  | 51.998 | -8.0879
MV/LV Substation BA***4238 |  | 20 kV | _ | LV | 100 kVA :Pole Substation | 0.1 | --> | 0.1 | 0 | 0 | Constrained,otherwise capacity available =100kVA. | --> | 0.095 | 0 | 0 | 0.1 | 0 |  | --> | E15 ex BATTER LANE TEMPORARY | Batter Lane Temporary 38kv [T421] | GLASMORE |  | 53.5105 | -6.1475
MV/LV Substation BA***4239 |  | 10 kV | _ | LV | 50 kVA :Pole Substation | 0.05 | --> | 0.05 | 0.038 | 4.6 |  | --> | 0.0475 | 0 | 0 | 0.05179 | 0 |  | --> | C16 ex CASTLEVIEW | Castleview [T101,T102] | CASTLEVIEW |  | 51.9124 | -8.36
MV/LV Substation BA***4239 |  | 10 kV | _ | LV | 50 kVA :Pole Substation | 0.05 | --> | 0.05 | 0 | 0 | Constrained,otherwise capacity available =50kVA. | --> | 0.0475 | 0 | 0 | 0.05 | 0 |  | --> | C16 ex CASTLECOMER | Castlecomer [T41,T42] | BALLYRAGGET |  | 52.8344 | -7.2315
MV/LV Substation BA***423X |  | 10 kV | _ | LV | 50 kVA :Pole Substation | 0.05 | --> | 0.05 | 0.049 | 3.4 |  | --> | 0.0475 | 0 | 0 | 0.050152 | 0 |  | --> | C19 ex GLENGOOLE | Glengoole [T41] | THURLES |  | 52.5882 | -7.554
MV/LV Substation BA***423X |  | 10 kV | _ | LV | 50 kVA :Pole Substation | 0.05 | --> | 0.05 | 0.038 | 1.9 |  | --> | 0.0475 | 0 | 0 | 0 | 0 | Constrained,otherwise capacity available =51.8kW. | --> | C17 ex MILFORD (MWR) | Milford (mwr) [T41] | CHARLEVILLE |  | 52.3451 | -8.9344
MV/LV Substation BA***4247 |  | 10 kV | _ | LV | 50 kVA :Pole Substation | 0.05 | --> | 0.05 | 0.05 | 0.9 |  | --> | 0.0475 | 0 | 0 | 0 | 0 | Constrained,otherwise capacity available =50kW. | --> | C18 ex SPA ROAD | Spa Road [T41,T42] | DOON |  | 52.3673 | -7.5603
MV/LV Substation BA***4248 |  | 20 kV | _ | LV | 50 kVA :Pole Substation | 0.05 | --> | 0.05 | 0 | 0 | Constrained,otherwise capacity available =50kVA. | --> | 0.0475 | 0 | 0 | 0.05 | 0 |  | --> | E18 ex GLASMORE | Glasmore [T421,T422] | GLASMORE |  | 53.5359 | -6.1884
MV/LV Substation BA***4248 |  | 10 kV | _ | LV | 630 kVA :Kiosk Substation | 0.63 | --> | 0.63 | 0 | 0 | Constrained,otherwise capacity available =500kVA. | --> | 0.5985 | 0 | 0.016302 | 0 | 0 | Constrained,otherwise capacity available =500kW. | --> | C11 ex GARDEN CITY | Garden City [T41,T42] | ARKLOW |  | 52.6924 | -6.2697
MV/LV Substation BA***4249 |  | 10 kV | _ | LV | 630 kVA :Kiosk Substation | 0.63 | --> | 0.63 | 0 | 0 | Constrained,otherwise capacity available =500kVA. | --> | 0.5985 | 0 | 0.010374 | 0.5 | 0 |  | --> | C17 ex LEIXLIP | Leixlip [T41,T42] | GRIFFINRATH |  | 53.36 | -6.5149
MV/LV Substation BA***424Y |  | 10 kV | _ | LV | 50 kVA :Pole Substation | 0.05 | --> | 0.05 | 0 | 0 | Constrained,otherwise capacity available =41kVA. | --> | 0.0475 | 0 | 0 | 0 | 0 | Constrained,otherwise capacity available =51.3kW. | --> | C16 ex RATHDRUM | Rathdrum [T42] | ARKLOW |  | 52.9324 | -6.3132
MV/LV Substation BA***425 |  | 10 kV | _ | LV | 100 kVA :Pole Substation | 0.1 | --> | 0.1 | 0 | 0 | Constrained,otherwise capacity available =60kVA. | --> | 0.095 | 0 | 0.01482 | 0.1059 | 0 |  | --> | C30 ex ACADEMY STREET | Academy Street [T421,T422,T44] | NAVAN |  | 53.6499 | -6.656
MV/LV Substation BA***425 |  | 10 kV | _ | LV | 200 kVA :Pole Substation | 0.2 | --> | 0.2 | 0.194 | 0.3 |  | --> | 0.19 | 0 | 0 | 0.20091 | 0 |  | --> | C16 ex BANAGHER | Banagher [T41,T42] | DALLOW |  | 53.1858 | -7.9926
MV/LV Substation BA***4250 |  | 10 kV | _ | LV | 630 kVA :Kiosk Substation | 0.63 | --> | 0.63 | 0 | 0 | Constrained,otherwise capacity available =473kVA. | --> | 0.5985 | 0 | 0 | 0.5 | 0 |  | --> | C17 ex LEIXLIP | Leixlip [T41,T42] | GRIFFINRATH |  | 53.3599 | -6.5184
MV/LV Substation BA***4253 |  | 10 kV | _ | LV | 50 kVA :Pole Substation | 0.05 | --> | 0.05 | 0 | 0 | Constrained,otherwise capacity available =50kVA. | --> | 0.0475 | 0 | 0 | 0 | 0 | Constrained,otherwise capacity available =50kW. | --> | C11 ex GARDEN CITY | Garden City [T41,T42] | ARKLOW |  | 52.7079 | -6.2996
MV/LV Substation BA***4255 |  | 20 kV | _ | LV | 50 kVA :Pole Substation | 0.05 | --> | 0.05 | 0 | 0 | Constrained,otherwise capacity available =50kVA. | --> | 0.0475 | 0 | 0 | 0.05 | 0 |  | --> | E16 ex CLONROCHE | Clonroche [T421,T422] | WEXFORD |  | 52.5156 | -6.807
MV/LV Substation BA***4256 |  | 10 kV | _ | LV | 200 kVA :Pole Substation | 0.2 | --> | 0.2 | 0 | 0 | Constrained,otherwise capacity available =194kVA. | --> | 0.19 | 0 | 0 | 0.20091 | 0 |  | --> | C39 ex COLLEGE PARK | College Park [T101,T102,T103] | COLLEGE PARK |  | 53.4512 | -6.3684
MV/LV Substation BA***4257 |  | 20 kV | _ | LV | 400 kVA :Kiosk Substation | 0.4 | --> | 0.4 | 0.389 | 1.1 |  | --> | 0.38 | 0 | 0 | 0.40167 | 0 |  | --> | E12 ex BIRR | Birr [T41,T422] | DALLOW |  | 53.099 | -7.7283
MV/LV Substation BA***4257 |  | 20 kV | _ | LV | 50 kVA :Pole Substation | 0.05 | --> | 0.05 | 0 | 0 | Constrained,otherwise capacity available =50kVA. | --> | 0.0475 | 0 | 0 | 0.05 | 0 |  | --> | E11 ex KILCARRAGH | Kilcarragh [T421,T422] | BUTLERSTOWN |  | 52.2234 | -7.0514
MV/LV Substation BA***4258 |  | 20 kV | _ | LV | 100 kVA :Pole Substation | 0.1 | --> | 0.1 | 0.1 | 17.8 |  | --> | 0.095 | 0 | 0 | 0.1 | 0 |  | --> | E21 ex BANOGE | Banoge [T121,T122] | BANOGE |  | 52.6817 | -6.3869
MV/LV Substation BA***4258 |  | 10 kV | _ | LV | 50 kVA :Pole Substation | 0.05 | --> | 0.05 | 0.041 | 1.3 |  | --> | 0.0475 | 0 | 0 | 0.051348 | 0 |  | --> | C21 ex CASTLEREA | Castlerea [T41,T42] | CARRICK ON SHANNON |  | 53.6911 | -8.4732
MV/LV Substation BA***4259 |  | 20 kV | _ | LV | 200 kVA :Kiosk Substation | 0.2 | --> | 0.2 | 0 | 0 | Constrained,otherwise capacity available =181kVA. | --> | 0.19 | 0 | 0.002223 | 0.20286 | 0 |  | --> | C11 ex RIVERSTOWN | Riverstown [T41,T42] | KILBARRY |  | 52.0068 | -8.3468
MV/LV Substation BA***4259 |  | 10 kV | _ | LV | 400 kVA :Kiosk Substation | 0.4 | --> | 0.4 | 0 | 0 | Constrained,otherwise capacity available =400kVA. | --> | 0.38 | 0 | 0 | 0.4 | 0 |  | --> | C20 ex GRANGE (DR) | Grange (dr) [T41,T42] | GRANGE (DR) |  | 53.3968 | -6.1501
MV/LV Substation BA***425Y |  | 10 kV | _ | LV | 100 kVA :Pole Substation | 0.1 | --> | 0.1 | 0.081 | 2.9 |  | --> | 0.095 | 0 | 0.003705 | 0.10284 | 0 |  | --> | C12 ex ABBEYLAND | Abbeyland [T41,T42] | NAVAN |  | 53.6724 | -6.678
MV/LV Substation BA***4262 |  | 10 kV | _ | LV | 33 kVA :Pole Substation | 0.033 | --> | 0.033 | 0.033 | 12.2 |  | --> | 0.03135 | 0 | 0 | 0.033 | 0 |  | --> | C18 ex BALLYBEG | Ballybeg [T101,T102] | CARRICKMINES |  | 52.9646 | -6.1492
MV/LV Substation BA***4262 |  | 10 kV | _ | LV | 400 kVA :Kiosk Substation | 0.4 | --> | 0.4 | 0 | 0 | Constrained,otherwise capacity available =323kVA. | --> | 0.38 | 0 | 0 | 0.41153 | 0 |  | --> | C18 ex POPPINTREE | Poppintree [T101,T102] | FINGLAS |  | 53.4037 | -6.2643
MV/LV Substation BA***4263 |  | 20 kV | _ | LV | 50 kVA :Pole Substation | 0.05 | --> | 0.05 | 0 | 0 | Constrained,otherwise capacity available =43kVA. | --> | 0.0475 | 0 | 0 | 0 | 0 | Constrained,otherwise capacity available =51.1kW. | --> | E12 ex CASTLELYONS | Castlelyons [T421,T422] | BARRYMORE |  | 52.0469 | -8.2584
MV/LV Substation BA***4264 |  | 10 kV | _ | LV | 50 kVA :Pole Substation | 0.05 | --> | 0.05 | 0.05 | 12.2 |  | --> | 0.0475 | 0 | 0.011856 | 0.05 | 0 |  | --> | C17 ex BALLYBEG | Ballybeg [T101,T102] | CARRICKMINES |  | 52.9776 | -6.089
MV/LV Substation BA***4264 |  | 20 kV | _ | LV | 50 kVA :Pole Substation | 0.05 | --> | 0.05 | 0 | 0 | Constrained,otherwise capacity available =42kVA. | --> | 0.0475 | 0 | 0 | 0.0512 | 0 |  | --> | E11 ex GLASMORE | Glasmore [T421,T422] | GLASMORE |  | 53.4886 | -6.1347
MV/LV Substation BA***4265 |  | 20 kV | _ | LV | 400 kVA :Kiosk Substation | 0.4 | --> | 0.4 | 0.385 | 0.9 |  | --> | 0.38 | 0 | 0 | 0.40227 | 0 |  | --> | E15 ex RATHMORE | Rathmore [T42,T421] | KNOCKEARAGH |  | 52.1738 | -9.2619
MV/LV Substation BA***4266 |  | 20 kV | _ | LV | 200 kVA :Pole Substation | 0.2 | --> | 0.2 | 0.185 | 1.4 |  | --> | 0.19 | 0 | 0.036309 | 0.20226 | 0 |  | --> | E12 ex KILLINICK | Killinick [T421,T422] | WEXFORD |  | 52.2461 | -6.3486
MV/LV Substation BA***4266 |  | 20 kV | _ | LV | 50 kVA :Pole Substation | 0.05 | --> | 0.05 | 0 | 0 | Constrained,otherwise capacity available =50kVA. | --> | 0.0475 | 0 | 0 | 0 | 0 | Constrained,otherwise capacity available =50kW. | --> | E17 ex KNOCKMULLEN | Knockmullen [T42,T421] | GREAT ISLAND |  | 52.3866 | -6.9014
MV/LV Substation BA***427 |  | 20 kV | _ | LV | 100 kVA :Pole Substation | 0.1 | --> | 0.1 | 0.085 | 0.1 |  | --> | 0.095 | 0 | 0.003705 | 0.10225 | 0 |  | --> | C12 ex CARRIGLAWN | Carriglawn [T41,T42] | WEXFORD |  | 52.3708 | -6.4482
MV/LV Substation BA***4271 |  | 10 kV | _ | LV | 400 kVA :Kiosk Substation | 0.4 | --> | 0.4 | 0 | 0 | Constrained,otherwise capacity available =359kVA. | --> | 0.38 | 0 | 0 | 0.40618 | 0 |  | --> | C21 ex STEPHENSTOWN | Stephenstown [T101,T102] | FINGLAS |  | 53.6144 | -6.1853
MV/LV Substation BA***427Y |  | 20 kV | _ | LV | 200 kVA :Pole Substation | 0.2 | --> | 0.2 | 0.13 | 4.4 |  | --> | 0.19 | 0 | 0.008892 | 0.21036 | 0 |  | --> | E13 ex CRANE | Crane [T122] | CRANE |  | 52.4391 | -6.4773
MV/LV Substation BA***4281 |  | 10 kV | _ | LV | 50 kVA :Pole Substation | 0.05 | --> | 0.05 | 0.036 | 1.7 |  | --> | 0.0475 | 0 | 0 | 0.052083 | 0 |  | --> | C21 ex ATHY | Athy [T101,T102] | ATHY |  | 53.013 | -7.1141
MV/LV Substation BA***4281 |  | 20 kV | _ | LV | 400 kVA :Kiosk Substation | 0.4 | --> | 0.4 | 0 | 0 | Constrained,otherwise capacity available =286kVA. | --> | 0.38 | 0 | 0.014079 | 0.41695 | 0 |  | --> | C21 ex TERMONFECKIN ROAD | Termonfeckin Road [T41,T42] | DRYBRIDGE |  | 53.7548 | -6.2757
MV/LV Substation BA***4281 |  | 10 kV | _ | LV | 50 kVA :Pole Substation | 0.05 | --> | 0.05 | 0 | 0 | Constrained,otherwise capacity available =50kVA. | --> | 0.0475 | 0 | 0 | 0 | 0 | Constrained,otherwise capacity available =50kW. | --> | C20 ex TEMPLEMORE | Templemore [T41,T42] | IKERRIN |  | 52.8236 | -7.8331
MV/LV Substation BA***4282 |  | 10 kV | _ | LV | 50 kVA :Pole Substation | 0.05 | --> | 0.05 | 0 | 0 | Constrained,otherwise capacity available =50kVA. | --> | 0.0475 | 0 | 0 | 0.05 | 0 |  | --> | C21 ex PORTARLINGTON | Portarlington [T43] | BLAKE |  | 53.1254 | -7.0964
MV/LV Substation BA***4283 |  | 20 kV | _ | LV | 50 kVA :Pole Substation | 0.05 | --> | 0.05 | 0.047 | 1.1 |  | --> | 0.0475 | 0 | 0 | 0.050453 | 0 |  | --> | E18 ex BUNCLODY | Bunclody [T421,T422] | CRANE |  | 52.5868 | -6.7214
MV/LV Substation BA***4286 |  | 20 kV | _ | LV | 50 kVA :Pole Substation | 0.05 | --> | 0.05 | 0 | 0 | Constrained,otherwise capacity available =45kVA. | --> | 0.0475 | 0 | 0 | 0 | 0 | Constrained,otherwise capacity available =50.8kW. | --> | E17 ex KILMACTHOMAS | Kilmacthomas [T421,T422] | DUNGARVAN |  | 52.2497 | -7.4191
MV/LV Substation BA***4288 |  | 10 kV | _ | LV | 50 kVA :Pole Substation | 0.05 | --> | 0.05 | 0 | 0 | Constrained,otherwise capacity available =50kVA. | --> | 0.0475 | 0 | 0 | 0.05 | 0 |  | --> | C16 ex DEERPARK | Deerpark [T41,T42] | BALLYDINE |  | 52.3697 | -7.5131
MV/LV Substation BA***4289 |  | 20 kV | _ | LV | 100 kVA :Pole Substation | 0.1 | --> | 0.1 | 0.1 | 0.9 |  | --> | 0.095 | 0 | 0 | 0.1 | 0 |  | --> | E17 ex RATHMORE | Rathmore [T42,T421] | KNOCKEARAGH |  | 52.0618 | -9.0791
MV/LV Substation BA***428X |  | 20 kV | _ | LV | 50 kVA :Pole Substation | 0.05 | --> | 0.05 | 0 | 0 | Constrained,otherwise capacity available =49kVA. | --> | 0.0475 | 0 | 0 | 0.050152 | 0 |  | --> | E16 ex ACADEMY STREET | Academy Street [T421,T422,T44] | NAVAN |  | 53.5955 | -6.6466
MV/LV Substation BA***428X |  | 20 kV | _ | LV | 100 kVA :Pole Substation | 0.1 | --> | 0.1 | 0.097 | 0.1 |  | --> | 0.095 | 0 | 0.00741 | 0.10045 | 0 |  | --> | C12 ex CARRIGLAWN | Carriglawn [T41,T42] | WEXFORD |  | 52.3711 | -6.4582
MV/LV Substation BA***428X |  | 10 kV | _ | LV | 400 kVA :Kiosk Substation | 0.4 | --> | 0.4 | 0 | 0 | Constrained,otherwise capacity available =287kVA. | --> | 0.38 | 0 | 0.024453 | 0.41681 | 0 |  | --> | C26 ex STEPHENSTOWN | Stephenstown [T101,T102] | FINGLAS |  | 53.589 | -6.1869
MV/LV Substation BA***428Y |  | 10 kV | _ | LV | 100 kVA :Pole Substation | 0.1 | --> | 0.1 | 0 | 0 | Constrained,otherwise capacity available =74kVA. | --> | 0.095 | 0 | 0 | 0.10387 | 0 |  | --> | C14 ex GORESBRIDGE | Goresbridge [T41,T42] | KILKENNY |  | 52.6279 | -6.9948
MV/LV Substation BA***428Z |  | 10 kV | _ | LV | 1000 kVA :Building Structure | 1 | --> | 1 | 0 | 0 | Constrained,otherwise capacity available =500kVA. | --> | 0.95 | 0 | 0 | 0.5 | 0 |  | --> | C18 ex POPPINTREE | Poppintree [T101,T102] | FINGLAS |  | 53.3973 | -6.2626
MV/LV Substation BA***429 |  | 10 kV | _ | LV | 200 kVA :Pole Substation | 0.2 | --> | 0.2 | 0.176 | 2 |  | --> | 0.19 | 0 | 0 | 0.20361 | 0 |  | --> | C14 ex CAUSEWAY | Causeway [T41,T42] | TRALEE |  | 52.4577 | -9.6606
MV/LV Substation BA***429 |  | 20 kV | _ | LV | 50 kVA :Pole Substation | 0.05 | --> | 0.05 | 0 | 0 | Constrained,otherwise capacity available =26kVA. | --> | 0.0475 | 0 | 0.005928 | 0.053518 | 0 |  | --> | E18 ex PATRICKSWELL | Patrickswell [T421,T422] | LIMERICK |  | 52.5937 | -8.7233
MV/LV Substation BA***4290 |  | 10 kV | _ | LV | 630 kVA :Kiosk Substation | 0.63 | --> | 0.63 | 0 | 0 | Constrained,otherwise capacity available =500kVA. | --> | 0.5985 | 0 | 0.003705 | 0.5 | 0 |  | --> | C26 ex KYLEERAGH | Kyleeragh [T41,T42] | NENAGH |  | 52.8925 | -8.2466
MV/LV Substation BA***4292 |  | 10 kV | _ | LV | 1000 kVA :Building Structure | 1 | --> | 1 | 0 | 0 | Constrained,otherwise capacity available =500kVA. | --> | 0.95 | 0 | 0 | 0.5 | 0 |  | --> | C14 ex COOLMINE | Coolmine [T41,T42] | FINGLAS |  | 53.3878 | -6.4419
MV/LV Substation BA***4292 |  | 10 kV | _ | LV | 200 kVA :Kiosk Substation | 0.2 | --> | 0.2 | 0 | 0 | Constrained,otherwise capacity available =151kVA. | --> | 0.19 | 0 | 0 | 0.20731 | 0 |  | --> | C21 ex MAYFIELD | Mayfield [T41,T42] | KILBARRY |  | 51.9217 | -8.4552
MV/LV Substation BA***4293 |  | 20 kV | _ | LV | 50 kVA :Pole Substation | 0.05 | --> | 0.05 | 0 | 0 | Constrained,otherwise capacity available =41kVA. | --> | 0.0475 | 0 | 0 | 0 | 0 | Constrained,otherwise capacity available =51.3kW. | --> | E11 ex CASTLELYONS | Castlelyons [T421,T422] | BARRYMORE |  | 52.0802 | -8.2512
MV/LV Substation BA***4293 |  | 10 kV | _ | LV | 1000 kVA :Building Structure | 1 | --> | 1 | 0 | 0 | Constrained,otherwise capacity available =500kVA. | --> | 0.95 | 0 | 0 | 0.5 | 0 |  | --> | C14 ex COOLMINE | Coolmine [T41,T42] | FINGLAS |  | 53.3878 | -6.4419
MV/LV Substation BA***430 |  | 20 kV | _ | LV | 200 kVA :Pole Substation | 0.2 | --> | 0.2 | 0 | 0 | Constrained,otherwise capacity available =176kVA. | --> | 0.19 | 0 | 0 | 0.20361 | 0 |  | --> | C11 ex LOUGHSHINNY | Loughshinny [T41,T42] | GLASMORE |  | 53.5595 | -6.1404
MV/LV Substation BA***4303 |  | 20 kV | _ | LV | 50 kVA :Pole Substation | 0.05 | --> | 0.05 | 0 | 0 | Constrained,otherwise capacity available =35kVA. | --> | 0.0475 | 0 | 0.004446 | 0.052228 | 0 |  | --> | E17 ex ACADEMY STREET | Academy Street [T421,T422,T44] | NAVAN |  | 53.5757 | -6.7029
MV/LV Substation BA***4305 |  | 20 kV | _ | LV | 630 kVA :Kiosk Substation | 0.63 | --> | 0.63 | 0 | 0 | Constrained,otherwise capacity available =500kVA. | --> | 0.5985 | 0 | 0.004446 | 0.5 | 0 |  | --> | E19 ex KILCOCK | Kilcock [T421,T422] | GRIFFINRATH |  | 53.4011 | -6.68
MV/LV Substation BA***4306 |  | 20 kV | _ | LV | 50 kVA :Pole Substation | 0.05 | --> | 0.05 | 0.05 | 6.2 |  | --> | 0.0475 | 0 | 0 | 0 | 0 | Constrained,otherwise capacity available =50kW. | --> | E28 ex MILFORD (MWR) | Milford (mwr) [T422] | CHARLEVILLE |  | 52.4103 | -8.7875
MV/LV Substation BA***4308 |  | 20 kV | _ | LV | 630 kVA :Kiosk Substation | 0.63 | --> | 0.63 | 0.496 | 3.5 |  | --> | 0.5985 | 0 | 0.020748 | 0 | 0 | Constrained,otherwise capacity available =500kW. | --> | E12 ex DUNFIRTH | Dunfirth [T122] | DUNFIRTH |  | 53.4132 | -6.8175
MV/LV Substation BA***4309 |  | 20 kV | _ | LV | 50 kVA :Pole Substation | 0.05 | --> | 0.05 | 0 | 0 | Constrained,otherwise capacity available =34kVA. | --> | 0.0475 | 0 | 0 | 0 | 0 | Constrained,otherwise capacity available =52.4kW. | --> | C18 ex PORTARLINGTON | Portarlington [T41,T42] | PORTLAOISE |  | 53.2226 | -7.3139
MV/LV Substation BA***430Y |  | 10 kV | _ | LV | 50 kVA :Pole Substation | 0.05 | --> | 0.05 | 0 | 0 | Constrained,otherwise capacity available =18kVA. | --> | 0.0475 | 0 | 0 | 0.054636 | 0 |  | --> | C18 ex MIDLETON | Midleton [T101,T102] | MIDLETON |  | 51.9925 | -8.2284
MV/LV Substation BA***430Y |  | 10 kV | _ | LV | 50 kVA :Pole Substation | 0.05 | --> | 0.05 | 0 | 0 | Constrained,otherwise capacity available =49kVA. | --> | 0.0475 | 0 | 0.003705 | 0.050152 | 0 |  | --> | C16 ex LEIXLIP | Leixlip [T41,T42] | GRIFFINRATH |  | 53.339 | -6.5201
MV/LV Substation BA***431 |  | 20 kV | _ | LV | 50 kVA :Pole Substation | 0.05 | --> | 0.05 | 0 | 0 | Constrained,otherwise capacity available =29kVA. | --> | 0.0475 | 0 | 0.011115 | 0.053092 | 0 |  | --> | E15 ex DINGLE | Dingle [T421,T422] | OUGHTRAGH |  | 52.1402 | -10.3756
MV/LV Substation BA***4311 |  | 10 kV | _ | LV | 630 kVA :Building Structure | 0.63 | --> | 0.63 | 0.5 | 3.3 |  | --> | 0.5985 | 0 | 0 | 0.5 | 0 |  | --> | C12 ex PEMBROKE | Pembroke [T41,T42,T43,T44] | RINGSEND |  | 53.3413 | -6.236
MV/LV Substation BA***4312 |  | 10 kV | _ | LV | 400 kVA :Kiosk Substation | 0.4 | --> | 0.4 | 0 | 0 | Constrained,otherwise capacity available =360kVA. | --> | 0.38 | 0 | 0.006669 | 0 | 0 | Constrained,otherwise capacity available =406kW. | --> | C16 ex BANTRY | Bantry [T41,T42] | BALLYLICKY |  | 51.6753 | -9.4492
MV/LV Substation BA***4317 |  | 20 kV | _ | LV | 400 kVA :Building Structure | 0.4 | --> | 0.4 | 0.336 | 17.7 |  | --> | 0.38 | 0 | 0 | 0.4096 | 0 |  | --> | E18 ex COOLROE | Coolroe [T121,T122] | COOLROE |  | 51.8904 | -8.5856
MV/LV Substation BA***432 |  | 10 kV | _ | LV | 400 kVA :Kiosk Substation | 0.4 | --> | 0.4 | 0.295 | 4.6 |  | --> | 0.38 | 0 | 0.005928 | 0.41564 | 0 |  | --> | C26 ex CASTLEVIEW | Castleview [T101,T102] | CASTLEVIEW |  | 51.8903 | -8.4062
MV/LV Substation BA***432 |  | 10 kV | _ | LV | 50 kVA :Pole Substation | 0.05 | --> | 0.05 | 0 | 0 | Constrained,otherwise capacity available =41kVA. | --> | 0.0475 | 0 | 0 | 0.051348 | 0 |  | --> | C20 ex TERMONFECKIN ROAD | Termonfeckin Road [T41,T42] | DRYBRIDGE |  | 53.732 | -6.2806
MV/LV Substation BA***432 |  | 10 kV | _ | LV | 50 kVA :Pole Substation | 0.05 | --> | 0.05 | 0 | 0.3 |  | --> | 0.0475 | 0 | 0 | 0.057435 | 0 |  | --> | C15 ex BANAGHER | Banagher [T41,T42] | DALLOW |  | 53.1925 | -7.982
MV/LV Substation BA***4321 |  | 20 kV | _ | LV | 50 kVA :Pole Substation | 0.05 | --> | 0.05 | 0 | 0 | Constrained,otherwise capacity available =50kVA. | --> | 0.0475 | 0 | 0 | 0.05 | 0 |  | --> | C11 ex LOUGHSHINNY | Loughshinny [T41,T42] | GLASMORE |  | 53.5384 | -6.1255
MV/LV Substation BA***4321 |  | 20 kV | _ | LV | 50 kVA :Pole Substation | 0.05 | --> | 0.05 | 0.049 | 5.9 |  | --> | 0.0475 | 0 | 0 | 0.050152 | 0 |  | --> | C14 ex CASHEL | Cashel [T41,T42] | CAHIR |  | 52.5343 | -7.8226
MV/LV Substation BA***4324 |  | 20 kV | _ | LV | 50 kVA :Pole Substation | 0.05 | --> | 0.05 | 0 | 0 | Constrained,otherwise capacity available =50kVA. | --> | 0.0475 | 0 | 0 | 0.05 | 0 |  | --> | C15 ex KILMONEY | Kilmoney [T41,T42] | TRABEG |  | 51.8088 | -8.5035
MV/LV Substation BA***4325 |  | 20 kV | _ | LV | 400 kVA :Kiosk Substation | 0.4 | --> | 0.4 | 0 | 0 | Constrained,otherwise capacity available =296kVA. | --> | 0.38 | 0 | 0.011856 | 0.41549 | 0 |  | --> | E19 ex KILCOCK | Kilcock [T421,T422] | GRIFFINRATH |  | 53.403 | -6.6782
MV/LV Substation BA***432X |  | 20 kV | _ | LV | 50 kVA :Pole Substation | 0.05 | --> | 0.05 | 0.037 | 2 |  | --> | 0.0475 | 0 | 0 | 0 | 0 | Constrained,otherwise capacity available =51.9kW. | --> | E14 ex RATHKEALE | Rathkeale [T421,T422] | RATHKEALE |  | 52.4762 | -8.6998
MV/LV Substation BA***433 |  | 20 kV | _ | LV | 50 kVA :Pole Substation | 0.05 | --> | 0.05 | 0 | 0 | Constrained,otherwise capacity available =49kVA. | --> | 0.0475 | 0 | 0 | 0 | 0 | Constrained,otherwise capacity available =50.2kW. | --> | E12 ex CARNDONAGH | Carndonagh [T421,T422] | TRILLICK |  | 55.2763 | -7.3975
MV/LV Substation BA***433 |  | 10 kV | _ | LV | 50 kVA :Pole Substation | 0.05 | --> | 0.05 | 0.035 | 1 |  | --> | 0.0475 | 0 | 0 | 0 | 0 | Constrained,otherwise capacity available =52.2kW. | --> | C12 ex BOYLE | Boyle [T41,T42] | CARRICK ON SHANNON |  | 53.9426 | -8.3302
MV/LV Substation BA***4330 |  | 20 kV | _ | LV | 50 kVA :Pole Substation | 0.05 | --> | 0.05 | 0 | 0 | Constrained,otherwise capacity available =50kVA. | --> | 0.0475 | 0 | 0 | 0.05 | 0 |  | --> | E20 ex EDENDERRY | Edenderry [T421,T422] | BLAKE |  | 53.3318 | -7.1406
MV/LV Substation BA***4335 |  | 20 kV | _ | LV | 50 kVA :Pole Substation | 0.05 | --> | 0.05 | 0.05 | 4.4 |  | --> | 0.0475 | 0 | 0 | 0.05 | 0 |  | --> | E13 ex CRANE | Crane [T122] | CRANE |  | 52.4232 | -6.4682
MV/LV Substation BA***4337 |  | 20 kV | _ | LV | 200 kVA :Pole Substation | 0.2 | --> | 0.2 | 0 | 0 | Constrained,otherwise capacity available =121kVA. | --> | 0.19 | 0 | 0.008151 | 0.2 | 0 |  | --> | E18 ex CLONROCHE | Clonroche [T421,T422] | WEXFORD |  | 52.4408 | -6.6503
MV/LV Substation BA***433X |  | 10 kV | _ | LV | 50 kVA :Pole Substation | 0.05 | --> | 0.05 | 0.019092 | 0 | Constrained,otherwise capacity available =50kVA. | --> | 0.0475 | 0 | 0 | 0 | 0 | Constrained,otherwise capacity available =50kW. | --> | C18 ex BALLYBAY | Ballybay [T41,T42] | LISDRUM |  | 54.1385 | -6.9001
MV/LV Substation BA***434 |  | 10 kV | _ | LV | 50 kVA :Pole Substation | 0.05 | --> | 0.05 | 0 | 0 | Constrained,otherwise capacity available =47kVA. | --> | 0.0475 | 0 | 0 | 0 | 0 | Constrained,otherwise capacity available =50.5kW. | --> | C18 ex FERMOY NORTH | Fermoy North [T41,T42] | BARRYMORE |  | 52.1626 | -8.3943
MV/LV Substation BA***4340 |  | 20 kV | _ | LV | 50 kVA :Pole Substation | 0.05 | --> | 0.05 | 0.05 | 2 |  | --> | 0.0475 | 0 | 0 | 0 | 0 | Constrained,otherwise capacity available =50kW. | --> | E14 ex RATHKEALE | Rathkeale [T421,T422] | RATHKEALE |  | 52.5184 | -8.8096
MV/LV Substation BA***4343 |  | 10 kV | _ | LV | 400 kVA :Kiosk Substation | 0.4 | --> | 0.4 | 0 | 0 | Constrained,otherwise capacity available =354kVA. | --> | 0.38 | 0 | 0.011115 | 0.40692 | 0 |  | --> | C15 ex BLAKE | Blake [T41,T42] | BLAKE |  | 53.302 | -6.8228
MV/LV Substation BA***4345 |  | 20 kV | _ | LV | 50 kVA :Pole Substation | 0.05 | --> | 0.05 | 0.047 | 4.2 |  | --> | 0.0475 | 0 | 0 | 0.050453 | 0 |  | --> | E18 ex JENKINSTOWN | Jenkinstown [T421,T422] | DUNDALK |  | 54.0755 | -6.2546
MV/LV Substation BA***4346 |  | 10 kV | _ | LV | 50 kVA :Pole Substation | 0.05 | --> | 0.05 | 0 | 0 | Constrained,otherwise capacity available =40kVA. | --> | 0.0475 | 0 | 0.008151 | 0 | 0 | Constrained,otherwise capacity available =51.5kW. | --> | E14 ex CASTLELYONS | Castlelyons [T421,T422] | BARRYMORE |  | 52.0755 | -8.1791
MV/LV Substation BA***4346 |  | 20 kV | _ | LV | 50 kVA :Pole Substation | 0.05 | --> | 0.05 | 0 | 0 | Constrained,otherwise capacity available =50kVA. | --> | 0.0475 | 0 | 0 | 0 | 0 | Constrained,otherwise capacity available =50kW. | --> | C13 ex CLOYNE | Cloyne [T41] | MIDLETON |  | 51.8669 | -8.0183
MV/LV Substation BA***4346 |  | 10 kV | _ | LV | 50 kVA :Pole Substation | 0.05 | --> | 0.05 | 0.048 | 3 |  | --> | 0.0475 | 0 | 0 | 0.050303 | 0 |  | --> | C25 ex NENAGH | Nenagh [T41,T42] | NENAGH |  | 52.846 | -8.1144
MV/LV Substation BA***4349 |  | 10 kV | _ | LV | 50 kVA :Pole Substation | 0.05 | --> | 0.05 | 0.05 | 2.7 |  | --> | 0.0475 | 0 | 0 | 0.05 | 0 |  | --> | C13 ex MONFIN | Monfin [T41,T42] | WEXFORD |  | 52.4679 | -6.5428
MV/LV Substation BA***435 |  | 10 kV | _ | LV | 200 kVA :Pole Substation | 0.2 | --> | 0.2 | 0.166 | 7.2 |  | --> | 0.19 | 0 | 0 | 0 | 0 | Constrained,otherwise capacity available =205.1kW. | --> | C18 ex CONVOY | Convoy [T41,T42] | LETTERKENNY |  | 54.8451 | -7.5271
MV/LV Substation BA***435 |  | 10 kV | _ | LV | 200 kVA :Pole Substation | 0.2 | --> | 0.2 | 0.196 | 0.3 |  | --> | 0.19 | 0 | 0 | 0.20061 | 0 |  | --> | C16 ex BANAGHER | Banagher [T41,T42] | DALLOW |  | 53.1877 | -7.9907
MV/LV Substation BA***4350 |  | 20 kV | _ | LV | 50 kVA :Pole Substation | 0.05 | --> | 0.05 | 0 | 0 | Constrained,otherwise capacity available =50kVA. | --> | 0.0475 | 0 | 0 | 0.05 | 0 |  | --> | C18 ex TOOMEVARA | Toomevara [T42] | NENAGH |  | 52.8075 | -8.0924
MV/LV Substation BA***4351 |  | 10 kV | _ | LV | 630 kVA :Kiosk Substation | 0.63 | --> | 0.63 | 0 | 0 | Constrained,otherwise capacity available =500kVA. | --> | 0.5985 | 0 | 0 | 0.5 | 0 |  | --> | C16 ex LOUGHSHINNY | Loughshinny [T41,T42] | GLASMORE |  | 53.5688 | -6.1127
MV/LV Substation BA***4352 |  | 10 kV | _ | LV | 630 kVA :Kiosk Substation | 0.63 | --> | 0.63 | 0 | 0 | Constrained,otherwise capacity available =500kVA. | --> | 0.5985 | 0 | 0 | 0.5 | 0 |  | --> | C16 ex LOUGHSHINNY | Loughshinny [T41,T42] | GLASMORE |  | 53.5696 | -6.1152
MV/LV Substation BA***4352 |  | 10 kV | _ | LV | 50 kVA :Pole Substation | 0.05 | --> | 0.05 | 0 | 0 | Constrained,otherwise capacity available =28kVA. | --> | 0.0475 | 0 | 0.008151 | 0 | 0 | Constrained,otherwise capacity available =53.2kW. | --> | C19 ex ROSCREA | Roscrea [T41,T42] | IKERRIN |  | 52.9298 | -7.8521
MV/LV Substation BA***4353 |  | 20 kV | _ | LV | 630 kVA :Kiosk Substation | 0.63 | --> | 0.63 | 0 | 0 | Constrained,otherwise capacity available =500kVA. | --> | 0.5985 | 0 | 0 | 0.5 | 0 |  | --> | E19 ex KILCOCK | Kilcock [T421,T422] | GRIFFINRATH |  | 53.4015 | -6.6828
MV/LV Substation BA***4354 |  | 20 kV | _ | LV | 50 kVA :Pole Substation | 0.05 | --> | 0.05 | 0 | 0 | Constrained,otherwise capacity available =50kVA. | --> | 0.0475 | 0 | 0 | 0.05 | 0 |  | --> | E18 ex CLONROCHE | Clonroche [T421,T422] | WEXFORD |  | 52.4781 | -6.6265
MV/LV Substation BA***4354 |  | 10 kV | _ | LV | 400 kVA :Kiosk Substation | 0.4 | --> | 0.4 | 0 | 0 | Constrained,otherwise capacity available =359kVA. | --> | 0.38 | 0 | 0 | 0 | 0 | Constrained,otherwise capacity available =406.2kW. | --> | C18 ex RATHDOWNEY | Rathdowney [T42] | IKERRIN |  | 52.9 | -7.6047
MV/LV Substation BA***4357 |  | 20 kV | _ | LV | 50 kVA :Pole Substation | 0.05 | --> | 0.05 | 0.049 | 3.5 |  | --> | 0.0475 | 0 | 0 | 0 | 0 | Constrained,otherwise capacity available =50.2kW. | --> | E13 ex DUNFIRTH | Dunfirth [T122] | DUNFIRTH |  | 53.3961 | -6.7094
MV/LV Substation BA***435Y |  | 10 kV | _ | LV | 200 kVA :Kiosk Substation | 0.2 | --> | 0.2 | 0.173 | 12.2 |  | --> | 0.19 | 0 | 0 | 0.20406 | 0 |  | --> | C23 ex BALLYBEG | Ballybeg [T101,T102] | CARRICKMINES |  | 52.9112 | -6.1184
MV/LV Substation BA***435Z |  | 20 kV | _ | LV | 100 kVA :Pole Substation | 0.1 | --> | 0.1 | 0.096 | 16.1 |  | --> | 0.095 | 0 | 0 | 0.10061 | 0 |  | --> | E21 ex WEXFORD | Wexford [T121,T122] | WEXFORD |  | 52.4047 | -6.3659
MV/LV Substation BA***436 |  | 20 kV | _ | LV | 50 kVA :Pole Substation | 0.05 | --> | 0.05 | 0.05 | 6.4 |  | --> | 0.0475 | 0 | 0 | 0.05 | 0 |  | --> | C18 ex GARRYCASTLE | Garrycastle [T41,T42] | ATHLONE |  | 53.3984 | -7.8586
MV/LV Substation BA***436 |  | 10 kV | _ | LV | 50 kVA :Pole Substation | 0.05 | --> | 0.05 | 0.043 | 4.4 |  | --> | 0.0475 | 0 | 0.003705 | 0.051052 | 0 |  | --> | C17 ex KINGSCOURT | Kingscourt [T41,T42] | MEATH HILL |  | 53.8901 | -6.7052
MV/LV Substation BA***436 |  | 20 kV | _ | LV | 200 kVA :Kiosk Substation | 0.2 | --> | 0.2 | 0 | 0 | Constrained,otherwise capacity available =158kVA. | --> | 0.19 | 0 | 0.019266 | 0.20628 | 0 |  | --> | E15 ex ACADEMY STREET | Academy Street [T421,T422,T44] | NAVAN |  | 53.635 | -6.6682
MV/LV Substation BA***436 |  | 20 kV | _ | LV | 50 kVA :Pole Substation | 0.05 | --> | 0.05 | 0 | 0 | Constrained,otherwise capacity available =44kVA. | --> | 0.0475 | 0 | 0 | 0 | 0 | Constrained,otherwise capacity available =50.9kW. | --> | E12 ex MACROOM | Macroom [T422] | MACROOM |  | 51.9525 | -8.9547
MV/LV Substation BA***436 |  | 10 kV | _ | LV | 50 kVA :Pole Substation | 0.05 | --> | 0.05 | 0 | 0 | Constrained,otherwise capacity available =43kVA. | --> | 0.0475 | 0 | 0.006669 | 0.051052 | 0 |  | --> | C14 ex GREYSTONES | Greystones [T41,T42] | FASSAROE |  | 53.1757 | -6.1751
MV/LV Substation BA***4360 |  | 20 kV | _ | LV | 400 kVA :Kiosk Substation | 0.4 | --> | 0.4 | 0 | 0 | Constrained,otherwise capacity available =394kVA. | --> | 0.38 | 0 | 0 | 0.40091 | 0 |  | --> | E19 ex KILCOCK | Kilcock [T421,T422] | GRIFFINRATH |  | 53.4008 | -6.6845
MV/LV Substation BA***4361 |  | 10 kV | _ | LV | 630 kVA :Kiosk Substation | 0.63 | --> | 0.63 | 0 | 0 | Constrained,otherwise capacity available =500kVA. | --> | 0.5985 | 0 | 0 | 0.5 | 0 |  | --> | C14 ex COOLMINE | Coolmine [T41,T42] | FINGLAS |  | 53.3886 | -6.4408
MV/LV Substation BA***4363 |  | 20 kV | _ | LV | 100 kVA :Pole Substation | 0.1 | --> | 0.1 | 0.082 | 3 |  | --> | 0.095 | 0 | 0 | 0 | 0 | Constrained,otherwise capacity available =102.7kW. | --> | E11 ex CHARLEVILLE | Charleville [T421,T422] | CHARLEVILLE |  | 52.4926 | -8.6769
MV/LV Substation BA***4364 |  | 10 kV | _ | LV | 50 kVA :Pole Substation | 0.05 | --> | 0.05 | 0.048 | 0.2 |  | --> | 0.0475 | 0 | 0 | 0 | 0 | Constrained,otherwise capacity available =50.3kW. | --> | C14 ex ROSBERCON | Rosbercon [T41,T42] | WATERFORD |  | 52.4376 | -6.997
MV/LV Substation BA***4364 |  | 10 kV | _ | LV | 50 kVA :Pole Substation | 0.05 | --> | 0.05 | 0 | 0 | Constrained,otherwise capacity available =50kVA. | --> | 0.0475 | 0 | 0 | 0.05 | 0 |  | --> | C11 ex DEERPARK | Deerpark [T41,T42] | BALLYDINE |  | 52.3064 | -7.4004
MV/LV Substation BA***4367 |  | 10 kV | _ | LV | 50 kVA :Pole Substation | 0.05 | --> | 0.05 | 0.05 | 4 |  | --> | 0.0475 | 0 | 0 | 0.05 | 0 |  | --> | C19 ex BALLYJAMESDUFF | Ballyjamesduff [T41,T42] | SHANKILL |  | 53.8229 | -7.2576
MV/LV Substation BA***4368 |  | 20 kV | _ | LV | 400 kVA :Kiosk Substation | 0.4 | --> | 0.4 | 0 | 0 | Constrained,otherwise capacity available =398kVA. | --> | 0.38 | 0 | 0 | 0.4003 | 0 |  | --> | E15 ex BATTER LANE TEMPORARY | Batter Lane Temporary 38kv [T421] | GLASMORE |  | 53.5244 | -6.1674
MV/LV Substation BA***436X |  | 20 kV | _ | LV | 50 kVA :Pole Substation | 0.05 | --> | 0.05 | 0.047 | 8.2 |  | --> | 0.0475 | 0 | 0 | 0.050453 | 0 |  | --> | C17 ex MOUNT MISERY | Mount Misery [T41,T42] | WATERFORD |  | 52.2795 | -7.0851
MV/LV Substation BA***436X |  | 20 kV | _ | LV | 200 kVA :Pole Substation | 0.2 | --> | 0.2 | 0 | 0 | Constrained,otherwise capacity available =200kVA. | --> | 0.19 | 0 | 0 | 0.2 | 0 |  | --> | E18 ex GLASMORE | Glasmore [T421,T422] | GLASMORE |  | 53.5304 | -6.1974
MV/LV Substation BA***4370 |  | 10 kV | _ | LV | 50 kVA :Pole Substation | 0.05 | --> | 0.05 | 0 | 0 | Constrained,otherwise capacity available =50kVA. | --> | 0.0475 | 0 | 0 | 0.05 | 0 |  | --> | C17 ex ROSCOMMON | Roscommon [T41,T42] | LANESBORO |  | 53.6119 | -8.1844
MV/LV Substation BA***4374 |  | 10 kV | _ | LV | 50 kVA :Pole Substation | 0.05 | --> | 0.05 | 0.036794 | 0 | Constrained,otherwise capacity available =50kVA. | --> | 0.0475 | 0 | 0 | 0.05 | 0 |  | --> | C18 ex CALLAN | Callan [T41,T42] | KILKENNY |  | 52.5188 | -7.4978
MV/LV Substation BA***4377 |  | 20 kV | _ | LV | 50 kVA :Pole Substation | 0.05 | --> | 0.05 | 0.05 | 2.7 |  | --> | 0.0475 | 0 | 0 | 0.05 | 0 |  | --> | E12 ex OLDCASTLE | Oldcastle [T41,T422] | MULLINGAR |  | 53.6982 | -7.1541
MV/LV Substation BA***437X |  | 20 kV | _ | LV | 50 kVA :Pole Substation | 0.05 | --> | 0.05 | 0.046 | 17.8 |  | --> | 0.0475 | 0 | 0 | 0.050604 | 0 |  | --> | E13 ex BANOGE | Banoge [T121,T122] | BANOGE |  | 52.5975 | -6.2643
MV/LV Substation BA***437X |  | 20 kV | _ | LV | 100 kVA :Pole Substation | 0.1 | --> | 0.1 | 0 | 0 | Constrained,otherwise capacity available =78kVA. | --> | 0.095 | 0 | 0.01482 | 0.10329 | 0 |  | --> | C19 ex TRAMORE | Tramore [T41,T42] | BUTLERSTOWN |  | 52.198 | -7.1171
MV/LV Substation BA***4380 |  | 10 kV | _ | LV | 630 kVA :Kiosk Substation | 0.63 | --> | 0.63 | 0 | 0 | Constrained,otherwise capacity available =500kVA. | --> | 0.5985 | 0 | 0.001482 | 0.5 | 0 |  | --> | C17 ex DOUGLAS | Douglas [T41,T42] | TRABEG |  | 51.8645 | -8.4305
MV/LV Substation BA***4381 |  | 10 kV | _ | LV | 630 kVA :Kiosk Substation | 0.63 | --> | 0.63 | 0 | 0 | Constrained,otherwise capacity available =500kVA. | --> | 0.5985 | 0 | 0.000741 | 0.5 | 0 |  | --> | C17 ex DOUGLAS | Douglas [T41,T42] | TRABEG |  | 51.8645 | -8.4272
MV/LV Substation BA***4386 |  | 20 kV | _ | LV | 50 kVA :Pole Substation | 0.05 | --> | 0.05 | 0 | 0 | Constrained,otherwise capacity available =50kVA. | --> | 0.0475 | 0 | 0 | 0.05 | 0 |  | --> | E18 ex CLONROCHE | Clonroche [T421,T422] | WEXFORD |  | 52.4524 | -6.6633
MV/LV Substation BA***4386 |  | 10 kV | _ | LV | 50 kVA :Pole Substation | 0.05 | --> | 0.05 | 0 | 0 | Constrained,otherwise capacity available =32kVA. | --> | 0.0475 | 0 | 0 | 0.052662 | 0 |  | --> | C11 ex DEERPARK | Deerpark [T41,T42] | BALLYDINE |  | 52.3033 | -7.4089
MV/LV Substation BA***4387 |  | 10 kV | _ | LV | 630 kVA :Kiosk Substation | 0.63 | --> | 0.63 | 0.5 | 2.9 |  | --> | 0.5985 | 0 | 0 | 0.5 | 0 |  | --> | C11 ex ABBEYLAND | Abbeyland [T41,T42] | NAVAN |  | 53.6533 | -6.7018
MV/LV Substation BA***438Y |  | 20 kV | _ | LV | 50 kVA :Pole Substation | 0.05 | --> | 0.05 | 0.042 | 0.2 |  | --> | 0.0475 | 0 | 0 | 0 | 0 | Constrained,otherwise capacity available =51.2kW. | --> | E15 ex BEALISTOWN | Bealistown [T421,T422] | GREAT ISLAND |  | 52.2764 | -6.8374
MV/LV Substation BA***439 |  | 10 kV | _ | LV | 50 kVA :Pole Substation | 0.05 | --> | 0.05 | 0.036 | 12.2 |  | --> | 0.0475 | 0 | 0 | 0.052083 | 0 |  | --> | C23 ex BALLYBEG | Ballybeg [T101,T102] | CARRICKMINES |  | 52.9136 | -6.111
MV/LV Substation BA***439 |  | 10 kV | _ | LV | 50 kVA :Pole Substation | 0.05 | --> | 0.05 | 0.03 | 2.3 |  | --> | 0.0475 | 0 | 0.004446 | 0.052949 | 0 |  | --> | C12 ex BALLYRICKARD | Ballyrickard [T41,T42] | TRALEE |  | 52.2825 | -9.8565
MV/LV Substation BA***4395 |  | 10 kV | _ | LV | 630 kVA :Building Structure | 0.63 | --> | 0.63 | 0 | 0 | Constrained,otherwise capacity available =480kVA. | --> | 0.5985 | 0 | 0 | 0.5 | 0 |  | --> | C12 ex BALLINCOLLIG | Ballincollig [T41,T42] | KILBARRY |  | 51.8881 | -8.6112
MV/LV Substation BA***439X |  | 10 kV | _ | LV | 100 kVA :Pole Substation | 0.1 | --> | 0.1 | 0 | 0 | Constrained,otherwise capacity available =84kVA. | --> | 0.095 | 0 | 0 | 0 | 0 | Constrained,otherwise capacity available =102.4kW. | --> | C20 ex LISMORE | Lismore [T41,T42] | DUNGARVAN |  | 52.1275 | -7.8997
MV/LV Substation BA***439Y |  | 10 kV | _ | LV | 50 kVA :Pole Substation | 0.05 | --> | 0.05 | 0 | 0 | Constrained,otherwise capacity available =21kVA. | --> | 0.0475 | 0 | 0.019266 | 0.05422 | 0 |  | --> | C11 ex BALLINCOLLIG | Ballincollig [T41,T42] | KILBARRY |  | 51.8365 | -8.5385
MV/LV Substation BA***4403 |  | 10 kV | _ | LV | 50 kVA :Pole Substation | 0.05 | --> | 0.05 | 0 | 0 | Constrained,otherwise capacity available =50kVA. | --> | 0.0475 | 0 | 0 | 0.05 | 0 |  | --> | C17 ex CARRIGSHANE | Carrigshane [T41] | MIDLETON |  | 51.8863 | -8.1573
MV/LV Substation BA***4404 |  | 20 kV | _ | LV | 400 kVA :Building Structure | 0.4 | --> | 0.4 | 0.267 | 3 |  | --> | 0.38 | 0 | 0 | 0 | 0 | Constrained,otherwise capacity available =419.7kW. | --> | E11 ex CHARLEVILLE | Charleville [T421,T422] | CHARLEVILLE |  | 52.3518 | -8.6583
MV/LV Substation BA***4406 |  | 20 kV | _ | LV | 630 kVA :Kiosk Substation | 0.63 | --> | 0.63 | 0 | 0 | Constrained,otherwise capacity available =500kVA. | --> | 0.5985 | 0 | 0.045201 | 0.5 | 0 |  | --> | E15 ex ACADEMY STREET | Academy Street [T421,T422,T44] | NAVAN |  | 53.6454 | -6.6783
MV/LV Substation BA***4407 |  | 20 kV | _ | LV | 630 kVA :Kiosk Substation | 0.63 | --> | 0.63 | 0 | 0 | Constrained,otherwise capacity available =500kVA. | --> | 0.5985 | 0 | 0.11115 | 0.5 | 0 |  | --> | E15 ex ACADEMY STREET | Academy Street [T421,T422,T44] | NAVAN |  | 53.6442 | -6.6784
MV/LV Substation BA***4408 |  | 20 kV | _ | LV | 630 kVA :Kiosk Substation | 0.63 | --> | 0.63 | 0 | 0 | Constrained,otherwise capacity available =500kVA. | --> | 0.5985 | 0 | 0.11189 | 0.5 | 0 |  | --> | E15 ex ACADEMY STREET | Academy Street [T421,T422,T44] | NAVAN |  | 53.6426 | -6.6761
MV/LV Substation BA***4409 |  | 20 kV | _ | LV | 630 kVA :Kiosk Substation | 0.63 | --> | 0.63 | 0 | 0 | Constrained,otherwise capacity available =500kVA. | --> | 0.5985 | 0 | 0.095589 | 0.5 | 0 |  | --> | E15 ex ACADEMY STREET | Academy Street [T421,T422,T44] | NAVAN |  | 53.644 | -6.6741
MV/LV Substation BA***440Y |  | 10 kV | _ | LV | 50 kVA :Pole Substation | 0.05 | --> | 0.05 | 0 | 0 | Constrained,otherwise capacity available =41kVA. | --> | 0.0475 | 0 | 0 | 0 | 0 | Constrained,otherwise capacity available =51.3kW. | --> | E14 ex CASTLELYONS | Castlelyons [T421,T422] | BARRYMORE |  | 52.0837 | -8.2186
MV/LV Substation BA***441 |  | 20 kV | _ | LV | 100 kVA :Pole Substation | 0.1 | --> | 0.1 | 0 | 0 | Constrained,otherwise capacity available =82kVA. | --> | 0.095 | 0 | 0.006669 | 0.1027 | 0 |  | --> | C14 ex KILMEADEN | Kilmeaden [T42] | BUTLERSTOWN |  | 52.2327 | -7.2706
MV/LV Substation BA***441 |  | 20 kV | _ | LV | 50 kVA :Pole Substation | 0.05 | --> | 0.05 | 0 | 0 | Constrained,otherwise capacity available =34kVA. | --> | 0.0475 | 0 | 0 | 0.052373 | 0 |  | --> | E28 ex LOUGHREA | Loughrea [T41,T42] | SOMERSET |  | 53.2024 | -8.4852
MV/LV Substation BA***4410 |  | 10 kV | _ | LV | 1000 kVA :Building Structure | 1 | --> | 1 | 0.5 | 1.5 |  | --> | 0.95 | 0 | 0 | 0.5 | 0 |  | --> | C12 ex MARROWBONE LANE | Marrowbone Lane [T42] | INCHICORE 220KV |  | 53.3374 | -6.2833
MV/LV Substation BA***4413 |  | 20 kV | _ | LV | 400 kVA :Kiosk Substation | 0.4 | --> | 0.4 | 0 | 0 | Constrained,otherwise capacity available =390kVA. | --> | 0.38 | 0 | 0 | 0.40151 | 0 |  | --> | E11 ex GLASMORE | Glasmore [T421,T422] | GLASMORE |  | 53.4874 | -6.1243
MV/LV Substation BA***4414 |  | 10 kV | _ | LV | 630 kVA :Kiosk Substation | 0.63 | --> | 0.63 | 0 | 0 | Constrained,otherwise capacity available =500kVA. | --> | 0.5985 | 0 | 0.008151 | 0.5 | 0 |  | --> | C22 ex TERMONFECKIN ROAD | Termonfeckin Road [T41,T42] | DRYBRIDGE |  | 53.7371 | -6.3481
MV/LV Substation BA***4414 |  | 20 kV | _ | LV | 1000 kVA :Building Structure | 1 | --> | 1 | 0.5 | 4.2 |  | --> | 0.95 | 0 | 0 | 0.5 | 0 |  | --> | E18 ex JENKINSTOWN | Jenkinstown [T421,T422] | DUNDALK |  | 54.0738 | -6.2397
MV/LV Substation BA***441X |  | 20 kV | _ | LV | 400 kVA :Building Structure | 0.4 | --> | 0.4 | 0.4 | 4.2 |  | --> | 0.38 | 0 | 0 | 0.4 | 0 |  | --> | E12 ex JENKINSTOWN | Jenkinstown [T421,T422] | DUNDALK |  | 54.0323 | -6.352
MV/LV Substation BA***441Z |  | 10 kV | _ | LV | 100 kVA :Pole Substation | 0.1 | --> | 0.1 | 0 | 0 | Constrained,otherwise capacity available =78kVA. | --> | 0.095 | 0 | 0.008151 | 0.10329 | 0 |  | --> | C12 ex MONEYCOOLEY | Moneycooley [T41,T42,T44] | GRIFFINRATH |  | 53.368 | -6.5502
MV/LV Substation BA***442 |  | 20 kV | _ | LV | 50 kVA :Pole Substation | 0.05 | --> | 0.05 | 0 | 0 | Constrained,otherwise capacity available =45kVA. | --> | 0.0475 | 0 | 0.002964 | 0.050753 | 0 |  | --> | E15 ex DINGLE | Dingle [T421,T422] | OUGHTRAGH |  | 52.1559 | -10.3964
MV/LV Substation BA***442X |  | 20 kV | _ | LV | 50 kVA :Pole Substation | 0.05 | --> | 0.05 | 0.044 | 2.5 |  | --> | 0.0475 | 0 | 0 | 0.050903 | 0 |  | --> | E17 ex EDGEWORTHSTOWN | Edgeworthstown [T421,T422] | RICHMOND |  | 53.6442 | -7.6707
MV/LV Substation BA***443 |  | 10 kV | _ | LV | 100 kVA :Pole Substation | 0.1 | --> | 0.1 | 0.039 | 0.4 |  | --> | 0.095 | 0 | 0.003705 | 0 | 0 | Constrained,otherwise capacity available =108.9kW. | --> | C13 ex SWINFORD | Swinford [T41,T42] | CASTLEBAR |  | 53.8949 | -9.1491
MV/LV Substation BA***443 |  | 20 kV | _ | LV | 50 kVA :Pole Substation | 0.05 | --> | 0.05 | 0 | 0 | Constrained,otherwise capacity available =38kVA. | --> | 0.0475 | 0 | 0.002964 | 0.05179 | 0 |  | --> | E15 ex ASHBOURNE | Ashbourne [T421,T422] | FINGLAS |  | 53.4956 | -6.3939
MV/LV Substation BA***443 |  | 20 kV | _ | LV | 100 kVA :Pole Substation | 0.1 | --> | 0.1 | 0.097 | 1.7 |  | --> | 0.095 | 0 | 0 | 0.10045 | 0 |  | --> | E62 ex ATHY | Athy [T101,T102] | ATHY |  | 53.0059 | -6.9434
MV/LV Substation BA***4431 |  | 10 kV | _ | LV | 630 kVA :Kiosk Substation | 0.63 | --> | 0.63 | 0 | 0 | Constrained,otherwise capacity available =500kVA. | --> | 0.5985 | 0 | 0 | 0.5 | 0 |  | --> | C13 ex DRYBRIDGE | Drybridge [T41,T42] | DRYBRIDGE |  | 53.7377 | -6.352
MV/LV Substation BA***4434 |  | 20 kV | _ | LV | 50 kVA :Pole Substation | 0.05 | --> | 0.05 | 0.05 | 0.4 |  | --> | 0.0475 | 0 | 0 | 0.05 | 0 |  | --> | E18 ex TULLOW | Tullow [T421,T422] | CARLOW |  | 52.8376 | -6.6615
MV/LV Substation BA***4435 |  | 10 kV | _ | LV | 400 kVA :Kiosk Substation | 0.4 | --> | 0.4 | 0.4 | 1.4 |  | --> | 0.38 | 0 | 0 | 0.4 | 0 |  | --> | E18 ex KILLINICK | Killinick [T421,T422] | WEXFORD |  | 52.2662 | -6.3868
MV/LV Substation BA***4439 |  | 20 kV | _ | LV | 50 kVA :Pole Substation | 0.05 | --> | 0.05 | 0 | 0 | Constrained,otherwise capacity available =50kVA. | --> | 0.0475 | 0 | 0 | 0.05 | 0 |  | --> | E15 ex GLENAMADDY | Glenamaddy [T422] | ATHLONE |  | 53.5986 | -8.4922
MV/LV Substation BA***4442 |  | 20 kV | _ | LV | 200 kVA :Pole Substation | 0.2 | --> | 0.2 | 0 | 0 | Constrained,otherwise capacity available =182kVA. | --> | 0.19 | 0 | 0 | 0 | 0 | Constrained,otherwise capacity available =202.7kW. | --> | E20 ex ROSCREA | Roscrea [T41,T42] | IKERRIN |  | 52.9521 | -7.6901
MV/LV Substation BA***4443 |  | 20 kV | _ | LV | 400 kVA :Kiosk Substation | 0.4 | --> | 0.4 | 0 | 0 | Constrained,otherwise capacity available =400kVA. | --> | 0.38 | 0 | 0 | 0.4 | 0 |  | --> | E20 ex BALTRASNA | Baltrasna [T121,T122] | BALTRASNA |  | 53.5198 | -6.4148
MV/LV Substation BA***4444 |  | 10 kV | _ | LV | 630 kVA :Kiosk Substation | 0.63 | --> | 0.63 | 0 | 0 | Constrained,otherwise capacity available =500kVA. | --> | 0.5985 | 0 | 0 | 0.5 | 0 |  | --> | C13 ex DRYBRIDGE | Drybridge [T41,T42] | DRYBRIDGE |  | 53.7378 | -6.3545
MV/LV Substation BA***4454 |  | 20 kV | _ | LV | 100 kVA :Pole Substation | 0.1 | --> | 0.1 | 0 | 0 | Constrained,otherwise capacity available =100kVA. | --> | 0.095 | 0 | 0 | 0.1 | 0 |  | --> | C17 ex KYLEERAGH | Kyleeragh [T41,T42] | NENAGH |  | 52.948 | -8.1342
MV/LV Substation BA***4455 |  | 10 kV | _ | LV | 100 kVA :Pole Substation | 0.1 | --> | 0.1 | 0 | 0 | Constrained,otherwise capacity available =94kVA. | --> | 0.095 | 0 | 0 | 0.10091 | 0 |  | --> | C22 ex TERMONFECKIN ROAD | Termonfeckin Road [T41,T42] | DRYBRIDGE |  | 53.7347 | -6.3483
MV/LV Substation BA***4457 |  | 10 kV | _ | LV | 630 kVA :Kiosk Substation | 0.63 | --> | 0.63 | 0 | 0 | Constrained,otherwise capacity available =500kVA. | --> | 0.5985 | 0 | 0 | 0.5 | 0 |  | --> | C17 ex DOUGLAS | Douglas [T41,T42] | TRABEG |  | 51.8636 | -8.4302
MV/LV Substation BA***4458 |  | 10 kV | _ | LV | 630 kVA :Kiosk Substation | 0.63 | --> | 0.63 | 0 | 0 | Constrained,otherwise capacity available =500kVA. | --> | 0.5985 | 0 | 0 | 0.5 | 0 |  | --> | C17 ex DOUGLAS | Douglas [T41,T42] | TRABEG |  | 51.863 | -8.427
MV/LV Substation BA***445X |  | 10 kV | _ | LV | 50 kVA :Pole Substation | 0.05 | --> | 0.05 | 0.048 | 12.2 |  | --> | 0.0475 | 0 | 0 | 0.050303 | 0 |  | --> | C23 ex BALLYBEG | Ballybeg [T101,T102] | CARRICKMINES |  | 52.9593 | -6.0925
MV/LV Substation BA***4461 |  | 20 kV | _ | LV | 50 kVA :Pole Substation | 0.05 | --> | 0.05 | 0 | 0 | Constrained,otherwise capacity available =50kVA. | --> | 0.0475 | 0 | 0 | 0 | 0 | Constrained,otherwise capacity available =50kW. | --> | C15 ex MOUNTRATH | Mountrath [T41,T42] | PORTLAOISE |  | 52.8828 | -7.4509
MV/LV Substation BA***4464 |  | 10 kV | _ | LV | 50 kVA :Pole Substation | 0.05 | --> | 0.05 | 0.05 | 3 |  | --> | 0.0475 | 0 | 0 | 0.05 | 0 |  | --> | C25 ex NENAGH | Nenagh [T41,T42] | NENAGH |  | 52.7924 | -8.1319
MV/LV Substation BA***4469 |  | 20 kV | _ | LV | 50 kVA :Pole Substation | 0.05 | --> | 0.05 | 0 | 0 | Constrained,otherwise capacity available =50kVA. | --> | 0.0475 | 0 | 0 | 0.05 | 0 |  | --> | C22 ex ATHLONE | Athlone [T41,T42] | ATHLONE |  | 53.4517 | -7.9882
MV/LV Substation BA***447 |  | 10 kV | _ | LV | 400 kVA :Kiosk Substation | 0.4 | --> | 0.4 | 0.258 | 5.8 |  | --> | 0.38 | 0 | 0.006669 | 0.42101 | 0 |  | --> | C14 ex OAKFIELD | Oakfield [T41,T42] | SLIGO |  | 54.2099 | -8.5077
MV/LV Substation BA***4474 |  | 20 kV | _ | LV | 400 kVA :Kiosk Substation | 0.4 | --> | 0.4 | 0 | 0 | Constrained,otherwise capacity available =391kVA. | --> | 0.38 | 0 | 0 | 0.40136 | 0 |  | --> | E15 ex BATTER LANE TEMPORARY | Batter Lane Temporary 38kv [T421] | GLASMORE |  | 53.5287 | -6.1762
MV/LV Substation BA***4476 |  | 20 kV | _ | LV | 50 kVA :Pole Substation | 0.05 | --> | 0.05 | 0.05 | 0.4 |  | --> | 0.0475 | 0 | 0 | 0.05 | 0 |  | --> | E12 ex TULLOW | Tullow [T421,T422] | CARLOW |  | 52.7533 | -6.725
MV/LV Substation BA***447X |  | 20 kV | _ | LV | 400 kVA :Kiosk Substation | 0.4 | --> | 0.4 | 0.358 | 1.5 |  | --> | 0.38 | 0 | 0 | 0.40633 | 0 |  | --> | E18 ex ACHILL | Achill [T422] | CARROWBEG |  | 54.0255 | -9.8256
MV/LV Substation BA***447X |  | 20 kV | _ | LV | 50 kVA :Pole Substation | 0.05 | --> | 0.05 | 0 | 3.5 |  | --> | 0.0475 | 0 | 0 | 0.059557 | 0 |  | --> | C26 ex DUNDALK | Dundalk [T41,T42] | DUNDALK |  | 53.9964 | -6.5654
MV/LV Substation BA***447X |  | 20 kV | _ | LV | 50 kVA :Pole Substation | 0.05 | --> | 0.05 | 0.043 | 4.4 |  | --> | 0.0475 | 0 | 0.003705 | 0.051052 | 0 |  | --> | E17 ex CRANE | Crane [T122] | CRANE |  | 52.5394 | -6.3375
MV/LV Substation BA***447X |  | 10 kV | _ | LV | 100 kVA :Pole Substation | 0.1 | --> | 0.1 | 0.072 | 12.2 |  | --> | 0.095 | 0 | 0 | 0.10417 | 0 |  | --> | C17 ex BALLYBEG | Ballybeg [T101,T102] | CARRICKMINES |  | 52.9048 | -6.0468
MV/LV Substation BA***448 |  | 10 kV | _ | LV | 50 kVA :Pole Substation | 0.05 | --> | 0.05 | 0 | 0 | Constrained,otherwise capacity available =33kVA. | --> | 0.0475 | 0 | 0.02964 | 0.052518 | 0 |  | --> | C12 ex COBH | Cobh [T41,T42] | COW CROSS |  | 51.8675 | -8.28
MV/LV Substation BA***448 |  | 20 kV | _ | LV | 50 kVA :Pole Substation | 0.05 | --> | 0.05 | 0 | 0 | Constrained,otherwise capacity available =49kVA. | --> | 0.0475 | 0 | 0 | 0.050152 | 0 |  | --> | E17 ex BALLYHALE | Ballyhale [T42,T421] | KILKENNY |  | 52.4929 | -7.1053
MV/LV Substation BA***4481 |  | 10 kV | _ | LV | 50 kVA :Pole Substation | 0.05 | --> | 0.05 | 0 | 0 | Constrained,otherwise capacity available =38kVA. | --> | 0.0475 | 0 | 0 | 0 | 0 | Constrained,otherwise capacity available =51.8kW. | --> | C19 ex ROSCREA | Roscrea [T41,T42] | IKERRIN |  | 52.9321 | -7.8544
MV/LV Substation BA***449 |  | 10 kV | _ | LV | 50 kVA :Pole Substation | 0.05 | --> | 0.05 | 0.048 | 5.8 |  | --> | 0.0475 | 0 | 0 | 0.050303 | 0 |  | --> | C14 ex OAKFIELD | Oakfield [T41,T42] | SLIGO |  | 54.219 | -8.5013
MV/LV Substation BA***449 |  | 10 kV | _ | LV | 100 kVA :Pole Substation | 0.1 | --> | 0.1 | 0 | 0 | Constrained,otherwise capacity available =97kVA. | --> | 0.095 | 0 | 0.00741 | 0.10045 | 0 |  | --> | C25 ex STEPHENSTOWN | Stephenstown [T101,T102] | FINGLAS |  | 53.5852 | -6.1505
MV/LV Substation BA***449X |  | 20 kV | _ | LV | 50 kVA :Pole Substation | 0.05 | --> | 0.05 | 0.049 | 0.4 |  | --> | 0.0475 | 0 | 0 | 0.050152 | 0 |  | --> | E17 ex BALLYCONNELL | Ballyconnell [T421,T422] | GORTAWEE |  | 54.1504 | -7.7099
MV/LV Substation BA***4501 |  | 10 kV | _ | LV | 50 kVA :Pole Substation | 0.05 | --> | 0.05 | 0 | 0 | Constrained,otherwise capacity available =50kVA. | --> | 0.0475 | 0 | 0 | 0 | 0 | Constrained,otherwise capacity available =50kW. | --> | C18 ex RATHDOWNEY | Rathdowney [T42] | IKERRIN |  | 52.9108 | -7.6147
MV/LV Substation BA***450Z |  | 10 kV | _ | LV | 200 kVA :Pole Substation | 0.2 | --> | 0.2 | 0 | 0 | Constrained,otherwise capacity available =200kVA. | --> | 0.19 | 0 | 0 | 0.2 | 0 |  | --> | C16 ex RIVERSTOWN | Riverstown [T41,T42] | KILBARRY |  | 51.9486 | -8.3369
MV/LV Substation BA***451 |  | 10 kV | _ | LV | 50 kVA :Pole Substation | 0.05 | --> | 0.05 | 0 | 0 | Constrained,otherwise capacity available =36kVA. | --> | 0.0475 | 0 | 0 | 0.052083 | 0 |  | --> | C11 ex JOHNSTOWN | Johnstown [T41,T42] | KILTEEL |  | 53.2025 | -6.5981
MV/LV Substation BA***452 |  | 20 kV | _ | LV | 50 kVA :Pole Substation | 0.05 | --> | 0.05 | 0.04 | 7.6 |  | --> | 0.0475 | 0 | 0 | 0 | 0 | Constrained,otherwise capacity available =51.5kW. | --> | E14 ex BELLACORICK | Bellacorick [T122] | BELLACORICK |  | 54.1474 | -9.746
MV/LV Substation BA***452 |  | 10 kV | _ | LV | 400 kVA :Kiosk Substation | 0.4 | --> | 0.4 | 0.212 | 9.1 |  | --> | 0.38 | 0 | 0.03705 | 0.42758 | 0 |  | --> | C23 ex CENTRE PARK ROAD | Marina [T105,T106] | MARINA |  | 51.8967 | -8.4287
MV/LV Substation BA***452X |  | 20 kV | _ | LV | 50 kVA :Pole Substation | 0.05 | --> | 0.05 | 0.04 | 4.4 |  | --> | 0.0475 | 0 | 0 | 0.051496 | 0 |  | --> | E18 ex CRANE | Crane [T122] | CRANE |  | 52.5258 | -6.4847
MV/LV Substation BA***4538 |  | 10 kV | _ | LV | 50 kVA :Pole Substation | 0.05 | --> | 0.05 | 0 | 0 | Constrained,otherwise capacity available =50kVA. | --> | 0.0475 | 0 | 0 | 0 | 0 | Constrained,otherwise capacity available =50kW. | --> | C14 ex TEMPLEMORE | Templemore [T41,T42] | IKERRIN |  | 52.7742 | -7.5898
MV/LV Substation BA***453X |  | 20 kV | _ | LV | 400 kVA :Kiosk Substation | 0.4 | --> | 0.4 | 0 | 0 | Constrained,otherwise capacity available =260kVA. | --> | 0.38 | 0 | 0.019266 | 0.42072 | 0 |  | --> | E19 ex CAVAN | Cavan [T42,T421] | SHANKILL |  | 53.9326 | -7.4084
MV/LV Substation BA***4541 |  | 10 kV | _ | LV | 50 kVA :Pole Substation | 0.05 | --> | 0.05 | 0 | 0 | Constrained,otherwise capacity available =50kVA. | --> | 0.0475 | 0 | 0 | 0 | 0 | Constrained,otherwise capacity available =50kW. | --> | C14 ex TEMPLEMORE | Templemore [T41,T42] | IKERRIN |  | 52.7582 | -7.6475
MV/LV Substation BA***454X |  | 10 kV | _ | LV | 50 kVA :Pole Substation | 0.05 | --> | 0.05 | 0 | 0 | Constrained,otherwise capacity available =45kVA. | --> | 0.0475 | 0 | 0 | 0 | 0 | Constrained,otherwise capacity available =50.8kW. | --> | E11 ex KNOCKMULLEN | Knockmullen [T42,T421] | GREAT ISLAND |  | 52.4265 | -6.9145
MV/LV Substation BA***456 |  | 20 kV | _ | LV | 400 kVA :Kiosk Substation | 0.4 | --> | 0.4 | 0 | 0 | Constrained,otherwise capacity available =331kVA. | --> | 0.38 | 0 | 0.003705 | 0.41034 | 0 |  | --> | E15 ex DINGLE | Dingle [T421,T422] | OUGHTRAGH |  | 52.1657 | -10.407
MV/LV Substation BA***456X |  | 10 kV | _ | LV | 400 kVA :Kiosk Substation | 0.4 | --> | 0.4 | 0 | 0 | Constrained,otherwise capacity available =213kVA. | --> | 0.38 | 0 | 0.054093 | 0.42744 | 0 |  | --> | C22 ex OLDBAWN | Oldbawn [T41,T42] | COOKSTOWN |  | 53.2737 | -6.3487
MV/LV Substation BA***456Y |  | 10 kV | _ | LV | 50 kVA :Pole Substation | 0.05 | --> | 0.05 | 0 | 0 |  | --> | 0.0475 | 0 | 0.015561 | 0.0652 | 0 |  | --> | E11 ex SLANE | Slane [T421] | DRYBRIDGE |  | 53.7767 | -6.5037
MV/LV Substation BA***456Y |  | 20 kV | _ | LV | 50 kVA :Pole Substation | 0.05 | --> | 0.05 | 0.048 | 2.5 |  | --> | 0.0475 | 0 | 0 | 0.050303 | 0 |  | --> | E17 ex EDGEWORTHSTOWN | Edgeworthstown [T421,T422] | RICHMOND |  | 53.5915 | -7.6068
MV/LV Substation BA***456Z |  | 10 kV | _ | LV | 50 kVA :Pole Substation | 0.05 | --> | 0.05 | 0.048 | 2.9 |  | --> | 0.0475 | 0 | 0 | 0 | 0 | Constrained,otherwise capacity available =50.3kW. | --> | C12 ex TELAYDON | Telaydon [T42,T421] | LISDRUM |  | 54.2613 | -6.9653
MV/LV Substation BA***457X |  | 20 kV | _ | LV | 100 kVA :Pole Substation | 0.1 | --> | 0.1 | 0 | 0 | Constrained,otherwise capacity available =96kVA. | --> | 0.095 | 0 | 0 | 0 | 0 | Constrained,otherwise capacity available =100.6kW. | --> | E18 ex SPRINGS | Springs [T421,T422] | DUNGARVAN |  | 52.0512 | -7.6447
MV/LV Substation BA***457X |  | 10 kV | _ | LV | 50 kVA :Pole Substation | 0.05 | --> | 0.05 | 0.031 | 4.6 |  | --> | 0.0475 | 0 | 0 | 0.052806 | 0 |  | --> | C35 ex CASTLEVIEW | Castleview [T101,T102] | CASTLEVIEW |  | 51.8978 | -8.3503
MV/LV Substation BA***458 |  | 10 kV | _ | LV | 50 kVA :Pole Substation | 0.05 | --> | 0.05 | 0.032 | 1.4 |  | --> | 0.0475 | 0 | 0 | 0.052662 | 0 |  | --> | C20 ex RINEANNA | Rineanna [T41,T42] | DRUMLINE |  | 52.7147 | -8.8801
MV/LV Substation BA***4589 |  | 20 kV | _ | LV | 50 kVA :Pole Substation | 0.05 | --> | 0.05 | 0 | 0 | Constrained,otherwise capacity available =50kVA. | --> | 0.0475 | 0 | 0 | 0.05 | 0 |  | --> | C18 ex DELVIN | Delvin [T41,T42] | MULLINGAR |  | 53.6319 | -7.2148
MV/LV Substation BA***458X |  | 10 kV | _ | LV | 50 kVA :Pole Substation | 0.05 | --> | 0.05 | 0 | 0 | Constrained,otherwise capacity available =38kVA. | --> | 0.0475 | 0 | 0.00741 | 0.05179 | 0 |  | --> | C26 ex KYLEERAGH | Kyleeragh [T41,T42] | NENAGH |  | 52.894 | -8.2511
MV/LV Substation BA***459 |  | 10 kV | _ | LV | 50 kVA :Pole Substation | 0.05 | --> | 0.05 | 0.043 | 0.4 |  | --> | 0.0475 | 0 | 0 | 0 | 0 | Constrained,otherwise capacity available =51.1kW. | --> | C12 ex KILMAGIG | Kilmagig [T42] | ARKLOW |  | 52.8656 | -6.2197
MV/LV Substation BA***459Y |  | 20 kV | _ | LV | 100 kVA :Pole Substation | 0.1 | --> | 0.1 | 0 | 0 | Constrained,otherwise capacity available =100kVA. | --> | 0.095 | 0 | 0 | 0.1 | 0 |  | --> | E16 ex ACADEMY STREET | Academy Street [T421,T422,T44] | NAVAN |  | 53.6237 | -6.6889
MV/LV Substation BA***459Z |  | 20 kV | _ | LV | 400 kVA :Kiosk Substation | 0.4 | --> | 0.4 | 0 | 0 | Constrained,otherwise capacity available =348kVA. | --> | 0.38 | 0 | 0.008151 | 0.40782 | 0 |  | --> | E23 ex BALTRASNA | Baltrasna [T121,T122] | BALTRASNA |  | 53.5661 | -6.386
MV/LV Substation BA***459Z |  | 10 kV | _ | LV | 50 kVA :Pole Substation | 0.05 | --> | 0.05 | 0 | 0 | Constrained,otherwise capacity available =50kVA. | --> | 0.0475 | 0 | 0 | 0.05 | 0 |  | --> | C19 ex CELBRIDGE | Celbridge [T41,T42] | GRIFFINRATH |  | 53.3233 | -6.6101
MV/LV Substation BA***460 |  | 20 kV | _ | LV | 50 kVA :Pole Substation | 0.05 | --> | 0.05 | 0 | 0 | Constrained,otherwise capacity available =34kVA. | --> | 0.0475 | 0 | 0.001482 | 0.052373 | 0 |  | --> | E11 ex FINEA | Finea [T421,T422] | SHANKILL |  | 53.7785 | -7.4827
MV/LV Substation BA***4608 |  | 20 kV | _ | LV | 50 kVA :Pole Substation | 0.05 | --> | 0.05 | 0.05 | 1 |  | --> | 0.0475 | 0 | 0 | 0.05 | 0 |  | --> | E17 ex LONGFORD | Longford [T421,T422] | RICHMOND |  | 53.7762 | -7.6474
MV/LV Substation BA***460X |  | 20 kV | _ | LV | 50 kVA :Pole Substation | 0.05 | --> | 0.05 | 0 | 0 | Constrained,otherwise capacity available =38kVA. | --> | 0.0475 | 0 | 0.006669 | 0.05179 | 0 |  | --> | C14 ex KILMEADEN | Kilmeaden [T42] | BUTLERSTOWN |  | 52.2316 | -7.2815
MV/LV Substation BA***460Y |  | 20 kV | _ | LV | 50 kVA :Pole Substation | 0.05 | --> | 0.05 | 0.039 | 4.4 |  | --> | 0.0475 | 0 | 0 | 0.051643 | 0 |  | --> | E13 ex CRANE | Crane [T122] | CRANE |  | 52.4792 | -6.4238
MV/LV Substation BA***461 |  | 10 kV | _ | LV | 200 kVA :Pole Substation | 0.2 | --> | 0.2 | 0.098 | 18.7 |  | --> | 0.19 | 0 | 0.011856 | 0.20181 | 0 |  | --> | C18 ex ARKLOW | Arklow [T101,T102] | ARKLOW |  | 52.8816 | -6.0989
MV/LV Substation BA***461 |  | 10 kV | _ | LV | 50 kVA :Pole Substation | 0.05 | --> | 0.05 | 0.036 | 0.9 |  | --> | 0.0475 | 0 | 0.015561 | 0.052083 | 0 |  | --> | C12 ex ROSS CARBERY | Ross Carbery [T41,T42] | DUNMANWAY |  | 51.5717 | -9.08
MV/LV Substation BA***461 |  | 20 kV | _ | LV | 50 kVA :Pole Substation | 0.05 | --> | 0.05 | 0 | 0 | Constrained,otherwise capacity available =43kVA. | --> | 0.0475 | 0 | 0 | 0 | 0 | Constrained,otherwise capacity available =51.1kW. | --> | E18 ex SPRINGS | Springs [T421,T422] | DUNGARVAN |  | 52.0524 | -7.6648
MV/LV Substation BA***461X |  | 10 kV | _ | LV | 100 kVA :Pole Substation | 0.1 | --> | 0.1 | 0.065 | 1.4 |  | --> | 0.095 | 0 | 0 | 0.10518 | 0 |  | --> | C14 ex KELLS | Kells [T41,T42] | NAVAN |  | 53.752 | -6.8348
MV/LV Substation BA***461Y |  | 10 kV | _ | LV | 50 kVA :Pole Substation | 0.05 | --> | 0.05 | 0.033 | 1.3 |  | --> | 0.0475 | 0 | 0 | 0.052518 | 0 |  | --> | C21 ex CASTLEREA | Castlerea [T41,T42] | CARRICK ON SHANNON |  | 53.719 | -8.4118
MV/LV Substation BA***461Z |  | 10 kV | _ | LV | 50 kVA :Pole Substation | 0.05 | --> | 0.05 | 0.038 | 1.1 |  | --> | 0.0475 | 0 | 0 | 0 | 0 | Constrained,otherwise capacity available =51.8kW. | --> | C19 ex NEWCASTLEWEST | Newcastlewest [T41,T42] | RATHKEALE |  | 52.3901 | -9.0313
MV/LV Substation BA***462 |  | 10 kV | _ | LV | 100 kVA :Pole Substation | 0.1 | --> | 0.1 | 0.033 | 0.9 |  | --> | 0.095 | 0 | 0.008151 | 0.10968 | 0 |  | --> | C12 ex WOODFORD | Woodford [T41,T42] | KNOCKEARAGH |  | 52.0605 | -9.3378
MV/LV Substation BA***462X |  | 10 kV | _ | LV | 50 kVA :Pole Substation | 0.05 | --> | 0.05 | 0 | 0 | Constrained,otherwise capacity available =31kVA. | --> | 0.0475 | 0 | 0.00741 | 0.052806 | 0 |  | --> | C19 ex LOUGHSHINNY | Loughshinny [T41,T42] | GLASMORE |  | 53.5488 | -6.1024
MV/LV Substation BA***462X |  | 10 kV | _ | LV | 25 kVA :Pole Substation | 0.025 | --> | 0.025 | 0 | 0 | Constrained,otherwise capacity available =23kVA. | --> | 0.02375 | 0 | 0.00741 | 0 | 0 | Constrained,otherwise capacity available =25.3kW. | --> | C18 ex RATHDOWNEY | Rathdowney [T42] | IKERRIN |  | 52.91 | -7.6232
MV/LV Substation BA***462Y |  | 10 kV | _ | LV | 400 kVA :Building Structure | 0.4 | --> | 0.4 | 0.4 | 10.9 |  | --> | 0.38 | 0 | 0 | 0.4 | 0 |  | --> | C13 ex MULLINGAR | Mullingar [T101,T102] | MULLINGAR |  | 53.5786 | -7.337
MV/LV Substation BA***463 |  | 20 kV | _ | LV | 200 kVA :Pole Substation | 0.2 | --> | 0.2 | 0.136 | 1.7 |  | --> | 0.19 | 0 | 0.003705 | 0.20949 | 0 |  | --> | C12 ex ATHY | Athy [T101,T102] | ATHY |  | 52.9622 | -6.9344
MV/LV Substation BA***463Z |  | 10 kV | _ | LV | 400 kVA :Kiosk Substation | 0.4 | --> | 0.4 | 0 | 0 | Constrained,otherwise capacity available =368kVA. | --> | 0.38 | 0 | 0 | 0.40483 | 0 |  | --> | C20 ex COLLEGE PARK | College Park [T101,T102,T103] | COLLEGE PARK |  | 53.3933 | -6.3701
MV/LV Substation BA***464 |  | 20 kV | _ | LV | 100 kVA :Pole Substation | 0.1 | --> | 0.1 | 0.084 | 16.1 |  | --> | 0.095 | 0 | 0 | 0.1024 | 0 |  | --> | E21 ex WEXFORD | Wexford [T121,T122] | WEXFORD |  | 52.4125 | -6.3543
MV/LV Substation BA***464Z |  | 10 kV | _ | LV | 400 kVA :Kiosk Substation | 0.4 | --> | 0.4 | 0 | 0 | Constrained,otherwise capacity available =291kVA. | --> | 0.38 | 0 | 0.023712 | 0.41622 | 0 |  | --> | C19 ex CELBRIDGE | Celbridge [T41,T42] | GRIFFINRATH |  | 53.3154 | -6.6138
MV/LV Substation BA***464Z |  | 20 kV | _ | LV | 400 kVA :Kiosk Substation | 0.4 | --> | 0.4 | 0 | 0 | Constrained,otherwise capacity available =321kVA. | --> | 0.38 | 0 | 0.008892 | 0.41182 | 0 |  | --> | E18 ex WHITECHURCH | Whitechurch [T421,T422] | KILBARRY |  | 51.9826 | -8.5185
MV/LV Substation BA***465 |  | 20 kV | _ | LV | 200 kVA :Pole Substation | 0.2 | --> | 0.2 | 0.05 | 17.8 |  | --> | 0.19 | 0 | 0.002223 | 0.22155 | 0 |  | --> | E19 ex BANOGE | Banoge [T121,T122] | BANOGE |  | 52.6093 | -6.3036
MV/LV Substation BA***465 |  | 10 kV | _ | LV | 50 kVA :Pole Substation | 0.05 | --> | 0.05 | 0 | 0 | Constrained,otherwise capacity available =34kVA. | --> | 0.0475 | 0 | 0 | 0.052373 | 0 |  | --> | C18 ex SRAH | Srah [T41,T42] | THORNSBERRY |  | 53.291 | -7.5705
MV/LV Substation BA***465X |  | 10 kV | _ | LV | 50 kVA :Pole Substation | 0.05 | --> | 0.05 | 0 | 0 | Constrained,otherwise capacity available =47kVA. | --> | 0.0475 | 0 | 0.00741 | 0.050453 | 0 |  | --> | C25 ex GARRYSPILLANE | Garryspillane [T41] | TIPPERARY |  | 52.4458 | -8.4178
MV/LV Substation BA***465Y |  | 20 kV | _ | LV | 100 kVA :Pole Substation | 0.1 | --> | 0.1 | 0.092 | 16.1 |  | --> | 0.095 | 0 | 0.002964 | 0.10121 | 0 |  | --> | E21 ex WEXFORD | Wexford [T121,T122] | WEXFORD |  | 52.3837 | -6.4572
MV/LV Substation BA***465Z |  | 10 kV | _ | LV | 400 kVA :Kiosk Substation | 0.4 | --> | 0.4 | 0 | 0 | Constrained,otherwise capacity available =287kVA. | --> | 0.38 | 0 | 0.048906 | 0.41681 | 0 |  | --> | C25 ex STEPHENSTOWN | Stephenstown [T101,T102] | FINGLAS |  | 53.5849 | -6.1379
MV/LV Substation BA***466 |  | 10 kV | _ | LV | 50 kVA :Pole Substation | 0.05 | --> | 0.05 | 0.005 | 1.4 |  | --> | 0.0475 | 0 | 0.025935 | 0.056391 | 0 |  | --> | C23 ex KELLS | Kells [T41,T42] | NAVAN |  | 53.7057 | -6.9235
MV/LV Substation BA***466Y |  | 20 kV | _ | LV | 50 kVA :Pole Substation | 0.05 | --> | 0.05 | 0 | 0 | Constrained,otherwise capacity available =36kVA. | --> | 0.0475 | 0 | 0.005928 | 0.052083 | 0 |  | --> | E11 ex CAVAN | Cavan [T42,T421] | SHANKILL |  | 54.0438 | -7.3226
MV/LV Substation BA***467 |  | 10 kV | _ | LV | 200 kVA :Pole Substation | 0.2 | --> | 0.2 | 0.112 | 0.1 |  | --> | 0.19 | 0 | 0.028899 | 0.21294 | 0 |  | --> | C16 ex CARRIGLAWN | Carriglawn [T41,T42] | WEXFORD |  | 52.3421 | -6.4978
MV/LV Substation BA***467X |  | 20 kV | _ | LV | 50 kVA :Pole Substation | 0.05 | --> | 0.05 | 0 | 0 | Constrained,otherwise capacity available =45kVA. | --> | 0.0475 | 0 | 0 | 0.050753 | 0 |  | --> | E11 ex BALLYHALE | Ballyhale [T42,T421] | KILKENNY |  | 52.5274 | -7.1802
MV/LV Substation BA***468 |  | 10 kV | _ | LV | 50 kVA :Pole Substation | 0.05 | --> | 0.05 | 0.044 | 5.6 |  | --> | 0.0475 | 0 | 0 | 0.050903 | 0 |  | --> | C14 ex KILCOOLE | Kilcoole [T41,T42] | FASSAROE |  | 53.1197 | -6.0587
MV/LV Substation BA***468 |  | 10 kV | _ | LV | 50 kVA :Pole Substation | 0.05 | --> | 0.05 | 0 | 12.2 |  | --> | 0.0475 | 0 | 0 | 0.058823 | 0 |  | --> | C25 ex BALLYBEG | Ballybeg [T101,T102] | CARRICKMINES |  | 52.9883 | -6.0524
MV/LV Substation BA***469 |  | 20 kV | _ | LV | 100 kVA :Pole Substation | 0.1 | --> | 0.1 | 0 | 0 | Constrained,otherwise capacity available =30kVA. | --> | 0.095 | 0 | 0.011115 | 0.11009 | 0 |  | --> | C15 ex KANTURK | Kanturk [T41,T42] | GLENLARA |  | 52.1307 | -8.8939
MV/LV Substation BA***4695 |  | 10 kV | _ | LV | 630 kVA :Kiosk Substation | 0.63 | --> | 0.63 | 0 | 0 | Constrained,otherwise capacity available =500kVA. | --> | 0.5985 | 0 | 0 | 0.5 | 0 |  | --> | C18 ex NEWBROOK | Newbrook [T42] | MULLINGAR |  | 53.5151 | -7.3746
MV/LV Substation BA***469X |  | 20 kV | _ | LV | 50 kVA :Pole Substation | 0.05 | --> | 0.05 | 0.036 | 3 |  | --> | 0.0475 | 0 | 0 | 0 | 0 | Constrained,otherwise capacity available =52.1kW. | --> | E14 ex CHARLEVILLE | Charleville [T421,T422] | CHARLEVILLE |  | 52.3619 | -8.7217
MV/LV Substation BA***469Y |  | 10 kV | _ | LV | 1000 kVA :Building Structure | 1 | --> | 1 | 0.5 | 0.8 |  | --> | 0.95 | 0 | 0 | 0.5 | 0 |  | --> | C22 ex MANOR STREET | Manor Street [T41,T42] | WATERFORD |  | 52.2599 | -7.1112
MV/LV Substation BA***470 |  | 10 kV | _ | LV | 50 kVA :Pole Substation | 0.05 | --> | 0.05 | 0.03 | 5.6 |  | --> | 0.0475 | 0 | 0.003705 | 0.052949 | 0 |  | --> | C13 ex KILCOOLE | Kilcoole [T41,T42] | FASSAROE |  | 53.0976 | -6.0886
MV/LV Substation BA***470Y |  | 10 kV | _ | LV | 50 kVA :Pole Substation | 0.05 | --> | 0.05 | 0.035 | 1.8 |  | --> | 0.0475 | 0 | 0.003705 | 0.052228 | 0 |  | --> | C11 ex MOYLISH | Moylish [T41,T42] | ARDNACRUSHA |  | 52.7023 | -8.6498
MV/LV Substation BA***471 |  | 10 kV | _ | LV | 50 kVA :Pole Substation | 0.05 | --> | 0.05 | 0 | 0 | Constrained,otherwise capacity available =39kVA. | --> | 0.0475 | 0 | 0 | 0 | 0 | Constrained,otherwise capacity available =51.6kW. | --> | C20 ex KNOCKAPHUNTA | Knockaphunta [T41,T42] | CASTLEBAR |  | 53.7899 | -9.1884
MV/LV Substation BA***472 |  | 10 kV | _ | LV | 400 kVA :Kiosk Substation | 0.4 | --> | 0.4 | 0.386 | 1.4 |  | --> | 0.38 | 0 | 0 | 0.40212 | 0 |  | --> | C19 ex RINEANNA | Rineanna [T41,T42] | DRUMLINE |  | 52.7138 | -8.8861
MV/LV Substation BA***472X |  | 20 kV | _ | LV | 50 kVA :Pole Substation | 0.05 | --> | 0.05 | 0 | 0 | Constrained,otherwise capacity available =32kVA. | --> | 0.0475 | 0 | 0.003705 | 0.052662 | 0 |  | --> | C22 ex ATHLONE | Athlone [T41,T42] | ATHLONE |  | 53.4641 | -8.0087
MV/LV Substation BA***472X |  | 10 kV | _ | LV | 50 kVA :Pole Substation | 0.05 | --> | 0.05 | 0 | 0 | Constrained,otherwise capacity available =31kVA. | --> | 0.0475 | 0 | 0 | 0.052806 | 0 |  | --> | C15 ex TOOMEVARA | Toomevara [T42] | NENAGH |  | 52.9452 | -8.0477
MV/LV Substation BA***473 |  | 10 kV | _ | LV | 100 kVA :Pole Substation | 0.1 | --> | 0.1 | 0.076 | 12.2 |  | --> | 0.095 | 0 | 0.002223 | 0.10358 | 0 |  | --> | C23 ex BALLYBEG | Ballybeg [T101,T102] | CARRICKMINES |  | 52.9672 | -6.0988
MV/LV Substation BA***473 |  | 10 kV | _ | LV | 200 kVA :Pole Substation | 0.2 | --> | 0.2 | 0 | 0 | Constrained,otherwise capacity available =187kVA. | --> | 0.19 | 0 | 0.004446 | 0.20196 | 0 |  | --> | C12 ex GRANAGH | Granagh [T41,T42] | WATERFORD |  | 52.2808 | -7.1753
MV/LV Substation BA***473 |  | 10 kV | _ | LV | 100 kVA :Pole Substation | 0.1 | --> | 0.1 | 0 | 0 | Constrained,otherwise capacity available =86kVA. | --> | 0.095 | 0 | 0.010374 | 0.1021 | 0 |  | --> | C15 ex RIVERSTOWN | Riverstown [T41,T42] | KILBARRY |  | 51.9403 | -8.3462
MV/LV Substation BA***474Y |  | 20 kV | _ | LV | 400 kVA :Kiosk Substation | 0.4 | --> | 0.4 | 0.369 | 2.5 |  | --> | 0.38 | 0 | 0 | 0.40468 | 0 |  | --> | E17 ex BAGENALSTOWN | Bagenalstown [T421,T422] | CARLOW |  | 52.7335 | -6.9845
MV/LV Substation BA***475 |  | 10 kV | _ | LV | 200 kVA :Pole Substation | 0.2 | --> | 0.2 | 0 | 0 | Constrained,otherwise capacity available =164kVA. | --> | 0.19 | 0 | 0 | 0.20539 | 0 |  | --> | C13 ex POPPINTREE | Poppintree [T101,T102] | FINGLAS |  | 53.4105 | -6.2604
MV/LV Substation BA***475 |  | 10 kV | _ | LV | 100 kVA :Pole Substation | 0.1 | --> | 0.1 | 0 | 0 | Constrained,otherwise capacity available =92kVA. | --> | 0.095 | 0 | 0 | 0.10121 | 0 |  | --> | C16 ex RIVERSTOWN | Riverstown [T41,T42] | KILBARRY |  | 51.943 | -8.3328
MV/LV Substation BA***475Y |  | 10 kV | _ | LV | 100 kVA :Pole Substation | 0.1 | --> | 0.1 | 0 | 0 | Constrained,otherwise capacity available =88kVA. | --> | 0.095 | 0 | 0 | 0.10181 | 0 |  | --> | C11 ex LOUGHTAGALLA | Loughtagalla [T41,T42] | THURLES |  | 52.642 | -7.7379
MV/LV Substation BA***476 |  | 10 kV | _ | LV | 200 kVA :Pole Substation | 0.2 | --> | 0.2 | 0.162 | 2.3 |  | --> | 0.19 | 0 | 0.0741 | 0.20569 | 0 |  | --> | E13 ex AGHADA | Aghada [T721] | N/A |  | 51.8249 | -8.2031
MV/LV Substation BA***476X |  | 10 kV | _ | LV | 150 kVA :Pole Substation | 0.15 | --> | 0.15 | 0.148 | 1.6 |  | --> | 0.1425 | 0 | 0 | 0 | 0 | Constrained,otherwise capacity available =150.3kW. | --> | C18 ex FOYNES | Foynes [T41,T42] | RATHKEALE |  | 52.5934 | -9.0544
MV/LV Substation BA***476Z |  | 20 kV | _ | LV | 50 kVA :Pole Substation | 0.05 | --> | 0.05 | 0 | 0 | Constrained,otherwise capacity available =50kVA. | --> | 0.0475 | 0 | 0 | 0.05 | 0 |  | --> | E16 ex BALLYDEHOB | Ballydehob [T421] | DUNMANWAY |  | 51.5069 | -9.7012
MV/LV Substation BA***477 |  | 20 kV | _ | LV | 630 kVA :Kiosk Substation | 0.63 | --> | 0.63 | 0 | 0 | Constrained,otherwise capacity available =450kVA. | --> | 0.5985 | 0 | 0.035568 | 0.5 | 0 |  | --> | C12 ex SPIDDAL | Spiddal [T42] | SCREEB |  | 53.2444 | -9.3054
MV/LV Substation BA***477Y |  | 20 kV | _ | LV | 50 kVA :Pole Substation | 0.05 | --> | 0.05 | 0 | 0 | Constrained,otherwise capacity available =40kVA. | --> | 0.0475 | 0 | 0 | 0.051496 | 0 |  | --> | C11 ex KILDARE | Kildare [T41,T42] | NEWBRIDGE |  | 53.1288 | -7.0471
MV/LV Substation BA***478 |  | 10 kV | _ | LV | 100 kVA :Pole Substation | 0.1 | --> | 0.1 | 0.059 | 12.2 |  | --> | 0.095 | 0 | 0.005928 | 0.10604 | 0 |  | --> | C19 ex BALLYBEG | Ballybeg [T101,T102] | CARRICKMINES |  | 53.0046 | -6.1125
MV/LV Substation BA***478X |  | 20 kV | _ | LV | 50 kVA :Pole Substation | 0.05 | --> | 0.05 | 0 | 0 | Constrained,otherwise capacity available =43kVA. | --> | 0.0475 | 0 | 0 | 0.051052 | 0 |  | --> | E19 ex DALTON | Dalton [T421,T422] | DALTON |  | 53.6235 | -8.9841
MV/LV Substation BA***478Z |  | 20 kV | _ | LV | 200 kVA :Kiosk Substation | 0.2 | --> | 0.2 | 0 | 0 | Constrained,otherwise capacity available =180kVA. | --> | 0.19 | 0 | 0 | 0.20301 | 0 |  | --> | E15 ex ASHBOURNE | Ashbourne [T421,T422] | FINGLAS |  | 53.4952 | -6.3963
MV/LV Substation BA***479 |  | 20 kV | _ | LV | 200 kVA :Pole Substation | 0.2 | --> | 0.2 | 0.152 | 0.4 |  | --> | 0.19 | 0 | 0.002964 | 0.20716 | 0 |  | --> | E13 ex TULLOW | Tullow [T421,T422] | CARLOW |  | 52.7463 | -6.7807
MV/LV Substation BA***479 |  | 20 kV | _ | LV | 50 kVA :Pole Substation | 0.05 | --> | 0.05 | 0 | 0 | Constrained,otherwise capacity available =32kVA. | --> | 0.0475 | 0 | 0.011115 | 0.052662 | 0 |  | --> | E15 ex DINGLE | Dingle [T421,T422] | OUGHTRAGH |  | 52.1757 | -10.3825
MV/LV Substation BA***479 |  | 20 kV | _ | LV | 200 kVA :Kiosk Substation | 0.2 | --> | 0.2 | 0 | 0 | Constrained,otherwise capacity available =151kVA. | --> | 0.19 | 0 | 0.004446 | 0 | 0 | Constrained,otherwise capacity available =207.3kW. | --> | E18 ex SPRINGS | Springs [T421,T422] | DUNGARVAN |  | 52.048 | -7.5674
MV/LV Substation BA***479Y |  | 10 kV | _ | LV | 400 kVA :Kiosk Substation | 0.4 | --> | 0.4 | 0.346 | 12.2 |  | --> | 0.38 | 0 | 0 | 0.40812 | 0 |  | --> | C20 ex BALLYBEG | Ballybeg [T101,T102] | CARRICKMINES |  | 52.9723 | -6.0467
MV/LV Substation BA***480 |  | 10 kV | _ | LV | 100 kVA :Pole Substation | 0.1 | --> | 0.1 | 0 | 0 | Constrained,otherwise capacity available =38kVA. | --> | 0.095 | 0 | 0 | 0.10899 | 0 |  | --> | C16 ex RIVERSTOWN | Riverstown [T41,T42] | KILBARRY |  | 51.9639 | -8.3491
MV/LV Substation BA***480 |  | 20 kV | _ | LV | 50 kVA :Pole Substation | 0.05 | --> | 0.05 | 0.049 | 2.1 |  | --> | 0.0475 | 0 | 0 | 0 | 0 | Constrained,otherwise capacity available =50.2kW. | --> | C18 ex NEWTOWNCUNNINGHAM | Newtowncunningham [T41,T42] | LETTERKENNY |  | 55.0538 | -7.4004
MV/LV Substation BA***480 |  | 10 kV | _ | LV | 400 kVA :Building Structure | 0.4 | --> | 0.4 | 0 | 0 | Constrained,otherwise capacity available =234kVA. | --> | 0.38 | 0 | 0.071136 | 0.42445 | 0 |  | --> | C13 ex BALLYBODEN | Ballyboden [T41,T42] | COOKSTOWN |  | 53.2874 | -6.2765
MV/LV Substation BA***480 |  | 10 kV | _ | LV | 50 kVA :Pole Substation | 0.05 | --> | 0.05 | 0 | 0 | Constrained,otherwise capacity available =45kVA. | --> | 0.0475 | 0 | 0 | 0.050753 | 0 |  | --> | C13 ex COBH | Cobh [T41,T42] | COW CROSS |  | 51.8603 | -8.3257
MV/LV Substation BA***481 |  | 10 kV | _ | LV | 1000 kVA :Building Structure | 1 | --> | 1 | 0 | 0 | Constrained,otherwise capacity available =500kVA. | --> | 0.95 | 0 | 0.041496 | 0.5 | 0 |  | --> | C18 ex BALLYMOUNT | Ballymount [T41,T42] | INCHICORE 220KV |  | 53.3156 | -6.343
MV/LV Substation BA***481X |  | 20 kV | _ | LV | 50 kVA :Pole Substation | 0.05 | --> | 0.05 | 0 | 0 | Constrained,otherwise capacity available =43kVA. | --> | 0.0475 | 0 | 0 | 0 | 0 | Constrained,otherwise capacity available =51.1kW. | --> | E18 ex FOXHOLE | Foxhole [T421,T422] | DUNGARVAN |  | 52.0743 | -7.8239
MV/LV Substation BA***481X |  | 10 kV | _ | LV | 200 kVA :Kiosk Substation | 0.2 | --> | 0.2 | 0 | 0 | Constrained,otherwise capacity available =87kVA. | --> | 0.19 | 0 | 0.009633 | 0.21646 | 0 |  | --> | C16 ex KINSALE | Kinsale [T41,T42] | BANDON |  | 51.7044 | -8.528
MV/LV Substation BA***482 |  | 10 kV | _ | LV | 30 kVA :Pole Substation | 0.03 | --> | 0.03 | 0 | 0 | Constrained,otherwise capacity available =26kVA. | --> | 0.0285 | 0 | 0 | 0.030601 | 0 |  | --> | C23 ex CASTLEISLAND | Castleisland [T41,T42] | TRALEE |  | 52.3203 | -9.3607
MV/LV Substation BA***482X |  | 20 kV | _ | LV | 400 kVA :Kiosk Substation | 0.4 | --> | 0.4 | 0 | 0 | Constrained,otherwise capacity available =253kVA. | --> | 0.38 | 0 | 0.015561 | 0.42173 | 0 |  | --> | E17 ex JULIANSTOWN | Julianstown [T421,T422] | DRYBRIDGE |  | 53.6682 | -6.2749
MV/LV Substation BA***483 |  | 10 kV | _ | LV | 200 kVA :Kiosk Substation | 0.2 | --> | 0.2 | 0 | 0 | Constrained,otherwise capacity available =158kVA. | --> | 0.19 | 0 | 0.008892 | 0.20628 | 0 |  | --> | C12 ex COBH | Cobh [T41,T42] | COW CROSS |  | 51.8569 | -8.2741
MV/LV Substation BA***483X |  | 20 kV | _ | LV | 50 kVA :Pole Substation | 0.05 | --> | 0.05 | 0 | 0 | Constrained,otherwise capacity available =50kVA. | --> | 0.0475 | 0 | 0 | 0.05 | 0 |  | --> | E11 ex BALLINROBE | Ballinrobe [T421,T422] | DALTON |  | 53.6148 | -9.2139
MV/LV Substation BA***484 |  | 10 kV | _ | LV | 630 kVA :Kiosk Substation | 0.63 | --> | 0.63 | 0 | 0 | Constrained,otherwise capacity available =453kVA. | --> | 0.5985 | 0 | 0.005928 | 0.5 | 0 |  | --> | C15 ex OLDBAWN | Oldbawn [T41,T42] | COOKSTOWN |  | 53.2911 | -6.3398
MV/LV Substation BA***484X |  | 20 kV | _ | LV | 50 kVA :Pole Substation | 0.05 | --> | 0.05 | 0 | 0 | Constrained,otherwise capacity available =46kVA. | --> | 0.0475 | 0 | 0 | 0.050604 | 0 |  | --> | E15 ex BATTER LANE TEMPORARY | Batter Lane Temporary 38kv [T421] | GLASMORE |  | 53.5091 | -6.1509
MV/LV Substation BA***485Y |  | 20 kV | _ | LV | 50 kVA :Pole Substation | 0.05 | --> | 0.05 | 0.046 | 4.4 |  | --> | 0.0475 | 0 | 0 | 0.050604 | 0 |  | --> | E13 ex CRANE | Crane [T122] | CRANE |  | 52.4441 | -6.4775
MV/LV Substation BA***486X |  | 10 kV | _ | LV | 50 kVA :Pole Substation | 0.05 | --> | 0.05 | 0 | 0 | Constrained,otherwise capacity available =45kVA. | --> | 0.0475 | 0 | 0 | 0 | 0 | Constrained,otherwise capacity available =50.8kW. | --> | C23 ex TINAHASK | Tinahask [T41,T42] | ARKLOW |  | 52.7728 | -6.2238
MV/LV Substation BA***486X |  | 10 kV | _ | LV | 200 kVA :Pole Substation | 0.2 | --> | 0.2 | 0 | 0 | Constrained,otherwise capacity available =172kVA. | --> | 0.19 | 0 | 0.003705 | 0 | 0 | Constrained,otherwise capacity available =201.4kW. | --> | C15 ex KILCLOHER | Kilcloher [T41,T42] | DUNGARVAN |  | 52.1047 | -7.7615
MV/LV Substation BA***486Y |  | 20 kV | _ | LV | 50 kVA :Pole Substation | 0.05 | --> | 0.05 | 0.041 | 16.1 |  | --> | 0.0475 | 0 | 0 | 0.051348 | 0 |  | --> | E21 ex WEXFORD | Wexford [T121,T122] | WEXFORD |  | 52.4256 | -6.5415
MV/LV Substation BA***487 |  | 20 kV | _ | LV | 200 kVA :Pole Substation | 0.2 | --> | 0.2 | 0.16 | 0.2 |  | --> | 0.19 | 0 | 0 | 0 | 0 | Constrained,otherwise capacity available =206kW. | --> | E16 ex BEALISTOWN | Bealistown [T421,T422] | GREAT ISLAND |  | 52.246 | -6.9662
MV/LV Substation BA***487 |  | 20 kV | _ | LV | 200 kVA :Pole Substation | 0.2 | --> | 0.2 | 0.16 | 1.3 |  | --> | 0.19 | 0 | 0 | 0.20598 | 0 |  | --> | C22 ex CASTLEREA | Castlerea [T41,T42] | CARRICK ON SHANNON |  | 53.8382 | -8.3822
MV/LV Substation BA***487 |  | 20 kV | _ | LV | 200 kVA :Pole Substation | 0.2 | --> | 0.2 | 0.173 | 17.8 |  | --> | 0.19 | 0 | 0.002223 | 0.20406 | 0 |  | --> | E13 ex BANOGE | Banoge [T121,T122] | BANOGE |  | 52.6432 | -6.2335
MV/LV Substation BA***487 |  | 10 kV | _ | LV | 100 kVA :Pole Substation | 0.1 | --> | 0.1 | 0.08 | 2.3 |  | --> | 0.095 | 0 | 0.008151 | 0.10299 | 0 |  | --> | C17 ex BALLYRICKARD | Ballyrickard [T41,T42] | TRALEE |  | 52.3051 | -9.8315
MV/LV Substation BA***487 |  | 10 kV | _ | LV | 50 kVA :Pole Substation | 0.05 | --> | 0.05 | 0.049 | 2.3 |  | --> | 0.0475 | 0 | 0 | 0.050152 | 0 |  | --> | E17 ex MOY | Moy [T421,T422] | MOY |  | 54.1225 | -9.1832
MV/LV Substation BA***487X |  | 20 kV | _ | LV | 50 kVA :Pole Substation | 0.05 | --> | 0.05 | 0.046 | 17.8 |  | --> | 0.0475 | 0 | 0 | 0.050604 | 0 |  | --> | E19 ex BANOGE | Banoge [T121,T122] | BANOGE |  | 52.6162 | -6.3069
MV/LV Substation BA***487X |  | 20 kV | _ | LV | 50 kVA :Pole Substation | 0.05 | --> | 0.05 | 0 | 0 | Constrained,otherwise capacity available =50kVA. | --> | 0.0475 | 0 | 0 | 0.05 | 0 |  | --> | E13 ex KILCOCK | Kilcock [T421,T422] | GRIFFINRATH |  | 53.5186 | -6.6375
MV/LV Substation BA***487Y |  | 20 kV | _ | LV | 200 kVA :Pole Substation | 0.2 | --> | 0.2 | 0 | 0 | Constrained,otherwise capacity available =186kVA. | --> | 0.19 | 0 | 0 | 0.20211 | 0 |  | --> | E17 ex BALTINGLASS | Baltinglass [T421,T422] | STRATFORD |  | 52.9372 | -6.6921
MV/LV Substation BA***487Z |  | 10 kV | _ | LV | 50 kVA :Pole Substation | 0.05 | --> | 0.05 | 0 | 0 | Constrained,otherwise capacity available =50kVA. | --> | 0.0475 | 0 | 0 | 0.05 | 0 |  | --> | C16 ex LOUGHSHINNY | Loughshinny [T41,T42] | GLASMORE |  | 53.5884 | -6.1826
MV/LV Substation BA***488X |  | 20 kV | _ | LV | 100 kVA :Pole Substation | 0.1 | --> | 0.1 | 0 | 0 | Constrained,otherwise capacity available =100kVA. | --> | 0.095 | 0 | 0 | 0.1 | 0 |  | --> | E21 ex MILLTOWN (SR) | Milltown (sr) [T421,T422] | OUGHTRAGH |  | 52.1366 | -9.6921
MV/LV Substation BA***488Y |  | 10 kV | _ | LV | 200 kVA :Pole Substation | 0.2 | --> | 0.2 | 0 | 0 | Constrained,otherwise capacity available =161kVA. | --> | 0.19 | 0 | 0 | 0.20584 | 0 |  | --> | C15 ex KINSALE | Kinsale [T41,T42] | BANDON |  | 51.7117 | -8.5205
MV/LV Substation BA***489X |  | 10 kV | _ | LV | 1000 kVA :Building Structure | 1 | --> | 1 | 0.5 | 3.5 |  | --> | 0.95 | 0 | 0 | 0.5 | 0 |  | --> | C11 ex TRIMMS LANE | Trimms Lane [T41,T42] | SALTHILL |  | 53.2594 | -9.0777
MV/LV Substation BA***489Z |  | 10 kV | _ | LV | 50 kVA :Pole Substation | 0.05 | --> | 0.05 | 0 | 0 | Constrained,otherwise capacity available =50kVA. | --> | 0.0475 | 0 | 0 | 0.05 | 0 |  | --> | C17 ex LEIXLIP | Leixlip [T41,T42] | GRIFFINRATH |  | 53.3572 | -6.5052
MV/LV Substation BA***490 |  | 20 kV | _ | LV | 100 kVA :Pole Substation | 0.1 | --> | 0.1 | 0.086 | 1.3 |  | --> | 0.095 | 0 | 0 | 0.1021 | 0 |  | --> | E23 ex ATHBOY | Athboy [T423] | NAVAN |  | 53.5141 | -6.8828
MV/LV Substation BA***490Y |  | 20 kV | _ | LV | 50 kVA :Pole Substation | 0.05 | --> | 0.05 | 0 | 0 | Constrained,otherwise capacity available =50kVA. | --> | 0.0475 | 0 | 0 | 0.05 | 0 |  | --> | C20 ex ROSCOMMON | Roscommon [T41,T42] | LANESBORO |  | 53.7725 | -8.2649
MV/LV Substation BA***491 |  | 20 kV | _ | LV | 50 kVA :Pole Substation | 0.05 | --> | 0.05 | 0 | 0 | Constrained,otherwise capacity available =26kVA. | --> | 0.0475 | 0 | 0 | 0 | 0 | Constrained,otherwise capacity available =53.5kW. | --> | C13 ex CLOYNE | Cloyne [T41] | MIDLETON |  | 51.8674 | -8.0877
MV/LV Substation BA***491Z |  | 20 kV | _ | LV | 200 kVA :Kiosk Substation | 0.2 | --> | 0.2 | 0.191 | 1 |  | --> | 0.19 | 0 | 0 | 0.20136 | 0 |  | --> | E12 ex LONGFORD | Longford [T421,T422] | RICHMOND |  | 53.8645 | -7.7159
MV/LV Substation BA***492 |  | 10 kV | _ | LV | 100 kVA :Pole Substation | 0.1 | --> | 0.1 | 0 | 0 | Constrained,otherwise capacity available =58kVA. | --> | 0.095 | 0 | 0.022971 | 0 | 0 | Constrained,otherwise capacity available =106.2kW. | --> | C11 ex RATHDRUM | Rathdrum [T42] | ARKLOW |  | 52.9034 | -6.2578
MV/LV Substation BA***492Z |  | 10 kV | _ | LV | 400 kVA :Building Structure | 0.4 | --> | 0.4 | 0 | 0 | Constrained,otherwise capacity available =377kVA. | --> | 0.38 | 0 | 0 | 0.40348 | 0 |  | --> | C17 ex LEIXLIP | Leixlip [T41,T42] | GRIFFINRATH |  | 53.3619 | -6.5027
MV/LV Substation BA***493 |  | 20 kV | _ | LV | 50 kVA :Pole Substation | 0.05 | --> | 0.05 | 0 | 0 | Constrained,otherwise capacity available =42kVA. | --> | 0.0475 | 0 | 0 | 0 | 0 | Constrained,otherwise capacity available =51.2kW. | --> | C13 ex CLOYNE | Cloyne [T41] | MIDLETON |  | 51.8694 | -8.0641
MV/LV Substation BA***494 |  | 10 kV | _ | LV | 50 kVA :Pole Substation | 0.05 | --> | 0.05 | 0.036 | 5.3 |  | --> | 0.0475 | 0 | 0.011856 | 0.052083 | 0 |  | --> | C17 ex BALLYTIVNAN | Ballytivnan [T41,T42] | SLIGO |  | 54.3042 | -8.5382
MV/LV Substation BA***494 |  | 10 kV | _ | LV | 50 kVA :Pole Substation | 0.05 | --> | 0.05 | 0 | 0 | Constrained,otherwise capacity available =36kVA. | --> | 0.0475 | 0 | 0 | 0 | 0 | Constrained,otherwise capacity available =52.1kW. | --> | C14 ex TEMPLEMORE | Templemore [T41,T42] | IKERRIN |  | 52.7574 | -7.7306
MV/LV Substation BA***494X |  | 20 kV | _ | LV | 50 kVA :Pole Substation | 0.05 | --> | 0.05 | 0 | 0 | Constrained,otherwise capacity available =39kVA. | --> | 0.0475 | 0 | 0 | 0 | 0 | Constrained,otherwise capacity available =51.6kW. | --> | E17 ex WINDSOR | Windsor [T421,T422] | CASTLEBAR |  | 53.8041 | -9.1339
MV/LV Substation BA***494X |  | 20 kV | _ | LV | 50 kVA :Pole Substation | 0.05 | --> | 0.05 | 0.048 | 4.4 |  | --> | 0.0475 | 0 | 0 | 0.050303 | 0 |  | --> | E17 ex CRANE | Crane [T122] | CRANE |  | 52.5164 | -6.306
MV/LV Substation BA***494X |  | 20 kV | _ | LV | 100 kVA :Pole Substation | 0.1 | --> | 0.1 | 0 | 0 | Constrained,otherwise capacity available =98kVA. | --> | 0.095 | 0 | 0 | 0.1003 | 0 |  | --> | C24 ex MACETOWN | Macetown [T101,T102] | MACETOWN |  | 53.5074 | -6.4889
MV/LV Substation BA***494Y |  | 10 kV | _ | LV | 630 kVA :Building Structure | 0.63 | --> | 0.63 | 0 | 0 | Constrained,otherwise capacity available =500kVA. | --> | 0.5985 | 0 | 0 | 0.5 | 0 |  | --> | C12 ex KYLEERAGH | Kyleeragh [T41,T42] | NENAGH |  | 52.8623 | -8.22
MV/LV Substation BA***495 |  | 20 kV | _ | LV | 100 kVA :Pole Substation | 0.1 | --> | 0.1 | 0 | 0 | Constrained,otherwise capacity available =75kVA. | --> | 0.095 | 0 | 0.00741 | 0.10373 | 0 |  | --> | E11 ex GLASMORE | Glasmore [T421,T422] | GLASMORE |  | 53.4825 | -6.1375
MV/LV Substation BA***495X |  | 20 kV | _ | LV | 50 kVA :Pole Substation | 0.05 | --> | 0.05 | 0.045 | 1.1 |  | --> | 0.0475 | 0 | 0 | 0.050753 | 0 |  | --> | E12 ex BIRR | Birr [T41,T422] | DALLOW |  | 53.0977 | -7.8192
MV/LV Substation BA***495Z |  | 10 kV | _ | LV | 50 kVA :Pole Substation | 0.05 | --> | 0.05 | 0 | 0 | Constrained,otherwise capacity available =47kVA. | --> | 0.0475 | 0 | 0 | 0.050453 | 0 |  | --> | C26 ex STEPHENSTOWN | Stephenstown [T101,T102] | FINGLAS |  | 53.5888 | -6.1993
MV/LV Substation BA***496X |  | 10 kV | _ | LV | 200 kVA :Kiosk Substation | 0.2 | --> | 0.2 | 0 | 0 | Constrained,otherwise capacity available =64kVA. | --> | 0.19 | 0 | 0.045942 | 0.21964 | 0 |  | --> | C17 ex BALLYGAR | Ballygar [T41,T42] | ATHLONE |  | 53.5219 | -8.3228
MV/LV Substation BA***496X |  | 20 kV | _ | LV | 50 kVA :Pole Substation | 0.05 | --> | 0.05 | 0 | 0 | Constrained,otherwise capacity available =47kVA. | --> | 0.0475 | 0 | 0.002964 | 0.050453 | 0 |  | --> | E14 ex DALTON | Dalton [T421,T422] | DALTON |  | 53.7435 | -8.972
MV/LV Substation BA***497 |  | 10 kV | _ | LV | 100 kVA :Pole Substation | 0.1 | --> | 0.1 | 0 | 0 | Constrained,otherwise capacity available =78kVA. | --> | 0.095 | 0 | 0 | 0.10329 | 0 |  | --> | C20 ex POLLERTON | Pollerton [T41,T42] | CARLOW |  | 52.7721 | -6.9026
MV/LV Substation BA***497 |  | 20 kV | _ | LV | 50 kVA :Pole Substation | 0.05 | --> | 0.05 | 0 | 0 | Constrained,otherwise capacity available =16kVA. | --> | 0.0475 | 0 | 0.006669 | 0.05491 | 0 |  | --> | E11 ex KILCOLGAN | Kilcolgan [T42,T421] | GALWAY 110KV |  | 53.1854 | -8.9094
MV/LV Substation BA***497 |  | 20 kV | _ | LV | 100 kVA :Pole Substation | 0.1 | --> | 0.1 | 0.014 | 0.4 |  | --> | 0.095 | 0 | 0.010374 | 0.11225 | 0 |  | --> | E13 ex TULLOW | Tullow [T421,T422] | CARLOW |  | 52.739 | -6.7687
MV/LV Substation BA***497 |  | 10 kV | _ | LV | 50 kVA :Pole Substation | 0.05 | --> | 0.05 | 0 | 0 | Constrained,otherwise capacity available =29kVA. | --> | 0.0475 | 0 | 0.020007 | 0.053092 | 0 |  | --> | C21 ex TALBOTS INCH | Talbots Inch [T41,T42] | KILKENNY |  | 52.6811 | -7.2501
MV/LV Substation BA***497X |  | 10 kV | _ | LV | 100 kVA :Pole Substation | 0.1 | --> | 0.1 | 0 | 0 | Constrained,otherwise capacity available =42kVA. | --> | 0.095 | 0 | 0.022971 | 0 | 0 | Constrained,otherwise capacity available =108.4kW. | --> | C11 ex RATHDRUM | Rathdrum [T42] | ARKLOW |  | 52.9079 | -6.2633
MV/LV Substation BA***497X |  | 10 kV | _ | LV | 100 kVA :Pole Substation | 0.1 | --> | 0.1 | 0 | 0 | Constrained,otherwise capacity available =15kVA. | --> | 0.095 | 0 | 0.003705 | 0.11212 | 0 |  | --> | C17 ex BALLYGAR | Ballygar [T41,T42] | ATHLONE |  | 53.5216 | -8.3278
MV/LV Substation BA***498 |  | 20 kV | _ | LV | 50 kVA :Pole Substation | 0.05 | --> | 0.05 | 0.043 | 0.4 |  | --> | 0.0475 | 0 | 0.003705 | 0.051052 | 0 |  | --> | E13 ex TULLOW | Tullow [T421,T422] | CARLOW |  | 52.737 | -6.7623
MV/LV Substation BA***499X |  | 20 kV | _ | LV | 100 kVA :Pole Substation | 0.1 | --> | 0.1 | 0.089 | 1.4 |  | --> | 0.095 | 0 | 0.001482 | 0.10166 | 0 |  | --> | E13 ex KILLINICK | Killinick [T421,T422] | WEXFORD |  | 52.2247 | -6.3544
MV/LV Substation BA***500X |  | 20 kV | _ | LV | 100 kVA :Pole Substation | 0.1 | --> | 0.1 | 0.098 | 2.5 |  | --> | 0.095 | 0 | 0 | 0.1003 | 0 |  | --> | E17 ex BAGENALSTOWN | Bagenalstown [T421,T422] | CARLOW |  | 52.7396 | -6.9625
MV/LV Substation BA***501 |  | 10 kV | _ | LV | 50 kVA :Pole Substation | 0.05 | --> | 0.05 | 0.049 | 12.2 |  | --> | 0.0475 | 0 | 0 | 0.050152 | 0 |  | --> | C19 ex BALLYBEG | Ballybeg [T101,T102] | CARRICKMINES |  | 52.9916 | -6.1448
MV/LV Substation BA***501X |  | 20 kV | _ | LV | 100 kVA :Pole Substation | 0.1 | --> | 0.1 | 0 | 0 | Constrained,otherwise capacity available =98kVA. | --> | 0.095 | 0 | 0 | 0.1003 | 0 |  | --> | E12 ex MILLTOWN (SR) | Milltown (sr) [T421,T422] | OUGHTRAGH |  | 52.1283 | -9.7088
MV/LV Substation BA***502 |  | 10 kV | _ | LV | 100 kVA :Pole Substation | 0.1 | --> | 0.1 | 0 | 0 | Constrained,otherwise capacity available =91kVA. | --> | 0.095 | 0 | 0 | 0.10136 | 0 |  | --> | C26 ex KYLEERAGH | Kyleeragh [T41,T42] | NENAGH |  | 52.9075 | -8.2273
MV/LV Substation BA***502X |  | 20 kV | _ | LV | 50 kVA :Pole Substation | 0.05 | --> | 0.05 | 0 | 0 | Constrained,otherwise capacity available =41kVA. | --> | 0.0475 | 0 | 0 | 0.051348 | 0 |  | --> | E14 ex DALTON | Dalton [T421,T422] | DALTON |  | 53.7663 | -8.9715
MV/LV Substation BA***502X |  | 20 kV | _ | LV | 50 kVA :Pole Substation | 0.05 | --> | 0.05 | 0.03 | 4.2 |  | --> | 0.0475 | 0 | 0 | 0.052949 | 0 |  | --> | E15 ex JENKINSTOWN | Jenkinstown [T421,T422] | DUNDALK |  | 54.0351 | -6.3221
MV/LV Substation BA***502X |  | 10 kV | _ | LV | 400 kVA :Kiosk Substation | 0.4 | --> | 0.4 | 0 | 0 | Constrained,otherwise capacity available =400kVA. | --> | 0.38 | 0 | 0.1482 | 0.4 | 0 |  | --> | C15 ex SCARTEEN | Scarteen [T41,T42] | MALLOW |  | 52.115 | -8.662
MV/LV Substation BA***504 |  | 10 kV | _ | LV | 100 kVA :Pole Substation | 0.1 | --> | 0.1 | 0.07 | 0.9 |  | --> | 0.095 | 0 | 0.009633 | 0.10446 | 0 |  | --> | C19 ex CLONARD | Clonard [T41,T42] | WEXFORD |  | 52.2876 | -6.473
MV/LV Substation BA***504X |  | 10 kV | _ | LV | 50 kVA :Pole Substation | 0.05 | --> | 0.05 | 0 | 0 | Constrained,otherwise capacity available =29kVA. | --> | 0.0475 | 0 | 0.019266 | 0 | 0 | Constrained,otherwise capacity available =53.1kW. | --> | C32 ex CLOYNE | Cloyne [T41] | MIDLETON |  | 51.8388 | -8.1
MV/LV Substation BA***505 |  | 10 kV | _ | LV | 50 kVA :Pole Substation | 0.05 | --> | 0.05 | 0.049 | 1.3 |  | --> | 0.0475 | 0 | 0 | 0.050152 | 0 |  | --> | C27 ex BALLYCROSSAUN | Ballycrossaun [T421,T422] | SOMERSET |  | 53.1585 | -8.3
MV/LV Substation BA***505 |  | 20 kV | _ | LV | 50 kVA :Pole Substation | 0.05 | --> | 0.05 | 0.014 | 1.4 |  | --> | 0.0475 | 0 | 0 | 0.055184 | 0 |  | --> | E20 ex KILLINICK | Killinick [T421,T422] | WEXFORD |  | 52.2805 | -6.4634
MV/LV Substation BA***505 |  | 10 kV | _ | LV | 100 kVA :Pole Substation | 0.1 | --> | 0.1 | 0.089 | 2 |  | --> | 0.095 | 0 | 0.002223 | 0.10166 | 0 |  | --> | C15 ex CAUSEWAY | Causeway [T41,T42] | TRALEE |  | 52.3533 | -9.8057
MV/LV Substation BA***505 |  | 10 kV | _ | LV | 50 kVA :Pole Substation | 0.05 | --> | 0.05 | 0.048 | 12.2 |  | --> | 0.0475 | 0 | 0 | 0.050303 | 0 |  | --> | C18 ex BALLYBEG | Ballybeg [T101,T102] | CARRICKMINES |  | 52.9745 | -6.1413
MV/LV Substation BA***505X |  | 10 kV | _ | LV | 100 kVA :Pole Substation | 0.1 | --> | 0.1 | 0.098 | 7.8 |  | --> | 0.095 | 0 | 0 | 0.1003 | 0 |  | --> | C12 ex CARROWBEG | Carrowbeg [T41,T42] | CARROWBEG |  | 53.7845 | -9.4691
MV/LV Substation BA***505Y |  | 20 kV | _ | LV | 100 kVA :Pole Substation | 0.1 | --> | 0.1 | 0.1 | 7.2 |  | --> | 0.095 | 0 | 0 | 0.1 | 0 |  | --> | C06 ex AHANE | Ahane [T102] | AHANE |  | 52.6822 | -8.5026
MV/LV Substation BA***506 |  | 10 kV | _ | LV | 100 kVA :Pole Substation | 0.1 | --> | 0.1 | 0 | 0 | Constrained,otherwise capacity available =90kVA. | --> | 0.095 | 0 | 0 | 0.10151 | 0 |  | --> | C12 ex BALLYBEGGAN | Ballybeggan [T43,T44] | TRALEE |  | 52.254 | -9.6446
MV/LV Substation BA***507 |  | 10 kV | _ | LV | 100 kVA :Pole Substation | 0.1 | --> | 0.1 | 0.075 | 12.2 |  | --> | 0.095 | 0 | 0.005928 | 0.10373 | 0 |  | --> | C18 ex BALLYBEG | Ballybeg [T101,T102] | CARRICKMINES |  | 52.9602 | -6.1567
MV/LV Substation BA***507X |  | 20 kV | _ | LV | 50 kVA :Building Structure | 0.05 | --> | 0.05 | 0.047 | 7.2 |  | --> | 0.0475 | 0 | 0 | 0.050453 | 0 |  | --> | C03 ex AHANE | Ahane [T102] | AHANE |  | 52.6595 | -8.5264
MV/LV Substation BA***508 |  | 20 kV | _ | LV | 50 kVA :Pole Substation | 0.05 | --> | 0.05 | 0 | 0 | Constrained,otherwise capacity available =41kVA. | --> | 0.0475 | 0 | 0.020748 | 0 | 0 | Constrained,otherwise capacity available =51.3kW. | --> | E11 ex MACROOM | Macroom [T422] | MACROOM |  | 51.933 | -8.7778
MV/LV Substation BA***508X |  | 20 kV | _ | LV | 100 kVA :Pole Substation | 0.1 | --> | 0.1 | 0.06 | 0.6 |  | --> | 0.095 | 0 | 0.033345 | 0.1059 | 0 |  | --> | E17 ex FERNS | Ferns [T421] | CRANE |  | 52.6107 | -6.4461
MV/LV Substation BA***508Y |  | 10 kV | _ | LV | 50 kVA :Pole Substation | 0.05 | --> | 0.05 | 0 | 0 | Constrained,otherwise capacity available =38kVA. | --> | 0.0475 | 0 | 0 | 0.05179 | 0 |  | --> | C16 ex LEIXLIP | Leixlip [T41,T42] | GRIFFINRATH |  | 53.3497 | -6.515
MV/LV Substation BA***510 |  | 10 kV | _ | LV | 630 kVA :Kiosk Substation | 0.63 | --> | 0.63 | 0 | 0 | Constrained,otherwise capacity available =500kVA. | --> | 0.5985 | 0 | 0 | 0.5 | 0 |  | --> | E16 ex DRUMLINE | Drumline [T421,T422] | DRUMLINE |  | 52.7132 | -8.8673
MV/LV Substation BA***510 |  | 10 kV | _ | LV | 200 kVA :Kiosk Substation | 0.2 | --> | 0.2 | 0.192 | 1.1 |  | --> | 0.19 | 0 | 0.04609 | 0 | 0 | Constrained,otherwise capacity available =201.2kW. | --> | C16 ex NEWCASTLEWEST | Newcastlewest [T41,T42] | RATHKEALE |  | 52.4757 | -9.0152
MV/LV Substation BA***510 |  | 10 kV | _ | LV | 200 kVA :Kiosk Substation | 0.2 | --> | 0.2 | 0.171 | 1.6 |  | --> | 0.19 | 0 | 0 | 0 | 0 | Constrained,otherwise capacity available =204.4kW. | --> | C16 ex BUNDORAN | Bundoran [T41,T42] | CATHALEENS FALL |  | 54.4972 | -8.2138
MV/LV Substation BA***510X |  | 20 kV | _ | LV | 50 kVA :Pole Substation | 0.05 | --> | 0.05 | 0 | 0 | Constrained,otherwise capacity available =37kVA. | --> | 0.0475 | 0 | 0 | 0 | 0 | Constrained,otherwise capacity available =51.9kW. | --> | E18 ex SPRINGS | Springs [T421,T422] | DUNGARVAN |  | 52.0153 | -7.5971
MV/LV Substation BA***511X |  | 20 kV | _ | LV | 50 kVA :Pole Substation | 0.05 | --> | 0.05 | 0.045 | 6.2 |  | --> | 0.0475 | 0 | 0 | 0 | 0 | Constrained,otherwise capacity available =50.8kW. | --> | E28 ex MILFORD (MWR) | Milford (mwr) [T422] | CHARLEVILLE |  | 52.4 | -8.7864
MV/LV Substation BA***511X |  | 20 kV | _ | LV | 50 kVA :Pole Substation | 0.05 | --> | 0.05 | 0.035 | 0.1 |  | --> | 0.0475 | 0 | 0 | 0.052228 | 0 |  | --> | E11 ex KILCULLEN | Kilcullen [T41,T42,T424] | STRATFORD |  | 53.0381 | -6.7514
MV/LV Substation BA***511X |  | 10 kV | _ | LV | 50 kVA :Pole Substation | 0.05 | --> | 0.05 | 0 | 0 | Constrained,otherwise capacity available =39kVA. | --> | 0.0475 | 0 | 0 | 0.051643 | 0 |  | --> | C20 ex GARRYOWEN | Garryowen [T41,T42] | LIMERICK |  | 52.6418 | -8.5881
MV/LV Substation BA***512Y |  | 20 kV | _ | LV | 400 kVA :Building Structure | 0.4 | --> | 0.4 | 0 | 0 | Constrained,otherwise capacity available =400kVA. | --> | 0.38 | 0 | 0 | 0.4 | 0 |  | --> | E16 ex WHITECHURCH | Whitechurch [T421,T422] | KILBARRY |  | 51.9526 | -8.4669
MV/LV Substation BA***512Z |  | 20 kV | _ | LV | 400 kVA :Kiosk Substation | 0.4 | --> | 0.4 | 0 | 0 | Constrained,otherwise capacity available =315kVA. | --> | 0.38 | 0 | 0.013338 | 0.41271 | 0 |  | --> | E16 ex ASHBOURNE | Ashbourne [T421,T422] | FINGLAS |  | 53.5018 | -6.388
MV/LV Substation BA***513 |  | 10 kV | _ | LV | 1000 kVA :Building Structure | 1 | --> | 1 | 0 | 0 | Constrained,otherwise capacity available =500kVA. | --> | 0.95 | 0 | 0.00741 | 0.5 | 0 |  | --> | C18 ex BALLYMOUNT | Ballymount [T41,T42] | INCHICORE 220KV |  | 53.3153 | -6.3455
MV/LV Substation BA***513Y |  | 10 kV | _ | LV | 50 kVA :Pole Substation | 0.05 | --> | 0.05 | 0 | 0 | Constrained,otherwise capacity available =23kVA. | --> | 0.0475 | 0 | 0 | 0.05394 | 0 |  | --> | C21 ex KILMONEY | Kilmoney [T41,T42] | TRABEG |  | 51.7289 | -8.37
MV/LV Substation BA***514 |  | 10 kV | _ | LV | 100 kVA :Pole Substation | 0.1 | --> | 0.1 | 0 | 0 | Constrained,otherwise capacity available =94kVA. | --> | 0.095 | 0 | 0 | 0 | 0 | Constrained,otherwise capacity available =100.9kW. | --> | C20 ex KNOCKAPHUNTA | Knockaphunta [T41,T42] | CASTLEBAR |  | 53.7831 | -9.1834
MV/LV Substation BA***514 |  | 10 kV | _ | LV | 100 kVA :Pole Substation | 0.1 | --> | 0.1 | 0 | 0 | Constrained,otherwise capacity available =100kVA. | --> | 0.095 | 0 | 0 | 0.1 | 0 |  | --> | C39 ex COLLEGE PARK | College Park [T101,T102,T103] | COLLEGE PARK |  | 53.4094 | -6.3732
MV/LV Substation BA***514 |  | 20 kV | _ | LV | 50 kVA :Pole Substation | 0.05 | --> | 0.05 | 0 | 0 | Constrained,otherwise capacity available =49kVA. | --> | 0.0475 | 0 | 0 | 0 | 0 | Constrained,otherwise capacity available =50.2kW. | --> | C13 ex CLOYNE | Cloyne [T41] | MIDLETON |  | 51.8284 | -8.0858
MV/LV Substation BA***514X |  | 10 kV | _ | LV | 50 kVA :Pole Substation | 0.05 | --> | 0.05 | 0 | 0 | Constrained,otherwise capacity available =46kVA. | --> | 0.0475 | 0 | 0 | 0.050604 | 0 |  | --> | C18 ex SCARTEEN | Scarteen [T41,T42] | MALLOW |  | 52.169 | -8.7368
MV/LV Substation BA***514X |  | 20 kV | _ | LV | 50 kVA :Pole Substation | 0.05 | --> | 0.05 | 0.047 | 1.1 |  | --> | 0.0475 | 0 | 0 | 0.050453 | 0 |  | --> | E20 ex BIRR | Birr [T41,T422] | DALLOW |  | 53.0728 | -7.9528
MV/LV Substation BA***515X |  | 20 kV | _ | LV | 50 kVA :Pole Substation | 0.05 | --> | 0.05 | 0 | 0 | Constrained,otherwise capacity available =45kVA. | --> | 0.0475 | 0 | 0.018525 | 0.050753 | 0 |  | --> | E13 ex BALTINGLASS | Baltinglass [T421,T422] | STRATFORD |  | 52.8722 | -6.7547
MV/LV Substation BA***515X |  | 10 kV | _ | LV | 50 kVA :Pole Substation | 0.05 | --> | 0.05 | 0 | 0 | Constrained,otherwise capacity available =39kVA. | --> | 0.0475 | 0 | 0 | 0.051643 | 0 |  | --> | C16 ex LOUGHTAGALLA | Loughtagalla [T41,T42] | THURLES |  | 52.7302 | -7.7787
MV/LV Substation BA***515Y |  | 10 kV | _ | LV | 50 kVA :Pole Substation | 0.05 | --> | 0.05 | 0 | 0 | Constrained,otherwise capacity available =48kVA. | --> | 0.0475 | 0 | 0 | 0 | 0 | Constrained,otherwise capacity available =50.3kW. | --> | C11 ex RATHDRUM | Rathdrum [T42] | ARKLOW |  | 52.9294 | -6.2014
MV/LV Substation BA***516X |  | 20 kV | _ | LV | 50 kVA :Pole Substation | 0.05 | --> | 0.05 | 0.041 | 6.2 |  | --> | 0.0475 | 0 | 0 | 0 | 0 | Constrained,otherwise capacity available =51.3kW. | --> | E28 ex MILFORD (MWR) | Milford (mwr) [T422] | CHARLEVILLE |  | 52.4051 | -8.7838
MV/LV Substation BA***517 |  | 10 kV | _ | LV | 200 kVA :Pole Substation | 0.2 | --> | 0.2 | 0 | 0 | Constrained,otherwise capacity available =141kVA. | --> | 0.19 | 0 | 0 | 0.20877 | 0 |  | --> | C12 ex AGHAMORE | Aghamore [T41,T42] | LANESBORO |  | 53.6756 | -7.9952
MV/LV Substation BA***517 |  | 20 kV | _ | LV | 50 kVA :Pole Substation | 0.05 | --> | 0.05 | 0.031 | 4.2 |  | --> | 0.0475 | 0 | 0.008151 | 0.052806 | 0 |  | --> | E15 ex JENKINSTOWN | Jenkinstown [T421,T422] | DUNDALK |  | 54.038 | -6.3252
MV/LV Substation BA***517X |  | 10 kV | _ | LV | 100 kVA :Pole Substation | 0.1 | --> | 0.1 | 0 | 0 | Constrained,otherwise capacity available =55kVA. | --> | 0.095 | 0 | 0.008151 | 0 | 0 | Constrained,otherwise capacity available =106.6kW. | --> | C16 ex MILFORD (NR) | Milford (nr) [T41,T42] | LETTERKENNY |  | 55.0142 | -7.7643
MV/LV Substation BA***518 |  | 10 kV | _ | LV | 400 kVA :Building Structure | 0.4 | --> | 0.4 | 0.351 | 3.3 |  | --> | 0.38 | 0 | 0 | 0.40737 | 0 |  | --> | C23 ex PEMBROKE | Pembroke [T41,T42,T43,T44] | RINGSEND |  | 53.334 | -6.2432
MV/LV Substation BA***518 |  | 10 kV | _ | LV | 50 kVA :Pole Substation | 0.05 | --> | 0.05 | 0 | 0 | Constrained,otherwise capacity available =48kVA. | --> | 0.0475 | 0 | 0 | 0.050303 | 0 |  | --> | C12 ex AGHAMORE | Aghamore [T41,T42] | LANESBORO |  | 53.6787 | -7.9981
MV/LV Substation BA***518 |  | 10 kV | _ | LV | 50 kVA :Pole Substation | 0.05 | --> | 0.05 | 0.026 | 2.1 |  | --> | 0.0475 | 0 | 0 | 0.053518 | 0 |  | --> | C18 ex BUTTEVANT | Buttevant [T41,T42] | MALLOW |  | 52.1828 | -8.709
MV/LV Substation BA***518 |  | 20 kV | _ | LV | 100 kVA :Pole Substation | 0.1 | --> | 0.1 | 0 | 0 | Constrained,otherwise capacity available =80kVA. | --> | 0.095 | 0 | 0 | 0.10299 | 0 |  | --> | E21 ex GLENAMADDY | Glenamaddy [T422] | ATHLONE |  | 53.6221 | -8.7318
MV/LV Substation BA***518 |  | 20 kV | _ | LV | 50 kVA :Pole Substation | 0.05 | --> | 0.05 | 0.041 | 7.5 |  | --> | 0.0475 | 0 | 0 | 0 | 0 | Constrained,otherwise capacity available =51.3kW. | --> | E12 ex CHURCHTOWN | Churchtown [T422] | RATHKEALE |  | 52.4197 | -9.1342
MV/LV Substation BA***519 |  | 10 kV | _ | LV | 200 kVA :Kiosk Substation | 0.2 | --> | 0.2 | 0 | 0 | Constrained,otherwise capacity available =196kVA. | --> | 0.19 | 0 | 0.003705 | 0.20061 | 0 |  | --> | C12 ex BALLYBEGGAN | Ballybeggan [T43,T44] | TRALEE |  | 52.2532 | -9.6325
MV/LV Substation BA***519Y |  | 20 kV | _ | LV | 50 kVA :Pole Substation | 0.05 | --> | 0.05 | 0.045 | 16.1 |  | --> | 0.0475 | 0 | 0 | 0.050753 | 0 |  | --> | E17 ex WEXFORD | Wexford [T121,T122] | WEXFORD |  | 52.2808 | -6.7167
MV/LV Substation BA***520X |  | 20 kV | _ | LV | 100 kVA :Pole Substation | 0.1 | --> | 0.1 | 0.044 | 2.5 |  | --> | 0.095 | 0 | 0 | 0.10816 | 0 |  | --> | E17 ex BAGENALSTOWN | Bagenalstown [T421,T422] | CARLOW |  | 52.7379 | -6.9852
MV/LV Substation BA***521 |  | 10 kV | _ | LV | 200 kVA :Kiosk Substation | 0.2 | --> | 0.2 | 0 | 0 | Constrained,otherwise capacity available =166kVA. | --> | 0.19 | 0 | 0.002964 | 0.2051 | 0 |  | --> | C12 ex AGHAMORE | Aghamore [T41,T42] | LANESBORO |  | 53.6773 | -8.0139
MV/LV Substation BA***521 |  | 20 kV | _ | LV | 100 kVA :Pole Substation | 0.1 | --> | 0.1 | 0 | 0 | Constrained,otherwise capacity available =96kVA. | --> | 0.095 | 0 | 0.003705 | 0 | 0 | Constrained,otherwise capacity available =100.6kW. | --> | C13 ex CLOYNE | Cloyne [T41] | MIDLETON |  | 51.859 | -8.0094
MV/LV Substation BA***521Y |  | 10 kV | _ | LV | 200 kVA :Kiosk Substation | 0.2 | --> | 0.2 | 0.136 | 3 |  | --> | 0.19 | 0 | 0 | 0.20949 | 0 |  | --> | C18 ex NENAGH | Nenagh [T41,T42] | NENAGH |  | 52.8681 | -8.1963
MV/LV Substation BA***522 |  | 20 kV | _ | LV | 50 kVA :Pole Substation | 0.05 | --> | 0.05 | 0 | 0 | Constrained,otherwise capacity available =20kVA. | --> | 0.0475 | 0 | 0 | 0.054359 | 0 |  | --> | E13 ex SHILLELAGH | Shillelagh [T421,T422] | CARLOW |  | 52.8219 | -6.4285
MV/LV Substation BA***522X |  | 10 kV | _ | LV | 100 kVA :Pole Substation | 0.1 | --> | 0.1 | 0 | 0 | Constrained,otherwise capacity available =10kVA. | --> | 0.095 | 0 | 0.019266 | 0.11278 | 0 |  | --> | C26 ex STEPHENSTOWN | Stephenstown [T101,T102] | FINGLAS |  | 53.5877 | -6.1898
MV/LV Substation BA***522Y |  | 10 kV | _ | LV | 400 kVA :Kiosk Substation | 0.4 | --> | 0.4 | 0 | 0 | Constrained,otherwise capacity available =360kVA. | --> | 0.38 | 0 | 0 | 0.40603 | 0 |  | --> | C13 ex RAHEEN | Raheen [T41,T42] | LIMERICK |  | 52.6211 | -8.6466
MV/LV Substation BA***522Y |  | 20 kV | _ | LV | 50 kVA :Pole Substation | 0.05 | --> | 0.05 | 0.045 | 6.4 |  | --> | 0.0475 | 0 | 0 | 0.050753 | 0 |  | --> | C22 ex BUSHFIELD | Bushfield [T41,T42] | ATHLONE |  | 53.4338 | -7.85
MV/LV Substation BA***525X |  | 10 kV | _ | LV | 400 kVA :Kiosk Substation | 0.4 | --> | 0.4 | 0 | 0 | Constrained,otherwise capacity available =400kVA. | --> | 0.38 | 0 | 0 | 0 | 0 | Constrained,otherwise capacity available =400kW. | --> | C17 ex COLLIGAN | Colligan [T41,T42] | DUNGARVAN |  | 52.1029 | -7.6536
MV/LV Substation BA***525X |  | 20 kV | _ | LV | 400 kVA :Kiosk Substation | 0.4 | --> | 0.4 | 0.342 | 2.9 |  | --> | 0.38 | 0 | 0 | 0 | 0 | Constrained,otherwise capacity available =408.7kW. | --> | E13 ex TELAYDON | Telaydon [T42,T421] | LISDRUM |  | 54.2683 | -7.0337
MV/LV Substation BA***525X |  | 20 kV | _ | LV | 100 kVA :Pole Substation | 0.1 | --> | 0.1 | 0 | 0 | Constrained,otherwise capacity available =99kVA. | --> | 0.095 | 0 | 0 | 0.10015 | 0 |  | --> | E12 ex KILCOCK | Kilcock [T421,T422] | GRIFFINRATH |  | 53.4473 | -6.5872
MV/LV Substation BA***526X |  | 10 kV | _ | LV | 200 kVA :Kiosk Substation | 0.2 | --> | 0.2 | 0.164 | 7.9 |  | --> | 0.19 | 0 | 0.002964 | 0.20539 | 0 |  | --> | C11 ex DUNMANWAY | Dunmanway [T422,T43] | DUNMANWAY |  | 51.7144 | -9.1214
MV/LV Substation BA***527 |  | 20 kV | _ | LV | 50 kVA :Pole Substation | 0.05 | --> | 0.05 | 0 | 0 | Constrained,otherwise capacity available =49kVA. | --> | 0.0475 | 0 | 0 | 0.050152 | 0 |  | --> | E18 ex GLASMORE | Glasmore [T421,T422] | GLASMORE |  | 53.5329 | -6.1942
MV/LV Substation BA***527 |  | 10 kV | _ | LV | 50 kVA :Pole Substation | 0.05 | --> | 0.05 | 0.046 | 4.1 |  | --> | 0.0475 | 0 | 0 | 0.050604 | 0 |  | --> | C18 ex AGHAGAD | Aghagad [T41,T42] | SLIGO |  | 54.3646 | -8.5897
MV/LV Substation BA***527 |  | 10 kV | _ | LV | 400 kVA :Kiosk Substation | 0.4 | --> | 0.4 | 0.314 | 1.2 |  | --> | 0.38 | 0 | 0.038532 | 0.41285 | 0 |  | --> | C23 ex SALLYNOGGIN ROAD | Sallynoggin Road [T41,T42] | CHERRYWOOD |  | 53.2778 | -6.1113
MV/LV Substation BA***527X |  | 20 kV | _ | LV | 100 kVA :Pole Substation | 0.1 | --> | 0.1 | 0 | 0 | Constrained,otherwise capacity available =10kVA. | --> | 0.095 | 0 | 0.003705 | 0 | 0 | Constrained,otherwise capacity available =112.8kW. | --> | E13 ex ABBEYLEIX | Abbeyleix [T422] | PORTLAOISE |  | 52.9159 | -7.3521
MV/LV Substation BA***527X |  | 10 kV | _ | LV | 50 kVA :Pole Substation | 0.05 | --> | 0.05 | 0 | 0 | Constrained,otherwise capacity available =38kVA. | --> | 0.0475 | 0 | 0 | 0.05179 | 0 |  | --> | C16 ex BLAKE | Blake [T41,T42] | BLAKE |  | 53.2658 | -6.8677
MV/LV Substation BA***528 |  | 20 kV | _ | LV | 200 kVA :Kiosk Substation | 0.2 | --> | 0.2 | 0 | 0 | Constrained,otherwise capacity available =67kVA. | --> | 0.19 | 0 | 0.006669 | 0.21923 | 0 |  | --> | E18 ex CREAGH | Creagh [T421,T422] | ATHLONE |  | 53.4717 | -8.4988
MV/LV Substation BA***528 |  | 20 kV | _ | LV | 50 kVA :Pole Substation | 0.05 | --> | 0.05 | 0 | 0 | Constrained,otherwise capacity available =43kVA. | --> | 0.0475 | 0 | 0 | 0.051052 | 0 |  | --> | E21 ex MILLTOWN (SR) | Milltown (sr) [T421,T422] | OUGHTRAGH |  | 52.102 | -9.6839
MV/LV Substation BA***529 |  | 20 kV | _ | LV | 100 kVA :Pole Substation | 0.1 | --> | 0.1 | 0.083 | 10.9 |  | --> | 0.095 | 0 | 0 | 0.10255 | 0 |  | --> | C24 ex MULLINGAR | Mullingar [T101,T102] | MULLINGAR |  | 53.6335 | -7.4058
MV/LV Substation BA***529X |  | 20 kV | _ | LV | 200 kVA :Pole Substation | 0.2 | --> | 0.2 | 0 | 0 | Constrained,otherwise capacity available =196kVA. | --> | 0.19 | 0 | 0.077805 | 0 | 0 | Constrained,otherwise capacity available =200kW. | --> | E17 ex KNOCKMULLEN | Knockmullen [T42,T421] | GREAT ISLAND |  | 52.3698 | -6.7492
MV/LV Substation BA***529Z |  | 10 kV | _ | LV | 50 kVA :Pole Substation | 0.05 | --> | 0.05 | 0 | 0 | Constrained,otherwise capacity available =49kVA. | --> | 0.0475 | 0 | 0 | 0.050152 | 0 |  | --> | C18 ex SALLINS | Sallins [T41,T42] | GRIFFINRATH |  | 53.3026 | -6.6995
MV/LV Substation BA***529Z |  | 20 kV | _ | LV | 50 kVA :Pole Substation | 0.05 | --> | 0.05 | 0.045 | 2.5 |  | --> | 0.0475 | 0 | 0 | 0.050753 | 0 |  | --> | E13 ex BAGENALSTOWN | Bagenalstown [T421,T422] | CARLOW |  | 52.6968 | -6.8944
MV/LV Substation BA***530 |  | 10 kV | _ | LV | 50 kVA :Pole Substation | 0.05 | --> | 0.05 | 0 | 0 | Constrained,otherwise capacity available =43kVA. | --> | 0.0475 | 0 | 0.003705 | 0.051052 | 0 |  | --> | C12 ex BALLYBEGGAN | Ballybeggan [T43,T44] | TRALEE |  | 52.2733 | -9.6144
MV/LV Substation BA***530Z |  | 20 kV | _ | LV | 50 kVA :Pole Substation | 0.05 | --> | 0.05 | 0 | 0 | Constrained,otherwise capacity available =50kVA. | --> | 0.0475 | 0 | 0 | 0.05 | 0 |  | --> | E13 ex BALTINGLASS | Baltinglass [T421,T422] | STRATFORD |  | 52.9369 | -6.7075
MV/LV Substation BA***531 |  | 20 kV | _ | LV | 50 kVA :Pole Substation | 0.05 | --> | 0.05 | 0 | 0 | Constrained,otherwise capacity available =49kVA. | --> | 0.0475 | 0 | 0 | 0.050152 | 0 |  | --> | E18 ex CREAGH | Creagh [T421,T422] | ATHLONE |  | 53.473 | -8.5057
MV/LV Substation BA***531 |  | 20 kV | _ | LV | 50 kVA :Pole Substation | 0.05 | --> | 0.05 | 0 | 0 | Constrained,otherwise capacity available =28kVA. | --> | 0.0475 | 0 | 0.019266 | 0.053235 | 0 |  | --> | C11 ex RAHEEN | Raheen [T41,T42] | LIMERICK |  | 52.6218 | -8.6832
MV/LV Substation BA***531Y |  | 10 kV | _ | LV | 200 kVA :Pole Substation | 0.2 | --> | 0.2 | 0.185 | 12.2 |  | --> | 0.19 | 0 | 0 | 0.20226 | 0 |  | --> | C19 ex BALLYBEG | Ballybeg [T101,T102] | CARRICKMINES |  | 53.0206 | -6.1069
MV/LV Substation BA***532X |  | 20 kV | _ | LV | 100 kVA :Pole Substation | 0.1 | --> | 0.1 | 0.078 | 1.4 |  | --> | 0.095 | 0 | 0.003705 | 0.10329 | 0 |  | --> | E20 ex KILLINICK | Killinick [T421,T422] | WEXFORD |  | 52.2432 | -6.49
MV/LV Substation BA***532Z |  | 20 kV | _ | LV | 200 kVA :Pole Substation | 0.2 | --> | 0.2 | 0 | 0 | Constrained,otherwise capacity available =199kVA. | --> | 0.19 | 0 | 0 | 0.20015 | 0 |  | --> | E15 ex BATTER LANE TEMPORARY | Batter Lane Temporary 38kv [T421] | GLASMORE |  | 53.5082 | -6.166
MV/LV Substation BA***533 |  | 20 kV | _ | LV | 100 kVA :Pole Substation | 0.1 | --> | 0.1 | 0 | 0 | Constrained,otherwise capacity available =74kVA. | --> | 0.095 | 0 | 0.00741 | 0.10387 | 0 |  | --> | E12 ex DINGLE | Dingle [T421,T422] | OUGHTRAGH |  | 52.2285 | -10.3071
MV/LV Substation BA***533Y |  | 10 kV | _ | LV | 400 kVA :Building Structure | 0.4 | --> | 0.4 | 0 | 0 | Constrained,otherwise capacity available =400kVA. | --> | 0.38 | 0 | 0 | 0.4 | 0 |  | --> | C16 ex CREGG ROAD | Cregg Road [T41,T42] | BALLYDINE |  | 52.3463 | -7.382
MV/LV Substation BA***533Y |  | 10 kV | _ | LV | 630 kVA :Building Structure | 0.63 | --> | 0.63 | 0.486 | 5.8 |  | --> | 0.5985 | 0 | 0 | 0.5 | 0 |  | --> | C14 ex OAKFIELD | Oakfield [T41,T42] | SLIGO |  | 54.2107 | -8.5068
MV/LV Substation BA***534 |  | 20 kV | _ | LV | 100 kVA :Pole Substation | 0.1 | --> | 0.1 | 0 | 0 | Constrained,otherwise capacity available =88kVA. | --> | 0.095 | 0 | 0.003705 | 0 | 0 | Constrained,otherwise capacity available =101.8kW. | --> | C25 ex KILCLOHER | Kilcloher [T41,T42] | DUNGARVAN |  | 52.2133 | -7.7358
MV/LV Substation BA***534Y |  | 10 kV | _ | LV | 200 kVA :Building Structure | 0.2 | --> | 0.2 | 0.2 | 5.8 |  | --> | 0.19 | 0 | 0 | 0.2 | 0 |  | --> | C14 ex OAKFIELD | Oakfield [T41,T42] | SLIGO |  | 54.2116 | -8.5067
MV/LV Substation BA***534Y |  | 20 kV | _ | LV | 50 kVA :Pole Substation | 0.05 | --> | 0.05 | 0.046 | 3.5 |  | --> | 0.0475 | 0 | 0 | 0.050604 | 0 |  | --> | C26 ex DUNDALK | Dundalk [T41,T42] | DUNDALK |  | 54.0218 | -6.4617
MV/LV Substation BA***535X |  | 10 kV | _ | LV | 50 kVA :Pole Substation | 0.05 | --> | 0.05 | 0.033 | 0.1 |  | --> | 0.0475 | 0 | 0.003705 | 0.052518 | 0 |  | --> | C16 ex KILCULLEN | Kilcullen [T41,T42,T424] | STRATFORD |  | 53.1364 | -6.83
MV/LV Substation BA***536 |  | 10 kV | _ | LV | 200 kVA :Pole Substation | 0.2 | --> | 0.2 | 0.144 | 2 |  | --> | 0.19 | 0 | 0 | 0.20833 | 0 |  | --> | C19 ex CAUSEWAY | Causeway [T41,T42] | TRALEE |  | 52.3906 | -9.8269
MV/LV Substation BA***537 |  | 10 kV | _ | LV | 630 kVA :Kiosk Substation | 0.63 | --> | 0.63 | 0.461 | 2 |  | --> | 0.5985 | 0 | 0.055575 | 0.5 | 0 |  | --> | C19 ex CAUSEWAY | Causeway [T41,T42] | TRALEE |  | 52.3895 | -9.8333
MV/LV Substation BA***537Y |  | 20 kV | _ | LV | 200 kVA :Pole Substation | 0.2 | --> | 0.2 | 0 | 0 | Constrained,otherwise capacity available =75kVA. | --> | 0.19 | 0 | 0.008151 | 0.21813 | 0 |  | --> | E11 ex BALLYDEHOB | Ballydehob [T421] | DUNMANWAY |  | 51.5624 | -9.4641
MV/LV Substation BA***537Y |  | 10 kV | _ | LV | 50 kVA :Pole Substation | 0.05 | --> | 0.05 | 0.05 | 12.2 |  | --> | 0.0475 | 0 | 0 | 0.05 | 0 |  | --> | C17 ex BALLYBEG | Ballybeg [T101,T102] | CARRICKMINES |  | 52.9048 | -6.0458
MV/LV Substation BA***538 |  | 10 kV | _ | LV | 400 kVA :Kiosk Substation | 0.4 | --> | 0.4 | 0.312 | 2 |  | --> | 0.38 | 0 | 0 | 0.41315 | 0 |  | --> | C19 ex CAUSEWAY | Causeway [T41,T42] | TRALEE |  | 52.3899 | -9.836
MV/LV Substation BA***538X |  | 10 kV | _ | LV | 400 kVA :Kiosk Substation | 0.4 | --> | 0.4 | 0 | 0 | Constrained,otherwise capacity available =317kVA. | --> | 0.38 | 0 | 0.003705 | 0.41241 | 0 |  | --> | C13 ex LIFFEY VALLEY | Liffey Valley [T41,T42] | INCHICORE 220KV |  | 53.3549 | -6.4194
MV/LV Substation BA***539 |  | 20 kV | _ | LV | 50 kVA :Pole Substation | 0.05 | --> | 0.05 | 0.038 | 2.3 |  | --> | 0.0475 | 0 | 0 | 0.05179 | 0 |  | --> | E13 ex MOY | Moy [T421,T422] | MOY |  | 53.9859 | -9.1197
MV/LV Substation BA***539Y |  | 20 kV | _ | LV | 50 kVA :Pole Substation | 0.05 | --> | 0.05 | 0 | 0 | Constrained,otherwise capacity available =39kVA. | --> | 0.0475 | 0 | 0 | 0 | 0 | Constrained,otherwise capacity available =51.6kW. | --> | E11 ex CASTLELYONS | Castlelyons [T421,T422] | BARRYMORE |  | 52.1044 | -8.2901
MV/LV Substation BA***540Y |  | 10 kV | _ | LV | 200 kVA :Kiosk Substation | 0.2 | --> | 0.2 | 0 | 0 | Constrained,otherwise capacity available =169kVA. | --> | 0.19 | 0 | 0 | 0.20465 | 0 |  | --> | C13 ex RAHEEN | Raheen [T41,T42] | LIMERICK |  | 52.6217 | -8.6494
MV/LV Substation BA***541X |  | 10 kV | _ | LV | 50 kVA :Pole Substation | 0.05 | --> | 0.05 | 0 | 0 | Constrained,otherwise capacity available =50kVA. | --> | 0.0475 | 0 | 0 | 0.05 | 0 |  | --> | C11 ex GRAIGUENAMANAGH | Graiguenamanagh [T41,T42] | KILKENNY |  | 52.512 | -6.8654
MV/LV Substation BA***541X |  | 20 kV | _ | LV | 50 kVA :Pole Substation | 0.05 | --> | 0.05 | 0 | 0 | Constrained,otherwise capacity available =44kVA. | --> | 0.0475 | 0 | 0 | 0 | 0 | Constrained,otherwise capacity available =50.9kW. | --> | C13 ex CLOYNE | Cloyne [T41] | MIDLETON |  | 51.8651 | -8.0075
MV/LV Substation BA***541Y |  | 20 kV | _ | LV | 50 kVA :Pole Substation | 0.05 | --> | 0.05 | 0.027 | 1.4 |  | --> | 0.0475 | 0 | 0.003705 | 0.053377 | 0 |  | --> | E20 ex KILLINICK | Killinick [T421,T422] | WEXFORD |  | 52.2363 | -6.5832
MV/LV Substation BA***541Z |  | 10 kV | _ | LV | 400 kVA :Kiosk Substation | 0.4 | --> | 0.4 | 0 | 0 | Constrained,otherwise capacity available =356kVA. | --> | 0.38 | 0 | 0 | 0.40663 | 0 |  | --> | C12 ex DENNEHYS CROSS | Dennehys Cross [T41,T42] | TRABEG |  | 51.8914 | -8.4852
MV/LV Substation BA***542X |  | 10 kV | _ | LV | 50 kVA :Pole Substation | 0.05 | --> | 0.05 | 0.018 | 11.9 |  | --> | 0.0475 | 0 | 0 | 0.054636 | 0 |  | --> | C36 ex SALTHILL | Salthill [T101,T102] | SALTHILL |  | 53.2912 | -9.0833
MV/LV Substation BA***543 |  | 10 kV | _ | LV | 50 kVA :Pole Substation | 0.05 | --> | 0.05 | 0.04 | 12.2 |  | --> | 0.0475 | 0 | 0.003705 | 0.051496 | 0 |  | --> | C19 ex BALLYBEG | Ballybeg [T101,T102] | CARRICKMINES |  | 53.0204 | -6.1094
MV/LV Substation BA***543 |  | 10 kV | _ | LV | 100 kVA :Pole Substation | 0.1 | --> | 0.1 | 0 | 0 | Constrained,otherwise capacity available =73kVA. | --> | 0.095 | 0 | 0.00741 | 0 | 0 | Constrained,otherwise capacity available =104kW. | --> | C19 ex CURRAGLASS | Curraglass [T41] | BARRYMORE |  | 52.0592 | -8.0965
MV/LV Substation BA***544 |  | 10 kV | _ | LV | 50 kVA :Pole Substation | 0.05 | --> | 0.05 | 0.035 | 0.5 |  | --> | 0.0475 | 0 | 0.004446 | 0 | 0 | Constrained,otherwise capacity available =52.2kW. | --> | C15 ex KILMARTIN | Kilmartin [T41] | ARKLOW |  | 53.0252 | -6.1043
MV/LV Substation BA***544X |  | 10 kV | _ | LV | 50 kVA :Pole Substation | 0.05 | --> | 0.05 | 0 | 0 |  | --> | 0.0475 | 0 | 0 | 0.057435 | 0 |  | --> | C11 ex BALLINCOLLIG | Ballincollig [T41,T42] | KILBARRY |  | 51.8218 | -8.6424
MV/LV Substation BA***544Y |  | 10 kV | _ | LV | 50 kVA :Pole Substation | 0.05 | --> | 0.05 | 0.044 | 18.7 |  | --> | 0.0475 | 0 | 0 | 0.050903 | 0 |  | --> | C18 ex ARKLOW | Arklow [T101,T102] | ARKLOW |  | 52.8886 | -6.1603
MV/LV Substation BA***545 |  | 20 kV | _ | LV | 50 kVA :Pole Substation | 0.05 | --> | 0.05 | 0 | 0 | Constrained,otherwise capacity available =50kVA. | --> | 0.0475 | 0 | 0.00741 | 0.05 | 0 |  | --> | E21 ex MILLTOWN (SR) | Milltown (sr) [T421,T422] | OUGHTRAGH |  | 52.0849 | -9.7012
MV/LV Substation BA***545Y |  | 20 kV | _ | LV | 50 kVA :Pole Substation | 0.05 | --> | 0.05 | 0.05 | 1.1 |  | --> | 0.0475 | 0 | 0 | 0.05 | 0 |  | --> | E18 ex BUNCLODY | Bunclody [T421,T422] | CRANE |  | 52.5831 | -6.6894
MV/LV Substation BA***546X |  | 20 kV | _ | LV | 1000 kVA :Building Structure | 1 | --> | 1 | 0 | 0 | Constrained,otherwise capacity available =500kVA. | --> | 0.95 | 0 | 0 | 0.5 | 0 |  | --> | E20 ex EDENDERRY | Edenderry [T421,T422] | BLAKE |  | 53.334 | -7.1391
MV/LV Substation BA***547 |  | 10 kV | _ | LV | 400 kVA :Kiosk Substation | 0.4 | --> | 0.4 | 0.36 | 8.1 |  | --> | 0.38 | 0 | 0 | 0.40603 | 0 |  | --> | C16 ex MILLTOWN (DR) | Milltown (dr) [T101,T102] | INCHICORE 220KV |  | 53.3125 | -6.2552
MV/LV Substation BA***547 |  | 20 kV | _ | LV | 50 kVA :Pole Substation | 0.05 | --> | 0.05 | 0 | 0 | Constrained,otherwise capacity available =41kVA. | --> | 0.0475 | 0 | 0.003705 | 0 | 0 | Constrained,otherwise capacity available =51.3kW. | --> | C20 ex KNOCKMULLEN | Knockmullen [T42,T421] | GREAT ISLAND |  | 52.314 | -6.9503
MV/LV Substation BA***547X |  | 10 kV | _ | LV | 100 kVA :Pole Substation | 0.1 | --> | 0.1 | 0.083 | 3.1 |  | --> | 0.095 | 0 | 0.01482 | 0.10255 | 0 |  | --> | C12 ex PURCELLS INCH | Purcells Inch [T41,T42] | KILKENNY |  | 52.6015 | -7.1632
MV/LV Substation BA***548Y |  | 20 kV | _ | LV | 50 kVA :Pole Substation | 0.05 | --> | 0.05 | 0 | 0 | Constrained,otherwise capacity available =46kVA. | --> | 0.0475 | 0 | 0 | 0.050604 | 0 |  | --> | E17 ex CREAGH | Creagh [T421,T422] | ATHLONE |  | 53.3315 | -8.4066
MV/LV Substation BA***549 |  | 20 kV | _ | LV | 50 kVA :Pole Substation | 0.05 | --> | 0.05 | 0 | 0 | Constrained,otherwise capacity available =45kVA. | --> | 0.0475 | 0 | 0 | 0.050753 | 0 |  | --> | E13 ex SHILLELAGH | Shillelagh [T421,T422] | CARLOW |  | 52.813 | -6.4035
MV/LV Substation BA***549 |  | 10 kV | _ | LV | 50 kVA :Pole Substation | 0.05 | --> | 0.05 | 0 | 0 | Constrained,otherwise capacity available =44kVA. | --> | 0.0475 | 0 | 0 | 0.050903 | 0 |  | --> | C11 ex SCARIFF | Scariff [T42] | ENNIS |  | 52.8543 | -8.4741
MV/LV Substation BA***550 |  | 20 kV | _ | LV | 100 kVA :Pole Substation | 0.1 | --> | 0.1 | 0 | 0 | Constrained,otherwise capacity available =74kVA. | --> | 0.095 | 0 | 0.031492 | 0 | 0 | Constrained,otherwise capacity available =103.9kW. | --> | E13 ex FOXHOLE | Foxhole [T421,T422] | DUNGARVAN |  | 51.9969 | -7.7499
MV/LV Substation BA***550X |  | 10 kV | _ | LV | 200 kVA :Pole Substation | 0.2 | --> | 0.2 | 0.2 | 1.7 |  | --> | 0.19 | 0 | 0 | 0.2 | 0 |  | --> | C23 ex ATHY | Athy [T101,T102] | ATHY |  | 52.8754 | -7.0699
MV/LV Substation BA***550X |  | 10 kV | _ | LV | 100 kVA :Pole Substation | 0.1 | --> | 0.1 | 0 | 0 | Constrained,otherwise capacity available =65kVA. | --> | 0.095 | 0 | 0.002223 | 0 | 0 | Constrained,otherwise capacity available =105.2kW. | --> | C11 ex GARDEN CITY | Garden City [T41,T42] | ARKLOW |  | 52.6821 | -6.22
MV/LV Substation BA***550X |  | 10 kV | _ | LV | 100 kVA :Pole Substation | 0.1 | --> | 0.1 | 0 | 0 | Constrained,otherwise capacity available =100kVA. | --> | 0.095 | 0 | 0 | 0.1 | 0 |  | --> | C13 ex LIFFEY VALLEY | Liffey Valley [T41,T42] | INCHICORE 220KV |  | 53.3561 | -6.4133
MV/LV Substation BA***550Z |  | 20 kV | _ | LV | 100 kVA :Pole Substation | 0.1 | --> | 0.1 | 0.088 | 16.1 |  | --> | 0.095 | 0 | 0.03705 | 0.10181 | 0 |  | --> | E21 ex WEXFORD | Wexford [T121,T122] | WEXFORD |  | 52.3955 | -6.4022
MV/LV Substation BA***551 |  | 20 kV | _ | LV | 630 kVA :Kiosk Substation | 0.63 | --> | 0.63 | 0 | 0 | Constrained,otherwise capacity available =500kVA. | --> | 0.5985 | 0 | 0 | 0.5 | 0 |  | --> | E16 ex ACADEMY STREET | Academy Street [T421,T422,T44] | NAVAN |  | 53.5986 | -6.6615
MV/LV Substation BA***551X |  | 20 kV | _ | LV | 50 kVA :Pole Substation | 0.05 | --> | 0.05 | 0.032 | 2.8 |  | --> | 0.0475 | 0 | 0 | 0.052662 | 0 |  | --> | E13 ex BALLYRAGGET | Ballyragget [T421,T422] | BALLYRAGGET |  | 52.7832 | -7.3655
MV/LV Substation BA***552 |  | 10 kV | _ | LV | 50 kVA :Pole Substation | 0.05 | --> | 0.05 | 0 | 0 | Constrained,otherwise capacity available =46kVA. | --> | 0.0475 | 0 | 0.011115 | 0.050604 | 0 |  | --> | C11 ex SCARIFF | Scariff [T42] | ENNIS |  | 52.844 | -8.4754
MV/LV Substation BA***552 |  | 10 kV | _ | LV | 50 kVA :Pole Substation | 0.05 | --> | 0.05 | 0 | 0 | Constrained,otherwise capacity available =44kVA. | --> | 0.0475 | 0 | 0 | 0.050903 | 0 |  | --> | C17 ex COOLCORCORAN | Coolcorcoran [T41,T42] | KNOCKEARAGH |  | 52.1194 | -9.5641
MV/LV Substation BA***552 |  | 10 kV | _ | LV | 100 kVA :Pole Substation | 0.1 | --> | 0.1 | 0.088 | 0.5 |  | --> | 0.095 | 0 | 0 | 0 | 0 | Constrained,otherwise capacity available =101.8kW. | --> | C15 ex KILMARTIN | Kilmartin [T41] | ARKLOW |  | 53.0307 | -6.0625
MV/LV Substation BA***552 |  | 20 kV | _ | LV | 200 kVA :Pole Substation | 0.2 | --> | 0.2 | 0 | 0 | Constrained,otherwise capacity available =38kVA. | --> | 0.19 | 0 | 0.003705 | 0 | 0 | Constrained,otherwise capacity available =223.2kW. | --> | E17 ex WINDSOR | Windsor [T421,T422] | CASTLEBAR |  | 53.8058 | -9.1299
MV/LV Substation BA***552 |  | 10 kV | _ | LV | 50 kVA :Pole Substation | 0.05 | --> | 0.05 | 0 | 0 | Constrained,otherwise capacity available =23kVA. | --> | 0.0475 | 0 | 0.00741 | 0 | 0 | Constrained,otherwise capacity available =53.9kW. | --> | C11 ex GARDEN CITY | Garden City [T41,T42] | ARKLOW |  | 52.6798 | -6.2095
MV/LV Substation BA***553 |  | 10 kV | _ | LV | 25 kVA :Pole Substation | 0.025 | --> | 0.025 | 0 | 0 | Constrained,otherwise capacity available =15kVA. | --> | 0.02375 | 0 | 0 | 0.026475 | 0 |  | --> | C20 ex CAHIRCALLA | Cahircalla [T41,T42] | ENNIS |  | 52.8324 | -9.0145
MV/LV Substation BA***553 |  | 10 kV | _ | LV | 50 kVA :Pole Substation | 0.05 | --> | 0.05 | 0 | 0 | Constrained,otherwise capacity available =33kVA. | --> | 0.0475 | 0 | 0.011856 | 0 | 0 | Constrained,otherwise capacity available =52.5kW. | --> | C23 ex TINAHASK | Tinahask [T41,T42] | ARKLOW |  | 52.7976 | -6.2343
MV/LV Substation BA***553X |  | 10 kV | _ | LV | 50 kVA :Pole Substation | 0.05 | --> | 0.05 | 0.05 | 12.2 |  | --> | 0.0475 | 0 | 0 | 0.05 | 0 |  | --> | C23 ex BALLYBEG | Ballybeg [T101,T102] | CARRICKMINES |  | 52.9351 | -6.1026
MV/LV Substation BA***553Y |  | 10 kV | _ | LV | 50 kVA :Pole Substation | 0.05 | --> | 0.05 | 0.049 | 12.2 |  | --> | 0.0475 | 0 | 0 | 0.050152 | 0 |  | --> | C17 ex BALLYBEG | Ballybeg [T101,T102] | CARRICKMINES |  | 52.9038 | -6.0483
MV/LV Substation BA***554 |  | 20 kV | _ | LV | 100 kVA :Pole Substation | 0.1 | --> | 0.1 | 0.075 | 4.4 |  | --> | 0.095 | 0 | 0 | 0 | 0 | Constrained,otherwise capacity available =103.7kW. | --> | E18 ex STRANORLAR | Stranorlar [T421,T422] | LETTERKENNY |  | 54.7899 | -7.657
MV/LV Substation BA***554X |  | 20 kV | _ | LV | 50 kVA :Pole Substation | 0.05 | --> | 0.05 | 0 | 0 | Constrained,otherwise capacity available =50kVA. | --> | 0.0475 | 0 | 0 | 0.05 | 0 |  | --> | E17 ex BALLINROBE | Ballinrobe [T421,T422] | DALTON |  | 53.6491 | -9.1486
MV/LV Substation BA***554Y |  | 20 kV | _ | LV | 100 kVA :Pole Substation | 0.1 | --> | 0.1 | 0 | 0 | Constrained,otherwise capacity available =100kVA. | --> | 0.095 | 0 | 0 | 0.1 | 0 |  | --> | E13 ex SHILLELAGH | Shillelagh [T421,T422] | CARLOW |  | 52.7801 | -6.5054
MV/LV Substation BA***554Z |  | 10 kV | _ | LV | 400 kVA :Building Structure | 0.4 | --> | 0.4 | 0.276 | 4.6 |  | --> | 0.38 | 0 | 0 | 0.4184 | 0 |  | --> | C25 ex CASTLEVIEW | Castleview [T101,T102] | CASTLEVIEW |  | 51.8891 | -8.406
MV/LV Substation BA***555 |  | 20 kV | _ | LV | 50 kVA :Pole Substation | 0.05 | --> | 0.05 | 0 | 0 | Constrained,otherwise capacity available =24kVA. | --> | 0.0475 | 0 | 0.011856 | 0.0538 | 0 |  | --> | E12 ex DINGLE | Dingle [T421,T422] | OUGHTRAGH |  | 52.152 | -10.2843
MV/LV Substation BA***555 |  | 10 kV | _ | LV | 50 kVA :Pole Substation | 0.05 | --> | 0.05 | 0.034 | 2.3 |  | --> | 0.0475 | 0 | 0.003705 | 0.052373 | 0 |  | --> | C12 ex BALLYRICKARD | Ballyrickard [T41,T42] | TRALEE |  | 52.2797 | -9.818
MV/LV Substation BA***555 |  | 20 kV | _ | LV | 50 kVA :Pole Substation | 0.05 | --> | 0.05 | 0.025 | 0.6 |  | --> | 0.0475 | 0 | 0 | 0 | 0 | Constrained,otherwise capacity available =53.7kW. | --> | E23 ex LAWLESSTOWN | Lawlesstown [T42,T421] | DOON |  | 52.3725 | -7.778
MV/LV Substation BA***555 |  | 10 kV | _ | LV | 200 kVA :Pole Substation | 0.2 | --> | 0.2 | 0 | 0 | Constrained,otherwise capacity available =152kVA. | --> | 0.19 | 0 | 0.011856 | 0.20716 | 0 |  | --> | C15 ex SKIBBEREEN | Skibbereen [T41,T42] | DUNMANWAY |  | 51.4795 | -9.3747
MV/LV Substation BA***555Z |  | 20 kV | _ | LV | 200 kVA :Pole Substation | 0.2 | --> | 0.2 | 0.2 | 0.4 |  | --> | 0.19 | 0 | 0.11115 | 0.2 | 0 |  | --> | E13 ex TULLOW | Tullow [T421,T422] | CARLOW |  | 52.7527 | -6.8308
MV/LV Substation BA***556X |  | 10 kV | _ | LV | 100 kVA :Pole Substation | 0.1 | --> | 0.1 | 0.068 | 2.2 |  | --> | 0.095 | 0 | 0 | 0.10475 | 0 |  | --> | C19 ex CASTLETOWNROCHE | Castletownroche [T41] | MALLOW |  | 52.1839 | -8.4614
MV/LV Substation BA***557Y |  | 20 kV | _ | LV | 50 kVA :Pole Substation | 0.05 | --> | 0.05 | 0.05 | 2.5 |  | --> | 0.0475 | 0 | 0 | 0.05 | 0 |  | --> | E17 ex BAGENALSTOWN | Bagenalstown [T421,T422] | CARLOW |  | 52.7204 | -7.0163
MV/LV Substation BA***558 |  | 20 kV | _ | LV | 200 kVA :Pole Substation | 0.2 | --> | 0.2 | 0.193 | 17.8 |  | --> | 0.19 | 0 | 0.004446 | 0.20106 | 0 |  | --> | E13 ex BANOGE | Banoge [T121,T122] | BANOGE |  | 52.5716 | -6.2311
MV/LV Substation BA***558X |  | 10 kV | _ | LV | 50 kVA :Pole Substation | 0.05 | --> | 0.05 | 0.048 | 14.3 |  | --> | 0.0475 | 0 | 0 | 0.050303 | 0 |  | --> | C22 ex KILLOTERAN | Killoteran [T101,T102] | KILLOTERAN |  | 52.2356 | -7.1583
MV/LV Substation BA***559Y |  | 20 kV | _ | LV | 50 kVA :Pole Substation | 0.05 | --> | 0.05 | 0.05 | 7.2 |  | --> | 0.0475 | 0 | 0 | 0.05 | 0 |  | --> | C06 ex AHANE | Ahane [T102] | AHANE |  | 52.6805 | -8.5019
MV/LV Substation BA***560 |  | 20 kV | _ | LV | 100 kVA :Pole Substation | 0.1 | --> | 0.1 | 0 | 0 | Constrained,otherwise capacity available =87kVA. | --> | 0.095 | 0 | 0 | 0.10195 | 0 |  | --> | E15 ex DINGLE | Dingle [T421,T422] | OUGHTRAGH |  | 52.1767 | -10.3826
MV/LV Substation BA***560 |  | 20 kV | _ | LV | 200 kVA :Pole Substation | 0.2 | --> | 0.2 | 0 | 0 | Constrained,otherwise capacity available =200kVA. | --> | 0.19 | 0 | 0 | 0 | 0 | Constrained,otherwise capacity available =200kW. | --> | C15 ex CLOONLOUGH | Cloonlough [T41,T42] | BARRYMORE |  | 52.2181 | -8.3157
MV/LV Substation BA***560 |  | 20 kV | _ | LV | 200 kVA :Pole Substation | 0.2 | --> | 0.2 | 0.199 | 17.8 |  | --> | 0.19 | 0 | 0 | 0.20015 | 0 |  | --> | E22 ex BANOGE | Banoge [T121,T122] | BANOGE |  | 52.6442 | -6.3068
MV/LV Substation BA***560X |  | 10 kV | _ | LV | 50 kVA :Pole Substation | 0.05 | --> | 0.05 | 0 | 0 | Constrained,otherwise capacity available =14kVA. | --> | 0.0475 | 0 | 0 | 0.055184 | 0 |  | --> | C20 ex GARRYOWEN | Garryowen [T41,T42] | LIMERICK |  | 52.6437 | -8.5894
MV/LV Substation BA***560X |  | 10 kV | _ | LV | 50 kVA :Pole Substation | 0.05 | --> | 0.05 | 0.048 | 1.9 |  | --> | 0.0475 | 0 | 0 | 0 | 0 | Constrained,otherwise capacity available =50.3kW. | --> | C18 ex TURLOUGH ROAD | Turlough Road [T41,T42] | CASTLEBAR |  | 53.8995 | -9.1774
MV/LV Substation BA***561 |  | 20 kV | _ | LV | 50 kVA :Pole Substation | 0.05 | --> | 0.05 | 0.04 | 0.6 |  | --> | 0.0475 | 0 | 0.020748 | 0 | 0 | Constrained,otherwise capacity available =51.5kW. | --> | E23 ex LAWLESSTOWN | Lawlesstown [T42,T421] | DOON |  | 52.3926 | -7.8119
MV/LV Substation BA***561 |  | 20 kV | _ | LV | 50 kVA :Pole Substation | 0.05 | --> | 0.05 | 0 | 0 | Constrained,otherwise capacity available =50kVA. | --> | 0.0475 | 0 | 0 | 0 | 0 | Constrained,otherwise capacity available =50kW. | --> | C15 ex CLOONLOUGH | Cloonlough [T41,T42] | BARRYMORE |  | 52.2203 | -8.3185
MV/LV Substation BA***561Z |  | 10 kV | _ | LV | 630 kVA :Kiosk Substation | 0.63 | --> | 0.63 | 0 | 0 | Constrained,otherwise capacity available =464kVA. | --> | 0.5985 | 0 | 0.03705 | 0.5 | 0 |  | --> | C29 ex GRANGE CASTLE | Grange Castle [T101,T102] | INCHICORE 220KV |  | 53.2954 | -6.4922
MV/LV Substation BA***562X |  | 20 kV | _ | LV | 400 kVA :Kiosk Substation | 0.4 | --> | 0.4 | 0 | 0 | Constrained,otherwise capacity available =382kVA. | --> | 0.38 | 0 | 0 | 0.40272 | 0 |  | --> | E16 ex GURRANEBANE | Gurranebane [T421,T422] | OUGHTRAGH |  | 51.8163 | -10.17
MV/LV Substation BA***563 |  | 20 kV | _ | LV | 50 kVA :Pole Substation | 0.05 | --> | 0.05 | 0.039 | 1.3 |  | --> | 0.0475 | 0 | 0.018525 | 0.051643 | 0 |  | --> | E15 ex BALLYCROSSAUN | Ballycrossaun [T421,T422] | SOMERSET |  | 53.0676 | -8.1327
MV/LV Substation BA***563X |  | 20 kV | _ | LV | 50 kVA :Pole Substation | 0.05 | --> | 0.05 | 0.043 | 1.2 |  | --> | 0.0475 | 0 | 0.004446 | 0.051052 | 0 |  | --> | E21 ex CRATLOE | Cratloe [T421,T422] | ARDNACRUSHA |  | 52.7148 | -8.7658
MV/LV Substation BA***564Z |  | 10 kV | _ | LV | 400 kVA :Building Structure | 0.4 | --> | 0.4 | 0 | 0 | Constrained,otherwise capacity available =384kVA. | --> | 0.38 | 0 | 0 | 0.40242 | 0 |  | --> | C19 ex SEMPERIT | Semperit [T41,T42,T43] | GRANGE CASTLE |  | 53.3411 | -6.3583
MV/LV Substation BA***565 |  | 10 kV | _ | LV | 50 kVA :Pole Substation | 0.05 | --> | 0.05 | 0.044 | 0.9 |  | --> | 0.0475 | 0 | 0.003705 | 0.050903 | 0 |  | --> | C12 ex WOODFORD | Woodford [T41,T42] | KNOCKEARAGH |  | 52.0494 | -9.4065
MV/LV Substation BA***567 |  | 10 kV | _ | LV | 630 kVA :Building Structure | 0.63 | --> | 0.63 | 0.5 | 4.4 |  | --> | 0.5985 | 0 | 0 | 0.5 | 0 |  | --> | C17 ex KINGSCOURT | Kingscourt [T41,T42] | MEATH HILL |  | 53.9027 | -6.7291
MV/LV Substation BA***568 |  | 20 kV | _ | LV | 50 kVA :Pole Substation | 0.05 | --> | 0.05 | 0.032 | 0.2 |  | --> | 0.0475 | 0 | 0 | 0 | 0 | Constrained,otherwise capacity available =52.7kW. | --> | E15 ex BEALISTOWN | Bealistown [T421,T422] | GREAT ISLAND |  | 52.2784 | -6.8392
MV/LV Substation BA***568Y |  | 20 kV | _ | LV | 100 kVA :Pole Substation | 0.1 | --> | 0.1 | 0.067 | 1 |  | --> | 0.095 | 0 | 0 | 0.10489 | 0 |  | --> | E20 ex LONGFORD | Longford [T421,T422] | RICHMOND |  | 53.7432 | -7.8044
MV/LV Substation BA***568Z |  | 20 kV | _ | LV | 200 kVA :Kiosk Substation | 0.2 | --> | 0.2 | 0 | 0 | Constrained,otherwise capacity available =164kVA. | --> | 0.19 | 0 | 0.002223 | 0.20539 | 0 |  | --> | E18 ex GLASMORE | Glasmore [T421,T422] | GLASMORE |  | 53.4808 | -6.2707
MV/LV Substation BA***569X |  | 10 kV | _ | LV | 50 kVA :Pole Substation | 0.05 | --> | 0.05 | 0.05 | 3.9 |  | --> | 0.0475 | 0 | 0 | 0.05 | 0 |  | --> | C28 ex GALWAY 110KV | Galway 110kv [T102,T103] | GALWAY 110KV |  | 53.3048 | -9.0182
MV/LV Substation BA***569Y |  | 10 kV | _ | LV | 400 kVA :Kiosk Substation | 0.4 | --> | 0.4 | 0.352 | 9.5 |  | --> | 0.38 | 0 | 0.010374 | 0.40722 | 0 |  | --> | C14 ex BANDON | Bandon [T101,T42] | BANDON |  | 51.7409 | -8.7331
MV/LV Substation BA***570 |  | 10 kV | _ | LV | 100 kVA :Pole Substation | 0.1 | --> | 0.1 | 0 | 0 | Constrained,otherwise capacity available =83kVA. | --> | 0.095 | 0 | 0 | 0.10255 | 0 |  | --> | C23 ex MACETOWN | Macetown [T101,T102] | MACETOWN |  | 53.3842 | -6.4404
MV/LV Substation BA***570 |  | 10 kV | _ | LV | 50 kVA :Pole Substation | 0.05 | --> | 0.05 | 0 | 0 | Constrained,otherwise capacity available =39kVA. | --> | 0.0475 | 0 | 0 | 0.051643 | 0 |  | --> | C15 ex DRUMQUIN | Drumquin [T42] | ENNIS |  | 52.7178 | -9.0685
MV/LV Substation BA***570X |  | 20 kV | _ | LV | 50 kVA :Pole Substation | 0.05 | --> | 0.05 | 0 | 0 | Constrained,otherwise capacity available =33kVA. | --> | 0.0475 | 0 | 0.003705 | 0 | 0 | Constrained,otherwise capacity available =52.5kW. | --> | C13 ex CLOYNE | Cloyne [T41] | MIDLETON |  | 51.8297 | -8.023
MV/LV Substation BA***570X |  | 20 kV | _ | LV | 50 kVA :Pole Substation | 0.05 | --> | 0.05 | 0 | 0 | Constrained,otherwise capacity available =50kVA. | --> | 0.0475 | 0 | 0 | 0.05 | 0 |  | --> | C24 ex MACETOWN | Macetown [T101,T102] | MACETOWN |  | 53.4894 | -6.5193
MV/LV Substation BA***572X |  | 20 kV | _ | LV | 150 kVA :Pole Substation | 0.15 | --> | 0.15 | 0 | 0 | Constrained,otherwise capacity available =150kVA. | --> | 0.1425 | 0 | 0 | 0.15 | 0 |  | --> | C15 ex KILMONEY | Kilmoney [T41,T42] | TRABEG |  | 51.813 | -8.4393
MV/LV Substation BA***572Y |  | 10 kV | _ | LV | 50 kVA :Pole Substation | 0.05 | --> | 0.05 | 0 | 0 | Constrained,otherwise capacity available =25kVA. | --> | 0.0475 | 0 | 0.006669 | 0.053659 | 0 |  | --> | C22 ex CELBRIDGE | Celbridge [T41,T42] | GRIFFINRATH |  | 53.335 | -6.5589
MV/LV Substation BA***573 |  | 20 kV | _ | LV | 200 kVA :Pole Substation | 0.2 | --> | 0.2 | 0 | 0 | Constrained,otherwise capacity available =142kVA. | --> | 0.19 | 0 | 0.005928 | 0.20862 | 0 |  | --> | C15 ex BALLYHAUNIS | Ballyhaunis [T41,T42] | DALTON |  | 53.743 | -8.6358
MV/LV Substation BA***573X |  | 10 kV | _ | LV | 50 kVA :Pole Substation | 0.05 | --> | 0.05 | 0 | 0 | Constrained,otherwise capacity available =49kVA. | --> | 0.0475 | 0 | 0 | 0.050152 | 0 |  | --> | C14 ex CARRICK ON SHANNON | Carrick On Shannon [T41,T42] | CARRICK ON SHANNON |  | 53.9573 | -8.0808
MV/LV Substation BA***575 |  | 20 kV | _ | LV | 50 kVA :Pole Substation | 0.05 | --> | 0.05 | 0.043 | 2.5 |  | --> | 0.0475 | 0 | 0 | 0.051052 | 0 |  | --> | E18 ex EDGEWORTHSTOWN | Edgeworthstown [T421,T422] | RICHMOND |  | 53.684 | -7.5826
MV/LV Substation BA***576 |  | 20 kV | _ | LV | 50 kVA :Pole Substation | 0.05 | --> | 0.05 | 0.039 | 1.4 |  | --> | 0.0475 | 0 | 0.00741 | 0.051643 | 0 |  | --> | E20 ex KILLINICK | Killinick [T421,T422] | WEXFORD |  | 52.2688 | -6.6159
MV/LV Substation BA***576X |  | 10 kV | _ | LV | 200 kVA :Pole Substation | 0.2 | --> | 0.2 | 0.14764 | 0.1 | Constrained,otherwise capacity available =197kVA. | --> | 0.19 | 0 | 0 | 0.20045 | 0 |  | --> | C16 ex KILCULLEN | Kilcullen [T41,T42,T424] | STRATFORD |  | 53.1239 | -6.8019
MV/LV Substation BA***577 |  | 10 kV | _ | LV | 50 kVA :Pole Substation | 0.05 | --> | 0.05 | 0 | 0 | Constrained,otherwise capacity available =38kVA. | --> | 0.0475 | 0 | 0 | 0.05179 | 0 |  | --> | C17 ex GRAIGUENAMANAGH | Graiguenamanagh [T41,T42] | KILKENNY |  | 52.5872 | -6.9059
MV/LV Substation BA***577Y |  | 10 kV | _ | LV | 400 kVA :Kiosk Substation | 0.4 | --> | 0.4 | 0 | 0 | Constrained,otherwise capacity available =346kVA. | --> | 0.38 | 0 | 0.006669 | 0 | 0 | Constrained,otherwise capacity available =408.1kW. | --> | C16 ex MOUNTMELLICK | Mountmellick [T41,T42] | PORTLAOISE |  | 53.1194 | -7.3127
MV/LV Substation BA***578 |  | 10 kV | _ | LV | 100 kVA :Pole Substation | 0.1 | --> | 0.1 | 0.097 | 1.4 |  | --> | 0.095 | 0 | 0 | 0.10045 | 0 |  | --> | C14 ex RINEANNA | Rineanna [T41,T42] | DRUMLINE |  | 52.7749 | -8.9177
MV/LV Substation BA***578Y |  | 10 kV | _ | LV | 50 kVA :Pole Substation | 0.05 | --> | 0.05 | 0.042 | 12.2 |  | --> | 0.0475 | 0 | 0 | 0.0512 | 0 |  | --> | C19 ex BALLYBEG | Ballybeg [T101,T102] | CARRICKMINES |  | 53.0134 | -6.1454
MV/LV Substation BA***579 |  | 10 kV | _ | LV | 100 kVA :Pole Substation | 0.1 | --> | 0.1 | 0 | 0 | Constrained,otherwise capacity available =100kVA. | --> | 0.095 | 0 | 0 | 0 | 0 | Constrained,otherwise capacity available =100kW. | --> | C16 ex KILCLOHER | Kilcloher [T41,T42] | DUNGARVAN |  | 52.14 | -7.7924
MV/LV Substation BA***579X |  | 10 kV | _ | LV | 100 kVA :Pole Substation | 0.1 | --> | 0.1 | 0 | 0 | Constrained,otherwise capacity available =77kVA. | --> | 0.095 | 0 | 0.003705 | 0.10343 | 0 |  | --> | C19 ex ROSCOMMON | Roscommon [T41,T42] | LANESBORO |  | 53.6463 | -8.2146
MV/LV Substation BA***580 |  | 10 kV | _ | LV | 50 kVA :Pole Substation | 0.05 | --> | 0.05 | 0 | 0 | Constrained,otherwise capacity available =37kVA. | --> | 0.0475 | 0 | 0 | 0.051937 | 0 |  | --> | C17 ex VIRGINIA | Virginia [T41,T42] | MEATH HILL |  | 53.8251 | -7.0586
MV/LV Substation BA***580X |  | 10 kV | _ | LV | 1000 kVA :Building Structure | 1 | --> | 1 | 0.5 | 7 |  | --> | 0.95 | 0 | 0 | 0.5 | 0 |  | --> | C28 ex NORTH QUAYS | North Quays [T101,T102,T103] | POOLBEG |  | 53.3502 | -6.2378
MV/LV Substation BA***581 |  | 20 kV | _ | LV | 100 kVA :Pole Substation | 0.1 | --> | 0.1 | 0.062 | 0.5 |  | --> | 0.095 | 0 | 0.003705 | 0.10561 | 0 |  | --> | E11 ex ARDFINNAN | Ardfinnan [T421] | CAHIR |  | 52.2762 | -8.0013
MV/LV Substation BA***581 |  | 20 kV | _ | LV | 50 kVA :Pole Substation | 0.05 | --> | 0.05 | 0 | 0 | Constrained,otherwise capacity available =40kVA. | --> | 0.0475 | 0 | 0 | 0.051496 | 0 |  | --> | C15 ex KILMONEY | Kilmoney [T41,T42] | TRABEG |  | 51.8308 | -8.5342
MV/LV Substation BA***581Y |  | 10 kV | _ | LV | 630 kVA :Building Structure | 0.63 | --> | 0.63 | 0.5 | 3.1 |  | --> | 0.5985 | 0 | 0 | 0.5 | 0 |  | --> | C17 ex BELLFIELD | Bellfield [T41,T42] | CRANE |  | 52.5026 | -6.568
MV/LV Substation BA***582 |  | 10 kV | _ | LV | 50 kVA :Pole Substation | 0.05 | --> | 0.05 | 0.03 | 18.7 |  | --> | 0.0475 | 0 | 0 | 0.052949 | 0 |  | --> | C18 ex ARKLOW | Arklow [T101,T102] | ARKLOW |  | 52.8437 | -6.1202
MV/LV Substation BA***583 |  | 10 kV | _ | LV | 50 kVA :Pole Substation | 0.05 | --> | 0.05 | 0.042 | 0.3 |  | --> | 0.0475 | 0 | 0 | 0.0512 | 0 |  | --> | C18 ex BANAGHER | Banagher [T41,T42] | DALLOW |  | 53.1769 | -7.9581
MV/LV Substation BA***583 |  | 20 kV | _ | LV | 50 kVA :Pole Substation | 0.05 | --> | 0.05 | 0 | 0 |  | --> | 0.0475 | 0 | 0.008151 | 0.058073 | 0 |  | --> | E11 ex CREAGH | Creagh [T421,T422] | ATHLONE |  | 53.4722 | -8.2671
MV/LV Substation BA***583Y |  | 10 kV | _ | LV | 400 kVA :Building Structure | 0.4 | --> | 0.4 | 0.382 | 3 |  | --> | 0.38 | 0 | 0 | 0.40272 | 0 |  | --> | C18 ex NENAGH | Nenagh [T41,T42] | NENAGH |  | 52.8616 | -8.2008
MV/LV Substation BA***584 |  | 20 kV | _ | LV | 50 kVA :Pole Substation | 0.05 | --> | 0.05 | 0 | 0 | Constrained,otherwise capacity available =41kVA. | --> | 0.0475 | 0 | 0 | 0 | 0 | Constrained,otherwise capacity available =51.3kW. | --> | C13 ex CLOYNE | Cloyne [T41] | MIDLETON |  | 51.8921 | -7.9533
MV/LV Substation BA***584X |  | 10 kV | _ | LV | 50 kVA :Pole Substation | 0.05 | --> | 0.05 | 0.049 | 0.1 |  | --> | 0.0475 | 0 | 0 | 0.050152 | 0 |  | --> | C16 ex KILCULLEN | Kilcullen [T41,T42,T424] | STRATFORD |  | 53.1185 | -6.8366
MV/LV Substation BA***586 |  | 10 kV | _ | LV | 50 kVA :Pole Substation | 0.05 | --> | 0.05 | 0.035 | 5.8 |  | --> | 0.0475 | 0 | 0.013338 | 0.052228 | 0 |  | --> | C20 ex OAKFIELD | Oakfield [T41,T42] | SLIGO |  | 54.2704 | -8.524
MV/LV Substation BA***586X |  | 20 kV | _ | LV | 50 kVA :Pole Substation | 0.05 | --> | 0.05 | 0 | 0 | Constrained,otherwise capacity available =47kVA. | --> | 0.0475 | 0 | 0 | 0.050453 | 0 |  | --> | E15 ex GORT | Gort [T41,T42] | ENNIS |  | 53.1288 | -8.7988
MV/LV Substation BA***587 |  | 10 kV | _ | LV | 50 kVA :Pole Substation | 0.05 | --> | 0.05 | 0.043 | 3.4 |  | --> | 0.0475 | 0 | 0 | 0.051052 | 0 |  | --> | C19 ex GLENGOOLE | Glengoole [T41] | THURLES |  | 52.5874 | -7.5459
MV/LV Substation BA***587 |  | 20 kV | _ | LV | 50 kVA :Pole Substation | 0.05 | --> | 0.05 | 0 | 0 | Constrained,otherwise capacity available =29kVA. | --> | 0.0475 | 0 | 0 | 0 | 0 | Constrained,otherwise capacity available =53.1kW. | --> | E12 ex KILMACTHOMAS | Kilmacthomas [T421,T422] | DUNGARVAN |  | 52.2314 | -7.36
MV/LV Substation BA***587 |  | 10 kV | _ | LV | 100 kVA :Pole Substation | 0.1 | --> | 0.1 | 0 | 0 | Constrained,otherwise capacity available =72kVA. | --> | 0.095 | 0 | 0.00741 | 0 | 0 | Constrained,otherwise capacity available =104.2kW. | --> | C26 ex GLENTIES | Glenties [T41,T42] | BINBANE |  | 54.7921 | -8.2759
MV/LV Substation BA***587 |  | 10 kV | _ | LV | 50 kVA :Pole Substation | 0.05 | --> | 0.05 | 0.033 | 3 |  | --> | 0.0475 | 0 | 0.004446 | 0 | 0 | Constrained,otherwise capacity available =52.5kW. | --> | C21 ex BALLYRAINE | Ballyraine [T41,T42] | LETTERKENNY |  | 54.9903 | -7.6755
MV/LV Substation BA***587X |  | 20 kV | _ | LV | 45 kVA :Pole Substation | 0.045 | --> | 0.045 | 0 | 0 | Constrained,otherwise capacity available =42kVA. | --> | 0.04275 | 0 | 0 | 0.045453 | 0 |  | --> | E21 ex FINEA | Finea [T421,T422] | SHANKILL |  | 53.8361 | -7.3472
MV/LV Substation BA***588 |  | 10 kV | _ | LV | 200 kVA :Pole Substation | 0.2 | --> | 0.2 | 0.019092 | 0 | Constrained,otherwise capacity available =153kVA. | --> | 0.19 | 0 | 0 | 0 | 0 | Constrained,otherwise capacity available =207kW. | --> | C14 ex BALLYBAY | Ballybay [T41,T42] | LISDRUM |  | 54.1278 | -6.9058
MV/LV Substation BA***588 |  | 20 kV | _ | LV | 200 kVA :Pole Substation | 0.2 | --> | 0.2 | 0 | 0 | Constrained,otherwise capacity available =111kVA. | --> | 0.19 | 0 | 0.003705 | 0.21308 | 0 |  | --> | C15 ex KILMONEY | Kilmoney [T41,T42] | TRABEG |  | 51.8112 | -8.5311
MV/LV Substation BA***588Y |  | 20 kV | _ | LV | 200 kVA :Kiosk Substation | 0.2 | --> | 0.2 | 0 | 0 | Constrained,otherwise capacity available =154kVA. | --> | 0.19 | 0 | 0.03705 | 0.20687 | 0 |  | --> | E13 ex BALTINGLASS | Baltinglass [T421,T422] | STRATFORD |  | 52.9372 | -6.6938
MV/LV Substation BA***589 |  | 10 kV | _ | LV | 50 kVA :Pole Substation | 0.05 | --> | 0.05 | 0.019092 | 0 | Constrained,otherwise capacity available =44kVA. | --> | 0.0475 | 0 | 0 | 0 | 0 | Constrained,otherwise capacity available =50.9kW. | --> | C17 ex BALLYBAY | Ballybay [T41,T42] | LISDRUM |  | 54.1207 | -6.8966
MV/LV Substation BA***589 |  | 10 kV | _ | LV | 100 kVA :Pole Substation | 0.1 | --> | 0.1 | 0.065 | 3.9 |  | --> | 0.095 | 0 | 0 | 0.10518 | 0 |  | --> | C28 ex GALWAY 110KV | Galway 110kv [T102,T103] | GALWAY 110KV |  | 53.2983 | -9.0369
MV/LV Substation BA***589 |  | 20 kV | _ | LV | 50 kVA :Pole Substation | 0.05 | --> | 0.05 | 0 | 0 | Constrained,otherwise capacity available =42kVA. | --> | 0.0475 | 0 | 0 | 0.0512 | 0 |  | --> | C15 ex KILMONEY | Kilmoney [T41,T42] | TRABEG |  | 51.8091 | -8.5313
MV/LV Substation BA***589Y |  | 20 kV | _ | LV | 200 kVA :Pole Substation | 0.2 | --> | 0.2 | 0 | 0 | Constrained,otherwise capacity available =105kVA. | --> | 0.19 | 0 | 0.001482 | 0.21393 | 0 |  | --> | E11 ex BALLYDEHOB | Ballydehob [T421] | DUNMANWAY |  | 51.5625 | -9.4598
MV/LV Substation BA***590X |  | 20 kV | _ | LV | 50 kVA :Pole Substation | 0.05 | --> | 0.05 | 0 | 0 | Constrained,otherwise capacity available =46kVA. | --> | 0.0475 | 0 | 0 | 0.050604 | 0 |  | --> | E11 ex CREAGH | Creagh [T421,T422] | ATHLONE |  | 53.4712 | -8.265
MV/LV Substation BA***590Z |  | 10 kV | _ | LV | 630 kVA :Building Structure | 0.63 | --> | 0.63 | 0 | 0 | Constrained,otherwise capacity available =500kVA. | --> | 0.5985 | 0 | 0.003705 | 0.5 | 0 |  | --> | C17 ex KILBARRY | Kilbarry [T101,T43] | KILBARRY |  | 51.9156 | -8.4597
MV/LV Substation BA***591 |  | 20 kV | _ | LV | 100 kVA :Pole Substation | 0.1 | --> | 0.1 | 0 | 0 | Constrained,otherwise capacity available =78kVA. | --> | 0.095 | 0 | 0 | 0 | 0 | Constrained,otherwise capacity available =103.3kW. | --> | E12 ex KILMACTHOMAS | Kilmacthomas [T421,T422] | DUNGARVAN |  | 52.2212 | -7.3708
MV/LV Substation BA***591 |  | 20 kV | _ | LV | 50 kVA :Pole Substation | 0.05 | --> | 0.05 | 0 | 0 | Constrained,otherwise capacity available =47kVA. | --> | 0.0475 | 0 | 0 | 0.050453 | 0 |  | --> | E16 ex DINGLE | Dingle [T421,T422] | OUGHTRAGH |  | 52.1531 | -10.2014
MV/LV Substation BA***591 |  | 10 kV | _ | LV | 30 kVA :Pole Substation | 0.03 | --> | 0.03 | 0 | 0 | Constrained,otherwise capacity available =16kVA. | --> | 0.0285 | 0 | 0 | 0.032054 | 0 |  | --> | C23 ex MACETOWN | Macetown [T101,T102] | MACETOWN |  | 53.387 | -6.4462
MV/LV Substation BA***591X |  | 20 kV | _ | LV | 50 kVA :Pole Substation | 0.05 | --> | 0.05 | 0.044 | 5.9 |  | --> | 0.0475 | 0 | 0 | 0.050903 | 0 |  | --> | C14 ex CASHEL | Cashel [T41,T42] | CAHIR |  | 52.554 | -7.7925
MV/LV Substation BA***592 |  | 20 kV | _ | LV | 50 kVA :Pole Substation | 0.05 | --> | 0.05 | 0 | 0 | Constrained,otherwise capacity available =40kVA. | --> | 0.0475 | 0 | 0 | 0 | 0 | Constrained,otherwise capacity available =51.5kW. | --> | E12 ex KILMACTHOMAS | Kilmacthomas [T421,T422] | DUNGARVAN |  | 52.2193 | -7.3671
MV/LV Substation BA***592Y |  | 20 kV | _ | LV | 100 kVA :Pole Substation | 0.1 | --> | 0.1 | 0.091 | 3 |  | --> | 0.095 | 0 | 0 | 0 | 0 | Constrained,otherwise capacity available =101.4kW. | --> | E17 ex CHARLEVILLE | Charleville [T421,T422] | CHARLEVILLE |  | 52.3508 | -8.6735
MV/LV Substation BA***593X |  | 20 kV | _ | LV | 50 kVA :Pole Substation | 0.05 | --> | 0.05 | 0.025 | 1.1 |  | --> | 0.0475 | 0 | 0 | 0.053659 | 0 |  | --> | E20 ex BIRR | Birr [T41,T422] | DALLOW |  | 53.0233 | -8.0504
MV/LV Substation BA***594X |  | 20 kV | _ | LV | 50 kVA :Pole Substation | 0.05 | --> | 0.05 | 0 | 0 | Constrained,otherwise capacity available =50kVA. | --> | 0.0475 | 0 | 0 | 0.05 | 0 |  | --> | E11 ex BALLYHALE | Ballyhale [T42,T421] | KILKENNY |  | 52.4869 | -7.1744
MV/LV Substation BA***594Y |  | 20 kV | _ | LV | 200 kVA :Kiosk Substation | 0.2 | --> | 0.2 | 0 | 0 | Constrained,otherwise capacity available =178kVA. | --> | 0.19 | 0 | 0.002964 | 0.20331 | 0 |  | --> | E14 ex EDENDERRY | Edenderry [T421,T422] | BLAKE |  | 53.337 | -6.9376
MV/LV Substation BA***595 |  | 20 kV | _ | LV | 200 kVA :Pole Substation | 0.2 | --> | 0.2 | 0 | 0 | Constrained,otherwise capacity available =200kVA. | --> | 0.19 | 0 | 0.11115 | 0 | 0 | Constrained,otherwise capacity available =200kW. | --> | E13 ex FOXHOLE | Foxhole [T421,T422] | DUNGARVAN |  | 51.9503 | -7.8043
MV/LV Substation BA***595Y |  | 10 kV | _ | LV | 50 kVA :Pole Substation | 0.05 | --> | 0.05 | 0.048 | 12.2 |  | --> | 0.0475 | 0 | 0 | 0.050303 | 0 |  | --> | C17 ex BALLYBEG | Ballybeg [T101,T102] | CARRICKMINES |  | 52.9068 | -6.0467
MV/LV Substation BA***596 |  | 20 kV | _ | LV | 50 kVA :Pole Substation | 0.05 | --> | 0.05 | 0 | 0 | Constrained,otherwise capacity available =29kVA. | --> | 0.0475 | 0 | 0 | 0 | 0 | Constrained,otherwise capacity available =53.1kW. | --> | E12 ex KILMACTHOMAS | Kilmacthomas [T421,T422] | DUNGARVAN |  | 52.2116 | -7.3796
MV/LV Substation BA***596 |  | 20 kV | _ | LV | 200 kVA :Pole Substation | 0.2 | --> | 0.2 | 0 | 0 | Constrained,otherwise capacity available =157kVA. | --> | 0.19 | 0 | 0 | 0 | 0 | Constrained,otherwise capacity available =206.4kW. | --> | E12 ex CASTLELYONS | Castlelyons [T421,T422] | BARRYMORE |  | 52.0485 | -8.2648
MV/LV Substation BA***596 |  | 10 kV | _ | LV | 630 kVA :Building Structure | 0.63 | --> | 0.63 | 0.2969 | 0.3 | Constrained,otherwise capacity available =500kVA. | --> | 0.5985 | 0 | 0 | 0.5 | 0 |  | --> | C16 ex BANAGHER | Banagher [T41,T42] | DALLOW |  | 53.1895 | -7.9888
MV/LV Substation BA***597X |  | 10 kV | _ | LV | 400 kVA :Kiosk Substation | 0.4 | --> | 0.4 | 0.339 | 3 |  | --> | 0.38 | 0 | 0.005187 | 0 | 0 | Constrained,otherwise capacity available =409.2kW. | --> | C12 ex BALLYRAINE | Ballyraine [T41,T42] | LETTERKENNY |  | 54.9552 | -7.702
MV/LV Substation BA***598X |  | 20 kV | _ | LV | 200 kVA :Kiosk Substation | 0.2 | --> | 0.2 | 0 | 0 | Constrained,otherwise capacity available =154kVA. | --> | 0.19 | 0 | 0 | 0.20687 | 0 |  | --> | E16 ex MILLTOWN (SR) | Milltown (sr) [T421,T422] | OUGHTRAGH |  | 52.1108 | -9.7688
MV/LV Substation BA***599 |  | 10 kV | _ | LV | 50 kVA :Pole Substation | 0.05 | --> | 0.05 | 0 | 0 | Constrained,otherwise capacity available =41kVA. | --> | 0.0475 | 0 | 0.003705 | 0.051348 | 0 |  | --> | C24 ex KILMONEY | Kilmoney [T41,T42] | TRABEG |  | 51.8255 | -8.4541
MV/LV Substation BA***599X |  | 20 kV | _ | LV | 100 kVA :Pole Substation | 0.1 | --> | 0.1 | 0.084 | 3.5 |  | --> | 0.095 | 0 | 0.02223 | 0.1024 | 0 |  | --> | C26 ex DUNDALK | Dundalk [T41,T42] | DUNDALK |  | 53.9942 | -6.5593
MV/LV Substation BA***599Z |  | 10 kV | _ | LV | 630 kVA :Kiosk Substation | 0.63 | --> | 0.63 | 0 | 0 | Constrained,otherwise capacity available =500kVA. | --> | 0.5985 | 0 | 0.036309 | 0.5 | 0 |  | --> | C22 ex MACETOWN | Macetown [T101,T102] | MACETOWN |  | 53.3921 | -6.444
MV/LV Substation BA***601 |  | 20 kV | _ | LV | 50 kVA :Pole Substation | 0.05 | --> | 0.05 | 0.041 | 3 |  | --> | 0.0475 | 0 | 0 | 0 | 0 | Constrained,otherwise capacity available =51.3kW. | --> | E12 ex MOVILLE | Moville [T421,T422] | TRILLICK |  | 55.1975 | -7.0079
MV/LV Substation BA***601 |  | 20 kV | _ | LV | 50 kVA :Pole Substation | 0.05 | --> | 0.05 | 0.047 | 1.6 |  | --> | 0.0475 | 0 | 0 | 0 | 0 | Constrained,otherwise capacity available =50.5kW. | --> | C17 ex BALLYSHANNON | Ballyshannon [T41,T42] | CATHALEENS FALL |  | 54.5449 | -8.1419
MV/LV Substation BA***602X |  | 20 kV | _ | LV | 100 kVA :Pole Substation | 0.1 | --> | 0.1 | 0 | 0 | Constrained,otherwise capacity available =90kVA. | --> | 0.095 | 0 | 0 | 0.10151 | 0 |  | --> | E30 ex LOUGHREA | Loughrea [T41,T42] | SOMERSET |  | 53.2076 | -8.632
MV/LV Substation BA***602Y |  | 10 kV | _ | LV | 200 kVA :Kiosk Substation | 0.2 | --> | 0.2 | 0 | 0 | Constrained,otherwise capacity available =185kVA. | --> | 0.19 | 0 | 0 | 0.20226 | 0 |  | --> | C11 ex GARRYOWEN | Garryowen [T41,T42] | LIMERICK |  | 52.6492 | -8.5934
MV/LV Substation BA***602Y |  | 10 kV | _ | LV | 50 kVA :Pole Substation | 0.05 | --> | 0.05 | 0 | 0 | Constrained,otherwise capacity available =50kVA. | --> | 0.0475 | 0 | 0 | 0.05 | 0 |  | --> | C12 ex MONEYCOOLEY | Moneycooley [T41,T42,T44] | GRIFFINRATH |  | 53.3662 | -6.5606
MV/LV Substation BA***603 |  | 20 kV | _ | LV | 50 kVA :Pole Substation | 0.05 | --> | 0.05 | 0 | 0 | Constrained,otherwise capacity available =42kVA. | --> | 0.0475 | 0 | 0 | 0.0512 | 0 |  | --> | C17 ex KINSALE | Kinsale [T41,T42] | BANDON |  | 51.8081 | -8.56
MV/LV Substation BA***603X |  | 10 kV | _ | LV | 50 kVA :Pole Substation | 0.05 | --> | 0.05 | 0.049 | 1.9 |  | --> | 0.0475 | 0 | 0 | 0 | 0 | Constrained,otherwise capacity available =50.2kW. | --> | C18 ex TURLOUGH ROAD | Turlough Road [T41,T42] | CASTLEBAR |  | 53.8713 | -9.2638
MV/LV Substation BA***603Z |  | 10 kV | _ | LV | 400 kVA :Kiosk Substation | 0.4 | --> | 0.4 | 0 | 0 | Constrained,otherwise capacity available =289kVA. | --> | 0.38 | 0 | 0.057798 | 0.41651 | 0 |  | --> | C22 ex MACETOWN | Macetown [T101,T102] | MACETOWN |  | 53.3921 | -6.4422
MV/LV Substation BA***604 |  | 20 kV | _ | LV | 50 kVA :Pole Substation | 0.05 | --> | 0.05 | 0.05 | 3 |  | --> | 0.0475 | 0 | 0 | 0 | 0 | Constrained,otherwise capacity available =50kW. | --> | E11 ex CHARLEVILLE | Charleville [T421,T422] | CHARLEVILLE |  | 52.4262 | -8.6962
MV/LV Substation BA***604Z |  | 10 kV | _ | LV | 50 kVA :Pole Substation | 0.05 | --> | 0.05 | 0 | 0 | Constrained,otherwise capacity available =34kVA. | --> | 0.0475 | 0 | 0 | 0.052373 | 0 |  | --> | C17 ex ROSEHILL | Rosehill [T41,T42] | KILKENNY |  | 52.5929 | -7.2841
MV/LV Substation BA***605Y |  | 20 kV | _ | LV | 50 kVA :Pole Substation | 0.05 | --> | 0.05 | 0.05 | 13.8 |  | --> | 0.0475 | 0 | 0 | 0.05 | 0 |  | --> | C14 ex SINGLAND | Singland [T101,T102] | SINGLAND |  | 52.6456 | -8.5668
MV/LV Substation BA***606 |  | 20 kV | _ | LV | 400 kVA :Kiosk Substation | 0.4 | --> | 0.4 | 0 | 0 | Constrained,otherwise capacity available =335kVA. | --> | 0.38 | 0 | 0.004446 | 0 | 0 | Constrained,otherwise capacity available =409.8kW. | --> | E17 ex KNOCKMULLEN | Knockmullen [T42,T421] | GREAT ISLAND |  | 52.369 | -6.8389
MV/LV Substation BA***606 |  | 20 kV | _ | LV | 100 kVA :Pole Substation | 0.1 | --> | 0.1 | 0 | 0 | Constrained,otherwise capacity available =12kVA. | --> | 0.095 | 0 | 0 | 0.11252 | 0 |  | --> | E12 ex ASHBOURNE | Ashbourne [T421,T422] | FINGLAS |  | 53.4899 | -6.3952
MV/LV Substation BA***606 |  | 20 kV | _ | LV | 50 kVA :Pole Substation | 0.05 | --> | 0.05 | 0 | 0 | Constrained,otherwise capacity available =44kVA. | --> | 0.0475 | 0 | 0.008151 | 0 | 0 | Constrained,otherwise capacity available =50.9kW. | --> | E17 ex SPRINGS | Springs [T421,T422] | DUNGARVAN |  | 52.1029 | -7.641
MV/LV Substation BA***606X |  | 10 kV | _ | LV | 50 kVA :Pole Substation | 0.05 | --> | 0.05 | 0 | 0 | Constrained,otherwise capacity available =39kVA. | --> | 0.0475 | 0 | 0 | 0.051643 | 0 |  | --> | C16 ex ATHENRY | Athenry [T41,T42] | GALWAY 110KV |  | 53.3103 | -8.7412
MV/LV Substation BA***606Z |  | 20 kV | _ | LV | 50 kVA :Pole Substation | 0.05 | --> | 0.05 | 0 | 0 | Constrained,otherwise capacity available =50kVA. | --> | 0.0475 | 0 | 0 | 0 | 0 | Constrained,otherwise capacity available =50kW. | --> | E13 ex BLESSINGTON | Blessington [T421,T422] | KILTEEL |  | 53.1372 | -6.6208
MV/LV Substation BA***607X |  | 10 kV | _ | LV | 50 kVA :Pole Substation | 0.05 | --> | 0.05 | 0 | 0 | Constrained,otherwise capacity available =43kVA. | --> | 0.0475 | 0 | 0.002964 | 0.051052 | 0 |  | --> | C12 ex GRANAGH | Granagh [T41,T42] | WATERFORD |  | 52.2996 | -7.2176
MV/LV Substation BA***610 |  | 10 kV | _ | LV | 200 kVA :Pole Substation | 0.2 | --> | 0.2 | 0 | 0 | Constrained,otherwise capacity available =181kVA. | --> | 0.19 | 0 | 0 | 0.20286 | 0 |  | --> | C13 ex POPPINTREE | Poppintree [T101,T102] | FINGLAS |  | 53.4108 | -6.2673
MV/LV Substation BA***610 |  | 20 kV | _ | LV | 50 kVA :Pole Substation | 0.05 | --> | 0.05 | 0.046 | 1.4 |  | --> | 0.0475 | 0 | 0 | 0.050604 | 0 |  | --> | E17 ex KILROSS ROAD | Kilross Road [T421] | TIPPERARY |  | 52.5122 | -8.3349
MV/LV Substation BA***611 |  | 20 kV | _ | LV | 50 kVA :Pole Substation | 0.05 | --> | 0.05 | 0.041 | 17.8 |  | --> | 0.0475 | 0 | 0 | 0.051348 | 0 |  | --> | E21 ex BANOGE | Banoge [T121,T122] | BANOGE |  | 52.6775 | -6.3732
MV/LV Substation BA***611 |  | 20 kV | _ | LV | 50 kVA :Pole Substation | 0.05 | --> | 0.05 | 0 | 0 | Constrained,otherwise capacity available =47kVA. | --> | 0.0475 | 0 | 0 | 0.050453 | 0 |  | --> | E15 ex DINGLE | Dingle [T421,T422] | OUGHTRAGH |  | 52.1321 | -10.3101
MV/LV Substation BA***611 |  | 20 kV | _ | LV | 200 kVA :Pole Substation | 0.2 | --> | 0.2 | 0 | 0 | Constrained,otherwise capacity available =96kVA. | --> | 0.19 | 0 | 0.015561 | 0.2152 | 0 |  | --> | E19 ex GARRANACANTY | Garranacanty [T421,T422] | TIPPERARY |  | 52.4482 | -8.0636
MV/LV Substation BA***611X |  | 20 kV | _ | LV | 50 kVA :Pole Substation | 0.05 | --> | 0.05 | 0 | 0 | Constrained,otherwise capacity available =33kVA. | --> | 0.0475 | 0 | 0.016302 | 0.052518 | 0 |  | --> | C22 ex ATHLONE | Athlone [T41,T42] | ATHLONE |  | 53.4557 | -7.988
MV/LV Substation BA***612X |  | 10 kV | _ | LV | 400 kVA :Kiosk Substation | 0.4 | --> | 0.4 | 0.248 | 3 |  | --> | 0.38 | 0 | 0 | 0 | 0 | Constrained,otherwise capacity available =422.4kW. | --> | E17 ex CHARLEVILLE | Charleville [T421,T422] | CHARLEVILLE |  | 52.3608 | -8.6921
MV/LV Substation BA***613 |  | 10 kV | _ | LV | 50 kVA :Pole Substation | 0.05 | --> | 0.05 | 0 | 0 | Constrained,otherwise capacity available =33kVA. | --> | 0.0475 | 0 | 0 | 0.052518 | 0 |  | --> | C12 ex BALLYBEGGAN | Ballybeggan [T43,T44] | TRALEE |  | 52.2721 | -9.6665
MV/LV Substation BA***613X |  | 20 kV | _ | LV | 50 kVA :Pole Substation | 0.05 | --> | 0.05 | 0.015 | 2.7 |  | --> | 0.0475 | 0 | 0 | 0.055047 | 0 |  | --> | E12 ex OLDCASTLE | Oldcastle [T41,T422] | MULLINGAR |  | 53.7693 | -7.2543
MV/LV Substation BA***614 |  | 20 kV | _ | LV | 50 kVA :Pole Substation | 0.05 | --> | 0.05 | 0 | 0 | Constrained,otherwise capacity available =41kVA. | --> | 0.0475 | 0 | 0 | 0 | 0 | Constrained,otherwise capacity available =51.3kW. | --> | E12 ex CASTLELYONS | Castlelyons [T421,T422] | BARRYMORE |  | 52.019 | -8.2451
MV/LV Substation BA***615 |  | 10 kV | _ | LV | 25 kVA :Pole Substation | 0.025 | --> | 0.025 | 0.024 | 3.9 |  | --> | 0.02375 | 0 | 0 | 0.025151 | 0 |  | --> | C28 ex GALWAY 110KV | Galway 110kv [T102,T103] | GALWAY 110KV |  | 53.3066 | -9.0312
MV/LV Substation BA***615 |  | 20 kV | _ | LV | 50 kVA :Pole Substation | 0.05 | --> | 0.05 | 0 | 0 | Constrained,otherwise capacity available =39kVA. | --> | 0.0475 | 0 | 0.008151 | 0.051643 | 0 |  | --> | E19 ex GARRANACANTY | Garranacanty [T421,T422] | TIPPERARY |  | 52.4445 | -8.0737
MV/LV Substation BA***616Y |  | 10 kV | _ | LV | 50 kVA :Pole Substation | 0.05 | --> | 0.05 | 0 | 0 | Constrained,otherwise capacity available =44kVA. | --> | 0.0475 | 0 | 0 | 0.050903 | 0 |  | --> | C15 ex GRANAGH | Granagh [T41,T42] | WATERFORD |  | 52.3364 | -7.1722
MV/LV Substation BA***616Z |  | 20 kV | _ | LV | 50 kVA :Pole Substation | 0.05 | --> | 0.05 | 0.029 | 16.1 |  | --> | 0.0475 | 0 | 0 | 0.053092 | 0 |  | --> | E21 ex WEXFORD | Wexford [T121,T122] | WEXFORD |  | 52.341 | -6.5388
MV/LV Substation BA***617 |  | 10 kV | _ | LV | 25 kVA :Pole Substation | 0.025 | --> | 0.025 | 0.007 | 6 |  | --> | 0.02375 | 0 | 0 | 0.027592 | 0 |  | --> | C26 ex PELLETSTOWN | Pelletstown [T101,T102] | FINGLAS |  | 53.3909 | -6.3465
MV/LV Substation BA***619 |  | 20 kV | _ | LV | 50 kVA :Pole Substation | 0.05 | --> | 0.05 | 0.03 | 6.4 |  | --> | 0.0475 | 0 | 0 | 0.052949 | 0 |  | --> | C22 ex BUSHFIELD | Bushfield [T41,T42] | ATHLONE |  | 53.4492 | -7.888
MV/LV Substation BA***619 |  | 20 kV | _ | LV | 50 kVA :Pole Substation | 0.05 | --> | 0.05 | 0 | 0 | Constrained,otherwise capacity available =50kVA. | --> | 0.0475 | 0 | 0 | 0.05 | 0 |  | --> | E17 ex DULEEK | Duleek [T421,T422] | DRYBRIDGE |  | 53.6291 | -6.4862
MV/LV Substation BA***619X |  | 10 kV | _ | LV | 100 kVA :Pole Substation | 0.1 | --> | 0.1 | 0.074 | 9.5 |  | --> | 0.095 | 0 | 0.006669 | 0.10387 | 0 |  | --> | C20 ex BANDON | Bandon [T101,T42] | BANDON |  | 51.7387 | -8.7757
MV/LV Substation BA***620X |  | 10 kV | _ | LV | 50 kVA :Pole Substation | 0.05 | --> | 0.05 | 0 | 0 | Constrained,otherwise capacity available =45kVA. | --> | 0.0475 | 0 | 0 | 0.050753 | 0 |  | --> | C18 ex SCARTEEN | Scarteen [T41,T42] | MALLOW |  | 52.1662 | -8.7411
MV/LV Substation BA***620X |  | 10 kV | _ | LV | 25 kVA :Pole Substation | 0.025 | --> | 0.025 | 0 | 0 | Constrained,otherwise capacity available =25kVA. | --> | 0.02375 | 0 | 0 | 0.025 | 0 |  | --> | C13 ex ATHGARVAN | Athgarvan [T41,T44] | NEWBRIDGE |  | 53.1603 | -6.8236
MV/LV Substation BA***621X |  | 20 kV | _ | LV | 50 kVA :Pole Substation | 0.05 | --> | 0.05 | 0.024 | 1.2 |  | --> | 0.0475 | 0 | 0.014079 | 0.0538 | 0 |  | --> | E21 ex CRATLOE | Cratloe [T421,T422] | ARDNACRUSHA |  | 52.7139 | -8.7646
MV/LV Substation BA***621X |  | 10 kV | _ | LV | 400 kVA :Building Structure | 0.4 | --> | 0.4 | 0.39 | 1.1 |  | --> | 0.38 | 0 | 0 | 0 | 0 | Constrained,otherwise capacity available =401.5kW. | --> | C14 ex NEWCASTLEWEST | Newcastlewest [T41,T42] | RATHKEALE |  | 52.4503 | -9.0513
MV/LV Substation BA***622X |  | 10 kV | _ | LV | 50 kVA :Pole Substation | 0.05 | --> | 0.05 | 0.045 | 18.7 |  | --> | 0.0475 | 0 | 0 | 0.050753 | 0 |  | --> | C18 ex ARKLOW | Arklow [T101,T102] | ARKLOW |  | 52.9047 | -6.1386
MV/LV Substation BA***623Y |  | 10 kV | _ | LV | 400 kVA :Building Structure | 0.4 | --> | 0.4 | 0.352 | 5.9 |  | --> | 0.38 | 0 | 0 | 0.4 | 0 |  | --> | C11 ex CASHEL | Cashel [T41,T42] | CAHIR |  | 52.462 | -7.8402
MV/LV Substation BA***623Z |  | 20 kV | _ | LV | 200 kVA :Pole Substation | 0.2 | --> | 0.2 | 0 | 0 | Constrained,otherwise capacity available =67kVA. | --> | 0.19 | 0 | 0 | 0.21923 | 0 |  | --> | E12 ex BALTINGLASS | Baltinglass [T421,T422] | STRATFORD |  | 52.9921 | -6.6384
MV/LV Substation BA***624 |  | 20 kV | _ | LV | 50 kVA :Pole Substation | 0.05 | --> | 0.05 | 0 | 0 | Constrained,otherwise capacity available =46kVA. | --> | 0.0475 | 0 | 0 | 0 | 0 | Constrained,otherwise capacity available =50.6kW. | --> | E17 ex KNOCKMULLEN | Knockmullen [T42,T421] | GREAT ISLAND |  | 52.3663 | -6.8327
MV/LV Substation BA***625 |  | 10 kV | _ | LV | 630 kVA :Building Structure | 0.63 | --> | 0.63 | 0 | 0 | Constrained,otherwise capacity available =480kVA. | --> | 0.5985 | 0 | 0.008151 | 0.5 | 0 |  | --> | C17 ex BALLYMOUNT | Ballymount [T41,T42] | INCHICORE 220KV |  | 53.315 | -6.3501
MV/LV Substation BA***626 |  | 10 kV | _ | LV | 50 kVA :Pole Substation | 0.05 | --> | 0.05 | 0.047 | 1.7 |  | --> | 0.0475 | 0 | 0.002964 | 0.050453 | 0 |  | --> | C21 ex ATHY | Athy [T101,T102] | ATHY |  | 52.9797 | -7.0846
MV/LV Substation BA***626X |  | 10 kV | _ | LV | 200 kVA :Pole Substation | 0.2 | --> | 0.2 | 0.2 | 9.5 |  | --> | 0.19 | 0 | 0 | 0.2 | 0 |  | --> | C20 ex BANDON | Bandon [T101,T42] | BANDON |  | 51.7425 | -8.8098
MV/LV Substation BA***627 |  | 10 kV | _ | LV | 630 kVA :Building Structure | 0.63 | --> | 0.63 | 0.431 | 3.9 |  | --> | 0.5985 | 0 | 0.03705 | 0.5 | 0 |  | --> | C26 ex GALWAY 110KV | Galway 110kv [T102,T103] | GALWAY 110KV |  | 53.291 | -9.0073
MV/LV Substation BA***627Y |  | 10 kV | _ | LV | 400 kVA :Building Structure | 0.4 | --> | 0.4 | 0.374 | 3.1 |  | --> | 0.38 | 0 | 0 | 0.40393 | 0 |  | --> | C17 ex BELLFIELD | Bellfield [T41,T42] | CRANE |  | 52.5029 | -6.5687
MV/LV Substation BA***628 |  | 10 kV | _ | LV | 50 kVA :Pole Substation | 0.05 | --> | 0.05 | 0.038 | 0.4 |  | --> | 0.0475 | 0 | 0.008151 | 0.05179 | 0 |  | --> | C18 ex CARRICKMINES | Carrickmines [T41,T42] | CARRICKMINES |  | 53.2537 | -6.2295
MV/LV Substation BA***628 |  | 10 kV | _ | LV | 400 kVA :Kiosk Substation | 0.4 | --> | 0.4 | 0 | 0 | Constrained,otherwise capacity available =397kVA. | --> | 0.38 | 0 | 0 | 0 | 0 | Constrained,otherwise capacity available =400.5kW. | --> | C23 ex TINAHASK | Tinahask [T41,T42] | ARKLOW |  | 52.7794 | -6.1815
MV/LV Substation BA***628X |  | 10 kV | _ | LV | 630 kVA :Kiosk Substation | 0.63 | --> | 0.63 | 0.469 | 4.5 |  | --> | 0.5985 | 0 | 0.017784 | 0.5 | 0 |  | --> | C11 ex MALLOW | Mallow [T41,T42] | MALLOW |  | 52.1292 | -8.6424
MV/LV Substation BA***629 |  | 10 kV | _ | LV | 200 kVA :Pole Substation | 0.2 | --> | 0.2 | 0.147 | 0.4 |  | --> | 0.19 | 0 | 0 | 0.20789 | 0 |  | --> | C18 ex CARRICKMINES | Carrickmines [T41,T42] | CARRICKMINES |  | 53.2546 | -6.2322
MV/LV Substation BA***629 |  | 20 kV | _ | LV | 50 kVA :Pole Substation | 0.05 | --> | 0.05 | 0.044 | 0.9 |  | --> | 0.0475 | 0 | 0.011856 | 0 | 0 | Constrained,otherwise capacity available =50.9kW. | --> | E21 ex CASTLETOWNBERE | Castletownbere [T421] | BALLYLICKY |  | 51.6367 | -9.8682
MV/LV Substation BA***629X |  | 10 kV | _ | LV | 50 kVA :Pole Substation | 0.05 | --> | 0.05 | 0 | 0 | Constrained,otherwise capacity available =33kVA. | --> | 0.0475 | 0 | 0 | 0.052518 | 0 |  | --> | C13 ex ATHGARVAN | Athgarvan [T41,T44] | NEWBRIDGE |  | 53.1635 | -6.8239
MV/LV Substation BA***631X |  | 20 kV | _ | LV | 100 kVA :Pole Substation | 0.1 | --> | 0.1 | 0 | 0 | Constrained,otherwise capacity available =87kVA. | --> | 0.095 | 0 | 0 | 0.10195 | 0 |  | --> | E25 ex TALBOTS INCH | Talbots Inch [T41,T42] | KILKENNY |  | 52.6886 | -7.3747
MV/LV Substation BA***631Y |  | 10 kV | _ | LV | 200 kVA :Pole Substation | 0.2 | --> | 0.2 | 0.199 | 14.3 |  | --> | 0.19 | 0 | 0 | 0.20015 | 0 |  | --> | C22 ex KILLOTERAN | Killoteran [T101,T102] | KILLOTERAN |  | 52.2413 | -7.1597
MV/LV Substation BA***631Z |  | 20 kV | _ | LV | 50 kVA :Pole Substation | 0.05 | --> | 0.05 | 0 | 0 | Constrained,otherwise capacity available =50kVA. | --> | 0.0475 | 0 | 0 | 0.05 | 0 |  | --> | E12 ex BALTINGLASS | Baltinglass [T421,T422] | STRATFORD |  | 52.9852 | -6.6324
MV/LV Substation BA***632 |  | 20 kV | _ | LV | 400 kVA :Kiosk Substation | 0.4 | --> | 0.4 | 0.15 | 11.9 |  | --> | 0.38 | 0 | 0.11411 | 0.43626 | 0 |  | --> | C27 ex SALTHILL | Salthill [T101,T102] | SALTHILL |  | 53.337 | -9.1802
MV/LV Substation BA***632Y |  | 10 kV | _ | LV | 400 kVA :Kiosk Substation | 0.4 | --> | 0.4 | 0.327 | 3 |  | --> | 0.38 | 0 | 0.011115 | 0.41094 | 0 |  | --> | C23 ex NENAGH | Nenagh [T41,T42] | NENAGH |  | 52.8532 | -8.1943
MV/LV Substation BA***633 |  | 20 kV | _ | LV | 100 kVA :Pole Substation | 0.1 | --> | 0.1 | 0 | 0 | Constrained,otherwise capacity available =38kVA. | --> | 0.095 | 0 | 0.009633 | 0 | 0 | Constrained,otherwise capacity available =109kW. | --> | E17 ex BLESSINGTON | Blessington [T421,T422] | KILTEEL |  | 53.105 | -6.4984
MV/LV Substation BA***633 |  | 20 kV | _ | LV | 50 kVA :Pole Substation | 0.05 | --> | 0.05 | 0 | 0 | Constrained,otherwise capacity available =37kVA. | --> | 0.0475 | 0 | 0.00741 | 0 | 0 | Constrained,otherwise capacity available =51.9kW. | --> | E17 ex SPRINGS | Springs [T421,T422] | DUNGARVAN |  | 52.1127 | -7.616
MV/LV Substation BA***634 |  | 20 kV | _ | LV | 100 kVA :Pole Substation | 0.1 | --> | 0.1 | 0 | 0 | Constrained,otherwise capacity available =78kVA. | --> | 0.095 | 0 | 0 | 0 | 0 | Constrained,otherwise capacity available =103.3kW. | --> | E17 ex BLESSINGTON | Blessington [T421,T422] | KILTEEL |  | 53.1038 | -6.4939
MV/LV Substation BA***635Y |  | 10 kV | _ | LV | 50 kVA :Pole Substation | 0.05 | --> | 0.05 | 0 | 0 | Constrained,otherwise capacity available =47kVA. | --> | 0.0475 | 0 | 0 | 0.050453 | 0 |  | --> | C14 ex GORESBRIDGE | Goresbridge [T41,T42] | KILKENNY |  | 52.6268 | -6.9747
MV/LV Substation BA***635Z |  | 10 kV | _ | LV | 400 kVA :Kiosk Substation | 0.4 | --> | 0.4 | 0.33 | 6 |  | --> | 0.38 | 0 | 0.006669 | 0.41049 | 0 |  | --> | C20 ex TRABEG | Trabeg [T101,T102] | TRABEG |  | 51.8774 | -8.4467
MV/LV Substation BA***636 |  | 10 kV | _ | LV | 50 kVA :Pole Substation | 0.05 | --> | 0.05 | 0.045 | 4.4 |  | --> | 0.0475 | 0 | 0 | 0.050753 | 0 |  | --> | E14 ex CRANE | Crane [T122] | CRANE |  | 52.5418 | -6.6804
MV/LV Substation BA***636X |  | 20 kV | _ | LV | 50 kVA :Pole Substation | 0.05 | --> | 0.05 | 0.044 | 1.1 |  | --> | 0.0475 | 0 | 0 | 0.050903 | 0 |  | --> | E22 ex BUNCLODY | Bunclody [T421,T422] | CRANE |  | 52.6691 | -6.6339
MV/LV Substation BA***637X |  | 10 kV | _ | LV | 50 kVA :Pole Substation | 0.05 | --> | 0.05 | 0.037 | 14.3 |  | --> | 0.0475 | 0 | 0.004446 | 0.051937 | 0 |  | --> | C22 ex KILLOTERAN | Killoteran [T101,T102] | KILLOTERAN |  | 52.2194 | -7.1341
MV/LV Substation BA***638X |  | 10 kV | _ | LV | 50 kVA :Pole Substation | 0.05 | --> | 0.05 | 0 | 0 | Constrained,otherwise capacity available =49kVA. | --> | 0.0475 | 0 | 0 | 0.050152 | 0 |  | --> | C19 ex ENNIS NORTH | Ennis North [T41,T42] | ENNIS |  | 52.8704 | -8.9739
MV/LV Substation BA***638X |  | 10 kV | _ | LV | 1000 kVA :Building Structure | 1 | --> | 1 | 0.5 | 3.9 |  | --> | 0.95 | 0 | 0 | 0.5 | 0 |  | --> | C26 ex GALWAY 110KV | Galway 110kv [T102,T103] | GALWAY 110KV |  | 53.2913 | -9.0026
MV/LV Substation BA***638Y |  | 10 kV | _ | LV | 50 kVA :Pole Substation | 0.05 | --> | 0.05 | 0 | 0 | Constrained,otherwise capacity available =31kVA. | --> | 0.0475 | 0 | 0 | 0.052806 | 0 |  | --> | C19 ex CELBRIDGE | Celbridge [T41,T42] | GRIFFINRATH |  | 53.3243 | -6.6098
MV/LV Substation BA***638Z |  | 10 kV | _ | LV | 100 kVA :Pole Substation | 0.1 | --> | 0.1 | 0.083 | 5 |  | --> | 0.095 | 0 | 0.006669 | 0.10255 | 0 |  | --> | C20 ex MCDONAGH | Mcdonagh [T41,T42] | KILKENNY |  | 52.7175 | -7.2328
MV/LV Substation BA***639 |  | 10 kV | _ | LV | 200 kVA :Pole Substation | 0.2 | --> | 0.2 | 0.11 | 2 |  | --> | 0.19 | 0 | 0.003705 | 0.21322 | 0 |  | --> | C14 ex CAUSEWAY | Causeway [T41,T42] | TRALEE |  | 52.4512 | -9.6618
MV/LV Substation BA***639X |  | 20 kV | _ | LV | 50 kVA :Pole Substation | 0.05 | --> | 0.05 | 0 | 0 | Constrained,otherwise capacity available =48kVA. | --> | 0.0475 | 0 | 0 | 0.050303 | 0 |  | --> | E18 ex CREAGH | Creagh [T421,T422] | ATHLONE |  | 53.3801 | -8.4887
MV/LV Substation BA***639Y |  | 10 kV | _ | LV | 50 kVA :Pole Substation | 0.05 | --> | 0.05 | 0 | 0 | Constrained,otherwise capacity available =40kVA. | --> | 0.0475 | 0 | 0 | 0.051496 | 0 |  | --> | C14 ex GORESBRIDGE | Goresbridge [T41,T42] | KILKENNY |  | 52.6228 | -6.9672
MV/LV Substation BA***639Y |  | 20 kV | _ | LV | 50 kVA :Pole Substation | 0.05 | --> | 0.05 | 0.05 | 16.1 |  | --> | 0.0475 | 0 | 0 | 0.05 | 0 |  | --> | E21 ex WEXFORD | Wexford [T121,T122] | WEXFORD |  | 52.3883 | -6.3784
MV/LV Substation BA***640X |  | 20 kV | _ | LV | 50 kVA :Pole Substation | 0.05 | --> | 0.05 | 0.04 | 1.1 |  | --> | 0.0475 | 0 | 0.002964 | 0.051496 | 0 |  | --> | E20 ex BIRR | Birr [T41,T422] | DALLOW |  | 53.0864 | -7.9305
MV/LV Substation BA***640X |  | 10 kV | _ | LV | 200 kVA :Pole Substation | 0.2 | --> | 0.2 | 0.191 | 17.8 |  | --> | 0.19 | 0 | 0 | 0.20136 | 0 |  | --> | E24 ex BANOGE | Banoge [T121,T122] | BANOGE |  | 52.6798 | -6.2237
MV/LV Substation BA***641 |  | 20 kV | _ | LV | 200 kVA :Pole Substation | 0.2 | --> | 0.2 | 0.186 | 5.9 |  | --> | 0.19 | 0 | 0 | 0.20211 | 0 |  | --> | C14 ex CASHEL | Cashel [T41,T42] | CAHIR |  | 52.59 | -7.9849
MV/LV Substation BA***644 |  | 10 kV | _ | LV | 50 kVA :Pole Substation | 0.05 | --> | 0.05 | 0.046 | 1.7 |  | --> | 0.0475 | 0 | 0 | 0.050604 | 0 |  | --> | C21 ex ATHY | Athy [T101,T102] | ATHY |  | 52.9418 | -7.0453
MV/LV Substation BA***644 |  | 10 kV | _ | LV | 50 kVA :Pole Substation | 0.05 | --> | 0.05 | 0 | 0 | Constrained,otherwise capacity available =46kVA. | --> | 0.0475 | 0 | 0 | 0.050604 | 0 |  | --> | C22 ex CARRIGTWOHILL | Carrigtwohill [T42] | COW CROSS |  | 51.8962 | -8.2377
MV/LV Substation BA***644X |  | 10 kV | _ | LV | 1000 kVA :Building Structure | 1 | --> | 1 | 0.5 | 12.2 |  | --> | 0.95 | 0 | 0 | 0.5 | 0 |  | --> | C18 ex BALLYBEG | Ballybeg [T101,T102] | CARRICKMINES |  | 52.9657 | -6.1477
MV/LV Substation BA***644X |  | 20 kV | _ | LV | 100 kVA :Pole Substation | 0.1 | --> | 0.1 | 0.086 | 6.2 |  | --> | 0.095 | 0 | 0 | 0 | 0 | Constrained,otherwise capacity available =100.2kW. | --> | E28 ex MILFORD (MWR) | Milford (mwr) [T422] | CHARLEVILLE |  | 52.4098 | -8.7657
MV/LV Substation BA***645 |  | 10 kV | _ | LV | 100 kVA :Pole Substation | 0.1 | --> | 0.1 | 0.053 | 4.4 |  | --> | 0.095 | 0 | 0 | 0.10689 | 0 |  | --> | E14 ex CRANE | Crane [T122] | CRANE |  | 52.568 | -6.6807
MV/LV Substation BA***645Y |  | 10 kV | _ | LV | 630 kVA :Building Structure | 0.63 | --> | 0.63 | 0 | 0 | Constrained,otherwise capacity available =500kVA. | --> | 0.5985 | 0 | 0 | 0 | 0 | Constrained,otherwise capacity available =500kW. | --> | C16 ex MOUNTMELLICK | Mountmellick [T41,T42] | PORTLAOISE |  | 53.125 | -7.3296
MV/LV Substation BA***645Z |  | 10 kV | _ | LV | 200 kVA :Kiosk Substation | 0.2 | --> | 0.2 | 0 | 0 | Constrained,otherwise capacity available =192kVA. | --> | 0.19 | 0 | 0 | 0.20121 | 0 |  | --> | C18 ex MALAHIDE | Malahide [T41,T42] | GLASMORE |  | 53.4509 | -6.1459
MV/LV Substation BA***646 |  | 10 kV | _ | LV | 100 kVA :Pole Substation | 0.1 | --> | 0.1 | 0.088 | 4.4 |  | --> | 0.095 | 0 | 0.012597 | 0.10181 | 0 |  | --> | E14 ex CRANE | Crane [T122] | CRANE |  | 52.5755 | -6.6392
MV/LV Substation BA***646Y |  | 20 kV | _ | LV | 630 kVA :Building Structure | 0.63 | --> | 0.63 | 0.5 | 3.5 |  | --> | 0.5985 | 0 | 0 | 0 | 0 | Constrained,otherwise capacity available =500kW. | --> | E12 ex DUNFIRTH | Dunfirth [T122] | DUNFIRTH |  | 53.4194 | -6.9233
MV/LV Substation BA***647 |  | 10 kV | _ | LV | 100 kVA :Pole Substation | 0.1 | --> | 0.1 | 0 | 0 | Constrained,otherwise capacity available =82kVA. | --> | 0.095 | 0 | 0 | 0 | 0 | Constrained,otherwise capacity available =102.7kW. | --> | E14 ex CASTLELYONS | Castlelyons [T421,T422] | BARRYMORE |  | 52.0555 | -8.1891
MV/LV Substation BA***647X |  | 10 kV | _ | LV | 100 kVA :Pole Substation | 0.1 | --> | 0.1 | 0 | 0 | Constrained,otherwise capacity available =56kVA. | --> | 0.095 | 0 | 0.002964 | 0.10647 | 0 |  | --> | C16 ex CASTLECOMER | Castlecomer [T41,T42] | BALLYRAGGET |  | 52.8728 | -7.3081
MV/LV Substation BA***648X |  | 10 kV | _ | LV | 400 kVA :Building Structure | 0.4 | --> | 0.4 | 0.351 | 13.5 |  | --> | 0.38 | 0 | 0 | 0.40737 | 0 |  | --> | C20 ex ENNIS | Ennis [T101,T102] | ENNIS |  | 52.8457 | -8.9843
MV/LV Substation BA***649 |  | 10 kV | _ | LV | 100 kVA :Pole Substation | 0.1 | --> | 0.1 | 0 | 0 | Constrained,otherwise capacity available =83kVA. | --> | 0.095 | 0 | 0.02223 | 0.10255 | 0 |  | --> | C20 ex ORANMORE | Oranmore [T41,T44] | GALWAY 110KV |  | 53.3186 | -8.9176
MV/LV Substation BA***649 |  | 20 kV | _ | LV | 50 kVA :Pole Substation | 0.05 | --> | 0.05 | 0 | 0 | Constrained,otherwise capacity available =45kVA. | --> | 0.0475 | 0 | 0.003705 | 0 | 0 | Constrained,otherwise capacity available =50.8kW. | --> | E17 ex SPRINGS | Springs [T421,T422] | DUNGARVAN |  | 52.1039 | -7.5712
MV/LV Substation BA***649 |  | 20 kV | _ | LV | 50 kVA :Pole Substation | 0.05 | --> | 0.05 | 0 | 0 | Constrained,otherwise capacity available =45kVA. | --> | 0.0475 | 0 | 0.004446 | 0 | 0 | Constrained,otherwise capacity available =50.8kW. | --> | E12 ex ABBEYLEIX | Abbeyleix [T422] | PORTLAOISE |  | 52.9314 | -7.3136
MV/LV Substation BA***649 |  | 10 kV | _ | LV | 400 kVA :Kiosk Substation | 0.4 | --> | 0.4 | 0.373 | 0.9 |  | --> | 0.38 | 0 | 0.068913 | 0.40408 | 0 |  | --> | C16 ex KENMARE | Kenmare [T42] | KNOCKEARAGH |  | 51.8828 | -9.5925
MV/LV Substation BA***649X |  | 10 kV | _ | LV | 200 kVA :Pole Substation | 0.2 | --> | 0.2 | 0.169 | 14.3 |  | --> | 0.19 | 0 | 0.008151 | 0.20465 | 0 |  | --> | C22 ex KILLOTERAN | Killoteran [T101,T102] | KILLOTERAN |  | 52.2413 | -7.1697
MV/LV Substation BA***650 |  | 10 kV | _ | LV | 50 kVA :Pole Substation | 0.05 | --> | 0.05 | 0 | 0 | Constrained,otherwise capacity available =42kVA. | --> | 0.0475 | 0 | 0.008151 | 0 | 0 | Constrained,otherwise capacity available =51.2kW. | --> | E14 ex CASTLELYONS | Castlelyons [T421,T422] | BARRYMORE |  | 52.0729 | -8.1852
MV/LV Substation BA***650X |  | 20 kV | _ | LV | 100 kVA :Pole Substation | 0.1 | --> | 0.1 | 0 | 0 | Constrained,otherwise capacity available =80kVA. | --> | 0.095 | 0 | 0 | 0.10299 | 0 |  | --> | E18 ex CLONROCHE | Clonroche [T421,T422] | WEXFORD |  | 52.457 | -6.6821
MV/LV Substation BA***651X |  | 10 kV | _ | LV | 200 kVA :Kiosk Substation | 0.2 | --> | 0.2 | 0 | 0 | Constrained,otherwise capacity available =130kVA. | --> | 0.19 | 0 | 0.031122 | 0.21036 | 0 |  | --> | C12 ex RIVERSTOWN | Riverstown [T41,T42] | KILBARRY |  | 51.9451 | -8.3951
MV/LV Substation BA***652X |  | 10 kV | _ | LV | 400 kVA :Building Structure | 0.4 | --> | 0.4 | 0 | 0 | Constrained,otherwise capacity available =373kVA. | --> | 0.38 | 0 | 0 | 0.40408 | 0 |  | --> | C15 ex TYMON | Tymon [T41,T42] | COOKSTOWN |  | 53.2917 | -6.3348
MV/LV Substation BA***652Y |  | 10 kV | _ | LV | 50 kVA :Pole Substation | 0.05 | --> | 0.05 | 0 | 0 | Constrained,otherwise capacity available =47kVA. | --> | 0.0475 | 0 | 0 | 0.050453 | 0 |  | --> | C18 ex SRAH | Srah [T41,T42] | THORNSBERRY |  | 53.2928 | -7.5669
MV/LV Substation BA***653 |  | 10 kV | _ | LV | 400 kVA :Kiosk Substation | 0.4 | --> | 0.4 | 0.309 | 12.2 |  | --> | 0.38 | 0 | 0.027417 | 0.41359 | 0 |  | --> | C19 ex BALLYBEG | Ballybeg [T101,T102] | CARRICKMINES |  | 53.0053 | -6.1055
MV/LV Substation BA***653 |  | 20 kV | _ | LV | 100 kVA :Pole Substation | 0.1 | --> | 0.1 | 0 | 0 | Constrained,otherwise capacity available =86kVA. | --> | 0.095 | 0 | 0.003705 | 0 | 0 | Constrained,otherwise capacity available =102.1kW. | --> | E17 ex SPRINGS | Springs [T421,T422] | DUNGARVAN |  | 52.1009 | -7.5828
MV/LV Substation BA***653 |  | 20 kV | _ | LV | 630 kVA :Building Structure | 0.63 | --> | 0.63 | 0.5 | 1.6 |  | --> | 0.5985 | 0 | 0 | 0 | 0 | Constrained,otherwise capacity available =500kW. | --> | C17 ex BALLYSHANNON | Ballyshannon [T41,T42] | CATHALEENS FALL |  | 54.5661 | -8.1265
MV/LV Substation BA***653X |  | 20 kV | _ | LV | 50 kVA :Pole Substation | 0.05 | --> | 0.05 | 0 | 0 | Constrained,otherwise capacity available =25kVA. | --> | 0.0475 | 0 | 0 | 0.053659 | 0 |  | --> | E18 ex CLONROCHE | Clonroche [T421,T422] | WEXFORD |  | 52.4618 | -6.6416
MV/LV Substation BA***654 |  | 10 kV | _ | LV | 50 kVA :Pole Substation | 0.05 | --> | 0.05 | 0.039 | 12.2 |  | --> | 0.0475 | 0 | 0.002964 | 0.051643 | 0 |  | --> | C23 ex BALLYBEG | Ballybeg [T101,T102] | CARRICKMINES |  | 52.9718 | -6.0982
MV/LV Substation BA***654 |  | 10 kV | _ | LV | 100 kVA :Pole Substation | 0.1 | --> | 0.1 | 0 | 0 | Constrained,otherwise capacity available =73kVA. | --> | 0.095 | 0 | 0.003705 | 0 | 0 | Constrained,otherwise capacity available =104kW. | --> | C11 ex DONEGAL | Donegal [T41,T42] | CATHALEENS FALL |  | 54.6418 | -8.1991
MV/LV Substation BA***654Z |  | 10 kV | _ | LV | 630 kVA :Building Structure | 0.63 | --> | 0.63 | 0.5 | 4.6 |  | --> | 0.5985 | 0 | 0 | 0.5 | 0 |  | --> | C35 ex CASTLEVIEW | Castleview [T101,T102] | CASTLEVIEW |  | 51.8947 | -8.345
MV/LV Substation BA***655 |  | 20 kV | _ | LV | 50 kVA :Pole Substation | 0.05 | --> | 0.05 | 0 | 0 | Constrained,otherwise capacity available =46kVA. | --> | 0.0475 | 0 | 0.002964 | 0.050604 | 0 |  | --> | E18 ex PATRICKSWELL | Patrickswell [T421,T422] | LIMERICK |  | 52.5929 | -8.7282
MV/LV Substation BA***655 |  | 10 kV | _ | LV | 200 kVA :Pole Substation | 0.2 | --> | 0.2 | 0 | 0 | Constrained,otherwise capacity available =153kVA. | --> | 0.19 | 0 | 0 | 0 | 0 | Constrained,otherwise capacity available =207kW. | --> | C22 ex LISMORE | Lismore [T41,T42] | DUNGARVAN |  | 52.1432 | -7.9297
MV/LV Substation BA***655X |  | 20 kV | _ | LV | 630 kVA :Kiosk Substation | 0.63 | --> | 0.63 | 0 | 0 | Constrained,otherwise capacity available =500kVA. | --> | 0.5985 | 0 | 0.011856 | 0.5 | 0 |  | --> | E11 ex KILCARRAGH | Kilcarragh [T421,T422] | BUTLERSTOWN |  | 52.2255 | -7.0634
MV/LV Substation BA***655Z |  | 10 kV | _ | LV | 200 kVA :Kiosk Substation | 0.2 | --> | 0.2 | 0 | 0 | Constrained,otherwise capacity available =200kVA. | --> | 0.19 | 0 | 0 | 0.2 | 0 |  | --> | C15 ex MONEYCOOLEY | Moneycooley [T41,T42,T44] | GRIFFINRATH |  | 53.3641 | -6.5715
MV/LV Substation BA***656 |  | 10 kV | _ | LV | 100 kVA :Pole Substation | 0.1 | --> | 0.1 | 0.083 | 2 |  | --> | 0.095 | 0 | 0.002223 | 0.10255 | 0 |  | --> | C19 ex CAUSEWAY | Causeway [T41,T42] | TRALEE |  | 52.4066 | -9.7591
MV/LV Substation BA***656Y |  | 20 kV | _ | LV | 400 kVA :Kiosk Substation | 0.4 | --> | 0.4 | 0 | 0 | Constrained,otherwise capacity available =284kVA. | --> | 0.38 | 0 | 0.009633 | 0.41724 | 0 |  | --> | E11 ex KILCARRAGH | Kilcarragh [T421,T422] | BUTLERSTOWN |  | 52.2284 | -7.0632
MV/LV Substation BA***657 |  | 20 kV | _ | LV | 200 kVA :Pole Substation | 0.2 | --> | 0.2 | 0.066 | 0.4 |  | --> | 0.19 | 0 | 0 | 0.21937 | 0 |  | --> | E15 ex BALLYCONNELL | Ballyconnell [T421,T422] | GORTAWEE |  | 54.1181 | -7.5825
MV/LV Substation BA***657 |  | 20 kV | _ | LV | 50 kVA :Pole Substation | 0.05 | --> | 0.05 | 0 | 0 | Constrained,otherwise capacity available =47kVA. | --> | 0.0475 | 0 | 0 | 0.050453 | 0 |  | --> | E15 ex DINGLE | Dingle [T421,T422] | OUGHTRAGH |  | 52.1862 | -10.4311
MV/LV Substation BA***657X |  | 20 kV | _ | LV | 100 kVA :Pole Substation | 0.1 | --> | 0.1 | 0.093 | 0.2 |  | --> | 0.095 | 0 | 0 | 0 | 0 | Constrained,otherwise capacity available =101.1kW. | --> | E15 ex BEALISTOWN | Bealistown [T421,T422] | GREAT ISLAND |  | 52.2733 | -6.8392
MV/LV Substation BA***657X |  | 20 kV | _ | LV | 50 kVA :Pole Substation | 0.05 | --> | 0.05 | 0 | 0 | Constrained,otherwise capacity available =32kVA. | --> | 0.0475 | 0 | 0.00741 | 0.052662 | 0 |  | --> | E16 ex ACADEMY STREET | Academy Street [T421,T422,T44] | NAVAN |  | 53.6277 | -6.6927
MV/LV Substation BA***658 |  | 20 kV | _ | LV | 100 kVA :Pole Substation | 0.1 | --> | 0.1 | 0.099 | 3.3 |  | --> | 0.095 | 0 | 0 | 0.10015 | 0 |  | --> | E16 ex BALLYBUNION | Ballybunion [T421,T422] | TRIEN |  | 52.4877 | -9.6157
MV/LV Substation BA***659 |  | 10 kV | _ | LV | 100 kVA :Pole Substation | 0.1 | --> | 0.1 | 0 | 0 | Constrained,otherwise capacity available =63kVA. | --> | 0.095 | 0 | 0.004446 | 0 | 0 | Constrained,otherwise capacity available =105.5kW. | --> | C19 ex MILFORD (NR) | Milford (nr) [T41,T42] | LETTERKENNY |  | 55.0929 | -7.5503
MV/LV Substation BA***659X |  | 20 kV | _ | LV | 200 kVA :Pole Substation | 0.2 | --> | 0.2 | 0 | 0 | Constrained,otherwise capacity available =200kVA. | --> | 0.19 | 0 | 0 | 0.2 | 0 |  | --> | E17 ex BALTINGLASS | Baltinglass [T421,T422] | STRATFORD |  | 52.932 | -6.6791
MV/LV Substation BA***660Z |  | 20 kV | _ | LV | 200 kVA :Pole Substation | 0.2 | --> | 0.2 | 0 | 0 | Constrained,otherwise capacity available =193kVA. | --> | 0.19 | 0 | 0 | 0.20106 | 0 |  | --> | E47 ex CLAREGALWAY | Claregalway [T42,T421] | GALWAY 110KV |  | 53.3983 | -8.8326
MV/LV Substation BA***661Y |  | 10 kV | _ | LV | 400 kVA :Building Structure | 0.4 | --> | 0.4 | 0.4 | 0.9 |  | --> | 0.38 | 0 | 0 | 0.4 | 0 |  | --> | C16 ex COES ROAD | Coes Road [T41,T42] | DUNDALK |  | 54.0013 | -6.3842
MV/LV Substation BA***662 |  | 10 kV | _ | LV | 25 kVA :Pole Substation | 0.025 | --> | 0.025 | 0 | 0 | Constrained,otherwise capacity available =25kVA. | --> | 0.02375 | 0 | 0 | 0 | 0 | Constrained,otherwise capacity available =25kW. | --> | C11 ex RATHDRUM | Rathdrum [T42] | ARKLOW |  | 52.8723 | -6.2197
MV/LV Substation BA***662X |  | 20 kV | _ | LV | 50 kVA :Pole Substation | 0.05 | --> | 0.05 | 0.048 | 1.1 |  | --> | 0.0475 | 0 | 0 | 0.050303 | 0 |  | --> | E20 ex BIRR | Birr [T41,T422] | DALLOW |  | 53.0578 | -7.9775
MV/LV Substation BA***663 |  | 20 kV | _ | LV | 50 kVA :Pole Substation | 0.05 | --> | 0.05 | 0 | 0 |  | --> | 0.0475 | 0 | 0 | 0.058823 | 0 |  | --> | E11 ex GLASMORE | Glasmore [T421,T422] | GLASMORE |  | 53.473 | -6.2182
MV/LV Substation BA***663Z |  | 20 kV | _ | LV | 400 kVA :Building Structure | 0.4 | --> | 0.4 | 0 | 0 | Constrained,otherwise capacity available =353kVA. | --> | 0.38 | 0 | 0 | 0.40707 | 0 |  | --> | E16 ex ASHBOURNE | Ashbourne [T421,T422] | FINGLAS |  | 53.5101 | -6.3954
MV/LV Substation BA***664Y |  | 20 kV | _ | LV | 100 kVA :Pole Substation | 0.1 | --> | 0.1 | 0.082 | 3.5 |  | --> | 0.095 | 0 | 0 | 0.1027 | 0 |  | --> | C18 ex DUNDALK | Dundalk [T41,T42] | DUNDALK |  | 54.0575 | -6.5274
MV/LV Substation BA***665Y |  | 10 kV | _ | LV | 50 kVA :Pole Substation | 0.05 | --> | 0.05 | 0 | 0 | Constrained,otherwise capacity available =50kVA. | --> | 0.0475 | 0 | 0 | 0 | 0 | Constrained,otherwise capacity available =50kW. | --> | C11 ex KILMALLOCK | Kilmallock [T41,T42] | CHARLEVILLE |  | 52.3754 | -8.4927
MV/LV Substation BA***665Y |  | 10 kV | _ | LV | 400 kVA :Kiosk Substation | 0.4 | --> | 0.4 | 0 | 0 | Constrained,otherwise capacity available =316kVA. | --> | 0.38 | 0 | 0.004446 | 0.41256 | 0 |  | --> | C22 ex CELBRIDGE | Celbridge [T41,T42] | GRIFFINRATH |  | 53.334 | -6.556
MV/LV Substation BA***666 |  | 10 kV | _ | LV | 400 kVA :Kiosk Substation | 0.4 | --> | 0.4 | 0.287 | 3.3 |  | --> | 0.38 | 0 | 0.02964 | 0.41681 | 0 |  | --> | C06 ex PEMBROKE | Pembroke [T41,T42,T43,T44] | RINGSEND |  | 53.3327 | -6.2298
MV/LV Substation BA***666 |  | 10 kV | _ | LV | 50 kVA :Pole Substation | 0.05 | --> | 0.05 | 0.04 | 5.3 |  | --> | 0.0475 | 0 | 0.006669 | 0.051496 | 0 |  | --> | C15 ex BALLYTIVNAN | Ballytivnan [T41,T42] | SLIGO |  | 54.264 | -8.3989
MV/LV Substation BA***666Y |  | 10 kV | _ | LV | 630 kVA :Building Structure | 0.63 | --> | 0.63 | 0 | 0 | Constrained,otherwise capacity available =500kVA. | --> | 0.5985 | 0 | 0.03705 | 0.072493 | 0 | Constrained,otherwise capacity available =500kW. | --> | C16 ex TOOMEVARA | Toomevara [T42] | NENAGH |  | 52.8378 | -7.9693
MV/LV Substation BA***667X |  | 10 kV | _ | LV | 200 kVA :Kiosk Substation | 0.2 | --> | 0.2 | 0.142 | 0.9 |  | --> | 0.19 | 0 | 0.002223 | 0 | 0 | Constrained,otherwise capacity available =208.6kW. | --> | C15 ex SPA ROAD | Spa Road [T41,T42] | DOON |  | 52.3565 | -7.7313
MV/LV Substation BA***668 |  | 20 kV | _ | LV | 100 kVA :Pole Substation | 0.1 | --> | 0.1 | 0.073 | 1 |  | --> | 0.095 | 0 | 0 | 0 | 0 | Constrained,otherwise capacity available =104kW. | --> | C18 ex BOYLE | Boyle [T41,T42] | CARRICK ON SHANNON |  | 53.8962 | -8.3014
MV/LV Substation BA***670 |  | 20 kV | _ | LV | 50 kVA :Pole Substation | 0.05 | --> | 0.05 | 0.05 | 3.1 |  | --> | 0.0475 | 0 | 0 | 0.05 | 0 |  | --> | E12 ex LUMCLOON | Lumcloon [T421,T422] | DALLOW |  | 53.2468 | -7.8925
MV/LV Substation BA***670X |  | 10 kV | _ | LV | 50 kVA :Pole Substation | 0.05 | --> | 0.05 | 0 | 0 | Constrained,otherwise capacity available =45kVA. | --> | 0.0475 | 0 | 0.003705 | 0.050753 | 0 |  | --> | C16 ex ENNISTYMON | Ennistymon [T41,T42] | ENNIS |  | 52.9495 | -9.3544
MV/LV Substation BA***671 |  | 20 kV | _ | LV | 50 kVA :Pole Substation | 0.05 | --> | 0.05 | 0 | 0 | Constrained,otherwise capacity available =36kVA. | --> | 0.0475 | 0 | 0 | 0.052083 | 0 |  | --> | E16 ex ACADEMY STREET | Academy Street [T421,T422,T44] | NAVAN |  | 53.6329 | -6.6885
MV/LV Substation BA***672 |  | 10 kV | _ | LV | 100 kVA :Pole Substation | 0.1 | --> | 0.1 | 0.096 | 2 |  | --> | 0.095 | 0 | 0 | 0.10061 | 0 |  | --> | C12 ex CAUSEWAY | Causeway [T41,T42] | TRALEE |  | 52.4465 | -9.7526
MV/LV Substation BA***672 |  | 20 kV | _ | LV | 200 kVA :Pole Substation | 0.2 | --> | 0.2 | 0 | 0 | Constrained,otherwise capacity available =136kVA. | --> | 0.19 | 0 | 0.003705 | 0.20949 | 0 |  | --> | E16 ex ACADEMY STREET | Academy Street [T421,T422,T44] | NAVAN |  | 53.6284 | -6.6893
MV/LV Substation BA***673 |  | 10 kV | _ | LV | 50 kVA :Pole Substation | 0.05 | --> | 0.05 | 0 | 0 | Constrained,otherwise capacity available =20kVA. | --> | 0.0475 | 0 | 0.003705 | 0.054359 | 0 |  | --> | C18 ex LOUGHLINSTOWN | Loughlinstown [T41,T42] | CARRICKMINES |  | 53.2345 | -6.1685
MV/LV Substation BA***673 |  | 10 kV | _ | LV | 50 kVA :Pole Substation | 0.05 | --> | 0.05 | 0.045 | 1.4 |  | --> | 0.0475 | 0 | 0 | 0.050753 | 0 |  | --> | E17 ex KILLINICK | Killinick [T421,T422] | WEXFORD |  | 52.2537 | -6.4061
MV/LV Substation BA***673 |  | 10 kV | _ | LV | 50 kVA :Pole Substation | 0.05 | --> | 0.05 | 0 | 0 | Constrained,otherwise capacity available =46kVA. | --> | 0.0475 | 0 | 0 | 0.050604 | 0 |  | --> | C20 ex POLLERTON | Pollerton [T41,T42] | CARLOW |  | 52.837 | -6.8661
MV/LV Substation BA***673 |  | 10 kV | _ | LV | 50 kVA :Pole Substation | 0.05 | --> | 0.05 | 0.041 | 4.4 |  | --> | 0.0475 | 0 | 0 | 0.051348 | 0 |  | --> | E14 ex CRANE | Crane [T122] | CRANE |  | 52.5356 | -6.5812
MV/LV Substation BA***673X |  | 10 kV | _ | LV | 630 kVA :Kiosk Substation | 0.63 | --> | 0.63 | 0 | 0 | Constrained,otherwise capacity available =500kVA. | --> | 0.5985 | 0 | 0.014079 | 0.5 | 0 |  | --> | C11 ex NAAS | Naas [T41,T42] | KILTEEL |  | 53.2129 | -6.6557
MV/LV Substation BA***673X |  | 20 kV | _ | LV | 100 kVA :Pole Substation | 0.1 | --> | 0.1 | 0.072 | 3 |  | --> | 0.095 | 0 | 0 | 0 | 0 | Constrained,otherwise capacity available =104.2kW. | --> | E13 ex CHARLEVILLE | Charleville [T421,T422] | CHARLEVILLE |  | 52.3096 | -8.6665
MV/LV Substation BA***673X |  | 10 kV | _ | LV | 630 kVA :Building Structure | 0.63 | --> | 0.63 | 0 | 0 | Constrained,otherwise capacity available =500kVA. | --> | 0.5985 | 0 | 0 | 0.5 | 0 |  | --> | C18 ex BALGADDY | Balgaddy [T41,T42] | GRANGE CASTLE |  | 53.3478 | -6.4222
MV/LV Substation BA***674 |  | 10 kV | _ | LV | 100 kVA :Pole Substation | 0.1 | --> | 0.1 | 0 | 0 | Constrained,otherwise capacity available =75kVA. | --> | 0.095 | 0 | 0 | 0.10373 | 0 |  | --> | C12 ex BALLYBEGGAN | Ballybeggan [T43,T44] | TRALEE |  | 52.2544 | -9.5793
MV/LV Substation BA***674Y |  | 10 kV | _ | LV | 100 kVA :Pole Substation | 0.1 | --> | 0.1 | 0.07 | 0.1 |  | --> | 0.095 | 0 | 0 | 0.10446 | 0 |  | --> | C18 ex BALLYMAHON | Ballymahon [T41,T42] | ATHLONE |  | 53.5614 | -7.7647
MV/LV Substation BA***675X |  | 10 kV | _ | LV | 50 kVA :Pole Substation | 0.05 | --> | 0.05 | 0.037 | 2.1 |  | --> | 0.0475 | 0 | 0 | 0.051937 | 0 |  | --> | C14 ex BUTTEVANT | Buttevant [T41,T42] | MALLOW |  | 52.2474 | -8.7204
MV/LV Substation BA***675X |  | 10 kV | _ | LV | 630 kVA :Kiosk Substation | 0.63 | --> | 0.63 | 0 | 0 | Constrained,otherwise capacity available =476kVA. | --> | 0.5985 | 0 | 0 | 0.5 | 0 |  | --> | C17 ex STICKILLEN | Stickillen [T41,T42] | DRYBRIDGE |  | 53.8563 | -6.5388
MV/LV Substation BA***675Y |  | 10 kV | _ | LV | 200 kVA :Kiosk Substation | 0.2 | --> | 0.2 | 0 | 0 | Constrained,otherwise capacity available =159kVA. | --> | 0.19 | 0 | 0.005928 | 0.20613 | 0 |  | --> | C30 ex ACADEMY STREET | Academy Street [T421,T422,T44] | NAVAN |  | 53.6535 | -6.6658
MV/LV Substation BA***676 |  | 20 kV | _ | LV | 200 kVA :Pole Substation | 0.2 | --> | 0.2 | 0.182 | 2.7 |  | --> | 0.19 | 0 | 0.014079 | 0.20271 | 0 |  | --> | E12 ex OLDCASTLE | Oldcastle [T41,T422] | MULLINGAR |  | 53.6918 | -7.1699
MV/LV Substation BA***676 |  | 10 kV | _ | LV | 50 kVA :Pole Substation | 0.05 | --> | 0.05 | 0 | 0 | Constrained,otherwise capacity available =50kVA. | --> | 0.0475 | 0 | 0 | 0 | 0 | Constrained,otherwise capacity available =50kW. | --> | C19 ex ROSCREA | Roscrea [T41,T42] | IKERRIN |  | 52.9054 | -7.9586
MV/LV Substation BA***676X |  | 10 kV | _ | LV | 400 kVA :Kiosk Substation | 0.4 | --> | 0.4 | 0 | 0 | Constrained,otherwise capacity available =332kVA. | --> | 0.38 | 0 | 0.003705 | 0.4102 | 0 |  | --> | C12 ex ORANMORE | Oranmore [T41,T44] | GALWAY 110KV |  | 53.2779 | -8.9743
MV/LV Substation BA***677 |  | 20 kV | _ | LV | 50 kVA :Pole Substation | 0.05 | --> | 0.05 | 0 | 0 | Constrained,otherwise capacity available =30kVA. | --> | 0.0475 | 0 | 0 | 0.052949 | 0 |  | --> | C16 ex MOATE | Moate [T41,T42] | ATHLONE |  | 53.4066 | -7.6818
MV/LV Substation BA***677 |  | 10 kV | _ | LV | 100 kVA :Pole Substation | 0.1 | --> | 0.1 | 0 | 0 | Constrained,otherwise capacity available =78kVA. | --> | 0.095 | 0 | 0 | 0.10329 | 0 |  | --> | C16 ex GRAIGUENAMANAGH | Graiguenamanagh [T41,T42] | KILKENNY |  | 52.4968 | -7.0605
MV/LV Substation BA***677 |  | 10 kV | _ | LV | 200 kVA :Pole Substation | 0.2 | --> | 0.2 | 0 | 0 | Constrained,otherwise capacity available =195kVA. | --> | 0.19 | 0 | 0.03705 | 0.20076 | 0 |  | --> | C15 ex GARRYSPILLANE | Garryspillane [T41] | TIPPERARY |  | 52.3617 | -8.3107
MV/LV Substation BA***677 |  | 10 kV | _ | LV | 50 kVA :Pole Substation | 0.05 | --> | 0.05 | 0 | 0 | Constrained,otherwise capacity available =43kVA. | --> | 0.0475 | 0 | 0 | 0.051052 | 0 |  | --> | C17 ex MOUNTGORRY | Mountgorry [T41,T42] | GRANGE (DR) |  | 53.4553 | -6.1761
MV/LV Substation BA***677X |  | 20 kV | _ | LV | 50 kVA :Pole Substation | 0.05 | --> | 0.05 | 0.045 | 16.1 |  | --> | 0.0475 | 0 | 0 | 0.050753 | 0 |  | --> | E21 ex WEXFORD | Wexford [T121,T122] | WEXFORD |  | 52.3983 | -6.521
MV/LV Substation BA***677X |  | 20 kV | _ | LV | 200 kVA :Pole Substation | 0.2 | --> | 0.2 | 0.136 | 1.7 |  | --> | 0.19 | 0 | 0 | 0.20949 | 0 |  | --> | C12 ex ATHY | Athy [T101,T102] | ATHY |  | 53.009 | -6.815
MV/LV Substation BA***677X |  | 20 kV | _ | LV | 50 kVA :Pole Substation | 0.05 | --> | 0.05 | 0 | 0 | Constrained,otherwise capacity available =42kVA. | --> | 0.0475 | 0 | 0 | 0 | 0 | Constrained,otherwise capacity available =51.2kW. | --> | E18 ex SPRINGS | Springs [T421,T422] | DUNGARVAN |  | 52.0144 | -7.6247
MV/LV Substation BA***677Y |  | 10 kV | _ | LV | 50 kVA :Pole Substation | 0.05 | --> | 0.05 | 0 | 0 | Constrained,otherwise capacity available =43kVA. | --> | 0.0475 | 0 | 0 | 0.051052 | 0 |  | --> | C16 ex LEIXLIP | Leixlip [T41,T42] | GRIFFINRATH |  | 53.3369 | -6.5113
MV/LV Substation BA***678X |  | 10 kV | _ | LV | 50 kVA :Pole Substation | 0.05 | --> | 0.05 | 0.034 | 16.1 |  | --> | 0.0475 | 0 | 0.010374 | 0.052373 | 0 |  | --> | E19 ex WEXFORD | Wexford [T121,T122] | WEXFORD |  | 52.3375 | -6.5402
MV/LV Substation BA***678Y |  | 10 kV | _ | LV | 200 kVA :Kiosk Substation | 0.2 | --> | 0.2 | 0 | 0 | Constrained,otherwise capacity available =110kVA. | --> | 0.19 | 0 | 0.026676 | 0.21322 | 0 |  | --> | C12 ex MONEYCOOLEY | Moneycooley [T41,T42,T44] | GRIFFINRATH |  | 53.3504 | -6.5529
MV/LV Substation BA***679 |  | 20 kV | _ | LV | 200 kVA :Kiosk Substation | 0.2 | --> | 0.2 | 0 | 0 | Constrained,otherwise capacity available =156kVA. | --> | 0.19 | 0 | 0.018525 | 0.20657 | 0 |  | --> | E11 ex CREAGH | Creagh [T421,T422] | ATHLONE |  | 53.4707 | -8.2698
MV/LV Substation BA***679 |  | 10 kV | _ | LV | 50 kVA :Pole Substation | 0.05 | --> | 0.05 | 0 | 0 | Constrained,otherwise capacity available =31kVA. | --> | 0.0475 | 0 | 0.008151 | 0.052806 | 0 |  | --> | C21 ex CARRIGTWOHILL | Carrigtwohill [T42] | COW CROSS |  | 51.9019 | -8.2556
MV/LV Substation BA***679 |  | 10 kV | _ | LV | 50 kVA :Pole Substation | 0.05 | --> | 0.05 | 0.033 | 3.1 |  | --> | 0.0475 | 0 | 0.020748 | 0.052518 | 0 |  | --> | C14 ex BELLFIELD | Bellfield [T41,T42] | CRANE |  | 52.524 | -6.5886
MV/LV Substation BA***679X |  | 10 kV | _ | LV | 50 kVA :Pole Substation | 0.05 | --> | 0.05 | 0 | 0 | Constrained,otherwise capacity available =50kVA. | --> | 0.0475 | 0 | 0 | 0.05 | 0 |  | --> | C20 ex CARRICKMACROSS | Carrickmacross [T41,T42] | MEATH HILL |  | 53.9782 | -6.7636
MV/LV Substation BA***682 |  | 20 kV | _ | LV | 50 kVA :Pole Substation | 0.05 | --> | 0.05 | 0 | 0 | Constrained,otherwise capacity available =47kVA. | --> | 0.0475 | 0 | 0 | 0.050453 | 0 |  | --> | E16 ex ACADEMY STREET | Academy Street [T421,T422,T44] | NAVAN |  | 53.6062 | -6.6567
MV/LV Substation BA***682 |  | 10 kV | _ | LV | 200 kVA :Building Structure | 0.2 | --> | 0.2 | 0 | 0 | Constrained,otherwise capacity available =67kVA. | --> | 0.19 | 0 | 0 | 0.21923 | 0 |  | --> | C25 ex BALLYCOOLIN | Ballycoolin [T41,T42,T43] | FINGLAS |  | 53.406 | -6.3516
MV/LV Substation BA***682 |  | 20 kV | _ | LV | 100 kVA :Pole Substation | 0.1 | --> | 0.1 | 0 | 0 | Constrained,otherwise capacity available =73kVA. | --> | 0.095 | 0 | 0 | 0 | 0 | Constrained,otherwise capacity available =104kW. | --> | C14 ex FERMOY NORTH | Fermoy North [T41,T42] | BARRYMORE |  | 52.159 | -8.2251
MV/LV Substation BA***682 |  | 20 kV | _ | LV | 50 kVA :Pole Substation | 0.05 | --> | 0.05 | 0 | 0 | Constrained,otherwise capacity available =34kVA. | --> | 0.0475 | 0 | 0 | 0.052373 | 0 |  | --> | C17 ex DRYBRIDGE | Drybridge [T41,T42] | DRYBRIDGE |  | 53.7142 | -6.4701
MV/LV Substation BA***682X |  | 20 kV | _ | LV | 400 kVA :Kiosk Substation | 0.4 | --> | 0.4 | 0.363 | 1.4 |  | --> | 0.38 | 0 | 0.002964 | 0.40558 | 0 |  | --> | C12 ex CROSSMOLINA | Crossmolina [T41,T42] | MOY |  | 54.2779 | -9.3678
MV/LV Substation BA***682X |  | 20 kV | _ | LV | 50 kVA :Pole Substation | 0.05 | --> | 0.05 | 0 | 0 | Constrained,otherwise capacity available =41kVA. | --> | 0.0475 | 0 | 0.003705 | 0.051348 | 0 |  | --> | E18 ex GLASMORE | Glasmore [T421,T422] | GLASMORE |  | 53.4878 | -6.2618
MV/LV Substation BA***682X |  | 20 kV | _ | LV | 50 kVA :Pole Substation | 0.05 | --> | 0.05 | 0.045 | 3 |  | --> | 0.0475 | 0 | 0 | 0 | 0 | Constrained,otherwise capacity available =50.8kW. | --> | E13 ex CHARLEVILLE | Charleville [T421,T422] | CHARLEVILLE |  | 52.3089 | -8.6769
MV/LV Substation BA***682X |  | 20 kV | _ | LV | 50 kVA :Pole Substation | 0.05 | --> | 0.05 | 0.023 | 17.8 |  | --> | 0.0475 | 0 | 0 | 0.05394 | 0 |  | --> | E19 ex BANOGE | Banoge [T121,T122] | BANOGE |  | 52.6357 | -6.3118
MV/LV Substation BA***683 |  | 20 kV | _ | LV | 200 kVA :Pole Substation | 0.2 | --> | 0.2 | 0 | 0 | Constrained,otherwise capacity available =154kVA. | --> | 0.19 | 0 | 0.012597 | 0 | 0 | Constrained,otherwise capacity available =206.9kW. | --> | E12 ex CARNDONAGH | Carndonagh [T421,T422] | TRILLICK |  | 55.2795 | -7.3929
MV/LV Substation BA***683X |  | 10 kV | _ | LV | 200 kVA :Pole Substation | 0.2 | --> | 0.2 | 0 | 0 | Constrained,otherwise capacity available =189kVA. | --> | 0.19 | 0 | 0 | 0.20166 | 0 |  | --> | C15 ex GARRYSPILLANE | Garryspillane [T41] | TIPPERARY |  | 52.3784 | -8.3426
MV/LV Substation BA***684X |  | 20 kV | _ | LV | 50 kVA :Pole Substation | 0.05 | --> | 0.05 | 0.012 | 16.1 |  | --> | 0.0475 | 0 | 0 | 0.055455 | 0 |  | --> | E21 ex WEXFORD | Wexford [T121,T122] | WEXFORD |  | 52.3453 | -6.5309
MV/LV Substation BA***685 |  | 10 kV | _ | LV | 200 kVA :Kiosk Substation | 0.2 | --> | 0.2 | 0 | 0 | Constrained,otherwise capacity available =141kVA. | --> | 0.19 | 0 | 0.023712 | 0.20877 | 0 |  | --> | C12 ex RIVERSTOWN | Riverstown [T41,T42] | KILBARRY |  | 51.927 | -8.3996
MV/LV Substation BA***685X |  | 10 kV | _ | LV | 100 kVA :Pole Substation | 0.1 | --> | 0.1 | 0.088 | 16.1 |  | --> | 0.095 | 0 | 0.003705 | 0.10181 | 0 |  | --> | E19 ex WEXFORD | Wexford [T121,T122] | WEXFORD |  | 52.3374 | -6.5428
MV/LV Substation BA***685Y |  | 20 kV | _ | LV | 400 kVA :Kiosk Substation | 0.4 | --> | 0.4 | 0 | 0 | Constrained,otherwise capacity available =223kVA. | --> | 0.38 | 0 | 0.04446 | 0.42602 | 0 |  | --> | E16 ex ACADEMY STREET | Academy Street [T421,T422,T44] | NAVAN |  | 53.6353 | -6.6914
MV/LV Substation BA***686X |  | 20 kV | _ | LV | 200 kVA :Pole Substation | 0.2 | --> | 0.2 | 0.168 | 2.7 |  | --> | 0.19 | 0 | 0 | 0.2048 | 0 |  | --> | E12 ex OLDCASTLE | Oldcastle [T41,T422] | MULLINGAR |  | 53.7658 | -7.2428
MV/LV Substation BA***686X |  | 20 kV | _ | LV | 200 kVA :Pole Substation | 0.2 | --> | 0.2 | 0 | 0 | Constrained,otherwise capacity available =140kVA. | --> | 0.19 | 0 | 0.00741 | 0.20891 | 0 |  | --> | E18 ex GLASMORE | Glasmore [T421,T422] | GLASMORE |  | 53.5351 | -6.1952
MV/LV Substation BA***686Y |  | 10 kV | _ | LV | 50 kVA :Pole Substation | 0.05 | --> | 0.05 | 0 | 0 | Constrained,otherwise capacity available =43kVA. | --> | 0.0475 | 0 | 0 | 0.051052 | 0 |  | --> | C16 ex LEIXLIP | Leixlip [T41,T42] | GRIFFINRATH |  | 53.3385 | -6.4956
MV/LV Substation BA***686Z |  | 20 kV | _ | LV | 50 kVA :Pole Substation | 0.05 | --> | 0.05 | 0 | 0 | Constrained,otherwise capacity available =48kVA. | --> | 0.0475 | 0 | 0 | 0.050303 | 0 |  | --> | E16 ex CURRALEIGH | Curraleigh [T421,T422] | KILBARRY |  | 51.9228 | -8.6951
MV/LV Substation BA***687 |  | 20 kV | _ | LV | 100 kVA :Pole Substation | 0.1 | --> | 0.1 | 0 | 0 | Constrained,otherwise capacity available =80kVA. | --> | 0.095 | 0 | 0.004446 | 0.10299 | 0 |  | --> | E16 ex ACADEMY STREET | Academy Street [T421,T422,T44] | NAVAN |  | 53.5998 | -6.6868
MV/LV Substation BA***687 |  | 20 kV | _ | LV | 100 kVA :Pole Substation | 0.1 | --> | 0.1 | 0 | 0 | Constrained,otherwise capacity available =81kVA. | --> | 0.095 | 0 | 0.025194 | 0.10284 | 0 |  | --> | E13 ex BALLINROBE | Ballinrobe [T421,T422] | DALTON |  | 53.7563 | -9.2825
MV/LV Substation BA***687Y |  | 10 kV | _ | LV | 50 kVA :Pole Substation | 0.05 | --> | 0.05 | 0.044 | 3 |  | --> | 0.0475 | 0 | 0 | 0.050903 | 0 |  | --> | C23 ex NENAGH | Nenagh [T41,T42] | NENAGH |  | 52.8304 | -8.2194
MV/LV Substation BA***688 |  | 10 kV | _ | LV | 50 kVA :Pole Substation | 0.05 | --> | 0.05 | 0.049 | 3.9 |  | --> | 0.0475 | 0 | 0 | 0.050152 | 0 |  | --> | C28 ex GALWAY 110KV | Galway 110kv [T102,T103] | GALWAY 110KV |  | 53.3069 | -9.0299
MV/LV Substation BA***689X |  | 20 kV | _ | LV | 50 kVA :Pole Substation | 0.05 | --> | 0.05 | 0.034 | 1.4 |  | --> | 0.0475 | 0 | 0.012597 | 0.052373 | 0 |  | --> | E11 ex KILLINICK | Killinick [T421,T422] | WEXFORD |  | 52.2078 | -6.5462
MV/LV Substation BA***689X |  | 20 kV | _ | LV | 50 kVA :Pole Substation | 0.05 | --> | 0.05 | 0.042 | 3.5 |  | --> | 0.0475 | 0 | 0 | 0 | 0 | Constrained,otherwise capacity available =51.2kW. | --> | E12 ex DUNFIRTH | Dunfirth [T122] | DUNFIRTH |  | 53.4398 | -6.8648
MV/LV Substation BA***689Y |  | 20 kV | _ | LV | 50 kVA :Pole Substation | 0.05 | --> | 0.05 | 0 | 0 | Constrained,otherwise capacity available =46kVA. | --> | 0.0475 | 0 | 0 | 0.050604 | 0 |  | --> | E18 ex CLONROCHE | Clonroche [T421,T422] | WEXFORD |  | 52.4499 | -6.6591
MV/LV Substation BA***690 |  | 10 kV | _ | LV | 50 kVA :Pole Substation | 0.05 | --> | 0.05 | 0 | 0 | Constrained,otherwise capacity available =42kVA. | --> | 0.0475 | 0 | 0.00741 | 0.0512 | 0 |  | --> | C16 ex LOUGHSHINNY | Loughshinny [T41,T42] | GLASMORE |  | 53.557 | -6.1294
MV/LV Substation BA***690X |  | 20 kV | _ | LV | 50 kVA :Pole Substation | 0.05 | --> | 0.05 | 0 | 0 | Constrained,otherwise capacity available =41kVA. | --> | 0.0475 | 0 | 0 | 0.051348 | 0 |  | --> | E14 ex DALTON | Dalton [T421,T422] | DALTON |  | 53.7466 | -8.9703
MV/LV Substation BA***691X |  | 20 kV | _ | LV | 100 kVA :Pole Substation | 0.1 | --> | 0.1 | 0 | 0 | Constrained,otherwise capacity available =54kVA. | --> | 0.095 | 0 | 0 | 0.10675 | 0 |  | --> | E18 ex CLONROCHE | Clonroche [T421,T422] | WEXFORD |  | 52.4318 | -6.6568
MV/LV Substation BA***691X |  | 20 kV | _ | LV | 100 kVA :Pole Substation | 0.1 | --> | 0.1 | 0 | 0 | Constrained,otherwise capacity available =68kVA. | --> | 0.095 | 0 | 0.002964 | 0 | 0 | Constrained,otherwise capacity available =104.7kW. | --> | E17 ex WINDSOR | Windsor [T421,T422] | CASTLEBAR |  | 53.8101 | -9.1311
MV/LV Substation BA***691X |  | 10 kV | _ | LV | 200 kVA :Pole Substation | 0.2 | --> | 0.2 | 0.168 | 14.3 |  | --> | 0.19 | 0 | 0.00741 | 0.2048 | 0 |  | --> | C22 ex KILLOTERAN | Killoteran [T101,T102] | KILLOTERAN |  | 52.2412 | -7.1559
MV/LV Substation BA***691Y |  | 20 kV | _ | LV | 50 kVA :Pole Substation | 0.05 | --> | 0.05 | 0.045 | 2.7 |  | --> | 0.0475 | 0 | 0 | 0.050753 | 0 |  | --> | E12 ex OLDCASTLE | Oldcastle [T41,T422] | MULLINGAR |  | 53.7713 | -7.2482
MV/LV Substation BA***692 |  | 10 kV | _ | LV | 1000 kVA :Building Structure | 1 | --> | 1 | 0 | 0 | Constrained,otherwise capacity available =500kVA. | --> | 0.95 | 0 | 0 | 0.5 | 0 |  | --> | C17 ex BALLYMOUNT | Ballymount [T41,T42] | INCHICORE 220KV |  | 53.3141 | -6.346
MV/LV Substation BA***692Y |  | 20 kV | _ | LV | 50 kVA :Pole Substation | 0.05 | --> | 0.05 | 0 | 0 | Constrained,otherwise capacity available =48kVA. | --> | 0.0475 | 0 | 0 | 0.050303 | 0 |  | --> | E16 ex ACADEMY STREET | Academy Street [T421,T422,T44] | NAVAN |  | 53.6284 | -6.6864
MV/LV Substation BA***693 |  | 10 kV | _ | LV | 50 kVA :Pole Substation | 0.05 | --> | 0.05 | 0.031 | 2.9 |  | --> | 0.0475 | 0 | 0 | 0.052806 | 0 |  | --> | C18 ex GLENGOOLE | Glengoole [T42] | THURLES |  | 52.5901 | -7.6682
MV/LV Substation BA***694 |  | 20 kV | _ | LV | 50 kVA :Pole Substation | 0.05 | --> | 0.05 | 0.038 | 0.5 |  | --> | 0.0475 | 0 | 0 | 0.05179 | 0 |  | --> | E15 ex ARDFINNAN | Ardfinnan [T421] | CAHIR |  | 52.3045 | -7.8013
MV/LV Substation BA***694X |  | 10 kV | _ | LV | 50 kVA :Pole Substation | 0.05 | --> | 0.05 | 0 | 0 | Constrained,otherwise capacity available =48kVA. | --> | 0.0475 | 0 | 0 | 0.050303 | 0 |  | --> | C30 ex BRUFF | Bruff [T42,T421] | LIMERICK |  | 52.465 | -8.5366
MV/LV Substation BA***695 |  | 20 kV | _ | LV | 200 kVA :Pole Substation | 0.2 | --> | 0.2 | 0 | 0 | Constrained,otherwise capacity available =117kVA. | --> | 0.19 | 0 | 0.0741 | 0.21223 | 0 |  | --> | E15 ex PATRICKSWELL | Patrickswell [T421,T422] | LIMERICK |  | 52.5925 | -8.7331
MV/LV Substation BA***695X |  | 10 kV | _ | LV | 50 kVA :Pole Substation | 0.05 | --> | 0.05 | 0.036 | 1 |  | --> | 0.0475 | 0 | 0 | 0.052083 | 0 |  | --> | E19 ex LONGFORD | Longford [T421,T422] | RICHMOND |  | 53.7058 | -7.8165
MV/LV Substation BA***695X |  | 20 kV | _ | LV | 100 kVA :Pole Substation | 0.1 | --> | 0.1 | 0 | 0 | Constrained,otherwise capacity available =69kVA. | --> | 0.095 | 0 | 0.002964 | 0 | 0 | Constrained,otherwise capacity available =104.6kW. | --> | E18 ex SPRINGS | Springs [T421,T422] | DUNGARVAN |  | 52.0502 | -7.5604
MV/LV Substation BA***696 |  | 10 kV | _ | LV | 50 kVA :Pole Substation | 0.05 | --> | 0.05 | 0.032 | 3 |  | --> | 0.0475 | 0 | 0.035197 | 0.052662 | 0 |  | --> | C25 ex NENAGH | Nenagh [T41,T42] | NENAGH |  | 52.8208 | -8.1141
MV/LV Substation BA***697 |  | 10 kV | _ | LV | 400 kVA :Kiosk Substation | 0.4 | --> | 0.4 | 0 | 0 | Constrained,otherwise capacity available =255kVA. | --> | 0.38 | 0 | 0.037791 | 0.42144 | 0 |  | --> | C11 ex LOUGHLINSTOWN | Loughlinstown [T41,T42] | CARRICKMINES |  | 53.2452 | -6.1188
MV/LV Substation BA***697X |  | 10 kV | _ | LV | 200 kVA :Pole Substation | 0.2 | --> | 0.2 | 0.2 | 0.6 |  | --> | 0.19 | 0 | 0.008151 | 0 | 0 | Constrained,otherwise capacity available =200kW. | --> | E25 ex LAWLESSTOWN | Lawlesstown [T42,T421] | DOON |  | 52.3622 | -7.6686
MV/LV Substation BA***697Y |  | 20 kV | _ | LV | 50 kVA :Pole Substation | 0.05 | --> | 0.05 | 0 | 0 | Constrained,otherwise capacity available =40kVA. | --> | 0.0475 | 0 | 0 | 0 | 0 | Constrained,otherwise capacity available =51.5kW. | --> | E12 ex CASTLELYONS | Castlelyons [T421,T422] | BARRYMORE |  | 52.0439 | -8.2637
MV/LV Substation BA***698 |  | 10 kV | _ | LV | 400 kVA :Kiosk Substation | 0.4 | --> | 0.4 | 0 | 0 | Constrained,otherwise capacity available =249kVA. | --> | 0.38 | 0 | 0.009633 | 0.4223 | 0 |  | --> | C19 ex BALLYBODEN | Ballyboden [T41,T42] | COOKSTOWN |  | 53.2823 | -6.2978
MV/LV Substation BA***698X |  | 10 kV | _ | LV | 100 kVA :Pole Substation | 0.1 | --> | 0.1 | 0 | 0 | Constrained,otherwise capacity available =88kVA. | --> | 0.095 | 0 | 0.002223 | 0 | 0 | Constrained,otherwise capacity available =101.8kW. | --> | C12 ex MOUNTRATH | Mountrath [T41,T42] | PORTLAOISE |  | 53.0522 | -7.4214
MV/LV Substation BA***699 |  | 10 kV | _ | LV | 50 kVA :Pole Substation | 0.05 | --> | 0.05 | 0 | 0 | Constrained,otherwise capacity available =39kVA. | --> | 0.0475 | 0 | 0.003705 | 0.051643 | 0 |  | --> | C17 ex ROSEHILL | Rosehill [T41,T42] | KILKENNY |  | 52.5925 | -7.308
MV/LV Substation BA***699 |  | 10 kV | _ | LV | 200 kVA :Kiosk Substation | 0.2 | --> | 0.2 | 0 | 0 | Constrained,otherwise capacity available =137kVA. | --> | 0.19 | 0 | 0.01482 | 0.20935 | 0 |  | --> | C11 ex LOUGHLINSTOWN | Loughlinstown [T41,T42] | CARRICKMINES |  | 53.2462 | -6.1176
MV/LV Substation BA***699X |  | 10 kV | _ | LV | 200 kVA :Pole Substation | 0.2 | --> | 0.2 | 0.133 | 12.2 |  | --> | 0.19 | 0 | 0.009633 | 0.20993 | 0 |  | --> | C17 ex BALLYBEG | Ballybeg [T101,T102] | CARRICKMINES |  | 52.9641 | -6.0612
MV/LV Substation BA***699Z |  | 10 kV | _ | LV | 50 kVA :Pole Substation | 0.05 | --> | 0.05 | 0.048 | 0.2 |  | --> | 0.0475 | 0 | 0 | 0 | 0 | Constrained,otherwise capacity available =50.3kW. | --> | E17 ex BEALISTOWN | Bealistown [T421,T422] | GREAT ISLAND |  | 52.2649 | -6.8522
MV/LV Substation BA***700 |  | 10 kV | _ | LV | 50 kVA :Pole Substation | 0.05 | --> | 0.05 | 0.05 | 1 |  | --> | 0.0475 | 0 | 0 | 0.05 | 0 |  | --> | C25 ex TYCOR | Tycor [T41,T42] | WATERFORD |  | 52.2352 | -7.1926
MV/LV Substation BA***701 |  | 10 kV | _ | LV | 50 kVA :Pole Substation | 0.05 | --> | 0.05 | 0 | 0 | Constrained,otherwise capacity available =32kVA. | --> | 0.0475 | 0 | 0.011115 | 0 | 0 | Constrained,otherwise capacity available =52.7kW. | --> | C23 ex TINAHASK | Tinahask [T41,T42] | ARKLOW |  | 52.7511 | -6.2151
MV/LV Substation BA***701 |  | 10 kV | _ | LV | 50 kVA :Pole Substation | 0.05 | --> | 0.05 | 0 | 0 | Constrained,otherwise capacity available =46kVA. | --> | 0.0475 | 0 | 0 | 0 | 0 | Constrained,otherwise capacity available =50.6kW. | --> | C19 ex LISMORE | Lismore [T41,T42] | DUNGARVAN |  | 52.1273 | -7.9754
MV/LV Substation BA***701Y |  | 10 kV | _ | LV | 400 kVA :Kiosk Substation | 0.4 | --> | 0.4 | 0 | 0 | Constrained,otherwise capacity available =294kVA. | --> | 0.38 | 0 | 0.008892 | 0.41578 | 0 |  | --> | C30 ex ACADEMY STREET | Academy Street [T421,T422,T44] | NAVAN |  | 53.6457 | -6.6586
MV/LV Substation BA***703 |  | 10 kV | _ | LV | 100 kVA :Pole Substation | 0.1 | --> | 0.1 | 0 | 0 | Constrained,otherwise capacity available =72kVA. | --> | 0.095 | 0 | 0.002223 | 0.10417 | 0 |  | --> | C16 ex CASTLECOMER | Castlecomer [T41,T42] | BALLYRAGGET |  | 52.8713 | -7.3086
MV/LV Substation BA***703 |  | 20 kV | _ | LV | 50 kVA :Pole Substation | 0.05 | --> | 0.05 | 0.05 | 3 |  | --> | 0.0475 | 0 | 0 | 0 | 0 | Constrained,otherwise capacity available =50kW. | --> | E12 ex MOVILLE | Moville [T421,T422] | TRILLICK |  | 55.1963 | -7.0333
MV/LV Substation BA***703 |  | 10 kV | _ | LV | 400 kVA :Kiosk Substation | 0.4 | --> | 0.4 | 0.324 | 1.5 |  | --> | 0.38 | 0 | 0.017043 | 0.41138 | 0 |  | --> | C20 ex MONKSTOWN | Monkstown [T41,T42] | BLACKROCK |  | 53.2989 | -6.177
MV/LV Substation BA***703X |  | 20 kV | _ | LV | 50 kVA :Pole Substation | 0.05 | --> | 0.05 | 0 | 0 | Constrained,otherwise capacity available =46kVA. | --> | 0.0475 | 0 | 0 | 0 | 0 | Constrained,otherwise capacity available =50.6kW. | --> | E12 ex CASTLELYONS | Castlelyons [T421,T422] | BARRYMORE |  | 52.0438 | -8.2542
MV/LV Substation BA***703X |  | 10 kV | _ | LV | 200 kVA :Pole Substation | 0.2 | --> | 0.2 | 0 | 0 | Constrained,otherwise capacity available =149kVA. | --> | 0.19 | 0 | 0.008892 | 0.2076 | 0 |  | --> | C24 ex KILMONEY | Kilmoney [T41,T42] | TRABEG |  | 51.8229 | -8.4612
MV/LV Substation BA***703X |  | 20 kV | _ | LV | 200 kVA :Pole Substation | 0.2 | --> | 0.2 | 0.188 | 2.3 |  | --> | 0.19 | 0 | 0 | 0.20181 | 0 |  | --> | E14 ex MOY | Moy [T421,T422] | MOY |  | 54.2099 | -9.2192
MV/LV Substation BA***704 |  | 10 kV | _ | LV | 100 kVA :Pole Substation | 0.1 | --> | 0.1 | 0 | 0 | Constrained,otherwise capacity available =78kVA. | --> | 0.095 | 0 | 0 | 0.10329 | 0 |  | --> | C22 ex CARRIGTWOHILL | Carrigtwohill [T42] | COW CROSS |  | 51.9052 | -8.2589
MV/LV Substation BA***704 |  | 10 kV | _ | LV | 25 kVA :Kiosk Substation | 0.025 | --> | 0.025 | 0.024 | 1.5 |  | --> | 0.02375 | 0 | 0 | 0.025151 | 0 |  | --> | C20 ex MONKSTOWN | Monkstown [T41,T42] | BLACKROCK |  | 53.2974 | -6.1772
MV/LV Substation BA***704X |  | 10 kV | _ | LV | 100 kVA :Pole Substation | 0.1 | --> | 0.1 | 0 | 0 | Constrained,otherwise capacity available =100kVA. | --> | 0.095 | 0 | 0 | 0.1 | 0 |  | --> | C24 ex KILMONEY | Kilmoney [T41,T42] | TRABEG |  | 51.8233 | -8.4572
MV/LV Substation BA***704X |  | 10 kV | _ | LV | 400 kVA :Kiosk Substation | 0.4 | --> | 0.4 | 0.375 | 11.9 |  | --> | 0.38 | 0 | 0 | 0.40378 | 0 |  | --> | C28 ex SALTHILL | Salthill [T101,T102] | SALTHILL |  | 53.2589 | -9.1272
MV/LV Substation BA***704Z |  | 20 kV | _ | LV | 100 kVA :Pole Substation | 0.1 | --> | 0.1 | 0 | 0 | Constrained,otherwise capacity available =93kVA. | --> | 0.095 | 0 | 0 | 0.10106 | 0 |  | --> | E13 ex BALTINGLASS | Baltinglass [T421,T422] | STRATFORD |  | 52.9049 | -6.7532
MV/LV Substation BA***705 |  | 10 kV | _ | LV | 400 kVA :Building Structure | 0.4 | --> | 0.4 | 0 | 0 | Constrained,otherwise capacity available =380kVA. | --> | 0.38 | 0 | 0.003705 | 0.40302 | 0 |  | --> | C24 ex KILMONEY | Kilmoney [T41,T42] | TRABEG |  | 51.8276 | -8.4209
MV/LV Substation BA***705 |  | 20 kV | _ | LV | 50 kVA :Pole Substation | 0.05 | --> | 0.05 | 0.047 | 1.1 |  | --> | 0.0475 | 0 | 0 | 0.050453 | 0 |  | --> | E20 ex BIRR | Birr [T41,T422] | DALLOW |  | 53.0018 | -8.0171
MV/LV Substation BA***705X |  | 20 kV | _ | LV | 50 kVA :Pole Substation | 0.05 | --> | 0.05 | 0 | 0 | Constrained,otherwise capacity available =26kVA. | --> | 0.0475 | 0 | 0 | 0.053518 | 0 |  | --> | E11 ex GLASMORE | Glasmore [T421,T422] | GLASMORE |  | 53.4769 | -6.1358
MV/LV Substation BA***706 |  | 20 kV | _ | LV | 100 kVA :Pole Substation | 0.1 | --> | 0.1 | 0.079 | 1.4 |  | --> | 0.095 | 0 | 0.003705 | 0.10314 | 0 |  | --> | E13 ex KILLINICK | Killinick [T421,T422] | WEXFORD |  | 52.1993 | -6.3754
MV/LV Substation BA***706 |  | 10 kV | _ | LV | 50 kVA :Pole Substation | 0.05 | --> | 0.05 | 0.024 | 0.4 |  | --> | 0.0475 | 0 | 0.00741 | 0.0538 | 0 |  | --> | C18 ex CARRICKMINES | Carrickmines [T41,T42] | CARRICKMINES |  | 53.2521 | -6.2249
MV/LV Substation BA***706Y |  | 20 kV | _ | LV | 50 kVA :Pole Substation | 0.05 | --> | 0.05 | 0 | 0 | Constrained,otherwise capacity available =44kVA. | --> | 0.0475 | 0 | 0.003705 | 0.050903 | 0 |  | --> | E47 ex CLAREGALWAY | Claregalway [T42,T421] | GALWAY 110KV |  | 53.4011 | -8.8341
MV/LV Substation BA***707 |  | 10 kV | _ | LV | 50 kVA :Pole Substation | 0.05 | --> | 0.05 | 0 | 0 | Constrained,otherwise capacity available =26kVA. | --> | 0.0475 | 0 | 0 | 0.053518 | 0 |  | --> | C14 ex GREYSTONES | Greystones [T41,T42] | FASSAROE |  | 53.1725 | -6.1765
MV/LV Substation BA***708 |  | 10 kV | _ | LV | 200 kVA :Pole Substation | 0.2 | --> | 0.2 | 0 | 0 | Constrained,otherwise capacity available =198kVA. | --> | 0.19 | 0 | 0.008151 | 0 | 0 | Constrained,otherwise capacity available =200.3kW. | --> | C20 ex CLOONLOUGH | Cloonlough [T41,T42] | BARRYMORE |  | 52.2443 | -8.2575
MV/LV Substation BA***708 |  | 20 kV | _ | LV | 100 kVA :Pole Substation | 0.1 | --> | 0.1 | 0 | 0 | Constrained,otherwise capacity available =100kVA. | --> | 0.095 | 0 | 0 | 0 | 0 | Constrained,otherwise capacity available =100kW. | --> | E13 ex BLESSINGTON | Blessington [T421,T422] | KILTEEL |  | 53.1352 | -6.6154
MV/LV Substation BA***708X |  | 10 kV | _ | LV | 100 kVA :Pole Substation | 0.1 | --> | 0.1 | 0.061 | 1.3 |  | --> | 0.095 | 0 | 0 | 0.10575 | 0 |  | --> | C15 ex CLIFDEN | Clifden [T41,T42] | SCREEB |  | 53.4846 | -10.0227
MV/LV Substation BA***708X |  | 10 kV | _ | LV | 50 kVA :Pole Substation | 0.05 | --> | 0.05 | 0 | 0 | Constrained,otherwise capacity available =42kVA. | --> | 0.0475 | 0 | 0.01482 | 0.0512 | 0 |  | --> | C15 ex TALBOTS INCH | Talbots Inch [T41,T42] | KILKENNY |  | 52.6614 | -7.3426
MV/LV Substation BA***709 |  | 20 kV | _ | LV | 200 kVA :Pole Substation | 0.2 | --> | 0.2 | 0.182 | 1.1 |  | --> | 0.19 | 0 | 0.003705 | 0.20271 | 0 |  | --> | E20 ex BIRR | Birr [T41,T422] | DALLOW |  | 53.017 | -8.0311
MV/LV Substation BA***709 |  | 10 kV | _ | LV | 50 kVA :Pole Substation | 0.05 | --> | 0.05 | 0 | 0 | Constrained,otherwise capacity available =39kVA. | --> | 0.0475 | 0 | 0 | 0.051643 | 0 |  | --> | C25 ex STEPHENSTOWN | Stephenstown [T101,T102] | FINGLAS |  | 53.5862 | -6.1411
MV/LV Substation BA***710 |  | 10 kV | _ | LV | 200 kVA :Pole Substation | 0.2 | --> | 0.2 | 0 | 0 | Constrained,otherwise capacity available =200kVA. | --> | 0.19 | 0 | 0 | 0 | 0 | Constrained,otherwise capacity available =200kW. | --> | C11 ex RATHDRUM | Rathdrum [T42] | ARKLOW |  | 52.9369 | -6.1349
MV/LV Substation BA***710 |  | 20 kV | _ | LV | 50 kVA :Pole Substation | 0.05 | --> | 0.05 | 0.046 | 6 |  | --> | 0.0475 | 0 | 0 | 0 | 0 | Constrained,otherwise capacity available =50.6kW. | --> | C14 ex ARDGEEHA | Ardgeeha [T41,T42] | DOON |  | 52.4832 | -7.5685
MV/LV Substation BA***710X |  | 10 kV | _ | LV | 50 kVA :Pole Substation | 0.05 | --> | 0.05 | 0 | 0 | Constrained,otherwise capacity available =42kVA. | --> | 0.0475 | 0 | 0 | 0.0512 | 0 |  | --> | C17 ex KINSALE | Kinsale [T41,T42] | BANDON |  | 51.7637 | -8.6044
MV/LV Substation BA***710X |  | 10 kV | _ | LV | 50 kVA :Pole Substation | 0.05 | --> | 0.05 | 0 | 0 | Constrained,otherwise capacity available =47kVA. | --> | 0.0475 | 0 | 0 | 0.050453 | 0 |  | --> | C19 ex BALLINDERRY | Ballinderry [T41,T422] | MULLINGAR |  | 53.5183 | -7.3242
MV/LV Substation BA***711Y |  | 20 kV | _ | LV | 200 kVA :Kiosk Substation | 0.2 | --> | 0.2 | 0 | 0 | Constrained,otherwise capacity available =119kVA. | --> | 0.19 | 0 | 0.026676 | 0.21194 | 0 |  | --> | E15 ex ACADEMY STREET | Academy Street [T421,T422,T44] | NAVAN |  | 53.6357 | -6.6714
MV/LV Substation BA***712 |  | 10 kV | _ | LV | 1000 kVA :Building Structure | 1 | --> | 1 | 0.5 | 3.3 |  | --> | 0.95 | 0 | 0 | 0.5 | 0 |  | --> | C21 ex PEMBROKE | Pembroke [T41,T42,T43,T44] | RINGSEND |  | 53.3304 | -6.2276
MV/LV Substation BA***712Y |  | 20 kV | _ | LV | 200 kVA :Pole Substation | 0.2 | --> | 0.2 | 0.193 | 3 |  | --> | 0.19 | 0 | 0 | 0 | 0 | Constrained,otherwise capacity available =201.1kW. | --> | E17 ex CHARLEVILLE | Charleville [T421,T422] | CHARLEVILLE |  | 52.3516 | -8.6748
MV/LV Substation BA***713 |  | 20 kV | _ | LV | 200 kVA :Pole Substation | 0.2 | --> | 0.2 | 0 | 0 | Constrained,otherwise capacity available =148kVA. | --> | 0.19 | 0 | 0 | 0 | 0 | Constrained,otherwise capacity available =207.7kW. | --> | C13 ex CLOYNE | Cloyne [T41] | MIDLETON |  | 51.8274 | -8.007
MV/LV Substation BA***713 |  | 10 kV | _ | LV | 1000 kVA :Building Structure | 1 | --> | 1 | 0 | 0 | Constrained,otherwise capacity available =500kVA. | --> | 0.95 | 0 | 0 | 0.5 | 0 |  | --> | C18 ex BALLYMOUNT | Ballymount [T41,T42] | INCHICORE 220KV |  | 53.3156 | -6.3441
MV/LV Substation BA***713 |  | 10 kV | _ | LV | 200 kVA :Pole Substation | 0.2 | --> | 0.2 | 0 | 0 | Constrained,otherwise capacity available =178kVA. | --> | 0.19 | 0 | 0 | 0.20331 | 0 |  | --> | C20 ex POLLERTON | Pollerton [T41,T42] | CARLOW |  | 52.8385 | -6.8761
MV/LV Substation BA***713X |  | 20 kV | _ | LV | 50 kVA :Pole Substation | 0.05 | --> | 0.05 | 0.05 | 1.1 |  | --> | 0.0475 | 0 | 0 | 0.05 | 0 |  | --> | E12 ex BIRR | Birr [T41,T422] | DALLOW |  | 53.0935 | -7.7225
MV/LV Substation BA***713Y |  | 20 kV | _ | LV | 50 kVA :Pole Substation | 0.05 | --> | 0.05 | 0 | 0 | Constrained,otherwise capacity available =50kVA. | --> | 0.0475 | 0 | 0 | 0.05 | 0 |  | --> | E13 ex SHILLELAGH | Shillelagh [T421,T422] | CARLOW |  | 52.7646 | -6.5497
MV/LV Substation BA***714 |  | 20 kV | _ | LV | 100 kVA :Pole Substation | 0.1 | --> | 0.1 | 0.084 | 3.1 |  | --> | 0.095 | 0 | 0.011115 | 0.1024 | 0 |  | --> | E12 ex LUMCLOON | Lumcloon [T421,T422] | DALLOW |  | 53.2783 | -7.8302
MV/LV Substation BA***715X |  | 10 kV | _ | LV | 100 kVA :Pole Substation | 0.1 | --> | 0.1 | 0 | 0 | Constrained,otherwise capacity available =86kVA. | --> | 0.095 | 0 | 0.004446 | 0 | 0 | Constrained,otherwise capacity available =102.1kW. | --> | C16 ex PALLAS | Pallas [T41,T42] | PORTLAOISE |  | 53.0565 | -7.4095
MV/LV Substation BA***715X |  | 10 kV | _ | LV | 100 kVA :Pole Substation | 0.1 | --> | 0.1 | 0 | 0 | Constrained,otherwise capacity available =56kVA. | --> | 0.095 | 0 | 0 | 0 | 0 | Constrained,otherwise capacity available =106.5kW. | --> | E14 ex CASTLELYONS | Castlelyons [T421,T422] | BARRYMORE |  | 52.0809 | -8.2253
MV/LV Substation BA***715X |  | 20 kV | _ | LV | 200 kVA :Pole Substation | 0.2 | --> | 0.2 | 0 | 0 | Constrained,otherwise capacity available =155kVA. | --> | 0.19 | 0 | 0.003705 | 0.20672 | 0 |  | --> | E18 ex MILLTOWN (SR) | Milltown (sr) [T421,T422] | OUGHTRAGH |  | 52.1429 | -9.7047
MV/LV Substation BA***715Z |  | 10 kV | _ | LV | 200 kVA :Pole Substation | 0.2 | --> | 0.2 | 0.036794 | 0 | Constrained,otherwise capacity available =200kVA. | --> | 0.19 | 0 | 0.13338 | 0.2 | 0 |  | --> | C18 ex CALLAN | Callan [T41,T42] | KILKENNY |  | 52.5049 | -7.3405
MV/LV Substation BA***716 |  | 10 kV | _ | LV | 100 kVA :Pole Substation | 0.1 | --> | 0.1 | 0 | 0 | Constrained,otherwise capacity available =76kVA. | --> | 0.095 | 0 | 0.002964 | 0.10358 | 0 |  | --> | C11 ex LOUGHTAGALLA | Loughtagalla [T41,T42] | THURLES |  | 52.7017 | -7.7196
MV/LV Substation BA***716X |  | 10 kV | _ | LV | 100 kVA :Pole Substation | 0.1 | --> | 0.1 | 0 | 0 | Constrained,otherwise capacity available =87kVA. | --> | 0.095 | 0 | 0.002964 | 0 | 0 | Constrained,otherwise capacity available =102kW. | --> | C11 ex GARDEN CITY | Garden City [T41,T42] | ARKLOW |  | 52.6976 | -6.287
MV/LV Substation BA***717 |  | 10 kV | _ | LV | 50 kVA :Pole Substation | 0.05 | --> | 0.05 | 0 | 0 | Constrained,otherwise capacity available =22kVA. | --> | 0.0475 | 0 | 0 | 0.05408 | 0 |  | --> | C24 ex KILMONEY | Kilmoney [T41,T42] | TRABEG |  | 51.838 | -8.4825
MV/LV Substation BA***717 |  | 20 kV | _ | LV | 100 kVA :Pole Substation | 0.1 | --> | 0.1 | 0.079 | 1.4 |  | --> | 0.095 | 0 | 0 | 0.10314 | 0 |  | --> | E12 ex KILLINICK | Killinick [T421,T422] | WEXFORD |  | 52.2423 | -6.3486
MV/LV Substation BA***717X |  | 20 kV | _ | LV | 100 kVA :Pole Substation | 0.1 | --> | 0.1 | 0 | 0 | Constrained,otherwise capacity available =90kVA. | --> | 0.095 | 0 | 0.003705 | 0.10151 | 0 |  | --> | E11 ex GLASMORE | Glasmore [T421,T422] | GLASMORE |  | 53.4787 | -6.1204
MV/LV Substation BA***718X |  | 10 kV | _ | LV | 25 kVA :Pole Substation | 0.025 | --> | 0.025 | 0 | 0 | Constrained,otherwise capacity available =21kVA. | --> | 0.02375 | 0 | 0 | 0.0256 | 0 |  | --> | C17 ex CARRIGSHANE | Carrigshane [T41] | MIDLETON |  | 51.8411 | -8.1663
MV/LV Substation BA***718X |  | 20 kV | _ | LV | 50 kVA :Pole Substation | 0.05 | --> | 0.05 | 0 | 0 | Constrained,otherwise capacity available =39kVA. | --> | 0.0475 | 0 | 0.008151 | 0 | 0 | Constrained,otherwise capacity available =51.6kW. | --> | E17 ex BLESSINGTON | Blessington [T421,T422] | KILTEEL |  | 53.1084 | -6.4893
MV/LV Substation BA***718Z |  | 20 kV | _ | LV | 200 kVA :Kiosk Substation | 0.2 | --> | 0.2 | 0.2 | 1.4 |  | --> | 0.19 | 0 | 0 | 0.2 | 0 |  | --> | E13 ex KILLINICK | Killinick [T421,T422] | WEXFORD |  | 52.199 | -6.3687
MV/LV Substation BA***719X |  | 10 kV | _ | LV | 100 kVA :Pole Substation | 0.1 | --> | 0.1 | 0.07 | 12.2 |  | --> | 0.095 | 0 | 0.020748 | 0.10446 | 0 |  | --> | C23 ex BALLYBEG | Ballybeg [T101,T102] | CARRICKMINES |  | 52.9109 | -6.1168
MV/LV Substation BA***721 |  | 10 kV | _ | LV | 50 kVA :Pole Substation | 0.05 | --> | 0.05 | 0 | 0 | Constrained,otherwise capacity available =36kVA. | --> | 0.0475 | 0 | 0.003705 | 0.052083 | 0 |  | --> | E17 ex ACADEMY STREET | Academy Street [T421,T422,T44] | NAVAN |  | 53.6046 | -6.7874
MV/LV Substation BA***721 |  | 10 kV | _ | LV | 50 kVA :Pole Substation | 0.05 | --> | 0.05 | 0 | 0 | Constrained,otherwise capacity available =47kVA. | --> | 0.0475 | 0 | 0 | 0.050453 | 0 |  | --> | C16 ex LOUGHSHINNY | Loughshinny [T41,T42] | GLASMORE |  | 53.5505 | -6.1254
MV/LV Substation BA***721Y |  | 20 kV | _ | LV | 50 kVA :Pole Substation | 0.05 | --> | 0.05 | 0 | 0 | Constrained,otherwise capacity available =31kVA. | --> | 0.0475 | 0 | 0 | 0.052806 | 0 |  | --> | E11 ex KILCARRAGH | Kilcarragh [T421,T422] | BUTLERSTOWN |  | 52.2138 | -7.0323
MV/LV Substation BA***721Y |  | 10 kV | _ | LV | 50 kVA :Pole Substation | 0.05 | --> | 0.05 | 0 | 0 | Constrained,otherwise capacity available =49kVA. | --> | 0.0475 | 0 | 0 | 0.050152 | 0 |  | --> | C18 ex MIDLETON | Midleton [T101,T102] | MIDLETON |  | 51.9681 | -8.1829
MV/LV Substation BA***722X |  | 10 kV | _ | LV | 630 kVA :Kiosk Substation | 0.63 | --> | 0.63 | 0.5 | 4.2 |  | --> | 0.5985 | 0 | 0 | 0 | 0 | Constrained,otherwise capacity available =500kW. | --> | C17 ex CHURCHTOWN | Churchtown [T41] | RATHKEALE |  | 52.4592 | -9.0621
MV/LV Substation BA***723 |  | 20 kV | _ | LV | 100 kVA :Pole Substation | 0.1 | --> | 0.1 | 0 | 0 | Constrained,otherwise capacity available =74kVA. | --> | 0.095 | 0 | 0.00741 | 0 | 0 | Constrained,otherwise capacity available =103.9kW. | --> | E18 ex CARNDONAGH | Carndonagh [T421,T422] | TRILLICK |  | 55.2419 | -7.2573
MV/LV Substation BA***723 |  | 20 kV | _ | LV | 630 kVA :Kiosk Substation | 0.63 | --> | 0.63 | 0.5 | 1.8 |  | --> | 0.5985 | 0 | 0 | 0.5 | 0 |  | --> | E12 ex BIRDHILL | Birdhill [T421,T422] | ARDNACRUSHA |  | 52.8025 | -8.4345
MV/LV Substation BA***723 |  | 10 kV | _ | LV | 200 kVA :Pole Substation | 0.2 | --> | 0.2 | 0 | 0 | Constrained,otherwise capacity available =184kVA. | --> | 0.19 | 0 | 0.004446 | 0.20241 | 0 |  | --> | C12 ex BALLYBEGGAN | Ballybeggan [T43,T44] | TRALEE |  | 52.2611 | -9.6549
MV/LV Substation BA***723 |  | 10 kV | _ | LV | 200 kVA :Kiosk Substation | 0.2 | --> | 0.2 | 0.14 | 0.3 |  | --> | 0.19 | 0 | 0.004446 | 0.20891 | 0 |  | --> | C15 ex BANAGHER | Banagher [T41,T42] | DALLOW |  | 53.1845 | -7.9813
MV/LV Substation BA***723X |  | 20 kV | _ | LV | 50 kVA :Pole Substation | 0.05 | --> | 0.05 | 0 | 0 | Constrained,otherwise capacity available =43kVA. | --> | 0.0475 | 0 | 0 | 0.051052 | 0 |  | --> | E17 ex DULEEK | Duleek [T421,T422] | DRYBRIDGE |  | 53.6129 | -6.4783
MV/LV Substation BA***723Y |  | 10 kV | _ | LV | 200 kVA :Kiosk Substation | 0.2 | --> | 0.2 | 0.148 | 5.9 |  | --> | 0.19 | 0 | 0 | 0.20775 | 0 |  | --> | C11 ex CASHEL | Cashel [T41,T42] | CAHIR |  | 52.461 | -7.835
MV/LV Substation BA***723Y |  | 10 kV | _ | LV | 50 kVA :Pole Substation | 0.05 | --> | 0.05 | 0 | 0 | Constrained,otherwise capacity available =49kVA. | --> | 0.0475 | 0 | 0 | 0.050152 | 0 |  | --> | C12 ex GRANAGH | Granagh [T41,T42] | WATERFORD |  | 52.2804 | -7.1731
MV/LV Substation BA***724 |  | 20 kV | _ | LV | 50 kVA :Pole Substation | 0.05 | --> | 0.05 | 0 | 0 | Constrained,otherwise capacity available =36kVA. | --> | 0.0475 | 0 | 0.003705 | 0.052083 | 0 |  | --> | C16 ex MOATE | Moate [T41,T42] | ATHLONE |  | 53.4855 | -7.6795
MV/LV Substation BA***725X |  | 10 kV | _ | LV | 50 kVA :Pole Substation | 0.05 | --> | 0.05 | 0.024 | 6.2 |  | --> | 0.0475 | 0 | 0 | 0.0538 | 0 |  | --> | C17 ex CAHIR | Cahir [T41,T42] | CAHIR |  | 52.3933 | -7.9481
MV/LV Substation BA***726X |  | 10 kV | _ | LV | 50 kVA :Pole Substation | 0.05 | --> | 0.05 | 0 | 0 | Constrained,otherwise capacity available =50kVA. | --> | 0.0475 | 0 | 0 | 0.05 | 0 |  | --> | C15 ex CASTLECOMER | Castlecomer [T41,T42] | BALLYRAGGET |  | 52.8965 | -7.1219
MV/LV Substation BA***726X |  | 20 kV | _ | LV | 50 kVA :Pole Substation | 0.05 | --> | 0.05 | 0 | 0 | Constrained,otherwise capacity available =43kVA. | --> | 0.0475 | 0 | 0 | 0.051052 | 0 |  | --> | E18 ex DALTON | Dalton [T421,T422] | DALTON |  | 53.668 | -8.952
MV/LV Substation BA***727 |  | 20 kV | _ | LV | 200 kVA :Pole Substation | 0.2 | --> | 0.2 | 0.164 | 3.1 |  | --> | 0.19 | 0 | 0.008151 | 0.20539 | 0 |  | --> | E12 ex LUMCLOON | Lumcloon [T421,T422] | DALLOW |  | 53.2715 | -7.8334
MV/LV Substation BA***727Y |  | 10 kV | _ | LV | 50 kVA :Pole Substation | 0.05 | --> | 0.05 | 0.05 | 4.4 |  | --> | 0.0475 | 0 | 0 | 0.05 | 0 |  | --> | E14 ex CRANE | Crane [T122] | CRANE |  | 52.5691 | -6.6776
MV/LV Substation BA***728 |  | 20 kV | _ | LV | 50 kVA :Pole Substation | 0.05 | --> | 0.05 | 0 | 0 | Constrained,otherwise capacity available =26kVA. | --> | 0.0475 | 0 | 0.003705 | 0.053518 | 0 |  | --> | C16 ex MOATE | Moate [T41,T42] | ATHLONE |  | 53.4907 | -7.6716
MV/LV Substation BA***728 |  | 20 kV | _ | LV | 50 kVA :Pole Substation | 0.05 | --> | 0.05 | 0 | 0 | Constrained,otherwise capacity available =40kVA. | --> | 0.0475 | 0 | 0.003705 | 0 | 0 | Constrained,otherwise capacity available =51.5kW. | --> | C14 ex KNOCKAPHUNTA | Knockaphunta [T41,T42] | CASTLEBAR |  | 53.8425 | -9.3285
MV/LV Substation BA***730 |  | 20 kV | _ | LV | 1000 kVA :Building Structure | 1 | --> | 1 | 0.5 | 1.6 |  | --> | 0.95 | 0 | 0 | 0 | 0 | Constrained,otherwise capacity available =500kW. | --> | C17 ex BALLYSHANNON | Ballyshannon [T41,T42] | CATHALEENS FALL |  | 54.5549 | -8.1415
MV/LV Substation BA***730 |  | 10 kV | _ | LV | 50 kVA :Pole Substation | 0.05 | --> | 0.05 | 0.012 | 4.6 |  | --> | 0.0475 | 0 | 0.01482 | 0.055455 | 0 |  | --> | C36 ex CASTLEVIEW | Castleview [T101,T102] | CASTLEVIEW |  | 51.8965 | -8.3435
MV/LV Substation BA***731Z |  | 20 kV | _ | LV | 50 kVA :Pole Substation | 0.05 | --> | 0.05 | 0.049 | 2.5 |  | --> | 0.0475 | 0 | 0 | 0.050152 | 0 |  | --> | E13 ex BAGENALSTOWN | Bagenalstown [T421,T422] | CARLOW |  | 52.7002 | -6.8972
MV/LV Substation BA***733 |  | 20 kV | _ | LV | 50 kVA :Pole Substation | 0.05 | --> | 0.05 | 0.038 | 6.2 |  | --> | 0.0475 | 0 | 0 | 0 | 0 | Constrained,otherwise capacity available =51.8kW. | --> | E28 ex MILFORD (MWR) | Milford (mwr) [T422] | CHARLEVILLE |  | 52.4051 | -8.7939
MV/LV Substation BA***733Y |  | 10 kV | _ | LV | 50 kVA :Pole Substation | 0.05 | --> | 0.05 | 0.05 | 1.7 |  | --> | 0.0475 | 0 | 0 | 0.05 | 0 |  | --> | C23 ex ATHY | Athy [T101,T102] | ATHY |  | 52.9653 | -6.99
MV/LV Substation BA***734 |  | 20 kV | _ | LV | 100 kVA :Pole Substation | 0.1 | --> | 0.1 | 0.095 | 16.1 |  | --> | 0.095 | 0 | 0.004446 | 0.10076 | 0 |  | --> | E17 ex WEXFORD | Wexford [T121,T122] | WEXFORD |  | 52.2752 | -6.7292
MV/LV Substation BA***734X |  | 10 kV | _ | LV | 50 kVA :Pole Substation | 0.05 | --> | 0.05 | 0 | 0 | Constrained,otherwise capacity available =47kVA. | --> | 0.0475 | 0 | 0 | 0.050453 | 0 |  | --> | C16 ex DEERPARK | Deerpark [T41,T42] | BALLYDINE |  | 52.3718 | -7.4684
MV/LV Substation BA***735 |  | 10 kV | _ | LV | 50 kVA :Pole Substation | 0.05 | --> | 0.05 | 0 | 0 | Constrained,otherwise capacity available =36kVA. | --> | 0.0475 | 0 | 0.003705 | 0 | 0 | Constrained,otherwise capacity available =52.1kW. | --> | C16 ex RATHDRUM | Rathdrum [T42] | ARKLOW |  | 52.9318 | -6.2585
MV/LV Substation BA***735X |  | 20 kV | _ | LV | 400 kVA :Kiosk Substation | 0.4 | --> | 0.4 | 0 | 0 | Constrained,otherwise capacity available =342kVA. | --> | 0.38 | 0 | 0.016302 | 0.40871 | 0 |  | --> | E16 ex MILLTOWN (SR) | Milltown (sr) [T421,T422] | OUGHTRAGH |  | 52.0977 | -9.7909
MV/LV Substation BA***735Z |  | 20 kV | _ | LV | 50 kVA :Pole Substation | 0.05 | --> | 0.05 | 0 | 0 | Constrained,otherwise capacity available =34kVA. | --> | 0.0475 | 0 | 0 | 0.052373 | 0 |  | --> | C18 ex NEWBROOK | Newbrook [T42] | MULLINGAR |  | 53.5083 | -7.4143
MV/LV Substation BA***736 |  | 10 kV | _ | LV | 400 kVA :Building Structure | 0.4 | --> | 0.4 | 0.397 | 3.4 |  | --> | 0.38 | 0 | 0 | 0.40046 | 0 |  | --> | C11 ex MERRION SQUARE | Merrion Square [T41,T42] | RINGSEND |  | 53.3349 | -6.2469
MV/LV Substation BA***736X |  | 10 kV | _ | LV | 630 kVA :Building Structure | 0.63 | --> | 0.63 | 0 | 0 | Constrained,otherwise capacity available =496kVA. | --> | 0.5985 | 0 | 0.005187 | 0.5 | 0 |  | --> | C20 ex GLOUCESTER PLACE | Gloucester Place [T41,T42] | MCDERMOTT |  | 53.3562 | -6.2501
MV/LV Substation BA***737 |  | 10 kV | _ | LV | 50 kVA :Pole Substation | 0.05 | --> | 0.05 | 0.038 | 1.6 |  | --> | 0.0475 | 0 | 0 | 0 | 0 | Constrained,otherwise capacity available =51.8kW. | --> | C16 ex BALLYSHANNON | Ballyshannon [T41,T42] | CATHALEENS FALL |  | 54.5146 | -8.2365
MV/LV Substation BA***737 |  | 20 kV | _ | LV | 50 kVA :Pole Substation | 0.05 | --> | 0.05 | 0.038 | 1.4 |  | --> | 0.0475 | 0 | 0.004446 | 0.05179 | 0 |  | --> | E17 ex KILROSS ROAD | Kilross Road [T421] | TIPPERARY |  | 52.4632 | -8.2027
MV/LV Substation BA***738 |  | 20 kV | _ | LV | 50 kVA :Pole Substation | 0.05 | --> | 0.05 | 0.039 | 2.3 |  | --> | 0.0475 | 0 | 0.003705 | 0.051643 | 0 |  | --> | E13 ex MOY | Moy [T421,T422] | MOY |  | 54.0559 | -9.1697
MV/LV Substation BA***738X |  | 10 kV | _ | LV | 400 kVA :Building Structure | 0.4 | --> | 0.4 | 0 | 0 | Constrained,otherwise capacity available =364kVA. | --> | 0.38 | 0 | 0.02964 | 0.40543 | 0 |  | --> | C19 ex BALLYMOUNT | Ballymount [T41,T42] | INCHICORE 220KV |  | 53.3105 | -6.3471
MV/LV Substation BA***738X |  | 20 kV | _ | LV | 50 kVA :Pole Substation | 0.05 | --> | 0.05 | 0.045 | 0.6 |  | --> | 0.0475 | 0 | 0 | 0 | 0 | Constrained,otherwise capacity available =50.8kW. | --> | E23 ex LAWLESSTOWN | Lawlesstown [T42,T421] | DOON |  | 52.413 | -7.7716
MV/LV Substation BA***738Y |  | 10 kV | _ | LV | 50 kVA :Pole Substation | 0.05 | --> | 0.05 | 0.045 | 1.1 |  | --> | 0.0475 | 0 | 0 | 0 | 0 | Constrained,otherwise capacity available =50.8kW. | --> | C16 ex NEWCASTLEWEST | Newcastlewest [T41,T42] | RATHKEALE |  | 52.4825 | -9.032
MV/LV Substation BA***739 |  | 20 kV | _ | LV | 200 kVA :Pole Substation | 0.2 | --> | 0.2 | 0.093 | 0.9 |  | --> | 0.19 | 0 | 0 | 0.21562 | 0 |  | --> | E15 ex RATHMORE | Rathmore [T42,T421] | KNOCKEARAGH |  | 52.1789 | -9.2367
MV/LV Substation BA***739X |  | 10 kV | _ | LV | 100 kVA :Pole Substation | 0.1 | --> | 0.1 | 0 | 0 | Constrained,otherwise capacity available =76kVA. | --> | 0.095 | 0 | 0 | 0.10358 | 0 |  | --> | C22 ex SKIBBEREEN | Skibbereen [T41,T42] | DUNMANWAY |  | 51.5981 | -9.3084
MV/LV Substation BA***741Y |  | 20 kV | _ | LV | 50 kVA :Pole Substation | 0.05 | --> | 0.05 | 0 | 0 | Constrained,otherwise capacity available =35kVA. | --> | 0.0475 | 0 | 0.003705 | 0.052228 | 0 |  | --> | E17 ex DRUMLINE | Drumline [T421,T422] | DRUMLINE |  | 52.7234 | -8.8573
MV/LV Substation BA***742 |  | 20 kV | _ | LV | 100 kVA :Pole Substation | 0.1 | --> | 0.1 | 0 | 0 | Constrained,otherwise capacity available =88kVA. | --> | 0.095 | 0 | 0.003705 | 0 | 0 | Constrained,otherwise capacity available =101.8kW. | --> | C15 ex CLOONLOUGH | Cloonlough [T41,T42] | BARRYMORE |  | 52.2349 | -8.3335
MV/LV Substation BA***742 |  | 20 kV | _ | LV | 100 kVA :Pole Substation | 0.1 | --> | 0.1 | 0.065 | 0.4 |  | --> | 0.095 | 0 | 0.003705 | 0.10518 | 0 |  | --> | E17 ex BALLYCONNELL | Ballyconnell [T421,T422] | GORTAWEE |  | 54.1207 | -7.6749
MV/LV Substation BA***742Y |  | 10 kV | _ | LV | 630 kVA :Building Structure | 0.63 | --> | 0.63 | 0.461 | 5.9 |  | --> | 0.5985 | 0 | 0.005928 | 0.5 | 0 |  | --> | C20 ex CASHEL | Cashel [T41,T42] | CAHIR |  | 52.5175 | -7.8875
MV/LV Substation BA***743Y |  | 10 kV | _ | LV | 200 kVA :Kiosk Substation | 0.2 | --> | 0.2 | 0 | 0 | Constrained,otherwise capacity available =123kVA. | --> | 0.19 | 0 | 0 | 0 | 0 | Constrained,otherwise capacity available =211.4kW. | --> | C16 ex MOUNTMELLICK | Mountmellick [T41,T42] | PORTLAOISE |  | 53.1222 | -7.3195
MV/LV Substation BA***744X |  | 20 kV | _ | LV | 50 kVA :Pole Substation | 0.05 | --> | 0.05 | 0.043 | 4.4 |  | --> | 0.0475 | 0 | 0 | 0.051052 | 0 |  | --> | E13 ex CRANE | Crane [T122] | CRANE |  | 52.4257 | -6.4618
MV/LV Substation BA***745 |  | 20 kV | _ | LV | 50 kVA :Pole Substation | 0.05 | --> | 0.05 | 0.048 | 2.8 |  | --> | 0.0475 | 0 | 0 | 0.050303 | 0 |  | --> | E13 ex CLARA | Clara [T421,T422] | THORNSBERRY |  | 53.4094 | -7.5461
MV/LV Substation BA***745X |  | 10 kV | _ | LV | 630 kVA :Kiosk Substation | 0.63 | --> | 0.63 | 0.433 | 6 |  | --> | 0.5985 | 0 | 0.03705 | 0.5 | 0 |  | --> | C17 ex TRABEG | Trabeg [T101,T102] | TRABEG |  | 51.8662 | -8.4757
MV/LV Substation BA***745X |  | 20 kV | _ | LV | 100 kVA :Pole Substation | 0.1 | --> | 0.1 | 0.09 | 6 |  | --> | 0.095 | 0 | 0.026676 | 0 | 0 | Constrained,otherwise capacity available =101.5kW. | --> | C14 ex ARDGEEHA | Ardgeeha [T41,T42] | DOON |  | 52.5369 | -7.6272
MV/LV Substation BA***746 |  | 20 kV | _ | LV | 50 kVA :Pole Substation | 0.05 | --> | 0.05 | 0.048 | 1.7 |  | --> | 0.0475 | 0 | 0.020007 | 0.050303 | 0 |  | --> | C12 ex ATHY | Athy [T101,T102] | ATHY |  | 52.9791 | -6.9069
MV/LV Substation BA***746 |  | 20 kV | _ | LV | 50 kVA :Pole Substation | 0.05 | --> | 0.05 | 0.042 | 0.6 |  | --> | 0.0475 | 0 | 0 | 0.0512 | 0 |  | --> | E11 ex FERNS | Ferns [T421] | CRANE |  | 52.6195 | -6.5305
MV/LV Substation BA***746 |  | 10 kV | _ | LV | 200 kVA :Kiosk Substation | 0.2 | --> | 0.2 | 0.192 | 2.3 |  | --> | 0.19 | 0 | 0 | 0.20121 | 0 |  | --> | C17 ex BALLYRICKARD | Ballyrickard [T41,T42] | TRALEE |  | 52.3043 | -9.8546
MV/LV Substation BA***746X |  | 20 kV | _ | LV | 100 kVA :Pole Substation | 0.1 | --> | 0.1 | 0.089 | 1.5 |  | --> | 0.095 | 0 | 0 | 0.10166 | 0 |  | --> | E18 ex ACHILL | Achill [T422] | CARROWBEG |  | 53.9731 | -9.737
MV/LV Substation BA***746Y |  | 10 kV | _ | LV | 100 kVA :Pole Substation | 0.1 | --> | 0.1 | 0 | 0 | Constrained,otherwise capacity available =89kVA. | --> | 0.095 | 0 | 0.003705 | 0.10166 | 0 |  | --> | C18 ex SRAH | Srah [T41,T42] | THORNSBERRY |  | 53.288 | -7.5629
MV/LV Substation BA***747X |  | 10 kV | _ | LV | 100 kVA :Pole Substation | 0.1 | --> | 0.1 | 0 | 2.5 |  | --> | 0.095 | 0 | 0.004446 | 0.11589 | 0 |  | --> | E11 ex BAGENALSTOWN | Bagenalstown [T421,T422] | CARLOW |  | 52.7006 | -6.972
MV/LV Substation BA***747Y |  | 20 kV | _ | LV | 100 kVA :Pole Substation | 0.1 | --> | 0.1 | 0 | 0 | Constrained,otherwise capacity available =69kVA. | --> | 0.095 | 0 | 0.003705 | 0.1046 | 0 |  | --> | E20 ex CLONMINCH | Clonminch [T41,T422] | THORNSBERRY |  | 53.2683 | -7.3484
MV/LV Substation BA***748X |  | 20 kV | _ | LV | 400 kVA :Kiosk Substation | 0.4 | --> | 0.4 | 0.295 | 2.5 |  | --> | 0.38 | 0 | 0 | 0.41564 | 0 |  | --> | E11 ex BAGENALSTOWN | Bagenalstown [T421,T422] | CARLOW |  | 52.7031 | -6.9611
MV/LV Substation BA***749 |  | 10 kV | _ | LV | 100 kVA :Pole Substation | 0.1 | --> | 0.1 | 0.084 | 1.1 |  | --> | 0.095 | 0 | 0 | 0 | 0 | Constrained,otherwise capacity available =102.4kW. | --> | C16 ex NEWCASTLEWEST | Newcastlewest [T41,T42] | RATHKEALE |  | 52.4829 | -9.0342
MV/LV Substation BA***749X |  | 10 kV | _ | LV | 200 kVA :Kiosk Substation | 0.2 | --> | 0.2 | 0 | 0 | Constrained,otherwise capacity available =125kVA. | --> | 0.19 | 0 | 0.01482 | 0.21108 | 0 |  | --> | C14 ex ATHGARVAN | Athgarvan [T41,T44] | NEWBRIDGE |  | 53.181 | -6.7833
MV/LV Substation BA***749Y |  | 10 kV | _ | LV | 50 kVA :Pole Substation | 0.05 | --> | 0.05 | 0.036794 | 0 | Constrained,otherwise capacity available =44kVA. | --> | 0.0475 | 0 | 0 | 0.050903 | 0 |  | --> | C18 ex CALLAN | Callan [T41,T42] | KILKENNY |  | 52.5091 | -7.3479
MV/LV Substation BA***750 |  | 10 kV | _ | LV | 50 kVA :Pole Substation | 0.05 | --> | 0.05 | 0.031 | 1.5 |  | --> | 0.0475 | 0 | 0 | 0.052806 | 0 |  | --> | C18 ex SMEARLA | Smearla [T41,T42] | TRIEN |  | 52.4179 | -9.5659
MV/LV Substation BA***750 |  | 10 kV | _ | LV | 50 kVA :Pole Substation | 0.05 | --> | 0.05 | 0 | 0 | Constrained,otherwise capacity available =44kVA. | --> | 0.0475 | 0 | 0 | 0 | 0 | Constrained,otherwise capacity available =50.9kW. | --> | E11 ex KNOCKMULLEN | Knockmullen [T42,T421] | GREAT ISLAND |  | 52.4237 | -6.8951
MV/LV Substation BA***750 |  | 10 kV | _ | LV | 200 kVA :Pole Substation | 0.2 | --> | 0.2 | 0 | 0 | Constrained,otherwise capacity available =141kVA. | --> | 0.19 | 0 | 0 | 0 | 0 | Constrained,otherwise capacity available =208.8kW. | --> | C19 ex LISMORE | Lismore [T41,T42] | DUNGARVAN |  | 52.1389 | -8.0659
MV/LV Substation BA***750Y |  | 20 kV | _ | LV | 630 kVA :Kiosk Substation | 0.63 | --> | 0.63 | 0.5 | 3 |  | --> | 0.5985 | 0 | 0.03705 | 0 | 0 | Constrained,otherwise capacity available =500kW. | --> | E11 ex CHARLEVILLE | Charleville [T421,T422] | CHARLEVILLE |  | 52.3506 | -8.6595
MV/LV Substation BA***751 |  | 20 kV | _ | LV | 50 kVA :Pole Substation | 0.05 | --> | 0.05 | 0 | 0 | Constrained,otherwise capacity available =35kVA. | --> | 0.0475 | 0 | 0.008151 | 0.052228 | 0 |  | --> | E15 ex BATTER LANE TEMPORARY | Batter Lane Temporary 38kv [T421] | GLASMORE |  | 53.5079 | -6.1691
MV/LV Substation BA***751X |  | 10 kV | _ | LV | 1000 kVA :Building Structure | 1 | --> | 1 | 0.5 | 1.6 |  | --> | 0.95 | 0 | 0 | 0 | 0 | Constrained,otherwise capacity available =500kW. | --> | C18 ex FOYNES | Foynes [T41,T42] | RATHKEALE |  | 52.5731 | -9.039
MV/LV Substation BA***751Y |  | 20 kV | _ | LV | 50 kVA :Pole Substation | 0.05 | --> | 0.05 | 0 | 0 | Constrained,otherwise capacity available =50kVA. | --> | 0.0475 | 0 | 0 | 0.05 | 0 |  | --> | C11 ex RAHEEN | Raheen [T41,T42] | LIMERICK |  | 52.6268 | -8.6885
MV/LV Substation BA***752 |  | 10 kV | _ | LV | 100 kVA :Pole Substation | 0.1 | --> | 0.1 | 0.096 | 1.3 |  | --> | 0.095 | 0 | 0.002223 | 0.10061 | 0 |  | --> | C27 ex BALLYCROSSAUN | Ballycrossaun [T421,T422] | SOMERSET |  | 53.1573 | -8.2973
MV/LV Substation BA***752 |  | 10 kV | _ | LV | 50 kVA :Pole Substation | 0.05 | --> | 0.05 | 0 | 0 | Constrained,otherwise capacity available =49kVA. | --> | 0.0475 | 0 | 0 | 0 | 0 | Constrained,otherwise capacity available =50.2kW. | --> | C16 ex RATHDRUM | Rathdrum [T42] | ARKLOW |  | 52.9457 | -6.2497
MV/LV Substation BA***752X |  | 20 kV | _ | LV | 50 kVA :Pole Substation | 0.05 | --> | 0.05 | 0 | 0 | Constrained,otherwise capacity available =42kVA. | --> | 0.0475 | 0 | 0 | 0.0512 | 0 |  | --> | E12 ex BALTINGLASS | Baltinglass [T421,T422] | STRATFORD |  | 52.9992 | -6.6862
MV/LV Substation BA***752X |  | 10 kV | _ | LV | 50 kVA :Pole Substation | 0.05 | --> | 0.05 | 0.05 | 1.9 |  | --> | 0.0475 | 0 | 0 | 0 | 0 | Constrained,otherwise capacity available =50kW. | --> | C18 ex TURLOUGH ROAD | Turlough Road [T41,T42] | CASTLEBAR |  | 53.8757 | -9.2664
MV/LV Substation BA***753 |  | 10 kV | _ | LV | 200 kVA :Pole Substation | 0.2 | --> | 0.2 | 0.2 | 2.2 |  | --> | 0.19 | 0 | 0 | 0.2 | 0 |  | --> | C26 ex BAILIEBORO | Bailieboro [T41,T42] | MEATH HILL |  | 53.9305 | -6.9704
MV/LV Substation BA***753 |  | 20 kV | _ | LV | 100 kVA :Pole Substation | 0.1 | --> | 0.1 | 0 | 0 | Constrained,otherwise capacity available =83kVA. | --> | 0.095 | 0 | 0 | 0.10255 | 0 |  | --> | E16 ex DINGLE | Dingle [T421,T422] | OUGHTRAGH |  | 52.1554 | -10.2498
MV/LV Substation BA***754Y |  | 10 kV | _ | LV | 200 kVA :Pole Substation | 0.2 | --> | 0.2 | 0.191 | 3 |  | --> | 0.19 | 0 | 0 | 0 | 0 | Constrained,otherwise capacity available =201.4kW. | --> | E13 ex CHARLEVILLE | Charleville [T421,T422] | CHARLEVILLE |  | 52.3019 | -8.6863
MV/LV Substation BA***755Y |  | 10 kV | _ | LV | 200 kVA :Kiosk Substation | 0.2 | --> | 0.2 | 0.186 | 9.5 |  | --> | 0.19 | 0 | 0.002964 | 0.20211 | 0 |  | --> | C13 ex BANDON | Bandon [T101,T42] | BANDON |  | 51.7423 | -8.7549
MV/LV Substation BA***756Z |  | 20 kV | _ | LV | 1000 kVA :Building Structure | 1 | --> | 1 | 0.5 | 17.7 |  | --> | 0.95 | 0 | 0 | 0.5 | 0 |  | --> | E18 ex COOLROE | Coolroe [T121,T122] | COOLROE |  | 51.8889 | -8.5905
MV/LV Substation BA***756Z |  | 20 kV | _ | LV | 50 kVA :Pole Substation | 0.05 | --> | 0.05 | 0.047 | 1.4 |  | --> | 0.0475 | 0 | 0 | 0.050453 | 0 |  | --> | E13 ex KILLINICK | Killinick [T421,T422] | WEXFORD |  | 52.2216 | -6.3537
MV/LV Substation BA***757 |  | 20 kV | _ | LV | 200 kVA :Pole Substation | 0.2 | --> | 0.2 | 0 | 0 | Constrained,otherwise capacity available =112kVA. | --> | 0.19 | 0 | 0 | 0 | 0 | Constrained,otherwise capacity available =212.9kW. | --> | E18 ex CARNDONAGH | Carndonagh [T421,T422] | TRILLICK |  | 55.2515 | -7.2595
MV/LV Substation BA***757Z |  | 20 kV | _ | LV | 1000 kVA :Building Structure | 1 | --> | 1 | 0.5 | 17.7 |  | --> | 0.95 | 0 | 0.002964 | 0.5 | 0 |  | --> | E18 ex COOLROE | Coolroe [T121,T122] | COOLROE |  | 51.8886 | -8.5888
MV/LV Substation BA***758X |  | 20 kV | _ | LV | 50 kVA :Pole Substation | 0.05 | --> | 0.05 | 0.045 | 0.2 |  | --> | 0.0475 | 0 | 0 | 0 | 0 | Constrained,otherwise capacity available =50.8kW. | --> | E15 ex BEALISTOWN | Bealistown [T421,T422] | GREAT ISLAND |  | 52.277 | -6.8345
MV/LV Substation BA***758Y |  | 10 kV | _ | LV | 50 kVA :Pole Substation | 0.05 | --> | 0.05 | 0 | 0 | Constrained,otherwise capacity available =50kVA. | --> | 0.0475 | 0 | 0 | 0.05 | 0 |  | --> | C30 ex ACADEMY STREET | Academy Street [T421,T422,T44] | NAVAN |  | 53.6484 | -6.6542
MV/LV Substation BA***758Z |  | 20 kV | _ | LV | 1000 kVA :Building Structure | 1 | --> | 1 | 0.5 | 17.7 |  | --> | 0.95 | 0 | 0 | 0.5 | 0 |  | --> | E18 ex COOLROE | Coolroe [T121,T122] | COOLROE |  | 51.8883 | -8.5881
MV/LV Substation BA***759 |  | 10 kV | _ | LV | 100 kVA :Pole Substation | 0.1 | --> | 0.1 | 0 | 0 | Constrained,otherwise capacity available =91kVA. | --> | 0.095 | 0 | 0 | 0 | 0 | Constrained,otherwise capacity available =101.4kW. | --> | C19 ex LISMORE | Lismore [T41,T42] | DUNGARVAN |  | 52.1464 | -8.053
MV/LV Substation BA***760X |  | 20 kV | _ | LV | 100 kVA :Pole Substation | 0.1 | --> | 0.1 | 0.094 | 17.8 |  | --> | 0.095 | 0 | 0 | 0.10091 | 0 |  | --> | E22 ex BANOGE | Banoge [T121,T122] | BANOGE |  | 52.6065 | -6.3795
MV/LV Substation BA***761 |  | 10 kV | _ | LV | 630 kVA :Kiosk Substation | 0.63 | --> | 0.63 | 0.5 | 1.5 |  | --> | 0.5985 | 0 | 0 | 0.5 | 0 |  | --> | C20 ex BALLYARD | Ballyard [T41,T42] | TRALEE |  | 52.262 | -9.6981
MV/LV Substation BA***761X |  | 20 kV | _ | LV | 50 kVA :Pole Substation | 0.05 | --> | 0.05 | 0 | 0 | Constrained,otherwise capacity available =40kVA. | --> | 0.0475 | 0 | 0 | 0 | 0 | Constrained,otherwise capacity available =51.5kW. | --> | C20 ex KNOCKMULLEN | Knockmullen [T42,T421] | GREAT ISLAND |  | 52.3131 | -6.8518
MV/LV Substation BA***762 |  | 20 kV | _ | LV | 50 kVA :Pole Substation | 0.05 | --> | 0.05 | 0.048 | 0.4 |  | --> | 0.0475 | 0 | 0 | 0.050303 | 0 |  | --> | E17 ex BALLYCONNELL | Ballyconnell [T421,T422] | GORTAWEE |  | 54.123 | -7.6749
MV/LV Substation BA***763 |  | 10 kV | _ | LV | 630 kVA :Kiosk Substation | 0.63 | --> | 0.63 | 0.5 | 2 |  | --> | 0.5985 | 0 | 0.01482 | 0.5 | 0 |  | --> | C15 ex CAUSEWAY | Causeway [T41,T42] | TRALEE |  | 52.3393 | -9.8162
MV/LV Substation BA***763Y |  | 10 kV | _ | LV | 200 kVA :Kiosk Substation | 0.2 | --> | 0.2 | 0 | 0 | Constrained,otherwise capacity available =200kVA. | --> | 0.19 | 0 | 0 | 0.2 | 0 |  | --> | C17 ex WATERFORD IND EST | Waterford Ind Est [T41,T42,T44] | BUTLERSTOWN |  | 52.2395 | -7.1425
MV/LV Substation BA***764 |  | 20 kV | _ | LV | 50 kVA :Pole Substation | 0.05 | --> | 0.05 | 0.021 | 6.2 |  | --> | 0.0475 | 0 | 0.003705 | 0 | 0 | Constrained,otherwise capacity available =54.2kW. | --> | E28 ex MILFORD (MWR) | Milford (mwr) [T422] | CHARLEVILLE |  | 52.4027 | -8.7825
MV/LV Substation BA***764 |  | 10 kV | _ | LV | 100 kVA :Pole Substation | 0.1 | --> | 0.1 | 0 | 0 | Constrained,otherwise capacity available =97kVA. | --> | 0.095 | 0 | 0 | 0.10045 | 0 |  | --> | C20 ex TERMONFECKIN ROAD | Termonfeckin Road [T41,T42] | DRYBRIDGE |  | 53.7389 | -6.2637
MV/LV Substation BA***764Y |  | 10 kV | _ | LV | 50 kVA :Pole Substation | 0.05 | --> | 0.05 | 0.032 | 9.5 |  | --> | 0.0475 | 0 | 0.018525 | 0.052662 | 0 |  | --> | C11 ex BANDON | Bandon [T101,T42] | BANDON |  | 51.7561 | -8.7308
MV/LV Substation BA***765X |  | 20 kV | _ | LV | 50 kVA :Pole Substation | 0.05 | --> | 0.05 | 0 | 0 | Constrained,otherwise capacity available =30kVA. | --> | 0.0475 | 0 | 0.020007 | 0.052949 | 0 |  | --> | E15 ex JULIANSTOWN | Julianstown [T421,T422] | DRYBRIDGE |  | 53.6429 | -6.2783
MV/LV Substation BA***766X |  | 10 kV | _ | LV | 50 kVA :Pole Substation | 0.05 | --> | 0.05 | 0.044 | 4.2 |  | --> | 0.0475 | 0 | 0 | 0.050903 | 0 |  | --> | C15 ex NEWMARKET (SR) | Newmarket (sr) [T41,T42] | GLENLARA |  | 52.2104 | -9.0617
MV/LV Substation BA***766X |  | 10 kV | _ | LV | 400 kVA :Kiosk Substation | 0.4 | --> | 0.4 | 0 | 0 | Constrained,otherwise capacity available =178kVA. | --> | 0.38 | 0 | 0.01482 | 0.43236 | 0 |  | --> | C23 ex CREGG ROAD | Cregg Road [T41,T42] | BALLYDINE |  | 52.3526 | -7.3329
MV/LV Substation BA***767 |  | 20 kV | _ | LV | 50 kVA :Pole Substation | 0.05 | --> | 0.05 | 0 | 0 | Constrained,otherwise capacity available =44kVA. | --> | 0.0475 | 0 | 0.003705 | 0.050903 | 0 |  | --> | E15 ex BRUFF | Bruff [T42,T421] | LIMERICK |  | 52.534 | -8.528
MV/LV Substation BA***767X |  | 10 kV | _ | LV | 200 kVA :Kiosk Substation | 0.2 | --> | 0.2 | 0.14 | 12.2 |  | --> | 0.19 | 0 | 0 | 0.20891 | 0 |  | --> | C17 ex BALLYBEG | Ballybeg [T101,T102] | CARRICKMINES |  | 52.9004 | -6.0408
MV/LV Substation BA***768Y |  | 20 kV | _ | LV | 150 kVA :Pole Substation | 0.15 | --> | 0.15 | 0 | 0 | Constrained,otherwise capacity available =146kVA. | --> | 0.1425 | 0 | 0 | 0.15061 | 0 |  | --> | E15 ex GLENAMADDY | Glenamaddy [T422] | ATHLONE |  | 53.5988 | -8.495
MV/LV Substation BA***769 |  | 20 kV | _ | LV | 200 kVA :Pole Substation | 0.2 | --> | 0.2 | 0 | 0 | Constrained,otherwise capacity available =172kVA. | --> | 0.19 | 0 | 0 | 0 | 0 | Constrained,otherwise capacity available =204.2kW. | --> | E14 ex BLESSINGTON | Blessington [T421,T422] | KILTEEL |  | 53.1302 | -6.6157
MV/LV Substation BA***769 |  | 20 kV | _ | LV | 100 kVA :Pole Substation | 0.1 | --> | 0.1 | 0.1 | 7.2 |  | --> | 0.095 | 0 | 0 | 0.1 | 0 |  | --> | C06 ex AHANE | Ahane [T102] | AHANE |  | 52.7018 | -8.4305
MV/LV Substation BA***769X |  | 20 kV | _ | LV | 50 kVA :Pole Substation | 0.05 | --> | 0.05 | 0 | 0 | Constrained,otherwise capacity available =48kVA. | --> | 0.0475 | 0 | 0 | 0 | 0 | Constrained,otherwise capacity available =50.3kW. | --> | C18 ex COOLCARRON | Coolcarron [T41,T42] | BARRYMORE |  | 52.1356 | -8.2526
MV/LV Substation BA***770X |  | 10 kV | _ | LV | 50 kVA :Pole Substation | 0.05 | --> | 0.05 | 0 | 0 | Constrained,otherwise capacity available =50kVA. | --> | 0.0475 | 0 | 0 | 0.05 | 0 |  | --> | C16 ex DEERPARK | Deerpark [T41,T42] | BALLYDINE |  | 52.3659 | -7.507
MV/LV Substation BA***770X |  | 20 kV | _ | LV | 50 kVA :Pole Substation | 0.05 | --> | 0.05 | 0 | 0 | Constrained,otherwise capacity available =39kVA. | --> | 0.0475 | 0 | 0 | 0.051643 | 0 |  | --> | C15 ex KANTURK | Kanturk [T41,T42] | GLENLARA |  | 52.1345 | -8.8897
MV/LV Substation BA***772 |  | 20 kV | _ | LV | 50 kVA :Pole Substation | 0.05 | --> | 0.05 | 0.043 | 8.2 |  | --> | 0.0475 | 0 | 0 | 0.051052 | 0 |  | --> | C17 ex MOUNT MISERY | Mount Misery [T41,T42] | WATERFORD |  | 52.2978 | -7.1161
MV/LV Substation BA***772Y |  | 10 kV | _ | LV | 200 kVA :Pole Substation | 0.2 | --> | 0.2 | 0 | 0 | Constrained,otherwise capacity available =149kVA. | --> | 0.19 | 0 | 0.03705 | 0.2076 | 0 |  | --> | C17 ex AGHAMORE | Aghamore [T41,T42] | LANESBORO |  | 53.7433 | -7.9218
MV/LV Substation BA***773 |  | 10 kV | _ | LV | 100 kVA :Pole Substation | 0.1 | --> | 0.1 | 0 | 0 | Constrained,otherwise capacity available =79kVA. | --> | 0.095 | 0 | 0.011856 | 0.10314 | 0 |  | --> | C21 ex LITTLE BRAY | Little Bray [T41,T42] | FASSAROE |  | 53.2042 | -6.1709
MV/LV Substation BA***773Y |  | 20 kV | _ | LV | 100 kVA :Pole Substation | 0.1 | --> | 0.1 | 0 | 0 | Constrained,otherwise capacity available =74kVA. | --> | 0.095 | 0 | 0 | 0 | 0 | Constrained,otherwise capacity available =103.9kW. | --> | C20 ex KNOCKMULLEN | Knockmullen [T42,T421] | GREAT ISLAND |  | 52.3388 | -6.9496
MV/LV Substation BA***774 |  | 20 kV | _ | LV | 200 kVA :Pole Substation | 0.2 | --> | 0.2 | 0.2 | 6 |  | --> | 0.19 | 0 | 0 | 0 | 0 | Constrained,otherwise capacity available =200kW. | --> | C14 ex ARDGEEHA | Ardgeeha [T41,T42] | DOON |  | 52.5166 | -7.5537
MV/LV Substation BA***774 |  | 10 kV | _ | LV | 100 kVA :Pole Substation | 0.1 | --> | 0.1 | 0 | 0 | Constrained,otherwise capacity available =59kVA. | --> | 0.095 | 0 | 0.011115 | 0.10604 | 0 |  | --> | C21 ex LITTLE BRAY | Little Bray [T41,T42] | FASSAROE |  | 53.2048 | -6.1644
MV/LV Substation BA***775 |  | 20 kV | _ | LV | 50 kVA :Pole Substation | 0.05 | --> | 0.05 | 0 | 0 | Constrained,otherwise capacity available =48kVA. | --> | 0.0475 | 0 | 0 | 0 | 0 | Constrained,otherwise capacity available =50.3kW. | --> | C13 ex CLOYNE | Cloyne [T41] | MIDLETON |  | 51.8698 | -7.9847
MV/LV Substation BA***776 |  | 10 kV | _ | LV | 200 kVA :Pole Substation | 0.2 | --> | 0.2 | 0 | 0 | Constrained,otherwise capacity available =177kVA. | --> | 0.19 | 0 | 0 | 0 | 0 | Constrained,otherwise capacity available =203.5kW. | --> | E11 ex KNOCKMULLEN | Knockmullen [T42,T421] | GREAT ISLAND |  | 52.4548 | -6.8773
MV/LV Substation BA***777 |  | 10 kV | _ | LV | 200 kVA :Pole Substation | 0.2 | --> | 0.2 | 0 | 0 | Constrained,otherwise capacity available =132kVA. | --> | 0.19 | 0 | 0 | 0 | 0 | Constrained,otherwise capacity available =210.1kW. | --> | E11 ex KNOCKMULLEN | Knockmullen [T42,T421] | GREAT ISLAND |  | 52.4485 | -6.8646
MV/LV Substation BA***777X |  | 10 kV | _ | LV | 50 kVA :Pole Substation | 0.05 | --> | 0.05 | 0.047 | 2.1 |  | --> | 0.0475 | 0 | 0 | 0.050453 | 0 |  | --> | C13 ex BUTTEVANT | Buttevant [T41,T42] | MALLOW |  | 52.204 | -8.5746
MV/LV Substation BA***777X |  | 10 kV | _ | LV | 50 kVA :Pole Substation | 0.05 | --> | 0.05 | 0.048 | 2.7 |  | --> | 0.0475 | 0 | 0 | 0.050303 | 0 |  | --> | C13 ex MONFIN | Monfin [T41,T42] | WEXFORD |  | 52.4745 | -6.5937
MV/LV Substation BA***778 |  | 20 kV | _ | LV | 100 kVA :Pole Substation | 0.1 | --> | 0.1 | 0.096 | 6.2 |  | --> | 0.095 | 0 | 0 | 0 | 0 | Constrained,otherwise capacity available =100.6kW. | --> | E28 ex MILFORD (MWR) | Milford (mwr) [T422] | CHARLEVILLE |  | 52.3979 | -8.7792
MV/LV Substation BA***779 |  | 10 kV | _ | LV | 50 kVA :Pole Substation | 0.05 | --> | 0.05 | 0.043 | 0.9 |  | --> | 0.0475 | 0 | 0 | 0.051052 | 0 |  | --> | C11 ex WOODFORD | Woodford [T41,T42] | KNOCKEARAGH |  | 52.0565 | -9.4912
MV/LV Substation BA***780 |  | 10 kV | _ | LV | 400 kVA :Kiosk Substation | 0.4 | --> | 0.4 | 0 | 0 | Constrained,otherwise capacity available =255kVA. | --> | 0.38 | 0 | 0.008151 | 0.42144 | 0 |  | --> | C17 ex WHITEHALL | Whitehall [T41] | FINGLAS |  | 53.3816 | -6.2754
MV/LV Substation BA***780 |  | 10 kV | _ | LV | 50 kVA :Pole Substation | 0.05 | --> | 0.05 | 0 | 0 | Constrained,otherwise capacity available =43kVA. | --> | 0.0475 | 0 | 0.00741 | 0.051052 | 0 |  | --> | C18 ex SRAH | Srah [T41,T42] | THORNSBERRY |  | 53.2882 | -7.5519
MV/LV Substation BA***780 |  | 10 kV | _ | LV | 100 kVA :Pole Substation | 0.1 | --> | 0.1 | 0 | 0 | Constrained,otherwise capacity available =89kVA. | --> | 0.095 | 0 | 0 | 0.10166 | 0 |  | --> | C13 ex ATHGARVAN | Athgarvan [T41,T44] | NEWBRIDGE |  | 53.1669 | -6.827
MV/LV Substation BA***780X |  | 10 kV | _ | LV | 100 kVA :Pole Substation | 0.1 | --> | 0.1 | 0 | 0 | Constrained,otherwise capacity available =100kVA. | --> | 0.095 | 0 | 0 | 0 | 0 | Constrained,otherwise capacity available =100kW. | --> | E11 ex KNOCKMULLEN | Knockmullen [T42,T421] | GREAT ISLAND |  | 52.4623 | -6.8887
MV/LV Substation BA***781X |  | 10 kV | _ | LV | 50 kVA :Pole Substation | 0.05 | --> | 0.05 | 0 | 0 | Constrained,otherwise capacity available =46kVA. | --> | 0.0475 | 0 | 0 | 0.050604 | 0 |  | --> | C39 ex COLLEGE PARK | College Park [T101,T102,T103] | COLLEGE PARK |  | 53.4556 | -6.382
MV/LV Substation BA***781X |  | 10 kV | _ | LV | 400 kVA :Kiosk Substation | 0.4 | --> | 0.4 | 0 | 0 | Constrained,otherwise capacity available =238kVA. | --> | 0.38 | 0 | 0.017043 | 0.42388 | 0 |  | --> | C15 ex OLDBAWN | Oldbawn [T41,T42] | COOKSTOWN |  | 53.2794 | -6.3538
MV/LV Substation BA***782X |  | 10 kV | _ | LV | 50 kVA :Pole Substation | 0.05 | --> | 0.05 | 0 | 0 | Constrained,otherwise capacity available =49kVA. | --> | 0.0475 | 0 | 0 | 0 | 0 | Constrained,otherwise capacity available =50.2kW. | --> | C11 ex GARDEN CITY | Garden City [T41,T42] | ARKLOW |  | 52.6907 | -6.3217
MV/LV Substation BA***782X |  | 20 kV | _ | LV | 200 kVA :Kiosk Substation | 0.2 | --> | 0.2 | 0.154 | 2 |  | --> | 0.19 | 0 | 0 | 0 | 0 | Constrained,otherwise capacity available =206.9kW. | --> | E14 ex RATHKEALE | Rathkeale [T421,T422] | RATHKEALE |  | 52.5151 | -8.7906
MV/LV Substation BA***783 |  | 10 kV | _ | LV | 50 kVA :Pole Substation | 0.05 | --> | 0.05 | 0 | 0 | Constrained,otherwise capacity available =41kVA. | --> | 0.0475 | 0 | 0.018525 | 0.051348 | 0 |  | --> | C15 ex GRANAGH | Granagh [T41,T42] | WATERFORD |  | 52.3172 | -7.1382
MV/LV Substation BA***783X |  | 10 kV | _ | LV | 50 kVA :Pole Substation | 0.05 | --> | 0.05 | 0 | 0 | Constrained,otherwise capacity available =36kVA. | --> | 0.0475 | 0 | 0.003705 | 0.052083 | 0 |  | --> | C20 ex RAHEEN | Raheen [T41,T42] | LIMERICK |  | 52.6256 | -8.6336
MV/LV Substation BA***784Z |  | 20 kV | _ | LV | 100 kVA :Pole Substation | 0.1 | --> | 0.1 | 0 | 0 | Constrained,otherwise capacity available =100kVA. | --> | 0.095 | 0 | 0 | 0.1 | 0 |  | --> | E18 ex GLASMORE | Glasmore [T421,T422] | GLASMORE |  | 53.505 | -6.2463
MV/LV Substation BA***785Y |  | 20 kV | _ | LV | 50 kVA :Pole Substation | 0.05 | --> | 0.05 | 0.031 | 2 |  | --> | 0.0475 | 0 | 0 | 0 | 0 | Constrained,otherwise capacity available =52.8kW. | --> | E14 ex RATHKEALE | Rathkeale [T421,T422] | RATHKEALE |  | 52.4667 | -8.7872
MV/LV Substation BA***786 |  | 20 kV | _ | LV | 200 kVA :Pole Substation | 0.2 | --> | 0.2 | 0 | 0 | Constrained,otherwise capacity available =200kVA. | --> | 0.19 | 0 | 0 | 0 | 0 | Constrained,otherwise capacity available =200kW. | --> | C15 ex CLOONLOUGH | Cloonlough [T41,T42] | BARRYMORE |  | 52.2333 | -8.36
MV/LV Substation BA***786 |  | 10 kV | _ | LV | 50 kVA :Pole Substation | 0.05 | --> | 0.05 | 0 | 0 | Constrained,otherwise capacity available =34kVA. | --> | 0.0475 | 0 | 0.008151 | 0.052373 | 0 |  | --> | C18 ex MIDLETON | Midleton [T101,T102] | MIDLETON |  | 51.9877 | -8.2272
MV/LV Substation BA***786 |  | 20 kV | _ | LV | 200 kVA :Pole Substation | 0.2 | --> | 0.2 | 0.178 | 0.4 |  | --> | 0.19 | 0 | 0.012597 | 0.20331 | 0 |  | --> | E19 ex TULLOW | Tullow [T421,T422] | CARLOW |  | 52.8125 | -6.6294
MV/LV Substation BA***786X |  | 10 kV | _ | LV | 50 kVA :Pole Substation | 0.05 | --> | 0.05 | 0 | 0 | Constrained,otherwise capacity available =48kVA. | --> | 0.0475 | 0 | 0 | 0.050303 | 0 |  | --> | C17 ex KINSALE | Kinsale [T41,T42] | BANDON |  | 51.7453 | -8.572
MV/LV Substation BA***786Z |  | 20 kV | _ | LV | 50 kVA :Pole Substation | 0.05 | --> | 0.05 | 0 | 0 | Constrained,otherwise capacity available =50kVA. | --> | 0.0475 | 0 | 0 | 0 | 0 | Constrained,otherwise capacity available =50kW. | --> | E13 ex BLESSINGTON | Blessington [T421,T422] | KILTEEL |  | 53.1284 | -6.6056
MV/LV Substation BA***787 |  | 10 kV | _ | LV | 50 kVA :Pole Substation | 0.05 | --> | 0.05 | 0 | 0 | Constrained,otherwise capacity available =48kVA. | --> | 0.0475 | 0 | 0 | 0.050303 | 0 |  | --> | C18 ex TRAMORE | Tramore [T41,T42] | BUTLERSTOWN |  | 52.1759 | -7.2089
MV/LV Substation BA***787X |  | 20 kV | _ | LV | 100 kVA :Pole Substation | 0.1 | --> | 0.1 | 0.085 | 3.5 |  | --> | 0.095 | 0 | 0 | 0 | 0 | Constrained,otherwise capacity available =102.3kW. | --> | E11 ex DUNFIRTH | Dunfirth [T122] | DUNFIRTH |  | 53.3847 | -6.9644
MV/LV Substation BA***788 |  | 10 kV | _ | LV | 200 kVA :Pole Substation | 0.2 | --> | 0.2 | 0 | 0 | Constrained,otherwise capacity available =198kVA. | --> | 0.19 | 0 | 0 | 0.2003 | 0 |  | --> | C21 ex LITTLE BRAY | Little Bray [T41,T42] | FASSAROE |  | 53.2105 | -6.2153
MV/LV Substation BA***788 |  | 10 kV | _ | LV | 200 kVA :Building Structure | 0.2 | --> | 0.2 | 0.176 | 2 |  | --> | 0.19 | 0 | 0 | 0.20361 | 0 |  | --> | C12 ex CAUSEWAY | Causeway [T41,T42] | TRALEE |  | 52.4559 | -9.7297
MV/LV Substation BA***789 |  | 20 kV | _ | LV | 50 kVA :Pole Substation | 0.05 | --> | 0.05 | 0 | 0 | Constrained,otherwise capacity available =35kVA. | --> | 0.0475 | 0 | 0.002964 | 0.052228 | 0 |  | --> | E21 ex ASHBOURNE | Ashbourne [T421,T422] | FINGLAS |  | 53.4669 | -6.3169
MV/LV Substation BA***789X |  | 10 kV | _ | LV | 25 kVA :Pole Substation | 0.025 | --> | 0.025 | 0.025 | 14.3 |  | --> | 0.02375 | 0 | 0 | 0.025 | 0 |  | --> | C22 ex KILLOTERAN | Killoteran [T101,T102] | KILLOTERAN |  | 52.2344 | -7.1586
MV/LV Substation BA***789X |  | 10 kV | _ | LV | 50 kVA :Pole Substation | 0.05 | --> | 0.05 | 0.04 | 2.9 |  | --> | 0.0475 | 0 | 0 | 0.051496 | 0 |  | --> | C12 ex ABBEYLAND | Abbeyland [T41,T42] | NAVAN |  | 53.6701 | -6.6787
MV/LV Substation BA***790 |  | 10 kV | _ | LV | 200 kVA :Pole Substation | 0.2 | --> | 0.2 | 0.151 | 12.2 |  | --> | 0.19 | 0 | 0.011856 | 0.20731 | 0 |  | --> | C18 ex BALLYBEG | Ballybeg [T101,T102] | CARRICKMINES |  | 52.9644 | -6.1481
MV/LV Substation BA***791 |  | 10 kV | _ | LV | 50 kVA :Pole Substation | 0.05 | --> | 0.05 | 0 | 0 | Constrained,otherwise capacity available =43kVA. | --> | 0.0475 | 0 | 0 | 0.051052 | 0 |  | --> | C18 ex MIDLETON | Midleton [T101,T102] | MIDLETON |  | 51.9907 | -8.2355
MV/LV Substation BA***791 |  | 20 kV | _ | LV | 50 kVA :Pole Substation | 0.05 | --> | 0.05 | 0 | 0 | Constrained,otherwise capacity available =37kVA. | --> | 0.0475 | 0 | 0.003705 | 0.051937 | 0 |  | --> | C19 ex TRAMORE | Tramore [T41,T42] | BUTLERSTOWN |  | 52.1952 | -7.1206
MV/LV Substation BA***791X |  | 10 kV | _ | LV | 50 kVA :Pole Substation | 0.05 | --> | 0.05 | 0 | 0 | Constrained,otherwise capacity available =36kVA. | --> | 0.0475 | 0 | 0.003705 | 0.052083 | 0 |  | --> | C20 ex RAHEEN | Raheen [T41,T42] | LIMERICK |  | 52.6282 | -8.6186
MV/LV Substation BA***792X |  | 10 kV | _ | LV | 50 kVA :Pole Substation | 0.05 | --> | 0.05 | 0.03 | 2.1 |  | --> | 0.0475 | 0 | 0.00741 | 0.052949 | 0 |  | --> | C13 ex BUTTEVANT | Buttevant [T41,T42] | MALLOW |  | 52.2246 | -8.518
MV/LV Substation BA***793 |  | 20 kV | _ | LV | 50 kVA :Pole Substation | 0.05 | --> | 0.05 | 0 | 0 | Constrained,otherwise capacity available =49kVA. | --> | 0.0475 | 0 | 0 | 0.050152 | 0 |  | --> | C19 ex TRAMORE | Tramore [T41,T42] | BUTLERSTOWN |  | 52.2134 | -7.1069
MV/LV Substation BA***793X |  | 20 kV | _ | LV | 50 kVA :Pole Substation | 0.05 | --> | 0.05 | 0.046 | 3.5 |  | --> | 0.0475 | 0 | 0 | 0 | 0 | Constrained,otherwise capacity available =50.6kW. | --> | E13 ex DUNFIRTH | Dunfirth [T122] | DUNFIRTH |  | 53.3971 | -6.7167
MV/LV Substation BA***794Y |  | 20 kV | _ | LV | 50 kVA :Pole Substation | 0.05 | --> | 0.05 | 0 | 0 | Constrained,otherwise capacity available =50kVA. | --> | 0.0475 | 0 | 0 | 0.05 | 0 |  | --> | E15 ex JULIANSTOWN | Julianstown [T421,T422] | DRYBRIDGE |  | 53.6324 | -6.251
MV/LV Substation BA***796X |  | 10 kV | _ | LV | 50 kVA :Pole Substation | 0.05 | --> | 0.05 | 0 | 0 | Constrained,otherwise capacity available =45kVA. | --> | 0.0475 | 0 | 0 | 0.050753 | 0 |  | --> | C13 ex DRYBRIDGE | Drybridge [T41,T42] | DRYBRIDGE |  | 53.7576 | -6.3422
MV/LV Substation BA***797 |  | 20 kV | _ | LV | 100 kVA :Pole Substation | 0.1 | --> | 0.1 | 0.055 | 1 |  | --> | 0.095 | 0 | 0 | 0.10661 | 0 |  | --> | E17 ex LONGFORD | Longford [T421,T422] | RICHMOND |  | 53.7784 | -7.6569
MV/LV Substation BA***797 |  | 10 kV | _ | LV | 100 kVA :Pole Substation | 0.1 | --> | 0.1 | 0.084 | 3.7 |  | --> | 0.095 | 0 | 0 | 0.1024 | 0 |  | --> | C12 ex KILFLYNN | Kilflynn [T41,T42] | TRALEE |  | 52.3792 | -9.6045
MV/LV Substation BA***797 |  | 10 kV | _ | LV | 50 kVA :Pole Substation | 0.05 | --> | 0.05 | 0 | 0 | Constrained,otherwise capacity available =40kVA. | --> | 0.0475 | 0 | 0 | 0.051496 | 0 |  | --> | C11 ex DEERPARK | Deerpark [T41,T42] | BALLYDINE |  | 52.3133 | -7.3787
MV/LV Substation BA***799 |  | 20 kV | _ | LV | 200 kVA :Pole Substation | 0.2 | --> | 0.2 | 0.108 | 1 |  | --> | 0.19 | 0 | 0.002964 | 0.21351 | 0 |  | --> | E17 ex LONGFORD | Longford [T421,T422] | RICHMOND |  | 53.7746 | -7.6582
MV/LV Substation BA***799 |  | 10 kV | _ | LV | 50 kVA :Pole Substation | 0.05 | --> | 0.05 | 0 | 0 | Constrained,otherwise capacity available =33kVA. | --> | 0.0475 | 0 | 0.020748 | 0.052518 | 0 |  | --> | C11 ex DEERPARK | Deerpark [T41,T42] | BALLYDINE |  | 52.3125 | -7.3889
MV/LV Substation BA***799X |  | 20 kV | _ | LV | 400 kVA :Kiosk Substation | 0.4 | --> | 0.4 | 0.336 | 17.8 |  | --> | 0.38 | 0 | 0.008892 | 0.4096 | 0 |  | --> | E19 ex BANOGE | Banoge [T121,T122] | BANOGE |  | 52.6108 | -6.3028
MV/LV Substation BA***799X |  | 20 kV | _ | LV | 100 kVA :Pole Substation | 0.1 | --> | 0.1 | 0.056 | 0.2 |  | --> | 0.095 | 0 | 0 | 0.10647 | 0 |  | --> | C16 ex KILSHANNY | Kilshanny [T41,T42] | CAHIR |  | 52.2629 | -8.128
MV/LV Substation BA***799X |  | 10 kV | _ | LV | 100 kVA :Pole Substation | 0.1 | --> | 0.1 | 0 | 0 | Constrained,otherwise capacity available =76kVA. | --> | 0.095 | 0 | 0 | 0 | 0 | Constrained,otherwise capacity available =103.6kW. | --> | C18 ex TEMPLEMORE | Templemore [T41,T42] | IKERRIN |  | 52.833 | -7.7473
MV/LV Substation BA***799Y |  | 10 kV | _ | LV | 200 kVA :Pole Substation | 0.2 | --> | 0.2 | 0 | 0 | Constrained,otherwise capacity available =165kVA. | --> | 0.19 | 0 | 0 | 0.20525 | 0 |  | --> | C21 ex PORTARLINGTON | Portarlington [T43] | BLAKE |  | 53.1542 | -7.1958
MV/LV Substation BA***800 |  | 10 kV | _ | LV | 50 kVA :Pole Substation | 0.05 | --> | 0.05 | 0 | 0 | Constrained,otherwise capacity available =47kVA. | --> | 0.0475 | 0 | 0 | 0.050453 | 0 |  | --> | C17 ex HOLYCROSS ROAD | Holycross Road [T41,T42] | THURLES |  | 52.7403 | -7.9226
MV/LV Substation BA***801 |  | 20 kV | _ | LV | 100 kVA :Pole Substation | 0.1 | --> | 0.1 | 0 | 0 | Constrained,otherwise capacity available =83kVA. | --> | 0.095 | 0 | 0.003705 | 0.10255 | 0 |  | --> | E16 ex DINGLE | Dingle [T421,T422] | OUGHTRAGH |  | 52.1452 | -10.258
MV/LV Substation BA***801 |  | 10 kV | _ | LV | 100 kVA :Pole Substation | 0.1 | --> | 0.1 | 0 | 0 | Constrained,otherwise capacity available =67kVA. | --> | 0.095 | 0 | 0 | 0.10489 | 0 |  | --> | C24 ex KILMONEY | Kilmoney [T41,T42] | TRABEG |  | 51.8276 | -8.464
MV/LV Substation BA***801 |  | 10 kV | _ | LV | 50 kVA :Pole Substation | 0.05 | --> | 0.05 | 0 | 0 | Constrained,otherwise capacity available =44kVA. | --> | 0.0475 | 0 | 0.004446 | 0.050903 | 0 |  | --> | C11 ex DEERPARK | Deerpark [T41,T42] | BALLYDINE |  | 52.3069 | -7.4065
MV/LV Substation BA***801X |  | 20 kV | _ | LV | 50 kVA :Pole Substation | 0.05 | --> | 0.05 | 0 | 0 | Constrained,otherwise capacity available =50kVA. | --> | 0.0475 | 0 | 0 | 0.05 | 0 |  | --> | E11 ex KILCARRAGH | Kilcarragh [T421,T422] | BUTLERSTOWN |  | 52.2359 | -7.0356
MV/LV Substation BA***801Y |  | 10 kV | _ | LV | 400 kVA :Kiosk Substation | 0.4 | --> | 0.4 | 0.295 | 1.1 |  | --> | 0.38 | 0 | 0.037791 | 0.41564 | 0 |  | --> | C17 ex GILLOGUE | Gillogue [T41,T42] | ARDNACRUSHA |  | 52.7121 | -8.6095
MV/LV Substation BA***801Y |  | 10 kV | _ | LV | 25 kVA :Pole Substation | 0.025 | --> | 0.025 | 0.024 | 0.1 |  | --> | 0.02375 | 0 | 0 | 0.025151 | 0 |  | --> | C18 ex BALLYMAHON | Ballymahon [T41,T42] | ATHLONE |  | 53.5643 | -7.753
MV/LV Substation BA***801Y |  | 20 kV | _ | LV | 50 kVA :Pole Substation | 0.05 | --> | 0.05 | 0.05 | 8.2 |  | --> | 0.0475 | 0 | 0 | 0.05 | 0 |  | --> | C17 ex MOUNT MISERY | Mount Misery [T41,T42] | WATERFORD |  | 52.2755 | -7.1079
MV/LV Substation BA***802X |  | 20 kV | _ | LV | 50 kVA :Pole Substation | 0.05 | --> | 0.05 | 0.05 | 4.4 |  | --> | 0.0475 | 0 | 0 | 0.05 | 0 |  | --> | E13 ex CRANE | Crane [T122] | CRANE |  | 52.4594 | -6.3726
MV/LV Substation BA***803 |  | 10 kV | _ | LV | 50 kVA :Pole Substation | 0.05 | --> | 0.05 | 0.045 | 0.3 |  | --> | 0.0475 | 0 | 0 | 0.050753 | 0 |  | --> | C11 ex BALLYMOTE | Ballymote [T41] | SLIGO |  | 54.0546 | -8.5999
MV/LV Substation BA***804 |  | 10 kV | _ | LV | 50 kVA :Pole Substation | 0.05 | --> | 0.05 | 0 | 0 | Constrained,otherwise capacity available =42kVA. | --> | 0.0475 | 0 | 0 | 0 | 0 | Constrained,otherwise capacity available =51.2kW. | --> | C15 ex KILCLOHER | Kilcloher [T41,T42] | DUNGARVAN |  | 52.1038 | -7.7729
MV/LV Substation BA***804 |  | 20 kV | _ | LV | 50 kVA :Pole Substation | 0.05 | --> | 0.05 | 0 | 0 | Constrained,otherwise capacity available =45kVA. | --> | 0.0475 | 0 | 0 | 0.050753 | 0 |  | --> | E14 ex BALLINROBE | Ballinrobe [T421,T422] | DALTON |  | 53.7226 | -9.1745
MV/LV Substation BA***804Y |  | 10 kV | _ | LV | 1000 kVA :Building Structure | 1 | --> | 1 | 0 | 0 | Constrained,otherwise capacity available =500kVA. | --> | 0.95 | 0 | 0 | 0.5 | 0 |  | --> | C17 ex CARRIGSHANE | Carrigshane [T41] | MIDLETON |  | 51.8923 | -8.164
MV/LV Substation BA***805X |  | 20 kV | _ | LV | 200 kVA :Pole Substation | 0.2 | --> | 0.2 | 0.141 | 16.1 |  | --> | 0.19 | 0 | 0.008151 | 0.20877 | 0 |  | --> | E21 ex WEXFORD | Wexford [T121,T122] | WEXFORD |  | 52.3936 | -6.3948
MV/LV Substation BA***805X |  | 10 kV | _ | LV | 50 kVA :Pole Substation | 0.05 | --> | 0.05 | 0.04 | 2.1 |  | --> | 0.0475 | 0 | 0 | 0.051496 | 0 |  | --> | C13 ex BUTTEVANT | Buttevant [T41,T42] | MALLOW |  | 52.1831 | -8.6725
MV/LV Substation BA***805Z |  | 20 kV | _ | LV | 50 kVA :Pole Substation | 0.05 | --> | 0.05 | 0 | 0 | Constrained,otherwise capacity available =50kVA. | --> | 0.0475 | 0 | 0 | 0.05 | 0 |  | --> | E19 ex SHILLELAGH | Shillelagh [T421,T422] | CARLOW |  | 52.6958 | -6.5451
MV/LV Substation BA***806 |  | 10 kV | _ | LV | 50 kVA :Pole Substation | 0.05 | --> | 0.05 | 0 | 0 | Constrained,otherwise capacity available =38kVA. | --> | 0.0475 | 0 | 0 | 0 | 0 | Constrained,otherwise capacity available =51.8kW. | --> | C12 ex TINAHASK | Tinahask [T41,T42] | ARKLOW |  | 52.7481 | -6.1995
MV/LV Substation BA***806 |  | 20 kV | _ | LV | 50 kVA :Pole Substation | 0.05 | --> | 0.05 | 0.023 | 4.4 |  | --> | 0.0475 | 0 | 0.041126 | 0.05394 | 0 |  | --> | E13 ex CRANE | Crane [T122] | CRANE |  | 52.5191 | -6.5235
MV/LV Substation BA***807 |  | 20 kV | _ | LV | 200 kVA :Pole Substation | 0.2 | --> | 0.2 | 0 | 0 | Constrained,otherwise capacity available =170kVA. | --> | 0.19 | 0 | 0 | 0 | 0 | Constrained,otherwise capacity available =204.5kW. | --> | E14 ex BUNCRANA | Buncrana [T421,T422] | TRILLICK |  | 55.1438 | -7.4482
MV/LV Substation BA***807X |  | 10 kV | _ | LV | 100 kVA :Pole Substation | 0.1 | --> | 0.1 | 0.097 | 12.2 |  | --> | 0.095 | 0 | 0 | 0.10045 | 0 |  | --> | C19 ex BALLYBEG | Ballybeg [T101,T102] | CARRICKMINES |  | 53.0135 | -6.1421
MV/LV Substation BA***808 |  | 10 kV | _ | LV | 630 kVA :Building Structure | 0.63 | --> | 0.63 | 0.474 | 18.8 |  | --> | 0.5985 | 0 | 0 | 0.5 | 0 |  | --> | C23 ex BEDFORD ROW | Bedford Row [T41,T42,T43,T44] | FRANCIS STREET |  | 53.3467 | -6.2593
MV/LV Substation BA***808Y |  | 20 kV | _ | LV | 50 kVA :Pole Substation | 0.05 | --> | 0.05 | 0 | 0 | Constrained,otherwise capacity available =42kVA. | --> | 0.0475 | 0 | 0 | 0 | 0 | Constrained,otherwise capacity available =51.2kW. | --> | E13 ex ABBEYLEIX | Abbeyleix [T422] | PORTLAOISE |  | 52.9526 | -7.3147
MV/LV Substation BA***809 |  | 10 kV | _ | LV | 50 kVA :Pole Substation | 0.05 | --> | 0.05 | 0 | 0 | Constrained,otherwise capacity available =34kVA. | --> | 0.0475 | 0 | 0.018525 | 0 | 0 | Constrained,otherwise capacity available =52.4kW. | --> | C15 ex KILCLOHER | Kilcloher [T41,T42] | DUNGARVAN |  | 52.0881 | -7.7658
MV/LV Substation BA***809X |  | 20 kV | _ | LV | 50 kVA :Pole Substation | 0.05 | --> | 0.05 | 0 | 0 | Constrained,otherwise capacity available =39kVA. | --> | 0.0475 | 0 | 0 | 0.051643 | 0 |  | --> | E12 ex BALLINROBE | Ballinrobe [T421,T422] | DALTON |  | 53.6179 | -9.2299
MV/LV Substation BA***810Z |  | 20 kV | _ | LV | 200 kVA :Kiosk Substation | 0.2 | --> | 0.2 | 0 | 0 | Constrained,otherwise capacity available =177kVA. | --> | 0.19 | 0 | 0.009633 | 0.20346 | 0 |  | --> | E18 ex GLASMORE | Glasmore [T421,T422] | GLASMORE |  | 53.5176 | -6.2674
MV/LV Substation BA***811X |  | 20 kV | _ | LV | 100 kVA :Pole Substation | 0.1 | --> | 0.1 | 0 | 0 | Constrained,otherwise capacity available =100kVA. | --> | 0.095 | 0 | 0 | 0.1 | 0 |  | --> | E20 ex EDENDERRY | Edenderry [T421,T422] | BLAKE |  | 53.3273 | -7.1214
MV/LV Substation BA***811X |  | 20 kV | _ | LV | 200 kVA :Pole Substation | 0.2 | --> | 0.2 | 0 | 0 | Constrained,otherwise capacity available =177kVA. | --> | 0.19 | 0 | 0 | 0.20346 | 0 |  | --> | E15 ex GLENAMADDY | Glenamaddy [T422] | ATHLONE |  | 53.6797 | -8.5711
MV/LV Substation BA***813Y |  | 10 kV | _ | LV | 400 kVA :Kiosk Substation | 0.4 | --> | 0.4 | 0 | 0 | Constrained,otherwise capacity available =314kVA. | --> | 0.38 | 0 | 0.006669 | 0 | 0 | Constrained,otherwise capacity available =412.9kW. | --> | C16 ex MOUNTMELLICK | Mountmellick [T41,T42] | PORTLAOISE |  | 53.1213 | -7.3148
MV/LV Substation BA***814 |  | 10 kV | _ | LV | 50 kVA :Pole Substation | 0.05 | --> | 0.05 | 0.012 | 2.1 |  | --> | 0.0475 | 0 | 0 | 0.055455 | 0 |  | --> | C13 ex BUTTEVANT | Buttevant [T41,T42] | MALLOW |  | 52.2009 | -8.6718
MV/LV Substation BA***814 |  | 10 kV | _ | LV | 50 kVA :Pole Substation | 0.05 | --> | 0.05 | 0 | 0 | Constrained,otherwise capacity available =29kVA. | --> | 0.0475 | 0 | 0.003705 | 0.053092 | 0 |  | --> | C21 ex LITTLE BRAY | Little Bray [T41,T42] | FASSAROE |  | 53.2061 | -6.1492
MV/LV Substation BA***815 |  | 10 kV | _ | LV | 50 kVA :Pole Substation | 0.05 | --> | 0.05 | 0.047 | 18.7 |  | --> | 0.0475 | 0 | 0 | 0.050453 | 0 |  | --> | C22 ex ARKLOW | Arklow [T101,T102] | ARKLOW |  | 52.8005 | -6.1725
MV/LV Substation BA***815X |  | 10 kV | _ | LV | 50 kVA :Pole Substation | 0.05 | --> | 0.05 | 0 | 0 | Constrained,otherwise capacity available =49kVA. | --> | 0.0475 | 0 | 0 | 0 | 0 | Constrained,otherwise capacity available =50.2kW. | --> | E11 ex KNOCKMULLEN | Knockmullen [T42,T421] | GREAT ISLAND |  | 52.4186 | -6.8921
MV/LV Substation BA***815X |  | 10 kV | _ | LV | 100 kVA :Pole Substation | 0.1 | --> | 0.1 | 0 | 0 | Constrained,otherwise capacity available =81kVA. | --> | 0.095 | 0 | 0.011115 | 0 | 0 | Constrained,otherwise capacity available =102.8kW. | --> | C14 ex PORTLAOISE | Portlaoise [T41,T42] | PORTLAOISE |  | 53.0434 | -7.2732
MV/LV Substation BA***816Y |  | 20 kV | _ | LV | 100 kVA :Pole Substation | 0.1 | --> | 0.1 | 0 | 0 | Constrained,otherwise capacity available =77kVA. | --> | 0.095 | 0 | 0 | 0.10343 | 0 |  | --> | E17 ex ACADEMY STREET | Academy Street [T421,T422,T44] | NAVAN |  | 53.6002 | -6.6984
MV/LV Substation BA***817 |  | 10 kV | _ | LV | 50 kVA :Pole Substation | 0.05 | --> | 0.05 | 0 | 0 | Constrained,otherwise capacity available =34kVA. | --> | 0.0475 | 0 | 0.002223 | 0.052373 | 0 |  | --> | C18 ex BALLYBAILIE | Ballybailie [T41,T42] | DUNDALK |  | 53.8759 | -6.5316
MV/LV Substation BA***817 |  | 10 kV | _ | LV | 50 kVA :Pole Substation | 0.05 | --> | 0.05 | 0 | 0 | Constrained,otherwise capacity available =36kVA. | --> | 0.0475 | 0 | 0 | 0.052083 | 0 |  | --> | C11 ex DEERPARK | Deerpark [T41,T42] | BALLYDINE |  | 52.3216 | -7.4509
MV/LV Substation BA***817X |  | 20 kV | _ | LV | 400 kVA :Kiosk Substation | 0.4 | --> | 0.4 | 0.277 | 2.5 |  | --> | 0.38 | 0 | 0 | 0.41826 | 0 |  | --> | E11 ex BAGENALSTOWN | Bagenalstown [T421,T422] | CARLOW |  | 52.6971 | -6.976
MV/LV Substation BA***817Y |  | 20 kV | _ | LV | 50 kVA :Pole Substation | 0.05 | --> | 0.05 | 0.036 | 3 |  | --> | 0.0475 | 0 | 0 | 0 | 0 | Constrained,otherwise capacity available =52.1kW. | --> | E12 ex CHARLEVILLE | Charleville [T421,T422] | CHARLEVILLE |  | 52.3484 | -8.6672
MV/LV Substation BA***818 |  | 20 kV | _ | LV | 50 kVA :Pole Substation | 0.05 | --> | 0.05 | 0 | 0 | Constrained,otherwise capacity available =40kVA. | --> | 0.0475 | 0 | 0.00741 | 0.051496 | 0 |  | --> | E14 ex KILCARRAGH | Kilcarragh [T421,T422] | BUTLERSTOWN |  | 52.1872 | -7.0756
MV/LV Substation BA***818X |  | 20 kV | _ | LV | 200 kVA :Pole Substation | 0.2 | --> | 0.2 | 0.164 | 4.4 |  | --> | 0.19 | 0 | 0 | 0.20539 | 0 |  | --> | E13 ex CRANE | Crane [T122] | CRANE |  | 52.478 | -6.4177
MV/LV Substation BA***819 |  | 10 kV | _ | LV | 100 kVA :Pole Substation | 0.1 | --> | 0.1 | 0.092 | 2 |  | --> | 0.095 | 0 | 0 | 0.10121 | 0 |  | --> | C15 ex CAUSEWAY | Causeway [T41,T42] | TRALEE |  | 52.3766 | -9.7538
MV/LV Substation BA***819 |  | 20 kV | _ | LV | 50 kVA :Pole Substation | 0.05 | --> | 0.05 | 0 | 0 | Constrained,otherwise capacity available =39kVA. | --> | 0.0475 | 0 | 0 | 0.051643 | 0 |  | --> | E17 ex INCH | Inch [T421,T422] | OUGHTRAGH |  | 52.2512 | -10.0357
MV/LV Substation BA***819X |  | 20 kV | _ | LV | 50 kVA :Pole Substation | 0.05 | --> | 0.05 | 0 | 0 | Constrained,otherwise capacity available =43kVA. | --> | 0.0475 | 0 | 0 | 0.051052 | 0 |  | --> | E16 ex ACADEMY STREET | Academy Street [T421,T422,T44] | NAVAN |  | 53.5943 | -6.6755
MV/LV Substation BA***819X |  | 20 kV | _ | LV | 50 kVA :Pole Substation | 0.05 | --> | 0.05 | 0.043 | 4.4 |  | --> | 0.0475 | 0 | 0 | 0.051052 | 0 |  | --> | E18 ex CRANE | Crane [T122] | CRANE |  | 52.5163 | -6.3448
MV/LV Substation BA***820 |  | 10 kV | _ | LV | 100 kVA :Pole Substation | 0.1 | --> | 0.1 | 0.07 | 7.9 |  | --> | 0.095 | 0 | 0 | 0.10446 | 0 |  | --> | C11 ex DUNMANWAY | Dunmanway [T422,T43] | DUNMANWAY |  | 51.7216 | -9.1008
MV/LV Substation BA***820Y |  | 20 kV | _ | LV | 200 kVA :Pole Substation | 0.2 | --> | 0.2 | 0.2 | 1.7 |  | --> | 0.19 | 0 | 0.0741 | 0.2 | 0 |  | --> | C12 ex ATHY | Athy [T101,T102] | ATHY |  | 52.986 | -6.904
MV/LV Substation BA***820Y |  | 20 kV | _ | LV | 200 kVA :Pole Substation | 0.2 | --> | 0.2 | 0.178 | 1 |  | --> | 0.19 | 0 | 0 | 0.20331 | 0 |  | --> | E17 ex LONGFORD | Longford [T421,T422] | RICHMOND |  | 53.777 | -7.6553
MV/LV Substation BA***821X |  | 10 kV | _ | LV | 200 kVA :Pole Substation | 0.2 | --> | 0.2 | 0 | 0 | Constrained,otherwise capacity available =194kVA. | --> | 0.19 | 0 | 0 | 0.20091 | 0 |  | --> | C11 ex KANTURK | Kanturk [T41,T42] | GLENLARA |  | 52.1791 | -8.794
MV/LV Substation BA***821Z |  | 20 kV | _ | LV | 50 kVA :Pole Substation | 0.05 | --> | 0.05 | 0.036 | 16.1 |  | --> | 0.0475 | 0 | 0.008151 | 0.052083 | 0 |  | --> | E21 ex WEXFORD | Wexford [T121,T122] | WEXFORD |  | 52.4152 | -6.4142
MV/LV Substation BA***822 |  | 20 kV | _ | LV | 50 kVA :Pole Substation | 0.05 | --> | 0.05 | 0 | 0 | Constrained,otherwise capacity available =19kVA. | --> | 0.0475 | 0 | 0.03705 | 0 | 0 | Constrained,otherwise capacity available =54.5kW. | --> | E17 ex WINDSOR | Windsor [T421,T422] | CASTLEBAR |  | 53.8131 | -9.1555
MV/LV Substation BA***822 |  | 20 kV | _ | LV | 50 kVA :Pole Substation | 0.05 | --> | 0.05 | 0.048 | 17.8 |  | --> | 0.0475 | 0 | 0 | 0.050303 | 0 |  | --> | E22 ex BANOGE | Banoge [T121,T122] | BANOGE |  | 52.6212 | -6.3915
MV/LV Substation BA***823 |  | 10 kV | _ | LV | 50 kVA :Pole Substation | 0.05 | --> | 0.05 | 0 | 0 | Constrained,otherwise capacity available =47kVA. | --> | 0.0475 | 0 | 0 | 0.050453 | 0 |  | --> | C22 ex ROSCOMMON | Roscommon [T41,T42] | LANESBORO |  | 53.6762 | -8.0135
MV/LV Substation BA***823 |  | 10 kV | _ | LV | 100 kVA :Pole Substation | 0.1 | --> | 0.1 | 0.081 | 2 |  | --> | 0.095 | 0 | 0 | 0.10284 | 0 |  | --> | C15 ex CAUSEWAY | Causeway [T41,T42] | TRALEE |  | 52.3662 | -9.7294
MV/LV Substation BA***823X |  | 10 kV | _ | LV | 25 kVA :Pole Substation | 0.025 | --> | 0.025 | 0 | 0 | Constrained,otherwise capacity available =23kVA. | --> | 0.02375 | 0 | 0 | 0.025302 | 0 |  | --> | C17 ex AGHAMORE | Aghamore [T41,T42] | LANESBORO |  | 53.7045 | -7.896
MV/LV Substation BA***823X |  | 10 kV | _ | LV | 25 kVA :Pole Substation | 0.025 | --> | 0.025 | 0 | 0 | Constrained,otherwise capacity available =25kVA. | --> | 0.02375 | 0 | 0 | 0.025 | 0 |  | --> | C14 ex DRYBRIDGE | Drybridge [T41,T42] | DRYBRIDGE |  | 53.7465 | -6.4166
MV/LV Substation BA***825 |  | 20 kV | _ | LV | 50 kVA :Pole Substation | 0.05 | --> | 0.05 | 0 | 0 | Constrained,otherwise capacity available =43kVA. | --> | 0.0475 | 0 | 0 | 0 | 0 | Constrained,otherwise capacity available =51.1kW. | --> | C15 ex CLOONLOUGH | Cloonlough [T41,T42] | BARRYMORE |  | 52.2351 | -8.3625
MV/LV Substation BA***825 |  | 20 kV | _ | LV | 200 kVA :Kiosk Substation | 0.2 | --> | 0.2 | 0.119 | 1.8 |  | --> | 0.19 | 0 | 0.026676 | 0.21194 | 0 |  | --> | E17 ex BIRDHILL | Birdhill [T421,T422] | ARDNACRUSHA |  | 52.8156 | -8.4452
MV/LV Substation BA***825Y |  | 10 kV | _ | LV | 50 kVA :Pole Substation | 0.05 | --> | 0.05 | 0 | 0 | Constrained,otherwise capacity available =26kVA. | --> | 0.0475 | 0 | 0 | 0 | 0 | Constrained,otherwise capacity available =53.5kW. | --> | C32 ex CLOYNE | Cloyne [T41] | MIDLETON |  | 51.8092 | -8.1431
MV/LV Substation BA***826 |  | 10 kV | _ | LV | 400 kVA :Kiosk Substation | 0.4 | --> | 0.4 | 0 | 0 | Constrained,otherwise capacity available =362kVA. | --> | 0.38 | 0 | 0.008892 | 0.40573 | 0 |  | --> | C13 ex GLASNEVIN | Glasnevin [T41] | FINGLAS |  | 53.3798 | -6.2718
MV/LV Substation BA***826 |  | 20 kV | _ | LV | 50 kVA :Pole Substation | 0.05 | --> | 0.05 | 0 | 0 | Constrained,otherwise capacity available =45kVA. | --> | 0.0475 | 0 | 0 | 0.050753 | 0 |  | --> | E17 ex DINGLE | Dingle [T421,T422] | OUGHTRAGH |  | 52.146 | -10.2789
MV/LV Substation BA***827 |  | 20 kV | _ | LV | 50 kVA :Pole Substation | 0.05 | --> | 0.05 | 0.036 | 1.8 |  | --> | 0.0475 | 0 | 0.011856 | 0.052083 | 0 |  | --> | E17 ex BIRDHILL | Birdhill [T421,T422] | ARDNACRUSHA |  | 52.8114 | -8.4341
MV/LV Substation BA***827X |  | 20 kV | _ | LV | 50 kVA :Pole Substation | 0.05 | --> | 0.05 | 0.042 | 0.4 |  | --> | 0.0475 | 0 | 0.00741 | 0.0512 | 0 |  | --> | E19 ex TULLOW | Tullow [T421,T422] | CARLOW |  | 52.8119 | -6.6252
MV/LV Substation BA***829 |  | 10 kV | _ | LV | 50 kVA :Pole Substation | 0.05 | --> | 0.05 | 0.037 | 0.9 |  | --> | 0.0475 | 0 | 0 | 0.051937 | 0 |  | --> | C11 ex WOODFORD | Woodford [T41,T42] | KNOCKEARAGH |  | 52.0551 | -9.4813
MV/LV Substation BA***830 |  | 10 kV | _ | LV | 50 kVA :Pole Substation | 0.05 | --> | 0.05 | 0.04 | 2.1 |  | --> | 0.0475 | 0 | 0 | 0.051496 | 0 |  | --> | C14 ex BUTTEVANT | Buttevant [T41,T42] | MALLOW |  | 52.2677 | -8.7485
MV/LV Substation BA***831 |  | 20 kV | _ | LV | 100 kVA :Pole Substation | 0.1 | --> | 0.1 | 0 | 0 | Constrained,otherwise capacity available =81kVA. | --> | 0.095 | 0 | 0 | 0.10284 | 0 |  | --> | E12 ex BALLINROBE | Ballinrobe [T421,T422] | DALTON |  | 53.6278 | -9.2182
MV/LV Substation BA***832 |  | 10 kV | _ | LV | 50 kVA :Pole Substation | 0.05 | --> | 0.05 | 0 | 0 | Constrained,otherwise capacity available =42kVA. | --> | 0.0475 | 0 | 0.003705 | 0.0512 | 0 |  | --> | C16 ex GARRYSPILLANE | Garryspillane [T41] | TIPPERARY |  | 52.4139 | -8.434
MV/LV Substation BA***832 |  | 20 kV | _ | LV | 200 kVA :Pole Substation | 0.2 | --> | 0.2 | 0 | 0 | Constrained,otherwise capacity available =125kVA. | --> | 0.19 | 0 | 0.011115 | 0.21108 | 0 |  | --> | E16 ex GURRANEBANE | Gurranebane [T421,T422] | OUGHTRAGH |  | 51.826 | -10.171
MV/LV Substation BA***832X |  | 10 kV | _ | LV | 200 kVA :Building Structure | 0.2 | --> | 0.2 | 0 | 0 | Constrained,otherwise capacity available =200kVA. | --> | 0.19 | 0 | 0 | 0.2 | 0 |  | --> | C26 ex BISHOPSTOWN | Bishopstown [T41,T42] | KILBARRY |  | 51.8914 | -8.5931
MV/LV Substation BA***833 |  | 10 kV | _ | LV | 100 kVA :Pole Substation | 0.1 | --> | 0.1 | 0 | 0 | Constrained,otherwise capacity available =96kVA. | --> | 0.095 | 0 | 0 | 0.10061 | 0 |  | --> | C11 ex DEERPARK | Deerpark [T41,T42] | BALLYDINE |  | 52.3102 | -7.4822
MV/LV Substation BA***833 |  | 10 kV | _ | LV | 200 kVA :Pole Substation | 0.2 | --> | 0.2 | 0.2 | 2.1 |  | --> | 0.19 | 0 | 0 | 0.2 | 0 |  | --> | C14 ex BUTTEVANT | Buttevant [T41,T42] | MALLOW |  | 52.2818 | -8.6886
MV/LV Substation BA***833X |  | 20 kV | _ | LV | 50 kVA :Pole Substation | 0.05 | --> | 0.05 | 0.05 | 1.7 |  | --> | 0.0475 | 0 | 0 | 0.05 | 0 |  | --> | C12 ex ATHY | Athy [T101,T102] | ATHY |  | 53.0092 | -6.8135
MV/LV Substation BA***833X |  | 20 kV | _ | LV | 50 kVA :Pole Substation | 0.05 | --> | 0.05 | 0.024 | 10.9 |  | --> | 0.0475 | 0 | 0 | 0.0538 | 0 |  | --> | C24 ex MULLINGAR | Mullingar [T101,T102] | MULLINGAR |  | 53.6153 | -7.3873
MV/LV Substation BA***834Z |  | 10 kV | _ | LV | 100 kVA :Pole Substation | 0.1 | --> | 0.1 | 0 | 0 | Constrained,otherwise capacity available =98kVA. | --> | 0.095 | 0 | 0 | 0.1003 | 0 |  | --> | C14 ex GORESBRIDGE | Goresbridge [T41,T42] | KILKENNY |  | 52.6248 | -6.9933
MV/LV Substation BA***835Z |  | 20 kV | _ | LV | 630 kVA :Building Structure | 0.63 | --> | 0.63 | 0.5 | 17.7 |  | --> | 0.5985 | 0 | 0 | 0.5 | 0 |  | --> | E11 ex COOLROE | Coolroe [T121,T122] | COOLROE |  | 51.8893 | -8.5888
MV/LV Substation BA***835Z |  | 20 kV | _ | LV | 100 kVA :Pole Substation | 0.1 | --> | 0.1 | 0.098 | 2.5 |  | --> | 0.095 | 0 | 0 | 0.1003 | 0 |  | --> | E18 ex BAGENALSTOWN | Bagenalstown [T421,T422] | CARLOW |  | 52.7055 | -6.9113
MV/LV Substation BA***836 |  | 20 kV | _ | LV | 100 kVA :Pole Substation | 0.1 | --> | 0.1 | 0.061 | 0.4 |  | --> | 0.095 | 0 | 0.003705 | 0.10575 | 0 |  | --> | E15 ex BALLYCONNELL | Ballyconnell [T421,T422] | GORTAWEE |  | 54.1174 | -7.5443
MV/LV Substation BA***836 |  | 10 kV | _ | LV | 50 kVA :Pole Substation | 0.05 | --> | 0.05 | 0 | 0 | Constrained,otherwise capacity available =45kVA. | --> | 0.0475 | 0 | 0 | 0.050753 | 0 |  | --> | C16 ex MORRISTOWN | Morristown [T41,T42] | NEWBRIDGE |  | 53.2166 | -6.864
MV/LV Substation BA***836X |  | 20 kV | _ | LV | 50 kVA :Pole Substation | 0.05 | --> | 0.05 | 0.042 | 10.9 |  | --> | 0.0475 | 0 | 0 | 0.0512 | 0 |  | --> | C24 ex MULLINGAR | Mullingar [T101,T102] | MULLINGAR |  | 53.6151 | -7.4528
MV/LV Substation BA***836Y |  | 10 kV | _ | LV | 400 kVA :Kiosk Substation | 0.4 | --> | 0.4 | 0 | 0 | Constrained,otherwise capacity available =322kVA. | --> | 0.38 | 0 | 0.009633 | 0.41167 | 0 |  | --> | C12 ex SRAH | Srah [T41,T42] | THORNSBERRY |  | 53.2876 | -7.5015
MV/LV Substation BA***837 |  | 10 kV | _ | LV | 50 kVA :Pole Substation | 0.05 | --> | 0.05 | 0.05 | 4.4 |  | --> | 0.0475 | 0 | 0 | 0.05 | 0 |  | --> | C19 ex KINGSCOURT | Kingscourt [T41,T42] | MEATH HILL |  | 53.8642 | -6.7822
MV/LV Substation BA***837Y |  | 10 kV | _ | LV | 200 kVA :Kiosk Substation | 0.2 | --> | 0.2 | 0 | 0 | Constrained,otherwise capacity available =164kVA. | --> | 0.19 | 0 | 0.004446 | 0.20539 | 0 |  | --> | C12 ex SRAH | Srah [T41,T42] | THORNSBERRY |  | 53.2881 | -7.5042
MV/LV Substation BA***838 |  | 10 kV | _ | LV | 50 kVA :Pole Substation | 0.05 | --> | 0.05 | 0 | 0 | Constrained,otherwise capacity available =45kVA. | --> | 0.0475 | 0 | 0.004446 | 0.050753 | 0 |  | --> | C16 ex ATHENRY | Athenry [T41,T42] | GALWAY 110KV |  | 53.2886 | -8.7382
MV/LV Substation BA***838X |  | 20 kV | _ | LV | 50 kVA :Pole Substation | 0.05 | --> | 0.05 | 0.043 | 4.4 |  | --> | 0.0475 | 0 | 0 | 0.051052 | 0 |  | --> | E18 ex CRANE | Crane [T122] | CRANE |  | 52.4887 | -6.2941
MV/LV Substation BA***838X |  | 10 kV | _ | LV | 50 kVA :Pole Substation | 0.05 | --> | 0.05 | 0.05 | 7.8 |  | --> | 0.0475 | 0 | 0 | 0.05 | 0 |  | --> | C12 ex CARROWBEG | Carrowbeg [T41,T42] | CARROWBEG |  | 53.7845 | -9.479
MV/LV Substation BA***838Y |  | 20 kV | _ | LV | 400 kVA :Kiosk Substation | 0.4 | --> | 0.4 | 0 | 0 | Constrained,otherwise capacity available =326kVA. | --> | 0.38 | 0 | 0.062985 | 0.41108 | 0 |  | --> | E20 ex BALTINGLASS | Baltinglass [T421,T422] | STRATFORD |  | 52.9411 | -6.7105
MV/LV Substation BA***839X |  | 10 kV | _ | LV | 400 kVA :Building Structure | 0.4 | --> | 0.4 | 0 | 0 | Constrained,otherwise capacity available =362kVA. | --> | 0.38 | 0 | 0 | 0.40573 | 0 |  | --> | C22 ex FORTUNESTOWN | Fortunestown [T101,T102] | INCHICORE 220KV |  | 53.2932 | -6.4431
MV/LV Substation BA***839X |  | 20 kV | _ | LV | 50 kVA :Pole Substation | 0.05 | --> | 0.05 | 0.035 | 2.5 |  | --> | 0.0475 | 0 | 0 | 0.052228 | 0 |  | --> | E17 ex BAGENALSTOWN | Bagenalstown [T421,T422] | CARLOW |  | 52.7344 | -6.9875
MV/LV Substation BA***840 |  | 20 kV | _ | LV | 50 kVA :Pole Substation | 0.05 | --> | 0.05 | 0 | 0 | Constrained,otherwise capacity available =50kVA. | --> | 0.0475 | 0 | 0 | 0.05 | 0 |  | --> | E12 ex DINGLE | Dingle [T421,T422] | OUGHTRAGH |  | 52.1582 | -10.2854
MV/LV Substation BA***840 |  | 10 kV | _ | LV | 50 kVA :Pole Substation | 0.05 | --> | 0.05 | 0 | 0 | Constrained,otherwise capacity available =50kVA. | --> | 0.0475 | 0 | 0 | 0 | 0 | Constrained,otherwise capacity available =50kW. | --> | E19 ex FOXHOLE | Foxhole [T421,T422] | DUNGARVAN |  | 52.0057 | -7.8878
MV/LV Substation BA***840 |  | 20 kV | _ | LV | 200 kVA :Pole Substation | 0.2 | --> | 0.2 | 0.178 | 5.8 |  | --> | 0.19 | 0 | 0.003705 | 0.20331 | 0 |  | --> | E21 ex ABBEYFEALE | Abbeyfeale [T421] | TRIEN |  | 52.3954 | -9.2503
MV/LV Substation BA***840X |  | 10 kV | _ | LV | 630 kVA :Building Structure | 0.63 | --> | 0.63 | 0 | 0 | Constrained,otherwise capacity available =263kVA. | --> | 0.5985 | 0 | 0.06669 | 0.5 | 0 |  | --> | C22 ex FORTUNESTOWN | Fortunestown [T101,T102] | INCHICORE 220KV |  | 53.2959 | -6.4414
MV/LV Substation BA***840X |  | 20 kV | _ | LV | 50 kVA :Pole Substation | 0.05 | --> | 0.05 | 0 | 0 | Constrained,otherwise capacity available =46kVA. | --> | 0.0475 | 0 | 0 | 0 | 0 | Constrained,otherwise capacity available =50.6kW. | --> | C15 ex CLOONLOUGH | Cloonlough [T41,T42] | BARRYMORE |  | 52.237 | -8.3383
MV/LV Substation BA***840Z |  | 10 kV | _ | LV | 200 kVA :Kiosk Substation | 0.2 | --> | 0.2 | 0 | 0 | Constrained,otherwise capacity available =105kVA. | --> | 0.19 | 0 | 0.011115 | 0.21393 | 0 |  | --> | C16 ex MORRISTOWN | Morristown [T41,T42] | NEWBRIDGE |  | 53.197 | -6.7889
MV/LV Substation BA***842X |  | 10 kV | _ | LV | 25 kVA :Pole Substation | 0.025 | --> | 0.025 | 0 | 0 | Constrained,otherwise capacity available =24kVA. | --> | 0.02375 | 0 | 0 | 0.025151 | 0 |  | --> | C17 ex ROSCOMMON | Roscommon [T41,T42] | LANESBORO |  | 53.6049 | -8.2059
MV/LV Substation BA***843 |  | 20 kV | _ | LV | 400 kVA :Kiosk Substation | 0.4 | --> | 0.4 | 0 | 0 | Constrained,otherwise capacity available =168kVA. | --> | 0.38 | 0 | 0.018525 | 0.43376 | 0 |  | --> | E15 ex GURRANEBANE | Gurranebane [T421,T422] | OUGHTRAGH |  | 51.9472 | -10.226
MV/LV Substation BA***844 |  | 20 kV | _ | LV | 50 kVA :Pole Substation | 0.05 | --> | 0.05 | 0 | 0 | Constrained,otherwise capacity available =34kVA. | --> | 0.0475 | 0 | 0.003705 | 0.052373 | 0 |  | --> | E23 ex BALTRASNA | Baltrasna [T121,T122] | BALTRASNA |  | 53.5632 | -6.3556
MV/LV Substation BA***845 |  | 20 kV | _ | LV | 200 kVA :Pole Substation | 0.2 | --> | 0.2 | 0.175 | 1 |  | --> | 0.19 | 0 | 0.00741 | 0 | 0 | Constrained,otherwise capacity available =203.8kW. | --> | C16 ex BOYLE | Boyle [T41,T42] | CARRICK ON SHANNON |  | 54.0269 | -8.336
MV/LV Substation BA***845 |  | 10 kV | _ | LV | 50 kVA :Pole Substation | 0.05 | --> | 0.05 | 0.021 | 0.4 |  | --> | 0.0475 | 0 | 0.008151 | 0.05422 | 0 |  | --> | C17 ex CARRICKMINES | Carrickmines [T41,T42] | CARRICKMINES |  | 53.2393 | -6.2222
MV/LV Substation BA***845X |  | 20 kV | _ | LV | 50 kVA :Pole Substation | 0.05 | --> | 0.05 | 0 | 0 | Constrained,otherwise capacity available =48kVA. | --> | 0.0475 | 0 | 0.002964 | 0.050303 | 0 |  | --> | E16 ex ACADEMY STREET | Academy Street [T421,T422,T44] | NAVAN |  | 53.6294 | -6.6783
MV/LV Substation BA***845Y |  | 20 kV | _ | LV | 50 kVA :Pole Substation | 0.05 | --> | 0.05 | 0.045 | 1.7 |  | --> | 0.0475 | 0 | 0 | 0.050753 | 0 |  | --> | E64 ex ATHY | Athy [T101,T102] | ATHY |  | 53.0221 | -7.0772
MV/LV Substation BA***849X |  | 20 kV | _ | LV | 50 kVA :Pole Substation | 0.05 | --> | 0.05 | 0.039 | 1.1 |  | --> | 0.0475 | 0 | 0 | 0.051643 | 0 |  | --> | E20 ex BIRR | Birr [T41,T422] | DALLOW |  | 53.015 | -8.0317
MV/LV Substation BA***849Z |  | 10 kV | _ | LV | 50 kVA :Pole Substation | 0.05 | --> | 0.05 | 0.039 | 0.9 |  | --> | 0.0475 | 0 | 0.00741 | 0.051643 | 0 |  | --> | C19 ex CLONARD | Clonard [T41,T42] | WEXFORD |  | 52.2932 | -6.4723
MV/LV Substation BA***850 |  | 20 kV | _ | LV | 200 kVA :Pole Substation | 0.2 | --> | 0.2 | 0.158 | 4.4 |  | --> | 0.19 | 0 | 0 | 0.20628 | 0 |  | --> | E13 ex CRANE | Crane [T122] | CRANE |  | 52.48 | -6.4244
MV/LV Substation BA***850X |  | 10 kV | _ | LV | 50 kVA :Pole Substation | 0.05 | --> | 0.05 | 0.044 | 3.9 |  | --> | 0.0475 | 0 | 0 | 0.050903 | 0 |  | --> | C28 ex GALWAY 110KV | Galway 110kv [T102,T103] | GALWAY 110KV |  | 53.3102 | -9.0192
MV/LV Substation BA***851 |  | 20 kV | _ | LV | 50 kVA :Pole Substation | 0.05 | --> | 0.05 | 0 | 0 | Constrained,otherwise capacity available =42kVA. | --> | 0.0475 | 0 | 0 | 0.0512 | 0 |  | --> | E18 ex GURRANEBANE | Gurranebane [T421,T422] | OUGHTRAGH |  | 51.8208 | -10.2754
MV/LV Substation BA***852X |  | 20 kV | _ | LV | 50 kVA :Pole Substation | 0.05 | --> | 0.05 | 0.049 | 1.4 |  | --> | 0.0475 | 0 | 0.004446 | 0.050152 | 0 |  | --> | E17 ex KILROSS ROAD | Kilross Road [T421] | TIPPERARY |  | 52.4133 | -8.2123
MV/LV Substation BA***853Z |  | 20 kV | _ | LV | 630 kVA :Building Structure | 0.63 | --> | 0.63 | 0 | 0 | Constrained,otherwise capacity available =500kVA. | --> | 0.5985 | 0 | 0 | 0.5 | 0 |  | --> | C11 ex KILDARE | Kildare [T41,T42] | NEWBRIDGE |  | 53.1589 | -7.0397
MV/LV Substation BA***854 |  | 20 kV | _ | LV | 50 kVA :Pole Substation | 0.05 | --> | 0.05 | 0.05 | 0.9 |  | --> | 0.0475 | 0 | 0 | 0.05 | 0 |  | --> | E17 ex RATHMORE | Rathmore [T42,T421] | KNOCKEARAGH |  | 52.0609 | -9.1301
MV/LV Substation BA***854 |  | 20 kV | _ | LV | 100 kVA :Pole Substation | 0.1 | --> | 0.1 | 0 | 0 | Constrained,otherwise capacity available =90kVA. | --> | 0.095 | 0 | 0 | 0.10151 | 0 |  | --> | E12 ex DINGLE | Dingle [T421,T422] | OUGHTRAGH |  | 52.1551 | -10.2895
MV/LV Substation BA***854 |  | 20 kV | _ | LV | 200 kVA :Pole Substation | 0.2 | --> | 0.2 | 0.137 | 1.6 |  | --> | 0.19 | 0 | 0.011115 | 0 | 0 | Constrained,otherwise capacity available =209.3kW. | --> | C17 ex BALLYSHANNON | Ballyshannon [T41,T42] | CATHALEENS FALL |  | 54.5778 | -8.1231
MV/LV Substation BA***854Y |  | 20 kV | _ | LV | 50 kVA :Pole Substation | 0.05 | --> | 0.05 | 0 | 0 | Constrained,otherwise capacity available =44kVA. | --> | 0.0475 | 0 | 0 | 0 | 0 | Constrained,otherwise capacity available =50.9kW. | --> | E12 ex ABBEYLEIX | Abbeyleix [T422] | PORTLAOISE |  | 52.9469 | -7.2998
MV/LV Substation BA***855X |  | 20 kV | _ | LV | 200 kVA :Pole Substation | 0.2 | --> | 0.2 | 0 | 0 | Constrained,otherwise capacity available =98kVA. | --> | 0.19 | 0 | 0.002223 | 0.21492 | 0 |  | --> | E13 ex BALTINGLASS | Baltinglass [T421,T422] | STRATFORD |  | 52.9373 | -6.7012
MV/LV Substation BA***856X |  | 20 kV | _ | LV | 50 kVA :Pole Substation | 0.05 | --> | 0.05 | 0 | 0 | Constrained,otherwise capacity available =42kVA. | --> | 0.0475 | 0 | 0 | 0 | 0 | Constrained,otherwise capacity available =51.2kW. | --> | E13 ex ABBEYLEIX | Abbeyleix [T422] | PORTLAOISE |  | 52.9101 | -7.3109
MV/LV Substation BA***856Z |  | 10 kV | _ | LV | 50 kVA :Pole Substation | 0.05 | --> | 0.05 | 0.044 | 5 |  | --> | 0.0475 | 0 | 0 | 0.050903 | 0 |  | --> | C20 ex MCDONAGH | Mcdonagh [T41,T42] | KILKENNY |  | 52.7114 | -7.104
MV/LV Substation BA***857 |  | 20 kV | _ | LV | 50 kVA :Pole Substation | 0.05 | --> | 0.05 | 0.005 | 1.3 |  | --> | 0.0475 | 0 | 0 | 0.056391 | 0 |  | --> | E23 ex ATHBOY | Athboy [T423] | NAVAN |  | 53.53 | -6.9603
MV/LV Substation BA***857X |  | 20 kV | _ | LV | 50 kVA :Pole Substation | 0.05 | --> | 0.05 | 0 | 0 | Constrained,otherwise capacity available =49kVA. | --> | 0.0475 | 0 | 0 | 0.050152 | 0 |  | --> | E20 ex EDENDERRY | Edenderry [T421,T422] | BLAKE |  | 53.2947 | -7.0875
MV/LV Substation BA***857X |  | 10 kV | _ | LV | 50 kVA :Pole Substation | 0.05 | --> | 0.05 | 0 | 0 | Constrained,otherwise capacity available =48kVA. | --> | 0.0475 | 0 | 0 | 0 | 0 | Constrained,otherwise capacity available =50.3kW. | --> | C20 ex KNOCKAPHUNTA | Knockaphunta [T41,T42] | CASTLEBAR |  | 53.8071 | -9.2061
MV/LV Substation BA***857X |  | 20 kV | _ | LV | 50 kVA :Pole Substation | 0.05 | --> | 0.05 | 0 | 0 | Constrained,otherwise capacity available =40kVA. | --> | 0.0475 | 0 | 0 | 0 | 0 | Constrained,otherwise capacity available =51.5kW. | --> | E12 ex ABBEYLEIX | Abbeyleix [T422] | PORTLAOISE |  | 52.9557 | -7.3023
MV/LV Substation BA***858 |  | 10 kV | _ | LV | 100 kVA :Pole Substation | 0.1 | --> | 0.1 | 0 | 0 | Constrained,otherwise capacity available =93kVA. | --> | 0.095 | 0 | 0.00741 | 0.10106 | 0 |  | --> | C20 ex TERMONFECKIN ROAD | Termonfeckin Road [T41,T42] | DRYBRIDGE |  | 53.7415 | -6.2778
MV/LV Substation BA***858 |  | 10 kV | _ | LV | 50 kVA :Pole Substation | 0.05 | --> | 0.05 | 0 | 0 | Constrained,otherwise capacity available =49kVA. | --> | 0.0475 | 0 | 0 | 0.050152 | 0 |  | --> | C30 ex CLAREGALWAY | Claregalway [T42,T421] | GALWAY 110KV |  | 53.3671 | -9.0541
MV/LV Substation BA***859 |  | 10 kV | _ | LV | 50 kVA :Pole Substation | 0.05 | --> | 0.05 | 0 | 0 | Constrained,otherwise capacity available =41kVA. | --> | 0.0475 | 0 | 0 | 0.051348 | 0 |  | --> | C20 ex TERMONFECKIN ROAD | Termonfeckin Road [T41,T42] | DRYBRIDGE |  | 53.7345 | -6.2796
MV/LV Substation BA***860 |  | 10 kV | _ | LV | 50 kVA :Pole Substation | 0.05 | --> | 0.05 | 0 | 0 | Constrained,otherwise capacity available =33kVA. | --> | 0.0475 | 0 | 0 | 0.052518 | 0 |  | --> | C20 ex POLLERTON | Pollerton [T41,T42] | CARLOW |  | 52.8374 | -6.874
MV/LV Substation BA***860X |  | 20 kV | _ | LV | 50 kVA :Pole Substation | 0.05 | --> | 0.05 | 0.047 | 4.2 |  | --> | 0.0475 | 0 | 0 | 0.050453 | 0 |  | --> | E14 ex ERRIGAL | Errigal [T41,T422] | SHANKILL |  | 54.0137 | -6.9932
MV/LV Substation BA***860X |  | 20 kV | _ | LV | 200 kVA :Pole Substation | 0.2 | --> | 0.2 | 0.187 | 4.4 |  | --> | 0.19 | 0 | 0.005187 | 0.20196 | 0 |  | --> | E18 ex CRANE | Crane [T122] | CRANE |  | 52.4504 | -6.3426
MV/LV Substation BA***862Y |  | 10 kV | _ | LV | 200 kVA :Pole Substation | 0.2 | --> | 0.2 | 0 | 0 | Constrained,otherwise capacity available =106kVA. | --> | 0.19 | 0 | 0.00741 | 0.21379 | 0 |  | --> | C16 ex CREGG ROAD | Cregg Road [T41,T42] | BALLYDINE |  | 52.3484 | -7.3902
MV/LV Substation BA***863 |  | 20 kV | _ | LV | 50 kVA :Pole Substation | 0.05 | --> | 0.05 | 0 | 0 | Constrained,otherwise capacity available =48kVA. | --> | 0.0475 | 0 | 0 | 0.050303 | 0 |  | --> | E15 ex DINGLE | Dingle [T421,T422] | OUGHTRAGH |  | 52.1266 | -10.3938
MV/LV Substation BA***864 |  | 10 kV | _ | LV | 100 kVA :Pole Substation | 0.1 | --> | 0.1 | 0.086 | 6.4 |  | --> | 0.095 | 0 | 0 | 0.1021 | 0 |  | --> | C19 ex GARRYCASTLE | Garrycastle [T41,T42] | ATHLONE |  | 53.3502 | -7.8476
MV/LV Substation BA***864 |  | 10 kV | _ | LV | 50 kVA :Pole Substation | 0.05 | --> | 0.05 | 0.037 | 4.5 |  | --> | 0.0475 | 0 | 0 | 0.051937 | 0 |  | --> | C17 ex MALLOW | Mallow [T41,T42] | MALLOW |  | 52.1529 | -8.61
MV/LV Substation BA***865 |  | 10 kV | _ | LV | 25 kVA :Pole Substation | 0.025 | --> | 0.025 | 0.022 | 4.5 |  | --> | 0.02375 | 0 | 0 | 0.025451 | 0 |  | --> | C12 ex MALLOW | Mallow [T41,T42] | MALLOW |  | 52.1385 | -8.5989
MV/LV Substation BA***866 |  | 10 kV | _ | LV | 50 kVA :Pole Substation | 0.05 | --> | 0.05 | 0.046 | 1.3 |  | --> | 0.0475 | 0 | 0 | 0.050604 | 0 |  | --> | C15 ex CLIFDEN | Clifden [T41,T42] | SCREEB |  | 53.4284 | -10.0934
MV/LV Substation BA***866Y |  | 10 kV | _ | LV | 50 kVA :Pole Substation | 0.05 | --> | 0.05 | 0 | 0 | Constrained,otherwise capacity available =41kVA. | --> | 0.0475 | 0 | 0.003705 | 0.051348 | 0 |  | --> | E15 ex CLONROCHE | Clonroche [T421,T422] | WEXFORD |  | 52.4615 | -6.8349
MV/LV Substation BA***868 |  | 20 kV | _ | LV | 50 kVA :Pole Substation | 0.05 | --> | 0.05 | 0 | 0 | Constrained,otherwise capacity available =38kVA. | --> | 0.0475 | 0 | 0 | 0.05179 | 0 |  | --> | E20 ex GARRANACANTY | Garranacanty [T421,T422] | TIPPERARY |  | 52.5353 | -8.0027
MV/LV Substation BA***868Y |  | 10 kV | _ | LV | 50 kVA :Pole Substation | 0.05 | --> | 0.05 | 0.047 | 1.7 |  | --> | 0.0475 | 0 | 0 | 0.050453 | 0 |  | --> | C23 ex ATHY | Athy [T101,T102] | ATHY |  | 52.9547 | -6.9831
MV/LV Substation BA***869Z |  | 20 kV | _ | LV | 1000 kVA :Building Structure | 1 | --> | 1 | 0.5 | 17.7 |  | --> | 0.95 | 0 | 0.003705 | 0.5 | 0 |  | --> | E18 ex COOLROE | Coolroe [T121,T122] | COOLROE |  | 51.8886 | -8.5863
MV/LV Substation BA***870X |  | 10 kV | _ | LV | 100 kVA :Pole Substation | 0.1 | --> | 0.1 | 0 | 0 | Constrained,otherwise capacity available =41kVA. | --> | 0.095 | 0 | 0.008151 | 0.10858 | 0 |  | --> | C23 ex CREGG ROAD | Cregg Road [T41,T42] | BALLYDINE |  | 52.3801 | -7.3559
MV/LV Substation BA***870X |  | 10 kV | _ | LV | 50 kVA :Pole Substation | 0.05 | --> | 0.05 | 0 | 0 | Constrained,otherwise capacity available =49kVA. | --> | 0.0475 | 0 | 0 | 0.050152 | 0 |  | --> | C11 ex CASTLECOMER | Castlecomer [T41,T42] | BALLYRAGGET |  | 52.7833 | -7.2111
MV/LV Substation BA***870X |  | 20 kV | _ | LV | 100 kVA :Pole Substation | 0.1 | --> | 0.1 | 0 | 0 | Constrained,otherwise capacity available =86kVA. | --> | 0.095 | 0 | 0 | 0 | 0 | Constrained,otherwise capacity available =102.1kW. | --> | E17 ex SPRINGS | Springs [T421,T422] | DUNGARVAN |  | 52.088 | -7.568
MV/LV Substation BA***870Z |  | 20 kV | _ | LV | 1000 kVA :Building Structure | 1 | --> | 1 | 0.5 | 17.7 |  | --> | 0.95 | 0 | 0 | 0.5 | 0 |  | --> | E18 ex COOLROE | Coolroe [T121,T122] | COOLROE |  | 51.8896 | -8.5864
MV/LV Substation BA***872 |  | 20 kV | _ | LV | 50 kVA :Pole Substation | 0.05 | --> | 0.05 | 0.04 | 0.2 |  | --> | 0.0475 | 0 | 0 | 0.051496 | 0 |  | --> | C16 ex KILSHANNY | Kilshanny [T41,T42] | CAHIR |  | 52.2082 | -8.0885
MV/LV Substation BA***872Y |  | 20 kV | _ | LV | 50 kVA :Pole Substation | 0.05 | --> | 0.05 | 0.047 | 16.1 |  | --> | 0.0475 | 0 | 0 | 0.050453 | 0 |  | --> | E17 ex WEXFORD | Wexford [T121,T122] | WEXFORD |  | 52.2684 | -6.6645
MV/LV Substation BA***873 |  | 10 kV | _ | LV | 50 kVA :Pole Substation | 0.05 | --> | 0.05 | 0.049 | 2 |  | --> | 0.0475 | 0 | 0 | 0.050152 | 0 |  | --> | C15 ex CAUSEWAY | Causeway [T41,T42] | TRALEE |  | 52.3572 | -9.721
MV/LV Substation BA***874 |  | 10 kV | _ | LV | 400 kVA :Kiosk Substation | 0.4 | --> | 0.4 | 0.284 | 13.5 |  | --> | 0.38 | 0 | 0 | 0.41724 | 0 |  | --> | C20 ex ENNIS | Ennis [T101,T102] | ENNIS |  | 52.8451 | -8.9834
MV/LV Substation BA***874X |  | 10 kV | _ | LV | 50 kVA :Pole Substation | 0.05 | --> | 0.05 | 0 | 0 | Constrained,otherwise capacity available =47kVA. | --> | 0.0475 | 0 | 0 | 0.050453 | 0 |  | --> | C22 ex CARRIGTWOHILL | Carrigtwohill [T42] | COW CROSS |  | 51.8984 | -8.2381
MV/LV Substation BA***875 |  | 10 kV | _ | LV | 50 kVA :Pole Substation | 0.05 | --> | 0.05 | 0 | 0 | Constrained,otherwise capacity available =44kVA. | --> | 0.0475 | 0 | 0.008151 | 0.050903 | 0 |  | --> | C16 ex TOOMEVARA | Toomevara [T42] | NENAGH |  | 52.8727 | -7.9891
MV/LV Substation BA***875 |  | 20 kV | _ | LV | 200 kVA :Pole Substation | 0.2 | --> | 0.2 | 0.168 | 3.3 |  | --> | 0.19 | 0 | 0 | 0.2048 | 0 |  | --> | E16 ex BALLYBUNION | Ballybunion [T421,T422] | TRIEN |  | 52.5038 | -9.5775
MV/LV Substation BA***875 |  | 20 kV | _ | LV | 50 kVA :Pole Substation | 0.05 | --> | 0.05 | 0 | 0 | Constrained,otherwise capacity available =50kVA. | --> | 0.0475 | 0 | 0 | 0.05 | 0 |  | --> | E21 ex DALTON | Dalton [T421,T422] | DALTON |  | 53.7624 | -9.0455
MV/LV Substation BA***875 |  | 20 kV | _ | LV | 50 kVA :Pole Substation | 0.05 | --> | 0.05 | 0 | 0 | Constrained,otherwise capacity available =44kVA. | --> | 0.0475 | 0 | 0 | 0.050903 | 0 |  | --> | C22 ex ENNISTYMON | Ennistymon [T41,T42] | ENNIS |  | 52.9927 | -9.2832
MV/LV Substation BA***875X |  | 10 kV | _ | LV | 400 kVA :Building Structure | 0.4 | --> | 0.4 | 0.4 | 6 |  | --> | 0.38 | 0 | 0 | 0.4 | 0 |  | --> | C14 ex TRABEG | Trabeg [T101,T102] | TRABEG |  | 51.8754 | -8.4732
MV/LV Substation BA***876 |  | 20 kV | _ | LV | 200 kVA :Kiosk Substation | 0.2 | --> | 0.2 | 0.187 | 2.8 |  | --> | 0.19 | 0 | 0 | 0.20196 | 0 |  | --> | E12 ex BANGOR ERRIS | Bangor Erris [T421] | BELLACORICK |  | 54.1411 | -9.7482
MV/LV Substation BA***876X |  | 10 kV | _ | LV | 50 kVA :Pole Substation | 0.05 | --> | 0.05 | 0.039 | 0.9 |  | --> | 0.0475 | 0 | 0 | 0.051643 | 0 |  | --> | C22 ex ROSS CARBERY | Ross Carbery [T41,T42] | DUNMANWAY |  | 51.5925 | -9.0697
MV/LV Substation BA***877 |  | 20 kV | _ | LV | 25 kVA :Pole Substation | 0.025 | --> | 0.025 | 0 | 0 | Constrained,otherwise capacity available =20kVA. | --> | 0.02375 | 0 | 0 | 0 | 0 | Constrained,otherwise capacity available =25.7kW. | --> | C13 ex CLOYNE | Cloyne [T41] | MIDLETON |  | 51.8862 | -7.8825
MV/LV Substation BA***877 |  | 10 kV | _ | LV | 50 kVA :Pole Substation | 0.05 | --> | 0.05 | 0.044 | 6.4 |  | --> | 0.0475 | 0 | 0 | 0.050903 | 0 |  | --> | C19 ex GARRYCASTLE | Garrycastle [T41,T42] | ATHLONE |  | 53.3233 | -7.9225
MV/LV Substation BA***878 |  | 10 kV | _ | LV | 1000 kVA :Building Structure | 1 | --> | 1 | 0.5 | 3.9 |  | --> | 0.95 | 0 | 0 | 0.5 | 0 |  | --> | C26 ex GALWAY 110KV | Galway 110kv [T102,T103] | GALWAY 110KV |  | 53.291 | -9.0046
MV/LV Substation BA***878 |  | 20 kV | _ | LV | 100 kVA :Pole Substation | 0.1 | --> | 0.1 | 0.083 | 3.5 |  | --> | 0.095 | 0 | 0.003705 | 0 | 0 | Constrained,otherwise capacity available =102.5kW. | --> | E13 ex DUNFIRTH | Dunfirth [T122] | DUNFIRTH |  | 53.3967 | -6.7104
MV/LV Substation BA***878X |  | 10 kV | _ | LV | 50 kVA :Pole Substation | 0.05 | --> | 0.05 | 0.043 | 1.3 |  | --> | 0.0475 | 0 | 0 | 0.051052 | 0 |  | --> | C15 ex CLIFDEN | Clifden [T41,T42] | SCREEB |  | 53.4211 | -10.0649
MV/LV Substation BA***878X |  | 10 kV | _ | LV | 100 kVA :Pole Substation | 0.1 | --> | 0.1 | 0.068 | 4.2 |  | --> | 0.095 | 0 | 0 | 0.10475 | 0 |  | --> | C19 ex ERRIGAL | Errigal [T41,T422] | SHANKILL |  | 54.0586 | -6.9881
MV/LV Substation BA***879 |  | 20 kV | _ | LV | 50 kVA :Pole Substation | 0.05 | --> | 0.05 | 0.044 | 4.4 |  | --> | 0.0475 | 0 | 0 | 0.050903 | 0 |  | --> | E13 ex CRANE | Crane [T122] | CRANE |  | 52.4318 | -6.4545
MV/LV Substation BA***879X |  | 10 kV | _ | LV | 100 kVA :Pole Substation | 0.1 | --> | 0.1 | 0 | 0 | Constrained,otherwise capacity available =96kVA. | --> | 0.095 | 0 | 0 | 0.10061 | 0 |  | --> | C16 ex CREGG ROAD | Cregg Road [T41,T42] | BALLYDINE |  | 52.3464 | -7.3901
MV/LV Substation BA***879X |  | 10 kV | _ | LV | 50 kVA :Pole Substation | 0.05 | --> | 0.05 | 0 | 0 | Constrained,otherwise capacity available =40kVA. | --> | 0.0475 | 0 | 0.011115 | 0 | 0 | Constrained,otherwise capacity available =51.5kW. | --> | C20 ex KNOCKAPHUNTA | Knockaphunta [T41,T42] | CASTLEBAR |  | 53.8492 | -9.27
MV/LV Substation BA***880X |  | 20 kV | _ | LV | 50 kVA :Pole Substation | 0.05 | --> | 0.05 | 0.045 | 17.8 |  | --> | 0.0475 | 0 | 0.00741 | 0.050753 | 0 |  | --> | E22 ex BANOGE | Banoge [T121,T122] | BANOGE |  | 52.6434 | -6.3193
MV/LV Substation BA***881 |  | 10 kV | _ | LV | 50 kVA :Pole Substation | 0.05 | --> | 0.05 | 0.036794 | 0 | Constrained,otherwise capacity available =46kVA. | --> | 0.0475 | 0 | 0 | 0.050604 | 0 |  | --> | C11 ex CALLAN | Callan [T41,T42] | KILKENNY |  | 52.608 | -7.4
MV/LV Substation BA***882 |  | 10 kV | _ | LV | 50 kVA :Pole Substation | 0.05 | --> | 0.05 | 0 | 0 | Constrained,otherwise capacity available =34kVA. | --> | 0.0475 | 0 | 0 | 0 | 0 | Constrained,otherwise capacity available =52.4kW. | --> | C11 ex GARDEN CITY | Garden City [T41,T42] | ARKLOW |  | 52.6789 | -6.204
MV/LV Substation BA***882 |  | 20 kV | _ | LV | 50 kVA :Pole Substation | 0.05 | --> | 0.05 | 0.027 | 2.8 |  | --> | 0.0475 | 0 | 0 | 0.053377 | 0 |  | --> | E21 ex CLARA | Clara [T421,T422] | THORNSBERRY |  | 53.3963 | -7.6865
MV/LV Substation BA***883 |  | 20 kV | _ | LV | 50 kVA :Pole Substation | 0.05 | --> | 0.05 | 0 | 0 | Constrained,otherwise capacity available =47kVA. | --> | 0.0475 | 0 | 0 | 0.050453 | 0 |  | --> | C22 ex ENNISTYMON | Ennistymon [T41,T42] | ENNIS |  | 52.9865 | -9.2296
MV/LV Substation BA***884 |  | 20 kV | _ | LV | 100 kVA :Pole Substation | 0.1 | --> | 0.1 | 0 | 0 | Constrained,otherwise capacity available =87kVA. | --> | 0.095 | 0 | 0.003705 | 0 | 0 | Constrained,otherwise capacity available =102kW. | --> | E18 ex FOXHOLE | Foxhole [T421,T422] | DUNGARVAN |  | 52.0051 | -7.8197
MV/LV Substation BA***884X |  | 10 kV | _ | LV | 50 kVA :Pole Substation | 0.05 | --> | 0.05 | 0.049 | 0.1 |  | --> | 0.0475 | 0 | 0 | 0.050152 | 0 |  | --> | C12 ex BALLYMAHON | Ballymahon [T41,T42] | ATHLONE |  | 53.5774 | -7.9461
MV/LV Substation BA***885 |  | 20 kV | _ | LV | 50 kVA :Pole Substation | 0.05 | --> | 0.05 | 0 | 0 | Constrained,otherwise capacity available =40kVA. | --> | 0.0475 | 0 | 0 | 0.051496 | 0 |  | --> | E17 ex BALTINGLASS | Baltinglass [T421,T422] | STRATFORD |  | 52.8746 | -6.5781
MV/LV Substation BA***885X |  | 20 kV | _ | LV | 630 kVA :Building Structure | 0.63 | --> | 0.63 | 0 | 0 | Constrained,otherwise capacity available =500kVA. | --> | 0.5985 | 0 | 0 | 0 | 0 | Constrained,otherwise capacity available =500kW. | --> | E19 ex PORTLAOISE | Portlaoise [T423,T424] | PORTLAOISE |  | 53.0315 | -7.2518
MV/LV Substation BA***885X |  | 20 kV | _ | LV | 50 kVA :Pole Substation | 0.05 | --> | 0.05 | 0 | 0 | Constrained,otherwise capacity available =43kVA. | --> | 0.0475 | 0 | 0.003705 | 0 | 0 | Constrained,otherwise capacity available =51.1kW. | --> | C15 ex CLOONLOUGH | Cloonlough [T41,T42] | BARRYMORE |  | 52.256 | -8.4634
MV/LV Substation BA***885Y |  | 10 kV | _ | LV | 400 kVA :Kiosk Substation | 0.4 | --> | 0.4 | 0 | 0 | Constrained,otherwise capacity available =372kVA. | --> | 0.38 | 0 | 0 | 0.40423 | 0 |  | --> | C18 ex BALLINACURRA | Ballinacurra [T41,T42] | LIMERICK |  | 52.6531 | -8.6339
MV/LV Substation BA***886 |  | 10 kV | _ | LV | 50 kVA :Pole Substation | 0.05 | --> | 0.05 | 0.046 | 3.9 |  | --> | 0.0475 | 0 | 0 | 0.050604 | 0 |  | --> | C21 ex GALWAY 110KV | Galway 110kv [T102,T103] | GALWAY 110KV |  | 53.2877 | -8.993
MV/LV Substation BA***887 |  | 20 kV | _ | LV | 50 kVA :Pole Substation | 0.05 | --> | 0.05 | 0.04 | 3 |  | --> | 0.0475 | 0 | 0 | 0 | 0 | Constrained,otherwise capacity available =51.5kW. | --> | E11 ex CHARLEVILLE | Charleville [T421,T422] | CHARLEVILLE |  | 52.326 | -8.6679
MV/LV Substation BA***887 |  | 20 kV | _ | LV | 100 kVA :Pole Substation | 0.1 | --> | 0.1 | 0.076 | 3.5 |  | --> | 0.095 | 0 | 0.003705 | 0 | 0 | Constrained,otherwise capacity available =103.6kW. | --> | E13 ex DUNFIRTH | Dunfirth [T122] | DUNFIRTH |  | 53.3876 | -6.7212
MV/LV Substation BA***888X |  | 10 kV | _ | LV | 630 kVA :Building Structure | 0.63 | --> | 0.63 | 0.5 | 4.5 |  | --> | 0.5985 | 0 | 0 | 0.5 | 0 |  | --> | C11 ex MALLOW | Mallow [T41,T42] | MALLOW |  | 52.13 | -8.6418
MV/LV Substation BA***890 |  | 10 kV | _ | LV | 50 kVA :Pole Substation | 0.05 | --> | 0.05 | 0 | 0 | Constrained,otherwise capacity available =15kVA. | --> | 0.0475 | 0 | 0 | 0.055047 | 0 |  | --> | C11 ex CLONAKILTY | Clonakilty [T41,T42] | DUNMANWAY |  | 51.6713 | -8.8556
MV/LV Substation BA***891 |  | 20 kV | _ | LV | 200 kVA :Kiosk Substation | 0.2 | --> | 0.2 | 0.028 | 2.8 |  | --> | 0.19 | 0 | 0.011856 | 0.2245 | 0 |  | --> | E12 ex BANGOR ERRIS | Bangor Erris [T421] | BELLACORICK |  | 54.1441 | -9.7432
MV/LV Substation BA***893 |  | 20 kV | _ | LV | 50 kVA :Pole Substation | 0.05 | --> | 0.05 | 0.04 | 4.4 |  | --> | 0.0475 | 0 | 0 | 0.051496 | 0 |  | --> | E17 ex CRANE | Crane [T122] | CRANE |  | 52.5504 | -6.4638
MV/LV Substation BA***893X |  | 10 kV | _ | LV | 50 kVA :Pole Substation | 0.05 | --> | 0.05 | 0 | 0 | Constrained,otherwise capacity available =39kVA. | --> | 0.0475 | 0 | 0 | 0 | 0 | Constrained,otherwise capacity available =51.6kW. | --> | C20 ex CLOONLOUGH | Cloonlough [T41,T42] | BARRYMORE |  | 52.2574 | -8.2564
MV/LV Substation BA***894 |  | 10 kV | _ | LV | 50 kVA :Pole Substation | 0.05 | --> | 0.05 | 0 | 0 | Constrained,otherwise capacity available =50kVA. | --> | 0.0475 | 0 | 0 | 0 | 0 | Constrained,otherwise capacity available =50kW. | --> | C11 ex GARDEN CITY | Garden City [T41,T42] | ARKLOW |  | 52.698 | -6.3447
MV/LV Substation BA***894 |  | 20 kV | _ | LV | 50 kVA :Pole Substation | 0.05 | --> | 0.05 | 0.021 | 4.4 |  | --> | 0.0475 | 0 | 0 | 0.05422 | 0 |  | --> | E17 ex CRANE | Crane [T122] | CRANE |  | 52.5499 | -6.4656
MV/LV Substation BA***894 |  | 20 kV | _ | LV | 50 kVA :Pole Substation | 0.05 | --> | 0.05 | 0.049 | 3 |  | --> | 0.0475 | 0 | 0 | 0 | 0 | Constrained,otherwise capacity available =50.2kW. | --> | E13 ex CHARLEVILLE | Charleville [T421,T422] | CHARLEVILLE |  | 52.315 | -8.7041
MV/LV Substation BA***894 |  | 20 kV | _ | LV | 100 kVA :Pole Substation | 0.1 | --> | 0.1 | 0.083 | 3.1 |  | --> | 0.095 | 0 | 0 | 0.10255 | 0 |  | --> | E11 ex LUMCLOON | Lumcloon [T421,T422] | DALLOW |  | 53.222 | -7.8879
MV/LV Substation BA***895 |  | 20 kV | _ | LV | 50 kVA :Pole Substation | 0.05 | --> | 0.05 | 0 | 0 | Constrained,otherwise capacity available =37kVA. | --> | 0.0475 | 0 | 0 | 0.051937 | 0 |  | --> | C22 ex STEPHENSTOWN | Stephenstown [T101,T102] | FINGLAS |  | 53.6206 | -6.2256
MV/LV Substation BA***895X |  | 20 kV | _ | LV | 100 kVA :Pole Substation | 0.1 | --> | 0.1 | 0.088 | 19.8 |  | --> | 0.095 | 0 | 0.006669 | 0.10181 | 0 |  | --> | E19 ex MULLAGHARLIN | Mullagharlin [T121,T122] | MULLAGHARLIN |  | 53.9842 | -6.4431
MV/LV Substation BA***895X |  | 10 kV | _ | LV | 50 kVA :Pole Substation | 0.05 | --> | 0.05 | 0.036 | 4.5 |  | --> | 0.0475 | 0 | 0 | 0.052083 | 0 |  | --> | C14 ex MALLOW | Mallow [T41,T42] | MALLOW |  | 52.1728 | -8.6675
MV/LV Substation BA***896 |  | 20 kV | _ | LV | 45 kVA :Pole Substation | 0.045 | --> | 0.045 | 0 | 0 | Constrained,otherwise capacity available =45kVA. | --> | 0.04275 | 0 | 0 | 0.045 | 0 |  | --> | E15 ex GORT | Gort [T41,T42] | ENNIS |  | 53.1259 | -8.795
MV/LV Substation BA***896X |  | 20 kV | _ | LV | 400 kVA :Kiosk Substation | 0.4 | --> | 0.4 | 0.355 | 0.6 |  | --> | 0.38 | 0 | 0 | 0 | 0 | Constrained,otherwise capacity available =406.8kW. | --> | E23 ex LAWLESSTOWN | Lawlesstown [T42,T421] | DOON |  | 52.4138 | -7.7589
MV/LV Substation BA***896X |  | 20 kV | _ | LV | 400 kVA :Building Structure | 0.4 | --> | 0.4 | 0.4 | 1.7 |  | --> | 0.38 | 0 | 0 | 0.4 | 0 |  | --> | E64 ex ATHY | Athy [T101,T102] | ATHY |  | 53.0339 | -7.0865
MV/LV Substation BA***896Y |  | 10 kV | _ | LV | 50 kVA :Pole Substation | 0.05 | --> | 0.05 | 0 | 0 | Constrained,otherwise capacity available =50kVA. | --> | 0.0475 | 0 | 0 | 0.05 | 0 |  | --> | C19 ex SALLINS | Sallins [T41,T42] | GRIFFINRATH |  | 53.2571 | -6.7069
MV/LV Substation BA***897 |  | 20 kV | _ | LV | 50 kVA :Pole Substation | 0.05 | --> | 0.05 | 0 | 0 | Constrained,otherwise capacity available =49kVA. | --> | 0.0475 | 0 | 0 | 0.050152 | 0 |  | --> | E11 ex KILCOLGAN | Kilcolgan [T42,T421] | GALWAY 110KV |  | 53.1828 | -8.9087
MV/LV Substation BA***897X |  | 10 kV | _ | LV | 50 kVA :Pole Substation | 0.05 | --> | 0.05 | 0.05 | 2.8 |  | --> | 0.0475 | 0 | 0 | 0.05 | 0 |  | --> | C19 ex RECESS | Recess [T41] | SCREEB |  | 53.4573 | -9.8223
MV/LV Substation BA***897X |  | 10 kV | _ | LV | 50 kVA :Pole Substation | 0.05 | --> | 0.05 | 0 | 0 | Constrained,otherwise capacity available =45kVA. | --> | 0.0475 | 0 | 0 | 0.050753 | 0 |  | --> | C17 ex ROSCOMMON | Roscommon [T41,T42] | LANESBORO |  | 53.6027 | -8.1852
MV/LV Substation BA***897X |  | 10 kV | _ | LV | 100 kVA :Pole Substation | 0.1 | --> | 0.1 | 0.053 | 3.1 |  | --> | 0.095 | 0 | 0.011115 | 0.10689 | 0 |  | --> | C12 ex PURCELLS INCH | Purcells Inch [T41,T42] | KILKENNY |  | 52.5931 | -7.1769
MV/LV Substation BA***897X |  | 10 kV | _ | LV | 200 kVA :Kiosk Substation | 0.2 | --> | 0.2 | 0.092 | 3.3 |  | --> | 0.19 | 0 | 0.005928 | 0.21576 | 0 |  | --> | C12 ex LLOYD | Lloyd [T41,T42] | NAVAN |  | 53.7225 | -6.8846
MV/LV Substation BA***898 |  | 10 kV | _ | LV | 50 kVA :Pole Substation | 0.05 | --> | 0.05 | 0.017 | 12.2 |  | --> | 0.0475 | 0 | 0.01482 | 0.054773 | 0 |  | --> | C22 ex BALLYBEG | Ballybeg [T101,T102] | CARRICKMINES |  | 52.9806 | -6.0629
MV/LV Substation BA***898Y |  | 10 kV | _ | LV | 50 kVA :Pole Substation | 0.05 | --> | 0.05 | 0.05 | 2.8 |  | --> | 0.0475 | 0 | 0 | 0.05 | 0 |  | --> | E16 ex BALLYRAGGET | Ballyragget [T421,T422] | BALLYRAGGET |  | 52.8404 | -7.3902
MV/LV Substation BA***899 |  | 20 kV | _ | LV | 100 kVA :Pole Substation | 0.1 | --> | 0.1 | 0.092 | 3 |  | --> | 0.095 | 0 | 0.004446 | 0 | 0 | Constrained,otherwise capacity available =101.2kW. | --> | E13 ex CHARLEVILLE | Charleville [T421,T422] | CHARLEVILLE |  | 52.3107 | -8.6759
MV/LV Substation BA***900 |  | 10 kV | _ | LV | 50 kVA :Pole Substation | 0.05 | --> | 0.05 | 0 | 0 | Constrained,otherwise capacity available =45kVA. | --> | 0.0475 | 0 | 0 | 0.050753 | 0 |  | --> | C20 ex COOLCORCORAN | Coolcorcoran [T41,T42] | KNOCKEARAGH |  | 52.0859 | -9.4774
MV/LV Substation BA***901 |  | 20 kV | _ | LV | 50 kVA :Pole Substation | 0.05 | --> | 0.05 | 0 | 0 | Constrained,otherwise capacity available =48kVA. | --> | 0.0475 | 0 | 0 | 0 | 0 | Constrained,otherwise capacity available =50.3kW. | --> | C15 ex MOUNTRATH | Mountrath [T41,T42] | PORTLAOISE |  | 52.8781 | -7.4598
MV/LV Substation BA***902 |  | 10 kV | _ | LV | 100 kVA :Pole Substation | 0.1 | --> | 0.1 | 0 | 0 | Constrained,otherwise capacity available =81kVA. | --> | 0.095 | 0 | 0 | 0.10284 | 0 |  | --> | C20 ex TERMONFECKIN ROAD | Termonfeckin Road [T41,T42] | DRYBRIDGE |  | 53.7369 | -6.2756
MV/LV Substation BA***902Y |  | 10 kV | _ | LV | 50 kVA :Pole Substation | 0.05 | --> | 0.05 | 0.05 | 8.2 |  | --> | 0.0475 | 0 | 0 | 0.05 | 0 |  | --> | C11 ex MOUNT MISERY | Mount Misery [T41,T42] | WATERFORD |  | 52.2882 | -7.152
MV/LV Substation BA***903 |  | 20 kV | _ | LV | 50 kVA :Pole Substation | 0.05 | --> | 0.05 | 0 | 0 | Constrained,otherwise capacity available =41kVA. | --> | 0.0475 | 0 | 0 | 0.051348 | 0 |  | --> | E16 ex CURRALEIGH | Curraleigh [T421,T422] | KILBARRY |  | 51.9836 | -8.7477
MV/LV Substation BA***903X |  | 10 kV | _ | LV | 100 kVA :Building Structure | 0.1 | --> | 0.1 | 0 | 0 | Constrained,otherwise capacity available =76kVA. | --> | 0.095 | 0 | 0 | 0.10358 | 0 |  | --> | C15 ex CAHIRCALLA | Cahircalla [T41,T42] | ENNIS |  | 52.7834 | -8.9309
MV/LV Substation BA***903X |  | 10 kV | _ | LV | 100 kVA :Pole Substation | 0.1 | --> | 0.1 | 0 | 0 | Constrained,otherwise capacity available =99kVA. | --> | 0.095 | 0 | 0 | 0.10015 | 0 |  | --> | C11 ex CLONAKILTY | Clonakilty [T41,T42] | DUNMANWAY |  | 51.674 | -8.858
MV/LV Substation BA***903X |  | 10 kV | _ | LV | 50 kVA :Pole Substation | 0.05 | --> | 0.05 | 0 | 0 | Constrained,otherwise capacity available =42kVA. | --> | 0.0475 | 0 | 0 | 0 | 0 | Constrained,otherwise capacity available =51.2kW. | --> | C11 ex RATHDRUM | Rathdrum [T42] | ARKLOW |  | 52.8731 | -6.2211
MV/LV Substation BA***903Z |  | 10 kV | _ | LV | 100 kVA :Pole Substation | 0.1 | --> | 0.1 | 0 | 0 | Constrained,otherwise capacity available =58kVA. | --> | 0.095 | 0 | 0.011856 | 0.10618 | 0 |  | --> | C18 ex BLAKE | Blake [T41,T42] | BLAKE |  | 53.2421 | -6.8537
MV/LV Substation BA***904X |  | 20 kV | _ | LV | 50 kVA :Pole Substation | 0.05 | --> | 0.05 | 0.036 | 3 |  | --> | 0.0475 | 0 | 0 | 0 | 0 | Constrained,otherwise capacity available =52.1kW. | --> | E11 ex CHARLEVILLE | Charleville [T421,T422] | CHARLEVILLE |  | 52.4779 | -8.6989
MV/LV Substation BA***905 |  | 20 kV | _ | LV | 100 kVA :Pole Substation | 0.1 | --> | 0.1 | 0.061 | 0.6 |  | --> | 0.095 | 0 | 0.004446 | 0 | 0 | Constrained,otherwise capacity available =105.8kW. | --> | E23 ex LAWLESSTOWN | Lawlesstown [T42,T421] | DOON |  | 52.2676 | -7.7208
MV/LV Substation BA***905 |  | 10 kV | _ | LV | 50 kVA :Pole Substation | 0.05 | --> | 0.05 | 0 | 0 | Constrained,otherwise capacity available =40kVA. | --> | 0.0475 | 0 | 0 | 0.051496 | 0 |  | --> | C39 ex COLLEGE PARK | College Park [T101,T102,T103] | COLLEGE PARK |  | 53.4492 | -6.3792
MV/LV Substation BA***906X |  | 20 kV | _ | LV | 200 kVA :Kiosk Substation | 0.2 | --> | 0.2 | 0 | 0 | Constrained,otherwise capacity available =186kVA. | --> | 0.19 | 0 | 0.008892 | 0.20211 | 0 |  | --> | E16 ex BALLYDEHOB | Ballydehob [T421] | DUNMANWAY |  | 51.4972 | -9.7138
MV/LV Substation BA***906Z |  | 10 kV | _ | LV | 200 kVA :Pole Substation | 0.2 | --> | 0.2 | 0.2 | 5 |  | --> | 0.19 | 0 | 0 | 0.2 | 0 |  | --> | C14 ex MCDONAGH | Mcdonagh [T41,T42] | KILKENNY |  | 52.6384 | -7.1606
MV/LV Substation BA***907 |  | 20 kV | _ | LV | 200 kVA :Pole Substation | 0.2 | --> | 0.2 | 0 | 0 | Constrained,otherwise capacity available =199kVA. | --> | 0.19 | 0 | 0 | 0.20015 | 0 |  | --> | E47 ex CLAREGALWAY | Claregalway [T42,T421] | GALWAY 110KV |  | 53.4247 | -8.8106
MV/LV Substation BA***907 |  | 10 kV | _ | LV | 200 kVA :Pole Substation | 0.2 | --> | 0.2 | 0.137 | 2.2 |  | --> | 0.19 | 0 | 0 | 0.20935 | 0 |  | --> | C11 ex BALLINASLOE | Ballinasloe [T41,T42] | SOMERSET |  | 53.3317 | -8.2196
MV/LV Substation BA***907X |  | 20 kV | _ | LV | 50 kVA :Pole Substation | 0.05 | --> | 0.05 | 0.015 | 10.9 |  | --> | 0.0475 | 0 | 0.002964 | 0.055047 | 0 |  | --> | C24 ex MULLINGAR | Mullingar [T101,T102] | MULLINGAR |  | 53.6274 | -7.4678
MV/LV Substation BA***908 |  | 20 kV | _ | LV | 50 kVA :Pole Substation | 0.05 | --> | 0.05 | 0 | 0 | Constrained,otherwise capacity available =48kVA. | --> | 0.0475 | 0 | 0 | 0.050303 | 0 |  | --> | C15 ex KANTURK | Kanturk [T41,T42] | GLENLARA |  | 52.16 | -8.8357
MV/LV Substation BA***908 |  | 20 kV | _ | LV | 100 kVA :Pole Substation | 0.1 | --> | 0.1 | 0 | 0 | Constrained,otherwise capacity available =69kVA. | --> | 0.095 | 0 | 0.02964 | 0.1046 | 0 |  | --> | E17 ex BALTINGLASS | Baltinglass [T421,T422] | STRATFORD |  | 52.9002 | -6.6111
MV/LV Substation BA***908Y |  | 20 kV | _ | LV | 200 kVA :Kiosk Substation | 0.2 | --> | 0.2 | 0 | 0 | Constrained,otherwise capacity available =125kVA. | --> | 0.19 | 0 | 0 | 0.21108 | 0 |  | --> | E15 ex DULEEK | Duleek [T421,T422] | DRYBRIDGE |  | 53.6541 | -6.4268
MV/LV Substation BA***909X |  | 20 kV | _ | LV | 200 kVA :Pole Substation | 0.2 | --> | 0.2 | 0.199 | 4.4 |  | --> | 0.19 | 0 | 0.002964 | 0.20015 | 0 |  | --> | E18 ex CRANE | Crane [T122] | CRANE |  | 52.4838 | -6.2955
MV/LV Substation BA***909X |  | 10 kV | _ | LV | 630 kVA :Building Structure | 0.63 | --> | 0.63 | 0.5 | 11.1 |  | --> | 0.5985 | 0 | 0 | 0.5 | 0 |  | --> | C19 ex CABRA | Cabra [T101,T102] | FINGLAS |  | 53.3738 | -6.2956
MV/LV Substation BA***910X |  | 10 kV | _ | LV | 400 kVA :Building Structure | 0.4 | --> | 0.4 | 0 | 0 | Constrained,otherwise capacity available =400kVA. | --> | 0.38 | 0 | 0 | 0.4 | 0 |  | --> | C19 ex WHITESTOWN | Whitestown [T41,T42] | COOKSTOWN |  | 53.2781 | -6.379
MV/LV Substation BA***911 |  | 20 kV | _ | LV | 200 kVA :Pole Substation | 0.2 | --> | 0.2 | 0 | 0 | Constrained,otherwise capacity available =151kVA. | --> | 0.19 | 0 | 0.03705 | 0.20731 | 0 |  | --> | E15 ex BRUFF | Bruff [T42,T421] | LIMERICK |  | 52.5666 | -8.5075
MV/LV Substation BA***911 |  | 10 kV | _ | LV | 100 kVA :Pole Substation | 0.1 | --> | 0.1 | 0.047 | 0.1 |  | --> | 0.095 | 0 | 0.011856 | 0.10774 | 0 |  | --> | C16 ex KILCULLEN | Kilcullen [T41,T42,T424] | STRATFORD |  | 53.123 | -6.8298
MV/LV Substation BA***911X |  | 20 kV | _ | LV | 50 kVA :Pole Substation | 0.05 | --> | 0.05 | 0 | 0 | Constrained,otherwise capacity available =50kVA. | --> | 0.0475 | 0 | 0 | 0 | 0 | Constrained,otherwise capacity available =50kW. | --> | E12 ex ABBEYLEIX | Abbeyleix [T422] | PORTLAOISE |  | 53.0018 | -7.2916
MV/LV Substation BA***912 |  | 10 kV | _ | LV | 200 kVA :Pole Substation | 0.2 | --> | 0.2 | 0.161 | 5.3 |  | --> | 0.19 | 0 | 0.00741 | 0.20584 | 0 |  | --> | C17 ex BALLYTIVNAN | Ballytivnan [T41,T42] | SLIGO |  | 54.2973 | -8.4967
MV/LV Substation BA***912X |  | 20 kV | _ | LV | 50 kVA :Pole Substation | 0.05 | --> | 0.05 | 0.046 | 10.9 |  | --> | 0.0475 | 0 | 0 | 0.050604 | 0 |  | --> | C24 ex MULLINGAR | Mullingar [T101,T102] | MULLINGAR |  | 53.6302 | -7.4701
MV/LV Substation BA***912X |  | 10 kV | _ | LV | 25 kVA :Pole Substation | 0.025 | --> | 0.025 | 0.02 | 1.1 |  | --> | 0.02375 | 0 | 0 | 0 | 0 | Constrained,otherwise capacity available =25.7kW. | --> | C16 ex NEWCASTLEWEST | Newcastlewest [T41,T42] | RATHKEALE |  | 52.4893 | -9.045
MV/LV Substation BA***913 |  | 10 kV | _ | LV | 200 kVA :Pole Substation | 0.2 | --> | 0.2 | 0.16 | 4.4 |  | --> | 0.19 | 0 | 0 | 0.20598 | 0 |  | --> | C17 ex KINGSCOURT | Kingscourt [T41,T42] | MEATH HILL |  | 53.9013 | -6.6959
MV/LV Substation BA***914 |  | 20 kV | _ | LV | 100 kVA :Pole Substation | 0.1 | --> | 0.1 | 0.069 | 2.8 |  | --> | 0.095 | 0 | 0 | 0.1046 | 0 |  | --> | E21 ex CLARA | Clara [T421,T422] | THORNSBERRY |  | 53.3464 | -7.7146
MV/LV Substation BA***914 |  | 20 kV | _ | LV | 50 kVA :Pole Substation | 0.05 | --> | 0.05 | 0.05 | 0.4 |  | --> | 0.0475 | 0 | 0 | 0.05 | 0 |  | --> | C14 ex CARRAROE | Carraroe [T42] | SCREEB |  | 53.2567 | -9.5336
MV/LV Substation BA***914 |  | 20 kV | _ | LV | 50 kVA :Pole Substation | 0.05 | --> | 0.05 | 0 | 0 | Constrained,otherwise capacity available =42kVA. | --> | 0.0475 | 0 | 0.01482 | 0 | 0 | Constrained,otherwise capacity available =51.2kW. | --> | E17 ex SPRINGS | Springs [T421,T422] | DUNGARVAN |  | 52.1074 | -7.5691
MV/LV Substation BA***915X |  | 10 kV | _ | LV | 200 kVA :Pole Substation | 0.2 | --> | 0.2 | 0.164 | 1.7 |  | --> | 0.19 | 0 | 0.03705 | 0.20539 | 0 |  | --> | C21 ex ATHY | Athy [T101,T102] | ATHY |  | 53.0178 | -7.1165
MV/LV Substation BA***915Z |  | 20 kV | _ | LV | 100 kVA :Pole Substation | 0.1 | --> | 0.1 | 0.1 | 0.2 |  | --> | 0.095 | 0 | 0 | 0 | 0 | Constrained,otherwise capacity available =100kW. | --> | E15 ex BEALISTOWN | Bealistown [T421,T422] | GREAT ISLAND |  | 52.2548 | -6.7263
MV/LV Substation BA***917 |  | 20 kV | _ | LV | 50 kVA :Pole Substation | 0.05 | --> | 0.05 | 0 | 0 | Constrained,otherwise capacity available =50kVA. | --> | 0.0475 | 0 | 0 | 0.05 | 0 |  | --> | C11 ex LOUGHSHINNY | Loughshinny [T41,T42] | GLASMORE |  | 53.5443 | -6.1754
MV/LV Substation BA***917X |  | 10 kV | _ | LV | 25 kVA :Pole Substation | 0.025 | --> | 0.025 | 0 | 0 | Constrained,otherwise capacity available =9kVA. | --> | 0.02375 | 0 | 0.00741 | 0 | 0 | Constrained,otherwise capacity available =27.3kW. | --> | C11 ex RATHDRUM | Rathdrum [T42] | ARKLOW |  | 52.9174 | -6.2043
MV/LV Substation BA***917X |  | 10 kV | _ | LV | 100 kVA :Pole Substation | 0.1 | --> | 0.1 | 0.059 | 0.9 |  | --> | 0.095 | 0 | 0 | 0.10604 | 0 |  | --> | C19 ex CLONARD | Clonard [T41,T42] | WEXFORD |  | 52.2809 | -6.4671
MV/LV Substation BA***918 |  | 20 kV | _ | LV | 50 kVA :Pole Substation | 0.05 | --> | 0.05 | 0.044 | 1.7 |  | --> | 0.0475 | 0 | 0 | 0.050903 | 0 |  | --> | E62 ex ATHY | Athy [T101,T102] | ATHY |  | 53.0013 | -6.95
MV/LV Substation BA***918X |  | 20 kV | _ | LV | 50 kVA :Pole Substation | 0.05 | --> | 0.05 | 0.035 | 7.2 |  | --> | 0.0475 | 0 | 0.003705 | 0.052228 | 0 |  | --> | C06 ex AHANE | Ahane [T102] | AHANE |  | 52.6914 | -8.5108
MV/LV Substation BA***919 |  | 10 kV | _ | LV | 100 kVA :Pole Substation | 0.1 | --> | 0.1 | 0 | 0 | Constrained,otherwise capacity available =81kVA. | --> | 0.095 | 0 | 0.021489 | 0 | 0 | Constrained,otherwise capacity available =102.8kW. | --> | C16 ex KILCLOHER | Kilcloher [T41,T42] | DUNGARVAN |  | 52.1331 | -7.8115
MV/LV Substation BA***919Y |  | 20 kV | _ | LV | 50 kVA :Pole Substation | 0.05 | --> | 0.05 | 0.05 | 4.2 |  | --> | 0.0475 | 0 | 0 | 0.05 | 0 |  | --> | E15 ex JENKINSTOWN | Jenkinstown [T421,T422] | DUNDALK |  | 54.0402 | -6.376
MV/LV Substation BA***920X |  | 10 kV | _ | LV | 100 kVA :Pole Substation | 0.1 | --> | 0.1 | 0.092 | 12.2 |  | --> | 0.095 | 0 | 0.004446 | 0.10121 | 0 |  | --> | C23 ex BALLYBEG | Ballybeg [T101,T102] | CARRICKMINES |  | 52.9162 | -6.1127
MV/LV Substation BA***920X |  | 10 kV | _ | LV | 50 kVA :Pole Substation | 0.05 | --> | 0.05 | 0 | 0 | Constrained,otherwise capacity available =45kVA. | --> | 0.0475 | 0 | 0.004446 | 0.050753 | 0 |  | --> | C21 ex KILMONEY | Kilmoney [T41,T42] | TRABEG |  | 51.7586 | -8.3336
MV/LV Substation BA***921 |  | 10 kV | _ | LV | 25 kVA :Pole Substation | 0.025 | --> | 0.025 | 0 | 0 | Constrained,otherwise capacity available =15kVA. | --> | 0.02375 | 0 | 0 | 0.026475 | 0 |  | --> | C30 ex KINSALE | Kinsale [T41,T42] | BANDON |  | 51.7136 | -8.6303
MV/LV Substation BA***921 |  | 10 kV | _ | LV | 400 kVA :Kiosk Substation | 0.4 | --> | 0.4 | 0 | 0 | Constrained,otherwise capacity available =285kVA. | --> | 0.38 | 0 | 0.002964 | 0.4171 | 0 |  | --> | C17 ex WHITEHALL | Whitehall [T41] | FINGLAS |  | 53.384 | -6.2756
MV/LV Substation BA***921X |  | 10 kV | _ | LV | 50 kVA :Pole Substation | 0.05 | --> | 0.05 | 0 | 0 | Constrained,otherwise capacity available =38kVA. | --> | 0.0475 | 0 | 0 | 0 | 0 | Constrained,otherwise capacity available =51.8kW. | --> | E11 ex KNOCKMULLEN | Knockmullen [T42,T421] | GREAT ISLAND |  | 52.447 | -6.8684
MV/LV Substation BA***923 |  | 20 kV | _ | LV | 50 kVA :Pole Substation | 0.05 | --> | 0.05 | 0.045 | 6 |  | --> | 0.0475 | 0 | 0 | 0 | 0 | Constrained,otherwise capacity available =50.8kW. | --> | C14 ex ARDGEEHA | Ardgeeha [T41,T42] | DOON |  | 52.4263 | -7.7028
MV/LV Substation BA***923 |  | 10 kV | _ | LV | 100 kVA :Pole Substation | 0.1 | --> | 0.1 | 0.091 | 12.2 |  | --> | 0.095 | 0 | 0.002964 | 0.10136 | 0 |  | --> | C18 ex BALLYBEG | Ballybeg [T101,T102] | CARRICKMINES |  | 52.9553 | -6.175
MV/LV Substation BA***923Z |  | 10 kV | _ | LV | 50 kVA :Pole Substation | 0.05 | --> | 0.05 | 0 | 0 | Constrained,otherwise capacity available =50kVA. | --> | 0.0475 | 0 | 0 | 0.05 | 0 |  | --> | C21 ex BALLINDERRY | Ballinderry [T41,T422] | MULLINGAR |  | 53.5159 | -7.3283
MV/LV Substation BA***924 |  | 10 kV | _ | LV | 50 kVA :Pole Substation | 0.05 | --> | 0.05 | 0.039 | 0.4 |  | --> | 0.0475 | 0 | 0 | 0 | 0 | Constrained,otherwise capacity available =51.6kW. | --> | C12 ex KILMAGIG | Kilmagig [T42] | ARKLOW |  | 52.8661 | -6.2244
MV/LV Substation BA***924 |  | 20 kV | _ | LV | 50 kVA :Pole Substation | 0.05 | --> | 0.05 | 0 | 0 | Constrained,otherwise capacity available =44kVA. | --> | 0.0475 | 0 | 0 | 0 | 0 | Constrained,otherwise capacity available =50.9kW. | --> | E17 ex KILMACTHOMAS | Kilmacthomas [T421,T422] | DUNGARVAN |  | 52.2586 | -7.4018
MV/LV Substation BA***924X |  | 10 kV | _ | LV | 400 kVA :Kiosk Substation | 0.4 | --> | 0.4 | 0.22207 | 0.2 | Constrained,otherwise capacity available =319kVA. | --> | 0.38 | 0 | 0.011115 | 0.41212 | 0 |  | --> | C11 ex KILSHANNY | Kilshanny [T41,T42] | CAHIR |  | 52.2729 | -8.269
MV/LV Substation BA***924X |  | 20 kV | _ | LV | 100 kVA :Pole Substation | 0.1 | --> | 0.1 | 0.076 | 0.9 |  | --> | 0.095 | 0 | 0 | 0 | 0 | Constrained,otherwise capacity available =103.6kW. | --> | E21 ex CASTLETOWNBERE | Castletownbere [T421] | BALLYLICKY |  | 51.6595 | -9.8341
MV/LV Substation BA***924X |  | 20 kV | _ | LV | 50 kVA :Pole Substation | 0.05 | --> | 0.05 | 0 | 0 | Constrained,otherwise capacity available =47kVA. | --> | 0.0475 | 0 | 0 | 0.050453 | 0 |  | --> | C21 ex TERMONFECKIN ROAD | Termonfeckin Road [T41,T42] | DRYBRIDGE |  | 53.7748 | -6.2724
MV/LV Substation BA***925 |  | 10 kV | _ | LV | 200 kVA :Pole Substation | 0.2 | --> | 0.2 | 0.087 | 1.3 |  | --> | 0.19 | 0 | 0 | 0.21646 | 0 |  | --> | C17 ex CASTLEREA | Castlerea [T41,T42] | CARRICK ON SHANNON |  | 53.7662 | -8.4844
MV/LV Substation BA***925X |  | 20 kV | _ | LV | 50 kVA :Pole Substation | 0.05 | --> | 0.05 | 0 | 0 | Constrained,otherwise capacity available =50kVA. | --> | 0.0475 | 0 | 0 | 0 | 0 | Constrained,otherwise capacity available =50kW. | --> | C14 ex MILFORD (NR) | Milford (nr) [T41,T42] | LETTERKENNY |  | 55.1942 | -7.7278
MV/LV Substation BA***925X |  | 10 kV | _ | LV | 400 kVA :Kiosk Substation | 0.4 | --> | 0.4 | 0.369 | 18.8 |  | --> | 0.38 | 0 | 0.02223 | 0.40468 | 0 |  | --> | E11 ex HARTNETTS CROSS | Hartnetts Cross [T121,T422] | HARTNETTS CROSS |  | 51.9063 | -8.9588
MV/LV Substation BA***927 |  | 10 kV | _ | LV | 100 kVA :Pole Substation | 0.1 | --> | 0.1 | 0.088 | 18.7 |  | --> | 0.095 | 0 | 0 | 0.10181 | 0 |  | --> | C22 ex ARKLOW | Arklow [T101,T102] | ARKLOW |  | 52.7951 | -6.1894
MV/LV Substation BA***928 |  | 10 kV | _ | LV | 50 kVA :Pole Substation | 0.05 | --> | 0.05 | 0 | 0 | Constrained,otherwise capacity available =19kVA. | --> | 0.0475 | 0 | 0 | 0.054497 | 0 |  | --> | C30 ex KINSALE | Kinsale [T41,T42] | BANDON |  | 51.7119 | -8.6282
MV/LV Substation BA***929 |  | 20 kV | _ | LV | 50 kVA :Pole Substation | 0.05 | --> | 0.05 | 0 | 0 | Constrained,otherwise capacity available =34kVA. | --> | 0.0475 | 0 | 0 | 0.052373 | 0 |  | --> | E18 ex GLASMORE | Glasmore [T421,T422] | GLASMORE |  | 53.518 | -6.2621
MV/LV Substation BA***929Y |  | 20 kV | _ | LV | 50 kVA :Pole Substation | 0.05 | --> | 0.05 | 0.048 | 1.4 |  | --> | 0.0475 | 0 | 0 | 0.050303 | 0 |  | --> | E13 ex KILLINICK | Killinick [T421,T422] | WEXFORD |  | 52.1975 | -6.3639
MV/LV Substation BA***930 |  | 20 kV | _ | LV | 50 kVA :Pole Substation | 0.05 | --> | 0.05 | 0 | 0 | Constrained,otherwise capacity available =47kVA. | --> | 0.0475 | 0 | 0 | 0.050453 | 0 |  | --> | E21 ex ATHENRY | Athenry [T423] | GALWAY 110KV |  | 53.3248 | -8.7249
MV/LV Substation BA***930Y |  | 10 kV | _ | LV | 100 kVA :Pole Substation | 0.1 | --> | 0.1 | 0.1 | 1.7 |  | --> | 0.095 | 0 | 0 | 0.1 | 0 |  | --> | C21 ex ATHY | Athy [T101,T102] | ATHY |  | 52.9837 | -7.0859
MV/LV Substation BA***930Y |  | 10 kV | _ | LV | 200 kVA :Pole Substation | 0.2 | --> | 0.2 | 0.098 | 0.2 |  | --> | 0.19 | 0 | 0 | 0 | 0 | Constrained,otherwise capacity available =214.9kW. | --> | E17 ex BEALISTOWN | Bealistown [T421,T422] | GREAT ISLAND |  | 52.2616 | -6.862
MV/LV Substation BA***931 |  | 20 kV | _ | LV | 400 kVA :Kiosk Substation | 0.4 | --> | 0.4 | 0 | 0 | Constrained,otherwise capacity available =362kVA. | --> | 0.38 | 0 | 0 | 0.40573 | 0 |  | --> | C15 ex BALLYHAUNIS | Ballyhaunis [T41,T42] | DALTON |  | 53.7455 | -8.6419
MV/LV Substation BA***931Y |  | 10 kV | _ | LV | 630 kVA :Building Structure | 0.63 | --> | 0.63 | 0 | 0 | Constrained,otherwise capacity available =500kVA. | --> | 0.5985 | 0 | 0 | 0.5 | 0 |  | --> | C14 ex ATHLONE | Athlone [T41,T42] | ATHLONE |  | 53.4224 | -7.9469
MV/LV Substation BA***932 |  | 20 kV | _ | LV | 50 kVA :Pole Substation | 0.05 | --> | 0.05 | 0.044 | 0.6 |  | --> | 0.0475 | 0 | 0 | 0 | 0 | Constrained,otherwise capacity available =50.9kW. | --> | E19 ex LAWLESSTOWN | Lawlesstown [T42,T421] | DOON |  | 52.4353 | -7.7311
MV/LV Substation BA***932X |  | 10 kV | _ | LV | 50 kVA :Pole Substation | 0.05 | --> | 0.05 | 0.05 | 0.3 |  | --> | 0.0475 | 0 | 0 | 0.05 | 0 |  | --> | C18 ex BALLYMOTE | Ballymote [T41] | SLIGO |  | 54.0871 | -8.5294
MV/LV Substation BA***933 |  | 10 kV | _ | LV | 50 kVA :Pole Substation | 0.05 | --> | 0.05 | 0 | 0 | Constrained,otherwise capacity available =38kVA. | --> | 0.0475 | 0 | 0 | 0.05179 | 0 |  | --> | C17 ex BALLYGAR | Ballygar [T41,T42] | ATHLONE |  | 53.5207 | -8.3392
MV/LV Substation BA***934 |  | 10 kV | _ | LV | 200 kVA :Pole Substation | 0.2 | --> | 0.2 | 0 | 0 | Constrained,otherwise capacity available =161kVA. | --> | 0.19 | 0 | 0 | 0.20584 | 0 |  | --> | C11 ex BALLINCOLLIG | Ballincollig [T41,T42] | KILBARRY |  | 51.8461 | -8.5464
MV/LV Substation BA***934X |  | 20 kV | _ | LV | 50 kVA :Pole Substation | 0.05 | --> | 0.05 | 0.05 | 1.4 |  | --> | 0.0475 | 0 | 0 | 0.05 | 0 |  | --> | E17 ex KILROSS ROAD | Kilross Road [T421] | TIPPERARY |  | 52.4589 | -8.2233
MV/LV Substation BA***935 |  | 10 kV | _ | LV | 50 kVA :Pole Substation | 0.05 | --> | 0.05 | 0.04 | 18.7 |  | --> | 0.0475 | 0 | 0.003705 | 0.051496 | 0 |  | --> | C18 ex ARKLOW | Arklow [T101,T102] | ARKLOW |  | 52.8885 | -6.1106
MV/LV Substation BA***935 |  | 20 kV | _ | LV | 400 kVA :Kiosk Substation | 0.4 | --> | 0.4 | 0 | 0 | Constrained,otherwise capacity available =334kVA. | --> | 0.38 | 0 | 0.015561 | 0 | 0 | Constrained,otherwise capacity available =409.9kW. | --> | E14 ex FOXHOLE | Foxhole [T421,T422] | DUNGARVAN |  | 51.9525 | -7.8542
MV/LV Substation BA***935X |  | 10 kV | _ | LV | 50 kVA :Pole Substation | 0.05 | --> | 0.05 | 0 | 0 | Constrained,otherwise capacity available =50kVA. | --> | 0.0475 | 0 | 0 | 0.05 | 0 |  | --> | C30 ex ACADEMY STREET | Academy Street [T421,T422,T44] | NAVAN |  | 53.6508 | -6.6553
MV/LV Substation BA***936 |  | 10 kV | _ | LV | 50 kVA :Pole Substation | 0.05 | --> | 0.05 | 0.048 | 2 |  | --> | 0.0475 | 0 | 0 | 0.050303 | 0 |  | --> | C14 ex CAUSEWAY | Causeway [T41,T42] | TRALEE |  | 52.4393 | -9.7004
MV/LV Substation BA***936X |  | 10 kV | _ | LV | 25 kVA :Pole Substation | 0.025 | --> | 0.025 | 0 | 0 | Constrained,otherwise capacity available =23kVA. | --> | 0.02375 | 0 | 0 | 0.025302 | 0 |  | --> | C17 ex ROSCOMMON | Roscommon [T41,T42] | LANESBORO |  | 53.6118 | -8.1839
MV/LV Substation BA***936X |  | 10 kV | _ | LV | 630 kVA :Kiosk Substation | 0.63 | --> | 0.63 | 0 | 0 | Constrained,otherwise capacity available =274kVA. | --> | 0.5985 | 0 | 0 | 0 | 0 | Constrained,otherwise capacity available =500kW. | --> | C18 ex KNOCKMULLEN | Knockmullen [T42,T421] | GREAT ISLAND |  | 52.3953 | -6.9435
MV/LV Substation BA***939 |  | 10 kV | _ | LV | 200 kVA :Kiosk Substation | 0.2 | --> | 0.2 | 0.165 | 5.6 |  | --> | 0.19 | 0 | 0.009633 | 0.20525 | 0 |  | --> | C12 ex KILCOOLE | Kilcoole [T41,T42] | FASSAROE |  | 53.1015 | -6.0596
MV/LV Substation BA***939X |  | 20 kV | _ | LV | 50 kVA :Pole Substation | 0.05 | --> | 0.05 | 0.047 | 1.1 |  | --> | 0.0475 | 0 | 0 | 0.050453 | 0 |  | --> | E12 ex BIRR | Birr [T41,T422] | DALLOW |  | 53.0872 | -7.7245
MV/LV Substation BA***939Y |  | 10 kV | _ | LV | 50 kVA :Pole Substation | 0.05 | --> | 0.05 | 0.05 | 1.3 |  | --> | 0.0475 | 0 | 0 | 0.05 | 0 |  | --> | C21 ex CASTLEREA | Castlerea [T41,T42] | CARRICK ON SHANNON |  | 53.6899 | -8.4666
MV/LV Substation BA***940 |  | 20 kV | _ | LV | 50 kVA :Pole Substation | 0.05 | --> | 0.05 | 0.022 | 1.8 |  | --> | 0.0475 | 0 | 0 | 0.05408 | 0 |  | --> | E12 ex BIRDHILL | Birdhill [T421,T422] | ARDNACRUSHA |  | 52.792 | -8.4329
MV/LV Substation BA***941 |  | 10 kV | _ | LV | 50 kVA :Pole Substation | 0.05 | --> | 0.05 | 0 | 0 | Constrained,otherwise capacity available =30kVA. | --> | 0.0475 | 0 | 0 | 0.052949 | 0 |  | --> | C11 ex BALLINCOLLIG | Ballincollig [T41,T42] | KILBARRY |  | 51.8385 | -8.6095
MV/LV Substation BA***941X |  | 20 kV | _ | LV | 50 kVA :Pole Substation | 0.05 | --> | 0.05 | 0 | 0 | Constrained,otherwise capacity available =46kVA. | --> | 0.0475 | 0 | 0 | 0 | 0 | Constrained,otherwise capacity available =50.6kW. | --> | E12 ex KILMACTHOMAS | Kilmacthomas [T421,T422] | DUNGARVAN |  | 52.2205 | -7.3748
MV/LV Substation BA***942 |  | 20 kV | _ | LV | 50 kVA :Pole Substation | 0.05 | --> | 0.05 | 0 | 0 | Constrained,otherwise capacity available =3kVA. | --> | 0.0475 | 0 | 0 | 0 | 0 | Constrained,otherwise capacity available =56.7kW. | --> | C21 ex KNOCKAPHUNTA | Knockaphunta [T41,T42] | CASTLEBAR |  | 53.7949 | -9.3156
MV/LV Substation BA***942X |  | 20 kV | _ | LV | 50 kVA :Pole Substation | 0.05 | --> | 0.05 | 0.05 | 0.4 |  | --> | 0.0475 | 0 | 0 | 0.05 | 0 |  | --> | E17 ex BALLYCONNELL | Ballyconnell [T421,T422] | GORTAWEE |  | 54.1219 | -7.6793
MV/LV Substation BA***942Y |  | 10 kV | _ | LV | 50 kVA :Pole Substation | 0.05 | --> | 0.05 | 0 | 0 | Constrained,otherwise capacity available =38kVA. | --> | 0.0475 | 0 | 0.003705 | 0 | 0 | Constrained,otherwise capacity available =51.8kW. | --> | C15 ex BANTRY | Bantry [T41,T42] | BALLYLICKY |  | 51.7264 | -9.4478
MV/LV Substation BA***943X |  | 20 kV | _ | LV | 50 kVA :Pole Substation | 0.05 | --> | 0.05 | 0 | 0 | Constrained,otherwise capacity available =49kVA. | --> | 0.0475 | 0 | 0 | 0.050152 | 0 |  | --> | E11 ex KILCARRAGH | Kilcarragh [T421,T422] | BUTLERSTOWN |  | 52.2357 | -7.0391
MV/LV Substation BA***944 |  | 20 kV | _ | LV | 200 kVA :Pole Substation | 0.2 | --> | 0.2 | 0 | 0 | Constrained,otherwise capacity available =103kVA. | --> | 0.19 | 0 | 0.034827 | 0 | 0 | Constrained,otherwise capacity available =214.2kW. | --> | E13 ex BLESSINGTON | Blessington [T421,T422] | KILTEEL |  | 53.1328 | -6.6098
MV/LV Substation BA***944X |  | 10 kV | _ | LV | 50 kVA :Pole Substation | 0.05 | --> | 0.05 | 0 | 0 | Constrained,otherwise capacity available =41kVA. | --> | 0.0475 | 0 | 0.024082 | 0.051348 | 0 |  | --> | C11 ex KANTURK | Kanturk [T41,T42] | GLENLARA |  | 52.2059 | -8.8464
MV/LV Substation BA***945 |  | 10 kV | _ | LV | 25 kVA :Pole Substation | 0.025 | --> | 0.025 | 0.021 | 2.1 |  | --> | 0.02375 | 0 | 0.00741 | 0.0256 | 0 |  | --> | C13 ex BUTTEVANT | Buttevant [T41,T42] | MALLOW |  | 52.2073 | -8.6486
MV/LV Substation BA***945 |  | 10 kV | _ | LV | 150 kVA :Pole Substation | 0.15 | --> | 0.15 | 0 | 0 | Constrained,otherwise capacity available =140kVA. | --> | 0.1425 | 0 | 0 | 0.15151 | 0 |  | --> | C13 ex MALAHIDE | Malahide [T41,T42] | GLASMORE |  | 53.4228 | -6.1778
MV/LV Substation BA***945 |  | 10 kV | _ | LV | 400 kVA :Kiosk Substation | 0.4 | --> | 0.4 | 0.274 | 0.4 |  | --> | 0.38 | 0 | 0.053352 | 0.41869 | 0 |  | --> | C17 ex CARRICKMINES | Carrickmines [T41,T42] | CARRICKMINES |  | 53.2579 | -6.188
MV/LV Substation BA***945X |  | 10 kV | _ | LV | 50 kVA :Pole Substation | 0.05 | --> | 0.05 | 0 | 0 | Constrained,otherwise capacity available =50kVA. | --> | 0.0475 | 0 | 0 | 0.05 | 0 |  | --> | C19 ex CARRICKMACROSS | Carrickmacross [T41,T42] | MEATH HILL |  | 53.9352 | -6.7882
MV/LV Substation BA***945X |  | 20 kV | _ | LV | 50 kVA :Pole Substation | 0.05 | --> | 0.05 | 0.031 | 4.4 |  | --> | 0.0475 | 0 | 0.011115 | 0.052806 | 0 |  | --> | E13 ex CRANE | Crane [T122] | CRANE |  | 52.4362 | -6.4628
MV/LV Substation BA***946 |  | 10 kV | _ | LV | 50 kVA :Pole Substation | 0.05 | --> | 0.05 | 0 | 0 | Constrained,otherwise capacity available =48kVA. | --> | 0.0475 | 0 | 0 | 0.050303 | 0 |  | --> | C30 ex KINSALE | Kinsale [T41,T42] | BANDON |  | 51.6715 | -8.6087
MV/LV Substation BA***947 |  | 10 kV | _ | LV | 50 kVA :Pole Substation | 0.05 | --> | 0.05 | 0 | 0 | Constrained,otherwise capacity available =26kVA. | --> | 0.0475 | 0 | 0 | 0.053518 | 0 |  | --> | C12 ex BRUFF | Bruff [T42,T421] | LIMERICK |  | 52.5188 | -8.4177
MV/LV Substation BA***948 |  | 10 kV | _ | LV | 400 kVA :Kiosk Substation | 0.4 | --> | 0.4 | 0.347 | 0.9 |  | --> | 0.38 | 0 | 0 | 0.40797 | 0 |  | --> | C12 ex WOODFORD | Woodford [T41,T42] | KNOCKEARAGH |  | 52.0588 | -9.3391
MV/LV Substation BA***948X |  | 10 kV | _ | LV | 1000 kVA :Building Structure | 1 | --> | 1 | 0 | 0 | Constrained,otherwise capacity available =500kVA. | --> | 0.95 | 0 | 0 | 0.5 | 0 |  | --> | C12 ex TYMON | Tymon [T41,T42] | COOKSTOWN |  | 53.3059 | -6.352
MV/LV Substation BA***949 |  | 20 kV | _ | LV | 50 kVA :Pole Substation | 0.05 | --> | 0.05 | 0 | 0 | Constrained,otherwise capacity available =12kVA. | --> | 0.0475 | 0 | 0.004446 | 0.055455 | 0 |  | --> | C17 ex TUAM NORTH | Tuam North [T41,T42] | CLOON |  | 53.4802 | -8.7197
MV/LV Substation BA***950 |  | 10 kV | _ | LV | 400 kVA :Building Structure | 0.4 | --> | 0.4 | 0.208 | 1 |  | --> | 0.38 | 0 | 0.013338 | 0.42815 | 0 |  | --> | C17 ex NEWMARKET (DR) | Newmarket (dr) [T41] | FRANCIS STREET |  | 53.3427 | -6.2734
MV/LV Substation BA***950 |  | 20 kV | _ | LV | 50 kVA :Pole Substation | 0.05 | --> | 0.05 | 0 | 0 | Constrained,otherwise capacity available =31kVA. | --> | 0.0475 | 0 | 0.011115 | 0.052806 | 0 |  | --> | C11 ex RAHEEN | Raheen [T41,T42] | LIMERICK |  | 52.606 | -8.6982
MV/LV Substation BA***950X |  | 10 kV | _ | LV | 25 kVA :Pole Substation | 0.025 | --> | 0.025 | 0 | 0 | Constrained,otherwise capacity available =25kVA. | --> | 0.02375 | 0 | 0 | 0 | 0 | Constrained,otherwise capacity available =25kW. | --> | C16 ex RATHDRUM | Rathdrum [T42] | ARKLOW |  | 52.9495 | -6.2744
MV/LV Substation BA***950X |  | 10 kV | _ | LV | 50 kVA :Pole Substation | 0.05 | --> | 0.05 | 0.036 | 5 |  | --> | 0.0475 | 0 | 0.008151 | 0.052083 | 0 |  | --> | C20 ex MCDONAGH | Mcdonagh [T41,T42] | KILKENNY |  | 52.6843 | -7.1678
MV/LV Substation BA***950X |  | 10 kV | _ | LV | 200 kVA :Kiosk Substation | 0.2 | --> | 0.2 | 0.142 | 9.5 |  | --> | 0.19 | 0 | 0 | 0.20862 | 0 |  | --> | C13 ex BANDON | Bandon [T101,T42] | BANDON |  | 51.7348 | -8.7572
MV/LV Substation BA***951 |  | 20 kV | _ | LV | 100 kVA :Pole Substation | 0.1 | --> | 0.1 | 0 | 0 | Constrained,otherwise capacity available =96kVA. | --> | 0.095 | 0 | 0 | 0.10061 | 0 |  | --> | E14 ex BALLINROBE | Ballinrobe [T421,T422] | DALTON |  | 53.6863 | -9.1767
MV/LV Substation BA***951 |  | 20 kV | _ | LV | 50 kVA :Pole Substation | 0.05 | --> | 0.05 | 0.016 | 4.4 |  | --> | 0.0475 | 0 | 0.005187 | 0.05491 | 0 |  | --> | E17 ex CRANE | Crane [T122] | CRANE |  | 52.5415 | -6.3442
MV/LV Substation BA***951 |  | 10 kV | _ | LV | 400 kVA :Kiosk Substation | 0.4 | --> | 0.4 | 0.343 | 0.9 |  | --> | 0.38 | 0 | 0.012597 | 0.40856 | 0 |  | --> | C12 ex WOODFORD | Woodford [T41,T42] | KNOCKEARAGH |  | 52.0593 | -9.3395
MV/LV Substation BA***952 |  | 20 kV | _ | LV | 100 kVA :Pole Substation | 0.1 | --> | 0.1 | 0.066 | 2.8 |  | --> | 0.095 | 0 | 0 | 0.10504 | 0 |  | --> | E21 ex CLARA | Clara [T421,T422] | THORNSBERRY |  | 53.3381 | -7.7329
MV/LV Substation BA***952 |  | 10 kV | _ | LV | 100 kVA :Pole Substation | 0.1 | --> | 0.1 | 0 | 0 | Constrained,otherwise capacity available =83kVA. | --> | 0.095 | 0 | 0.00741 | 0.10255 | 0 |  | --> | C16 ex DEERPARK | Deerpark [T41,T42] | BALLYDINE |  | 52.3931 | -7.5487
MV/LV Substation BA***952Y |  | 10 kV | _ | LV | 50 kVA :Pole Substation | 0.05 | --> | 0.05 | 0.049 | 0.2 |  | --> | 0.0475 | 0 | 0 | 0 | 0 | Constrained,otherwise capacity available =50.2kW. | --> | E17 ex BEALISTOWN | Bealistown [T421,T422] | GREAT ISLAND |  | 52.2111 | -6.8637
MV/LV Substation BA***953 |  | 20 kV | _ | LV | 50 kVA :Pole Substation | 0.05 | --> | 0.05 | 0 | 0 | Constrained,otherwise capacity available =16kVA. | --> | 0.0475 | 0 | 0.003705 | 0.05491 | 0 |  | --> | E12 ex BALLINROBE | Ballinrobe [T421,T422] | DALTON |  | 53.6178 | -9.2282
MV/LV Substation BA***953 |  | 10 kV | _ | LV | 200 kVA :Pole Substation | 0.2 | --> | 0.2 | 0.195 | 0.4 |  | --> | 0.19 | 0 | 0 | 0.20076 | 0 |  | --> | C18 ex CARRICKMINES | Carrickmines [T41,T42] | CARRICKMINES |  | 53.2551 | -6.2318
MV/LV Substation BA***953Y |  | 10 kV | _ | LV | 50 kVA :Pole Substation | 0.05 | --> | 0.05 | 0 | 0 | Constrained,otherwise capacity available =37kVA. | --> | 0.0475 | 0 | 0 | 0 | 0 | Constrained,otherwise capacity available =51.9kW. | --> | C16 ex BANTRY | Bantry [T41,T42] | BALLYLICKY |  | 51.6771 | -9.4641
MV/LV Substation BA***954X |  | 10 kV | _ | LV | 50 kVA :Pole Substation | 0.05 | --> | 0.05 | 0 | 0 | Constrained,otherwise capacity available =48kVA. | --> | 0.0475 | 0 | 0 | 0.050303 | 0 |  | --> | C18 ex GORT | Gort [T41,T42] | ENNIS |  | 53.0452 | -8.8394
MV/LV Substation BA***954Y |  | 20 kV | _ | LV | 50 kVA :Pole Substation | 0.05 | --> | 0.05 | 0 | 0 | Constrained,otherwise capacity available =50kVA. | --> | 0.0475 | 0 | 0 | 0.05 | 0 |  | --> | E16 ex ACADEMY STREET | Academy Street [T421,T422,T44] | NAVAN |  | 53.6202 | -6.6908
MV/LV Substation BA***955 |  | 20 kV | _ | LV | 100 kVA :Pole Substation | 0.1 | --> | 0.1 | 0 | 0 | Constrained,otherwise capacity available =75kVA. | --> | 0.095 | 0 | 0.004446 | 0.10373 | 0 |  | --> | E15 ex ASHBOURNE | Ashbourne [T421,T422] | FINGLAS |  | 53.4971 | -6.3908
MV/LV Substation BA***955 |  | 10 kV | _ | LV | 200 kVA :Pole Substation | 0.2 | --> | 0.2 | 0.147 | 1.3 |  | --> | 0.19 | 0 | 0.003705 | 0.20789 | 0 |  | --> | C21 ex CASTLEREA | Castlerea [T41,T42] | CARRICK ON SHANNON |  | 53.6935 | -8.4629
MV/LV Substation BA***955X |  | 10 kV | _ | LV | 630 kVA :Building Structure | 0.63 | --> | 0.63 | 0.5 | 3.9 |  | --> | 0.5985 | 0 | 0 | 0.5 | 0 |  | --> | C17 ex GALWAY 110KV | Galway 110kv [T102,T103] | GALWAY 110KV |  | 53.2943 | -9.0132
MV/LV Substation BA***958 |  | 10 kV | _ | LV | 25 kVA :Pole Substation | 0.025 | --> | 0.025 | 0 | 0 | Constrained,otherwise capacity available =18kVA. | --> | 0.02375 | 0 | 0.016302 | 0.026041 | 0 |  | --> | C16 ex LOUGHSHINNY | Loughshinny [T41,T42] | GLASMORE |  | 53.5574 | -6.1345
MV/LV Substation BA***958 |  | 20 kV | _ | LV | 50 kVA :Pole Substation | 0.05 | --> | 0.05 | 0.042 | 17.8 |  | --> | 0.0475 | 0 | 0 | 0.0512 | 0 |  | --> | E22 ex BANOGE | Banoge [T121,T122] | BANOGE |  | 52.6239 | -6.3735
MV/LV Substation BA***959X |  | 20 kV | _ | LV | 50 kVA :Pole Substation | 0.05 | --> | 0.05 | 0 | 0 | Constrained,otherwise capacity available =50kVA. | --> | 0.0475 | 0 | 0 | 0.05 | 0 |  | --> | E18 ex CLONROCHE | Clonroche [T421,T422] | WEXFORD |  | 52.4396 | -6.6498
MV/LV Substation BA***960 |  | 20 kV | _ | LV | 100 kVA :Pole Substation | 0.1 | --> | 0.1 | 0.092 | 0.2 |  | --> | 0.095 | 0 | 0 | 0 | 0 | Constrained,otherwise capacity available =101.2kW. | --> | E15 ex BEALISTOWN | Bealistown [T421,T422] | GREAT ISLAND |  | 52.2872 | -6.8453
MV/LV Substation BA***961 |  | 20 kV | _ | LV | 50 kVA :Pole Substation | 0.05 | --> | 0.05 | 0 | 0 | Constrained,otherwise capacity available =41kVA. | --> | 0.0475 | 0 | 0 | 0.051348 | 0 |  | --> | E17 ex BALTINGLASS | Baltinglass [T421,T422] | STRATFORD |  | 52.9342 | -6.6375
MV/LV Substation BA***962Y |  | 20 kV | _ | LV | 100 kVA :Pole Substation | 0.1 | --> | 0.1 | 0 | 0 | Constrained,otherwise capacity available =70kVA. | --> | 0.095 | 0 | 0 | 0.10446 | 0 |  | --> | E11 ex BALLYDEHOB | Ballydehob [T421] | DUNMANWAY |  | 51.5648 | -9.456
MV/LV Substation BA***963 |  | 20 kV | _ | LV | 50 kVA :Pole Substation | 0.05 | --> | 0.05 | 0 | 0 | Constrained,otherwise capacity available =48kVA. | --> | 0.0475 | 0 | 0 | 0 | 0 | Constrained,otherwise capacity available =50.3kW. | --> | E17 ex SPRINGS | Springs [T421,T422] | DUNGARVAN |  | 52.1069 | -7.6781
MV/LV Substation BA***964 |  | 10 kV | _ | LV | 200 kVA :Pole Substation | 0.2 | --> | 0.2 | 0.159 | 3.3 |  | --> | 0.19 | 0 | 0 | 0 | 0 | Constrained,otherwise capacity available =206.1kW. | --> | C22 ex ENNISKEANE | Enniskeane [T41,T42] | BANDON |  | 51.7347 | -8.9519
MV/LV Substation BA***964 |  | 10 kV | _ | LV | 100 kVA :Pole Substation | 0.1 | --> | 0.1 | 0.08 | 4.5 |  | --> | 0.095 | 0 | 0.011115 | 0.10299 | 0 |  | --> | C12 ex MALLOW | Mallow [T41,T42] | MALLOW |  | 52.1366 | -8.5947
MV/LV Substation BA***964 |  | 20 kV | _ | LV | 50 kVA :Pole Substation | 0.05 | --> | 0.05 | 0 | 0 | Constrained,otherwise capacity available =38kVA. | --> | 0.0475 | 0 | 0.003705 | 0.05179 | 0 |  | --> | E18 ex PATRICKSWELL | Patrickswell [T421,T422] | LIMERICK |  | 52.5844 | -8.6831
MV/LV Substation BA***965X |  | 20 kV | _ | LV | 630 kVA :Building Structure | 0.63 | --> | 0.63 | 0 | 0 | Constrained,otherwise capacity available =500kVA. | --> | 0.5985 | 0 | 0.02223 | 0.5 | 0 |  | --> | E18 ex GARRANACANTY | Garranacanty [T421,T422] | TIPPERARY |  | 52.5019 | -8.2167
MV/LV Substation BA***965X |  | 20 kV | _ | LV | 100 kVA :Pole Substation | 0.1 | --> | 0.1 | 0.079 | 1.4 |  | --> | 0.095 | 0 | 0.003705 | 0.10314 | 0 |  | --> | E12 ex KILLINICK | Killinick [T421,T422] | WEXFORD |  | 52.2438 | -6.3947
MV/LV Substation BA***966 |  | 20 kV | _ | LV | 50 kVA :Pole Substation | 0.05 | --> | 0.05 | 0.048 | 4.4 |  | --> | 0.0475 | 0 | 0 | 0.050303 | 0 |  | --> | E17 ex CRANE | Crane [T122] | CRANE |  | 52.5364 | -6.3387
MV/LV Substation BA***967 |  | 20 kV | _ | LV | 50 kVA :Pole Substation | 0.05 | --> | 0.05 | 0 | 0 | Constrained,otherwise capacity available =38kVA. | --> | 0.0475 | 0 | 0 | 0.05179 | 0 |  | --> | C21 ex TRAMORE | Tramore [T41,T42] | BUTLERSTOWN |  | 52.145 | -7.2787
MV/LV Substation BA***968 |  | 10 kV | _ | LV | 200 kVA :Pole Substation | 0.2 | --> | 0.2 | 0 | 0 | Constrained,otherwise capacity available =187kVA. | --> | 0.19 | 0 | 0.01482 | 0 | 0 | Constrained,otherwise capacity available =202kW. | --> | C17 ex COLLIGAN | Colligan [T41,T42] | DUNGARVAN |  | 52.0906 | -7.661
MV/LV Substation BA***968 |  | 10 kV | _ | LV | 200 kVA :Pole Substation | 0.2 | --> | 0.2 | 0 | 0 | Constrained,otherwise capacity available =166kVA. | --> | 0.19 | 0 | 0 | 0 | 0 | Constrained,otherwise capacity available =205.1kW. | --> | C15 ex BANTRY | Bantry [T41,T42] | BALLYLICKY |  | 51.7245 | -9.4387
MV/LV Substation BA***968X |  | 10 kV | _ | LV | 50 kVA :Pole Substation | 0.05 | --> | 0.05 | 0 | 0 | Constrained,otherwise capacity available =36kVA. | --> | 0.0475 | 0 | 0 | 0 | 0 | Constrained,otherwise capacity available =52.1kW. | --> | C11 ex RATHDRUM | Rathdrum [T42] | ARKLOW |  | 52.9083 | -6.2699
MV/LV Substation BA***968X |  | 20 kV | _ | LV | 200 kVA :Kiosk Substation | 0.2 | --> | 0.2 | 0.162 | 2.5 |  | --> | 0.19 | 0 | 0.00741 | 0.20569 | 0 |  | --> | E17 ex BAGENALSTOWN | Bagenalstown [T421,T422] | CARLOW |  | 52.7344 | -6.9843
MV/LV Substation BA***968X |  | 20 kV | _ | LV | 50 kVA :Pole Substation | 0.05 | --> | 0.05 | 0.042 | 3.5 |  | --> | 0.0475 | 0 | 0 | 0.0512 | 0 |  | --> | E16 ex BUSH | Bush [T421,T422] | DUNDALK |  | 54.0106 | -6.1346
MV/LV Substation BA***969 |  | 20 kV | _ | LV | 100 kVA :Pole Substation | 0.1 | --> | 0.1 | 0.085 | 2 |  | --> | 0.095 | 0 | 0 | 0 | 0 | Constrained,otherwise capacity available =102.3kW. | --> | E17 ex BALLYMACARRY | Ballymacarry [T421] | TRILLICK |  | 55.1204 | -7.4554
MV/LV Substation BA***969 |  | 20 kV | _ | LV | 200 kVA :Pole Substation | 0.2 | --> | 0.2 | 0 | 0 | Constrained,otherwise capacity available =147kVA. | --> | 0.19 | 0 | 0.08892 | 0.20015 | 0 |  | --> | E17 ex DULEEK | Duleek [T421,T422] | DRYBRIDGE |  | 53.6214 | -6.4899
MV/LV Substation BA***969X |  | 10 kV | _ | LV | 200 kVA :Pole Substation | 0.2 | --> | 0.2 | 0.171 | 0.9 |  | --> | 0.19 | 0 | 0.004446 | 0.20436 | 0 |  | --> | C21 ex ROSS CARBERY | Ross Carbery [T41,T42] | DUNMANWAY |  | 51.6755 | -9.0264
MV/LV Substation BA***969Y |  | 10 kV | _ | LV | 630 kVA :Building Structure | 0.63 | --> | 0.63 | 0.399 | 7.2 |  | --> | 0.5985 | 0 | 0 | 0.5 | 0 |  | --> | C25 ex LIBERTY STREET | Liberty Street [T101,T102] | LIBERTY STREET |  | 51.9006 | -8.4799
MV/LV Substation BA***970X |  | 10 kV | _ | LV | 400 kVA :Building Structure | 0.4 | --> | 0.4 | 0.354 | 3.9 |  | --> | 0.38 | 0 | 0 | 0.40692 | 0 |  | --> | C26 ex GALWAY 110KV | Galway 110kv [T102,T103] | GALWAY 110KV |  | 53.2901 | -9.0097
MV/LV Substation BA***971 |  | 10 kV | _ | LV | 50 kVA :Pole Substation | 0.05 | --> | 0.05 | 0 | 0 | Constrained,otherwise capacity available =41kVA. | --> | 0.0475 | 0 | 0.00741 | 0 | 0 | Constrained,otherwise capacity available =51.3kW. | --> | C15 ex BANTRY | Bantry [T41,T42] | BALLYLICKY |  | 51.7234 | -9.4331
MV/LV Substation BA***971 |  | 20 kV | _ | LV | 200 kVA :Pole Substation | 0.2 | --> | 0.2 | 0.195 | 17.8 |  | --> | 0.19 | 0 | 0.003705 | 0.20076 | 0 |  | --> | E22 ex BANOGE | Banoge [T121,T122] | BANOGE |  | 52.6265 | -6.4008
MV/LV Substation BA***973 |  | 10 kV | _ | LV | 200 kVA :Pole Substation | 0.2 | --> | 0.2 | 0 | 0 | Constrained,otherwise capacity available =129kVA. | --> | 0.19 | 0 | 0 | 0.2105 | 0 |  | --> | C30 ex KINSALE | Kinsale [T41,T42] | BANDON |  | 51.6657 | -8.5963
MV/LV Substation BA***973X |  | 10 kV | _ | LV | 400 kVA :Kiosk Substation | 0.4 | --> | 0.4 | 0 | 0 | Constrained,otherwise capacity available =326kVA. | --> | 0.38 | 0 | 0 | 0.41108 | 0 |  | --> | C16 ex MAYFIELD | Mayfield [T41,T42] | KILBARRY |  | 51.9175 | -8.4286
MV/LV Substation BA***973Z |  | 10 kV | _ | LV | 50 kVA :Pole Substation | 0.05 | --> | 0.05 | 0 | 0 | Constrained,otherwise capacity available =37kVA. | --> | 0.0475 | 0 | 0 | 0.051937 | 0 |  | --> | C21 ex KILMONEY | Kilmoney [T41,T42] | TRABEG |  | 51.738 | -8.3498
MV/LV Substation BA***974 |  | 10 kV | _ | LV | 200 kVA :Pole Substation | 0.2 | --> | 0.2 | 0 | 0 | Constrained,otherwise capacity available =80kVA. | --> | 0.19 | 0 | 0.008151 | 0.21744 | 0 |  | --> | C30 ex KINSALE | Kinsale [T41,T42] | BANDON |  | 51.6662 | -8.5946
MV/LV Substation BA***974X |  | 20 kV | _ | LV | 50 kVA :Pole Substation | 0.05 | --> | 0.05 | 0.049 | 0.4 |  | --> | 0.0475 | 0 | 0 | 0.050152 | 0 |  | --> | C14 ex CARRAROE | Carraroe [T42] | SCREEB |  | 53.2398 | -9.5005
MV/LV Substation BA***976 |  | 10 kV | _ | LV | 400 kVA :Kiosk Substation | 0.4 | --> | 0.4 | 0 | 0 | Constrained,otherwise capacity available =238kVA. | --> | 0.38 | 0 | 0.1482 | 0.42388 | 0 |  | --> | C12 ex BALLYBEGGAN | Ballybeggan [T43,T44] | TRALEE |  | 52.2606 | -9.6596
MV/LV Substation BA***976 |  | 10 kV | _ | LV | 50 kVA :Pole Substation | 0.05 | --> | 0.05 | 0.041 | 0.5 |  | --> | 0.0475 | 0 | 0 | 0 | 0 | Constrained,otherwise capacity available =51.3kW. | --> | C15 ex KILMARTIN | Kilmartin [T41] | ARKLOW |  | 53.0542 | -6.0889
MV/LV Substation BA***976Y |  | 20 kV | _ | LV | 50 kVA :Pole Substation | 0.05 | --> | 0.05 | 0.047 | 7.5 |  | --> | 0.0475 | 0 | 0 | 0 | 0 | Constrained,otherwise capacity available =50.5kW. | --> | E12 ex CHURCHTOWN | Churchtown [T422] | RATHKEALE |  | 52.4349 | -9.0862
MV/LV Substation BA***977 |  | 20 kV | _ | LV | 50 kVA :Pole Substation | 0.05 | --> | 0.05 | 0 | 0 | Constrained,otherwise capacity available =23kVA. | --> | 0.0475 | 0 | 0.008892 | 0.05394 | 0 |  | --> | E20 ex BALTINGLASS | Baltinglass [T421,T422] | STRATFORD |  | 52.9455 | -6.7065
MV/LV Substation BA***977Z |  | 10 kV | _ | LV | 50 kVA :Pole Substation | 0.05 | --> | 0.05 | 0 | 0 | Constrained,otherwise capacity available =43kVA. | --> | 0.0475 | 0 | 0 | 0.051052 | 0 |  | --> | C11 ex BALLINCOLLIG | Ballincollig [T41,T42] | KILBARRY |  | 51.8624 | -8.6245
MV/LV Substation BA***978 |  | 20 kV | _ | LV | 50 kVA :Pole Substation | 0.05 | --> | 0.05 | 0 | 0 | Constrained,otherwise capacity available =41kVA. | --> | 0.0475 | 0 | 0.003705 | 0.051348 | 0 |  | --> | C21 ex TRAMORE | Tramore [T41,T42] | BUTLERSTOWN |  | 52.1598 | -7.3711
MV/LV Substation BA***978X |  | 10 kV | _ | LV | 630 kVA :Building Structure | 0.63 | --> | 0.63 | 0 | 0 | Constrained,otherwise capacity available =500kVA. | --> | 0.5985 | 0 | 0 | 0.5 | 0 |  | --> | C12 ex TYMON | Tymon [T41,T42] | COOKSTOWN |  | 53.3057 | -6.3493
MV/LV Substation BA***979 |  | 10 kV | _ | LV | 50 kVA :Pole Substation | 0.05 | --> | 0.05 | 0.045 | 0.3 |  | --> | 0.0475 | 0 | 0 | 0.050753 | 0 |  | --> | C18 ex BALLYMOTE | Ballymote [T41] | SLIGO |  | 54.0835 | -8.5197
MV/LV Substation BA***979 |  | 10 kV | _ | LV | 50 kVA :Pole Substation | 0.05 | --> | 0.05 | 0 | 0 | Constrained,otherwise capacity available =43kVA. | --> | 0.0475 | 0 | 0 | 0.051052 | 0 |  | --> | C11 ex NAAS | Naas [T41,T42] | KILTEEL |  | 53.173 | -6.6264
MV/LV Substation BA***979 |  | 20 kV | _ | LV | 50 kVA :Pole Substation | 0.05 | --> | 0.05 | 0.048 | 2.5 |  | --> | 0.0475 | 0 | 0 | 0.050303 | 0 |  | --> | E13 ex EDGEWORTHSTOWN | Edgeworthstown [T421,T422] | RICHMOND |  | 53.7588 | -7.4936
MV/LV Substation BA***980 |  | 20 kV | _ | LV | 50 kVA :Pole Substation | 0.05 | --> | 0.05 | 0 | 0 | Constrained,otherwise capacity available =23kVA. | --> | 0.0475 | 0 | 0.002964 | 0.05394 | 0 |  | --> | E19 ex KILCOCK | Kilcock [T421,T422] | GRIFFINRATH |  | 53.3523 | -6.6828
MV/LV Substation BA***980X |  | 20 kV | _ | LV | 100 kVA :Pole Substation | 0.1 | --> | 0.1 | 0.095 | 2.5 |  | --> | 0.095 | 0 | 0 | 0.10076 | 0 |  | --> | E13 ex BAGENALSTOWN | Bagenalstown [T421,T422] | CARLOW |  | 52.7112 | -6.7472
MV/LV Substation BA***980X |  | 10 kV | _ | LV | 400 kVA :Kiosk Substation | 0.4 | --> | 0.4 | 0.391 | 13.5 |  | --> | 0.38 | 0 | 0 | 0.40136 | 0 |  | --> | C12 ex ENNIS | Ennis [T101,T102] | ENNIS |  | 52.8548 | -8.9692
MV/LV Substation BA***981 |  | 20 kV | _ | LV | 50 kVA :Pole Substation | 0.05 | --> | 0.05 | 0 | 0 | Constrained,otherwise capacity available =47kVA. | --> | 0.0475 | 0 | 0 | 0.050453 | 0 |  | --> | E16 ex CLONROCHE | Clonroche [T421,T422] | WEXFORD |  | 52.5051 | -6.7227
MV/LV Substation BA***981 |  | 20 kV | _ | LV | 200 kVA :Pole Substation | 0.2 | --> | 0.2 | 0 | 0 | Constrained,otherwise capacity available =177kVA. | --> | 0.19 | 0 | 0 | 0.20346 | 0 |  | --> | E18 ex WHITECHURCH | Whitechurch [T421,T422] | KILBARRY |  | 52.0047 | -8.6246
MV/LV Substation BA***982 |  | 10 kV | _ | LV | 50 kVA :Pole Substation | 0.05 | --> | 0.05 | 0.024 | 12.2 |  | --> | 0.0475 | 0 | 0 | 0.0538 | 0 |  | --> | C19 ex BALLYBEG | Ballybeg [T101,T102] | CARRICKMINES |  | 53.0179 | -6.143
MV/LV Substation BA***982Y |  | 10 kV | _ | LV | 400 kVA :Kiosk Substation | 0.4 | --> | 0.4 | 0 | 0 | Constrained,otherwise capacity available =322kVA. | --> | 0.38 | 0 | 0.012597 | 0 | 0 | Constrained,otherwise capacity available =411.7kW. | --> | C22 ex PORTLAOISE | Portlaoise [T41,T42] | PORTLAOISE |  | 53.1099 | -7.1378
MV/LV Substation BA***983 |  | 20 kV | _ | LV | 200 kVA :Pole Substation | 0.2 | --> | 0.2 | 0 | 0 | Constrained,otherwise capacity available =200kVA. | --> | 0.19 | 0 | 0 | 0.2 | 0 |  | --> | E19 ex KILCOCK | Kilcock [T421,T422] | GRIFFINRATH |  | 53.353 | -6.6673
MV/LV Substation BA***984 |  | 20 kV | _ | LV | 50 kVA :Pole Substation | 0.05 | --> | 0.05 | 0.05 | 2.1 |  | --> | 0.0475 | 0 | 0 | 0 | 0 | Constrained,otherwise capacity available =50kW. | --> | C18 ex NEWTOWNCUNNINGHAM | Newtowncunningham [T41,T42] | LETTERKENNY |  | 55.0549 | -7.3982
MV/LV Substation BA***984 |  | 20 kV | _ | LV | 200 kVA :Pole Substation | 0.2 | --> | 0.2 | 0 | 0 | Constrained,otherwise capacity available =130kVA. | --> | 0.19 | 0 | 0 | 0.21036 | 0 |  | --> | E19 ex KILCOCK | Kilcock [T421,T422] | GRIFFINRATH |  | 53.3496 | -6.6923
MV/LV Substation BA***985 |  | 20 kV | _ | LV | 50 kVA :Pole Substation | 0.05 | --> | 0.05 | 0 | 0 | Constrained,otherwise capacity available =50kVA. | --> | 0.0475 | 0 | 0 | 0 | 0 | Constrained,otherwise capacity available =50kW. | --> | C14 ex MILFORD (NR) | Milford (nr) [T41,T42] | LETTERKENNY |  | 55.2507 | -7.75
MV/LV Substation BA***986 |  | 10 kV | _ | LV | 100 kVA :Pole Substation | 0.1 | --> | 0.1 | 0 | 0 | Constrained,otherwise capacity available =81kVA. | --> | 0.095 | 0 | 0 | 0.10284 | 0 |  | --> | C18 ex SALLINS | Sallins [T41,T42] | GRIFFINRATH |  | 53.3069 | -6.7107
MV/LV Substation BA***987 |  | 20 kV | _ | LV | 50 kVA :Pole Substation | 0.05 | --> | 0.05 | 0.041 | 17.8 |  | --> | 0.0475 | 0 | 0 | 0.051348 | 0 |  | --> | E19 ex BANOGE | Banoge [T121,T122] | BANOGE |  | 52.604 | -6.3134
MV/LV Substation BA***987X |  | 10 kV | _ | LV | 200 kVA :Pole Substation | 0.2 | --> | 0.2 | 0.159 | 12.2 |  | --> | 0.19 | 0 | 0.013338 | 0.20613 | 0 |  | --> | C18 ex BALLYBEG | Ballybeg [T101,T102] | CARRICKMINES |  | 52.9692 | -6.1442
MV/LV Substation BA***987X |  | 20 kV | _ | LV | 200 kVA :Pole Substation | 0.2 | --> | 0.2 | 0 | 0 | Constrained,otherwise capacity available =159kVA. | --> | 0.19 | 0 | 0.002223 | 0.20613 | 0 |  | --> | E17 ex BALTINGLASS | Baltinglass [T421,T422] | STRATFORD |  | 52.8846 | -6.699
MV/LV Substation BA***987Z |  | 10 kV | _ | LV | 50 kVA :Pole Substation | 0.05 | --> | 0.05 | 0 | 0 | Constrained,otherwise capacity available =43kVA. | --> | 0.0475 | 0 | 0 | 0.051052 | 0 |  | --> | C17 ex DOUGLAS | Douglas [T41,T42] | TRABEG |  | 51.851 | -8.4505
MV/LV Substation BA***988X |  | 10 kV | _ | LV | 25 kVA :Pole Substation | 0.025 | --> | 0.025 | 0.025 | 12.2 |  | --> | 0.02375 | 0 | 0 | 0.025 | 0 |  | --> | C18 ex BALLYBEG | Ballybeg [T101,T102] | CARRICKMINES |  | 52.9761 | -6.1409
MV/LV Substation BA***989 |  | 20 kV | _ | LV | 50 kVA :Pole Substation | 0.05 | --> | 0.05 | 0.05 | 0.4 |  | --> | 0.0475 | 0 | 0 | 0.05 | 0 |  | --> | E17 ex BALLYCONNELL | Ballyconnell [T421,T422] | GORTAWEE |  | 54.1204 | -7.6716
MV/LV Substation BA***990Y |  | 20 kV | _ | LV | 200 kVA :Pole Substation | 0.2 | --> | 0.2 | 0 | 0 | Constrained,otherwise capacity available =172kVA. | --> | 0.19 | 0 | 0.00741 | 0.20421 | 0 |  | --> | C17 ex TUAM NORTH | Tuam North [T41,T42] | CLOON |  | 53.4821 | -8.7238
MV/LV Substation BA***991X |  | 10 kV | _ | LV | 200 kVA :Pole Substation | 0.2 | --> | 0.2 | 0 | 0 | Constrained,otherwise capacity available =190kVA. | --> | 0.19 | 0 | 0 | 0.20151 | 0 |  | --> | C11 ex BALLINCOLLIG | Ballincollig [T41,T42] | KILBARRY |  | 51.8362 | -8.6302
MV/LV Substation BA***991Y |  | 10 kV | _ | LV | 100 kVA :Pole Substation | 0.1 | --> | 0.1 | 0.088 | 0.2 |  | --> | 0.095 | 0 | 0 | 0 | 0 | Constrained,otherwise capacity available =101.8kW. | --> | E16 ex BEALISTOWN | Bealistown [T421,T422] | GREAT ISLAND |  | 52.2176 | -6.9181
MV/LV Substation BA***991Y |  | 20 kV | _ | LV | 50 kVA :Pole Substation | 0.05 | --> | 0.05 | 0 | 0 | Constrained,otherwise capacity available =47kVA. | --> | 0.0475 | 0 | 0 | 0.050453 | 0 |  | --> | C17 ex TUAM NORTH | Tuam North [T41,T42] | CLOON |  | 53.4772 | -8.7203
MV/LV Substation BA***992 |  | 10 kV | _ | LV | 400 kVA :Building Structure | 0.4 | --> | 0.4 | 0 | 0 | Constrained,otherwise capacity available =400kVA. | --> | 0.38 | 0 | 0 | 0.37742 | 0 | Constrained,otherwise capacity available =400kW. | --> | C18 ex CASTLEISLAND | Castleisland [T41,T42] | TRALEE |  | 52.2457 | -9.5253
MV/LV Substation BA***992Y |  | 10 kV | _ | LV | 400 kVA :Building Structure | 0.4 | --> | 0.4 | 0.4 | 1 |  | --> | 0.38 | 0 | 0 | 0.4 | 0 |  | --> | C13 ex CORBALLY | Corbally [T41,T42] | ARDNACRUSHA |  | 52.667 | -8.6202
MV/LV Substation BA***993 |  | 20 kV | _ | LV | 100 kVA :Pole Substation | 0.1 | --> | 0.1 | 0 | 0 | Constrained,otherwise capacity available =64kVA. | --> | 0.095 | 0 | 0 | 0.10532 | 0 |  | --> | E18 ex DALTON | Dalton [T421,T422] | DALTON |  | 53.6753 | -8.9656
MV/LV Substation BA***993 |  | 20 kV | _ | LV | 50 kVA :Pole Substation | 0.05 | --> | 0.05 | 0.028 | 13.8 |  | --> | 0.0475 | 0 | 0 | 0.053235 | 0 |  | --> | C14 ex SINGLAND | Singland [T101,T102] | SINGLAND |  | 52.5945 | -8.5473
MV/LV Substation BA***994 |  | 10 kV | _ | LV | 50 kVA :Pole Substation | 0.05 | --> | 0.05 | 0 | 0 | Constrained,otherwise capacity available =27kVA. | --> | 0.0475 | 0 | 0 | 0.053377 | 0 |  | --> | C20 ex BALLYGAR | Ballygar [T41,T42] | ATHLONE |  | 53.5259 | -8.3545
MV/LV Substation BA***994 |  | 10 kV | _ | LV | 200 kVA :Kiosk Substation | 0.2 | --> | 0.2 | 0.168 | 2.3 |  | --> | 0.19 | 0 | 0.004446 | 0.2048 | 0 |  | --> | C21 ex BALLYRICKARD | Ballyrickard [T41,T42] | TRALEE |  | 52.269 | -9.7209
MV/LV Substation BA***995 |  | 20 kV | _ | LV | 100 kVA :Pole Substation | 0.1 | --> | 0.1 | 0 | 0 | Constrained,otherwise capacity available =53kVA. | --> | 0.095 | 0 | 0 | 0.10689 | 0 |  | --> | C21 ex TRAMORE | Tramore [T41,T42] | BUTLERSTOWN |  | 52.1529 | -7.284
MV/LV Substation BA***996 |  | 20 kV | _ | LV | 50 kVA :Pole Substation | 0.05 | --> | 0.05 | 0 | 0 | Constrained,otherwise capacity available =28kVA. | --> | 0.0475 | 0 | 0 | 0 | 0 | Constrained,otherwise capacity available =53.2kW. | --> | C18 ex PORTARLINGTON | Portarlington [T41,T42] | PORTLAOISE |  | 53.2441 | -7.3259
MV/LV Substation BA***997X |  | 20 kV | _ | LV | 100 kVA :Pole Substation | 0.1 | --> | 0.1 | 0.085 | 2.5 |  | --> | 0.095 | 0 | 0.00741 | 0.10225 | 0 |  | --> | E17 ex BAGENALSTOWN | Bagenalstown [T421,T422] | CARLOW |  | 52.7414 | -6.9639
MV/LV Substation BA***998 |  | 20 kV | _ | LV | 50 kVA :Pole Substation | 0.05 | --> | 0.05 | 0 | 0 | Constrained,otherwise capacity available =48kVA. | --> | 0.0475 | 0 | 0 | 0 | 0 | Constrained,otherwise capacity available =50.3kW. | --> | E20 ex ROSCREA | Roscrea [T41,T42] | IKERRIN |  | 52.9442 | -7.5916
MV/LV Substation BA***998Z |  | 20 kV | _ | LV | 400 kVA :Kiosk Substation | 0.4 | --> | 0.4 | 0.398 | 10.9 |  | --> | 0.38 | 0 | 0 | 0.4003 | 0 |  | --> | C25 ex MULLINGAR | Mullingar [T101,T102] | MULLINGAR |  | 53.5802 | -7.5261
MV/LV Substation BA***999 |  | 20 kV | _ | LV | 200 kVA :Pole Substation | 0.2 | --> | 0.2 | 0 | 0 | Constrained,otherwise capacity available =172kVA. | --> | 0.19 | 0 | 0 | 0 | 0 | Constrained,otherwise capacity available =200.2kW. | --> | C13 ex CLOYNE | Cloyne [T41] | MIDLETON |  | 51.8654 | -8.0719
MV/LV Substation BA***999 |  | 10 kV | _ | LV | 630 kVA :Building Structure | 0.63 | --> | 0.63 | 0.342 | 1.5 |  | --> | 0.5985 | 0 | 0 | 0.5 | 0 |  | --> | C16 ex BALLYARD | Ballyard [T41,T42] | TRALEE |  | 52.2699 | -9.7048
MV/LV Substation BA***999X |  | 20 kV | _ | LV | 100 kVA :Pole Substation | 0.1 | --> | 0.1 | 0 | 0 | Constrained,otherwise capacity available =90kVA. | --> | 0.095 | 0 | 0.006669 | 0.10151 | 0 |  | --> | E20 ex EDENDERRY | Edenderry [T421,T422] | BLAKE |  | 53.3156 | -7.1211
MV/LV Substation BA***999X |  | 10 kV | _ | LV | 100 kVA :Pole Substation | 0.1 | --> | 0.1 | 0 | 0 | Constrained,otherwise capacity available =73kVA. | --> | 0.095 | 0 | 0.006669 | 0 | 0 | Constrained,otherwise capacity available =104kW. | --> | C16 ex RATHDRUM | Rathdrum [T42] | ARKLOW |  | 52.9321 | -6.2963
MV/LV Substation BB***4099 |  | 10 kV | _ | LV | 50 kVA :Pole Substation | 0.05 | --> | 0.05 | 0.019092 | 0 | Constrained,otherwise capacity available =50kVA. | --> | 0.0475 | 0 | 0 | 0 | 0 | Constrained,otherwise capacity available =50kW. | --> | C14 ex BALLYBAY | Ballybay [T41,T42] | LISDRUM |  | 54.1218 | -6.9051
MV/LV Substation BB***4123 |  | 10 kV | _ | LV | 50 kVA :Pole Substation | 0.05 | --> | 0.05 | 0.05 | 2.2 |  | --> | 0.0475 | 0 | 0 | 0.05 | 0 |  | --> | C19 ex BAILIEBORO | Bailieboro [T41,T42] | MEATH HILL |  | 53.8965 | -6.9692
MV/LV Substation BB***4196 |  | 10 kV | _ | LV | 630 kVA :Building Structure | 0.63 | --> | 0.63 | 0 | 0 | Constrained,otherwise capacity available =500kVA. | --> | 0.5985 | 0 | 0 | 0.5 | 0 |  | --> | C11 ex FORTUNESTOWN | Fortunestown [T101,T102] | INCHICORE 220KV |  | 53.2938 | -6.4314
MV/LV Substation BB***926 |  | 20 kV | _ | LV | 50 kVA :Pole Substation | 0.05 | --> | 0.05 | 0.043 | 3.3 |  | --> | 0.0475 | 0 | 0 | 0.051052 | 0 |  | --> | E16 ex BALLYBUNION | Ballybunion [T421,T422] | TRIEN |  | 52.4954 | -9.6569
MV/LV Substation BC***514Z |  | 10 kV | _ | LV | 200 kVA :Kiosk Substation | 0.2 | --> | 0.2 | 0 | 0 | Constrained,otherwise capacity available =192kVA. | --> | 0.19 | 0 | 0 | 0.20121 | 0 |  | --> | C18 ex BALLYCOOLIN | Ballycoolin [T41,T42,T43] | FINGLAS |  | 53.4089 | -6.3657
MV/LV Substation BC***515Z |  | 10 kV | _ | LV | 200 kVA :Kiosk Substation | 0.2 | --> | 0.2 | 0 | 0 | Constrained,otherwise capacity available =200kVA. | --> | 0.19 | 0 | 0 | 0.2 | 0 |  | --> | C18 ex BALLYCOOLIN | Ballycoolin [T41,T42,T43] | FINGLAS |  | 53.4099 | -6.3679
MV/LV Substation BC***551Z |  | 10 kV | _ | LV | 400 kVA :Building Structure | 0.4 | --> | 0.4 | 0 | 0 | Constrained,otherwise capacity available =400kVA. | --> | 0.38 | 0 | 0 | 0.4 | 0 |  | --> | C18 ex BALLYCOOLIN | Ballycoolin [T41,T42,T43] | FINGLAS |  | 53.4099 | -6.3662
MV/LV Substation BC***747X |  | 20 kV | _ | LV | 100 kVA :Pole Substation | 0.1 | --> | 0.1 | 0.084 | 1.5 |  | --> | 0.095 | 0 | 0 | 0.1024 | 0 |  | --> | E18 ex ACHILL | Achill [T422] | CARROWBEG |  | 53.9706 | -9.7384
MV/LV Substation BD***155 |  | 10 kV | _ | LV | 100 kVA :Pole Substation | 0.1 | --> | 0.1 | 0.092 | 4 |  | --> | 0.095 | 0 | 0 | 0.10121 | 0 |  | --> | C17 ex BALLYJAMESDUFF | Ballyjamesduff [T41,T42] | SHANKILL |  | 53.8657 | -7.2098
MV/LV Substation BD***230X |  | 10 kV | _ | LV | 630 kVA :Kiosk Substation | 0.63 | --> | 0.63 | 0 | 0 | Constrained,otherwise capacity available =500kVA. | --> | 0.5985 | 0 | 0 | 0.5 | 0 |  | --> | C15 ex BALLAGHADERREEN | Ballaghaderreen [T41,T42] | TONROE |  | 53.8961 | -8.5677
MV/LV Substation BE***001X |  | 10 kV | _ | LV | 630 kVA :Kiosk Substation | 0.63 | --> | 0.63 | 0 | 0 | Constrained,otherwise capacity available =500kVA. | --> | 0.5985 | 0 | 0.002964 | 0.5 | 0 |  | --> | C12 ex MERVILLE | Merville [T41,T42] | FINGLAS |  | 53.3821 | -6.3082
MV/LV Substation BE***002X |  | 20 kV | _ | LV | 50 kVA :Pole Substation | 0.05 | --> | 0.05 | 0.039 | 6.4 |  | --> | 0.0475 | 0 | 0 | 0.051643 | 0 |  | --> | C22 ex BUSHFIELD | Bushfield [T41,T42] | ATHLONE |  | 53.4336 | -7.8425
MV/LV Substation BE***002X |  | 10 kV | _ | LV | 630 kVA :Kiosk Substation | 0.63 | --> | 0.63 | 0 | 0 | Constrained,otherwise capacity available =500kVA. | --> | 0.5985 | 0 | 0 | 0.5 | 0 |  | --> | C12 ex MERVILLE | Merville [T41,T42] | FINGLAS |  | 53.3821 | -6.3095
MV/LV Substation BE***004 |  | 10 kV | _ | LV | 200 kVA :Pole Substation | 0.2 | --> | 0.2 | 0.187 | 4.2 |  | --> | 0.19 | 0 | 0 | 0.20196 | 0 |  | --> | C19 ex ERRIGAL | Errigal [T41,T422] | SHANKILL |  | 54.0865 | -7.0664
MV/LV Substation BE***004 |  | 10 kV | _ | LV | 200 kVA :Pole Substation | 0.2 | --> | 0.2 | 0 | 0 | Constrained,otherwise capacity available =99kVA. | --> | 0.19 | 0 | 0.006669 | 0 | 0 | Constrained,otherwise capacity available =214.8kW. | --> | C13 ex DRUMBEAR | Drumbear [T41,T42] | LISDRUM |  | 54.2358 | -6.9714
MV/LV Substation BE***005 |  | 10 kV | _ | LV | 50 kVA :Pole Substation | 0.05 | --> | 0.05 | 0.044 | 3 |  | --> | 0.0475 | 0 | 0 | 0.050903 | 0 |  | --> | C21 ex NENAGH | Nenagh [T41,T42] | NENAGH |  | 52.8719 | -8.2325
MV/LV Substation BE***005Y |  | 10 kV | _ | LV | 630 kVA :Building Structure | 0.63 | --> | 0.63 | 0.5 | 4.9 |  | --> | 0.5985 | 0 | 0 | 0.5 | 0 |  | --> | C11 ex COOLOCK | Coolock [T41,T42] | FINGLAS |  | 53.3974 | -6.1899
MV/LV Substation BE***006 |  | 10 kV | _ | LV | 400 kVA :Building Structure | 0.4 | --> | 0.4 | 0.4 | 7.8 |  | --> | 0.38 | 0 | 0 | 0.4 | 0 |  | --> | C11 ex CARROWBEG | Carrowbeg [T41,T42] | CARROWBEG |  | 53.8084 | -9.5352
MV/LV Substation BE***006Y |  | 10 kV | _ | LV | 100 kVA :Pole Substation | 0.1 | --> | 0.1 | 0.066 | 1.4 |  | --> | 0.095 | 0 | 0.017043 | 0.10504 | 0 |  | --> | C23 ex KELLS | Kells [T41,T42] | NAVAN |  | 53.7182 | -6.8722
MV/LV Substation BE***008 |  | 10 kV | _ | LV | 400 kVA :Kiosk Substation | 0.4 | --> | 0.4 | 0.19 | 1.5 |  | --> | 0.38 | 0 | 0.003705 | 0 | 0 | Constrained,otherwise capacity available =430.7kW. | --> | C19 ex TURLOUGH ROAD | Turlough Road [T43] | CASTLEBAR |  | 53.8577 | -9.3042
MV/LV Substation BE***008X |  | 10 kV | _ | LV | 400 kVA :Building Structure | 0.4 | --> | 0.4 | 0.313 | 4.3 |  | --> | 0.38 | 0 | 0 | 0.413 | 0 |  | --> | C14 ex DEANSGRANGE | Deansgrange [T41,T42] | CARRICKMINES |  | 53.2794 | -6.1855
MV/LV Substation BE***009 |  | 10 kV | _ | LV | 50 kVA :Pole Substation | 0.05 | --> | 0.05 | 0 | 0 | Constrained,otherwise capacity available =33kVA. | --> | 0.0475 | 0 | 0 | 0.052518 | 0 |  | --> | C12 ex CHARLESTOWN | Charlestown [T41] | TONROE |  | 53.9678 | -8.7948
MV/LV Substation BE***009Y |  | 20 kV | _ | LV | 50 kVA :Pole Substation | 0.05 | --> | 0.05 | 0.048 | 3.5 |  | --> | 0.0475 | 0 | 0 | 0.050303 | 0 |  | --> | E18 ex BUSH | Bush [T421,T422] | DUNDALK |  | 54.0088 | -6.2315
MV/LV Substation BE***010 |  | 20 kV | _ | LV | 200 kVA :Kiosk Substation | 0.2 | --> | 0.2 | 0 | 0 | Constrained,otherwise capacity available =67kVA. | --> | 0.19 | 0 | 0.010374 | 0.21923 | 0 |  | --> | E16 ex JULIANSTOWN | Julianstown [T421,T422] | DRYBRIDGE |  | 53.6814 | -6.2395
MV/LV Substation BE***010Y |  | 10 kV | _ | LV | 400 kVA :Building Structure | 0.4 | --> | 0.4 | 0 | 0 | Constrained,otherwise capacity available =304kVA. | --> | 0.38 | 0 | 0.023712 | 0.41432 | 0 |  | --> | C30 ex WATERFORD IND EST | Waterford Ind Est [T41,T42,T44] | BUTLERSTOWN |  | 52.2541 | -7.1364
MV/LV Substation BE***012 |  | 10 kV | _ | LV | 400 kVA :Kiosk Substation | 0.4 | --> | 0.4 | 0 | 0 | Constrained,otherwise capacity available =288kVA. | --> | 0.38 | 0 | 0.012597 | 0.41666 | 0 |  | --> | C22 ex OLDBAWN | Oldbawn [T41,T42] | COOKSTOWN |  | 53.271 | -6.3375
MV/LV Substation BE***012Z |  | 10 kV | _ | LV | 200 kVA :Kiosk Substation | 0.2 | --> | 0.2 | 0.198 | 1.7 |  | --> | 0.19 | 0 | 0 | 0.2003 | 0 |  | --> | C20 ex ATHY | Athy [T101,T102] | ATHY |  | 53.0004 | -6.9857
MV/LV Substation BE***013Z |  | 10 kV | _ | LV | 400 kVA :Building Structure | 0.4 | --> | 0.4 | 0.4 | 4.9 |  | --> | 0.38 | 0 | 0 | 0.4 | 0 |  | --> | C21 ex COOLOCK | Coolock [T41,T42] | FINGLAS |  | 53.3943 | -6.1964
MV/LV Substation BE***014 |  | 10 kV | _ | LV | 400 kVA :Kiosk Substation | 0.4 | --> | 0.4 | 0.276 | 5 |  | --> | 0.38 | 0 | 0.026676 | 0.4184 | 0 |  | --> | C13 ex MCDONAGH | Mcdonagh [T41,T42] | KILKENNY |  | 52.6636 | -7.2371
MV/LV Substation BE***014Y |  | 20 kV | _ | LV | 200 kVA :Kiosk Substation | 0.2 | --> | 0.2 | 0.173 | 2.5 |  | --> | 0.19 | 0 | 0.012597 | 0.20406 | 0 |  | --> | E12 ex BAGENALSTOWN | Bagenalstown [T421,T422] | CARLOW |  | 52.7017 | -6.9664
MV/LV Substation BE***015 |  | 10 kV | _ | LV | 200 kVA :Kiosk Substation | 0.2 | --> | 0.2 | 0 | 0 | Constrained,otherwise capacity available =112kVA. | --> | 0.19 | 0 | 0.019266 | 0 | 0 | Constrained,otherwise capacity available =212.9kW. | --> | C15 ex PALLAS | Pallas [T41,T42] | PORTLAOISE |  | 53.0439 | -7.3128
MV/LV Substation BE***015X |  | 10 kV | _ | LV | 200 kVA :Kiosk Substation | 0.2 | --> | 0.2 | 0 | 0 | Constrained,otherwise capacity available =119kVA. | --> | 0.19 | 0 | 0 | 0.21194 | 0 |  | --> | C20 ex TYMON | Tymon [T41,T42] | COOKSTOWN |  | 53.2972 | -6.3539
MV/LV Substation BE***016 |  | 10 kV | _ | LV | 400 kVA :Building Structure | 0.4 | --> | 0.4 | 0.265 | 3.1 |  | --> | 0.38 | 0 | 0.009633 | 0.42 | 0 |  | --> | C14 ex BELLFIELD | Bellfield [T41,T42] | CRANE |  | 52.5059 | -6.5765
MV/LV Substation BE***017 |  | 10 kV | _ | LV | 400 kVA :Kiosk Substation | 0.4 | --> | 0.4 | 0 | 0 | Constrained,otherwise capacity available =332kVA. | --> | 0.38 | 0 | 0.02223 | 0.4102 | 0 |  | --> | C20 ex SUTTON | Sutton [T41,T42] | GRANGE (DR) |  | 53.3742 | -6.0952
MV/LV Substation BE***017Z |  | 10 kV | _ | LV | 200 kVA :Kiosk Substation | 0.2 | --> | 0.2 | 0.141 | 13.2 |  | --> | 0.19 | 0 | 0 | 0.20877 | 0 |  | --> | C24 ex ARTANE | Artane [T101,T102] | FINGLAS |  | 53.3863 | -6.2295
MV/LV Substation BE***018Z |  | 10 kV | _ | LV | 200 kVA :Kiosk Substation | 0.2 | --> | 0.2 | 0.127 | 13.2 |  | --> | 0.19 | 0 | 0.00741 | 0.21079 | 0 |  | --> | C24 ex ARTANE | Artane [T101,T102] | FINGLAS |  | 53.3881 | -6.2291
MV/LV Substation BE***019 |  | 10 kV | _ | LV | 630 kVA :Kiosk Substation | 0.63 | --> | 0.63 | 0 | 0 | Constrained,otherwise capacity available =457kVA. | --> | 0.5985 | 0 | 0.004446 | 0.5 | 0 |  | --> | C19 ex FORTUNESTOWN | Fortunestown [T101,T102] | INCHICORE 220KV |  | 53.2777 | -6.4163
MV/LV Substation BE***020 |  | 10 kV | _ | LV | 630 kVA :Kiosk Substation | 0.63 | --> | 0.63 | 0 | 0 | Constrained,otherwise capacity available =500kVA. | --> | 0.5985 | 0 | 0.002964 | 0.5 | 0 |  | --> | C19 ex FORTUNESTOWN | Fortunestown [T101,T102] | INCHICORE 220KV |  | 53.2778 | -6.4144
MV/LV Substation BE***021 |  | 10 kV | _ | LV | 630 kVA :Kiosk Substation | 0.63 | --> | 0.63 | 0 | 0 | Constrained,otherwise capacity available =500kVA. | --> | 0.5985 | 0 | 0 | 0.5 | 0 |  | --> | C19 ex FORTUNESTOWN | Fortunestown [T101,T102] | INCHICORE 220KV |  | 53.2764 | -6.413
MV/LV Substation BE***022 |  | 10 kV | _ | LV | 630 kVA :Kiosk Substation | 0.63 | --> | 0.63 | 0 | 0 | Constrained,otherwise capacity available =500kVA. | --> | 0.5985 | 0 | 0 | 0.5 | 0 |  | --> | C19 ex FORTUNESTOWN | Fortunestown [T101,T102] | INCHICORE 220KV |  | 53.2759 | -6.4117
MV/LV Substation BE***024 |  | 10 kV | _ | LV | 200 kVA :Kiosk Substation | 0.2 | --> | 0.2 | 0 | 0 | Constrained,otherwise capacity available =178kVA. | --> | 0.19 | 0 | 0 | 0.20331 | 0 |  | --> | C17 ex TUAM NORTH | Tuam North [T41,T42] | CLOON |  | 53.5227 | -8.862
MV/LV Substation BE***025Y |  | 20 kV | _ | LV | 50 kVA :Pole Substation | 0.05 | --> | 0.05 | 0.05 | 0.4 |  | --> | 0.0475 | 0 | 0 | 0.05 | 0 |  | --> | E17 ex BALLYCONNELL | Ballyconnell [T421,T422] | GORTAWEE |  | 54.0863 | -7.6241
MV/LV Substation BE***026 |  | 20 kV | _ | LV | 200 kVA :Kiosk Substation | 0.2 | --> | 0.2 | 0.091 | 1.2 |  | --> | 0.19 | 0 | 0.008151 | 0.2159 | 0 |  | --> | E21 ex CRATLOE | Cratloe [T421,T422] | ARDNACRUSHA |  | 52.743 | -8.7803
MV/LV Substation BE***027 |  | 10 kV | _ | LV | 200 kVA :Pole Substation | 0.2 | --> | 0.2 | 0 | 0 | Constrained,otherwise capacity available =170kVA. | --> | 0.19 | 0 | 0 | 0.2045 | 0 |  | --> | C18 ex CLONES | Clones [T41,T42] | SHANKILL |  | 54.1744 | -7.2384
MV/LV Substation BE***027Y |  | 20 kV | _ | LV | 400 kVA :Kiosk Substation | 0.4 | --> | 0.4 | 0 | 0 | Constrained,otherwise capacity available =342kVA. | --> | 0.38 | 0 | 0.016302 | 0 | 0 | Constrained,otherwise capacity available =408.7kW. | --> | C15 ex CLOONLOUGH | Cloonlough [T41,T42] | BARRYMORE |  | 52.2479 | -8.4292
MV/LV Substation BE***030 |  | 10 kV | _ | LV | 200 kVA :Pole Substation | 0.2 | --> | 0.2 | 0 | 0 | Constrained,otherwise capacity available =137kVA. | --> | 0.19 | 0 | 0.020748 | 0.20935 | 0 |  | --> | C12 ex COBH | Cobh [T41,T42] | COW CROSS |  | 51.8542 | -8.2929
MV/LV Substation BE***030 |  | 10 kV | _ | LV | 200 kVA :Pole Substation | 0.2 | --> | 0.2 | 0.104 | 18.7 |  | --> | 0.19 | 0 | 0.002964 | 0.21407 | 0 |  | --> | C19 ex ARKLOW | Arklow [T101,T102] | ARKLOW |  | 52.8077 | -6.1398
MV/LV Substation BE***031 |  | 10 kV | _ | LV | 50 kVA :Pole Substation | 0.05 | --> | 0.05 | 0.042 | 2.2 |  | --> | 0.0475 | 0 | 0 | 0.0512 | 0 |  | --> | C19 ex BAILIEBORO | Bailieboro [T41,T42] | MEATH HILL |  | 53.8945 | -7.0584
MV/LV Substation BE***032X |  | 10 kV | _ | LV | 400 kVA :Kiosk Substation | 0.4 | --> | 0.4 | 0 | 0 | Constrained,otherwise capacity available =372kVA. | --> | 0.38 | 0 | 0 | 0 | 0 | Constrained,otherwise capacity available =404.2kW. | --> | C23 ex GLENTIES | Glenties [T41,T42] | BINBANE |  | 54.7629 | -8.4104
MV/LV Substation BE***034 |  | 20 kV | _ | LV | 400 kVA :Kiosk Substation | 0.4 | --> | 0.4 | 0 | 0 | Constrained,otherwise capacity available =219kVA. | --> | 0.38 | 0 | 0.018525 | 0.42659 | 0 |  | --> | E13 ex KILCARRAGH | Kilcarragh [T421,T422] | BUTLERSTOWN |  | 52.1563 | -6.995
MV/LV Substation BE***034Z |  | 10 kV | _ | LV | 630 kVA :Building Structure | 0.63 | --> | 0.63 | 0 | 0 | Constrained,otherwise capacity available =500kVA. | --> | 0.5985 | 0 | 0 | 0.5 | 0 |  | --> | C39 ex COLLEGE PARK | College Park [T101,T102,T103] | COLLEGE PARK |  | 53.412 | -6.3721
MV/LV Substation BE***035Y |  | 10 kV | _ | LV | 400 kVA :Kiosk Substation | 0.4 | --> | 0.4 | 0 | 0 | Constrained,otherwise capacity available =203kVA. | --> | 0.38 | 0 | 0.039273 | 0.42885 | 0 |  | --> | C23 ex MACETOWN | Macetown [T101,T102] | MACETOWN |  | 53.4131 | -6.4683
MV/LV Substation BE***035Y |  | 10 kV | _ | LV | 400 kVA :Kiosk Substation | 0.4 | --> | 0.4 | 0 | 0 | Constrained,otherwise capacity available =207kVA. | --> | 0.38 | 0 | 0.03705 | 0.42829 | 0 |  | --> | C14 ex SWORDS | Swords [T41,T42] | GLASMORE |  | 53.4618 | -6.2494
MV/LV Substation BE***039 |  | 10 kV | _ | LV | 400 kVA :Kiosk Substation | 0.4 | --> | 0.4 | 0.235 | 0.9 |  | --> | 0.38 | 0 | 0.019266 | 0.42431 | 0 |  | --> | C15 ex CLONARD | Clonard [T41,T42] | WEXFORD |  | 52.3327 | -6.4803
MV/LV Substation BE***039Z |  | 20 kV | _ | LV | 200 kVA :Kiosk Substation | 0.2 | --> | 0.2 | 0 | 0 | Constrained,otherwise capacity available =106kVA. | --> | 0.19 | 0 | 0.003705 | 0.21379 | 0 |  | --> | C14 ex KILDARE | Kildare [T41,T42] | NEWBRIDGE |  | 53.2179 | -6.9882
MV/LV Substation BE***042Z |  | 10 kV | _ | LV | 400 kVA :Kiosk Substation | 0.4 | --> | 0.4 | 0.31329 | 0.3 | Constrained,otherwise capacity available =314kVA. | --> | 0.38 | 0 | 0.002223 | 0.41285 | 0 |  | --> | C14 ex SANTRY | Santry [T41,T42] | FINGLAS |  | 53.391 | -6.229
MV/LV Substation BE***043Z |  | 10 kV | _ | LV | 200 kVA :Kiosk Substation | 0.2 | --> | 0.2 | 0.139 | 0.3 |  | --> | 0.19 | 0 | 0.020748 | 0.20906 | 0 |  | --> | C14 ex SANTRY | Santry [T41,T42] | FINGLAS |  | 53.3907 | -6.2316
MV/LV Substation BE***044X |  | 10 kV | _ | LV | 1000 kVA :Building Structure | 1 | --> | 1 | 0.5 | 4.6 |  | --> | 0.95 | 0 | 0 | 0.5 | 0 |  | --> | C18 ex DUN LAOGHAIRE | Dun Laoghaire [T41,T42] | BLACKROCK |  | 53.2959 | -6.1434
MV/LV Substation BE***045X |  | 20 kV | _ | LV | 400 kVA :Kiosk Substation | 0.4 | --> | 0.4 | 0.274 | 1.3 |  | --> | 0.38 | 0 | 0.018525 | 0.29347 | 0 | Constrained,otherwise capacity available =418.7kW. | --> | E23 ex ATHBOY | Athboy [T423] | NAVAN |  | 53.533 | -6.9668
MV/LV Substation BE***047Y |  | 10 kV | _ | LV | 200 kVA :Kiosk Substation | 0.2 | --> | 0.2 | 0 | 0 | Constrained,otherwise capacity available =105kVA. | --> | 0.19 | 0 | 0.034086 | 0.21393 | 0 |  | --> | C23 ex MACETOWN | Macetown [T101,T102] | MACETOWN |  | 53.412 | -6.4707
MV/LV Substation BE***049 |  | 10 kV | _ | LV | 400 kVA :Kiosk Substation | 0.4 | --> | 0.4 | 0 | 0 | Constrained,otherwise capacity available =398kVA. | --> | 0.38 | 0 | 0 | 0.4003 | 0 |  | --> | C22 ex OLDBAWN | Oldbawn [T41,T42] | COOKSTOWN |  | 53.2699 | -6.3353
MV/LV Substation BE***049X |  | 10 kV | _ | LV | 25 kVA :Pole Substation | 0.025 | --> | 0.025 | 0 | 0 | Constrained,otherwise capacity available =19kVA. | --> | 0.02375 | 0 | 0 | 0.025895 | 0 |  | --> | C16 ex ENNISTYMON | Ennistymon [T41,T42] | ENNIS |  | 52.9447 | -9.4071
MV/LV Substation BE***050 |  | 10 kV | _ | LV | 630 kVA :Building Structure | 0.63 | --> | 0.63 | 0.35 | 3 |  | --> | 0.5985 | 0 | 0.011115 | 0.5 | 0 |  | --> | C32 ex INCHICORE CENTRAL | Inchicore Central [T43,T45] | INCHICORE 220KV |  | 53.3332 | -6.3111
MV/LV Substation BE***053 |  | 10 kV | _ | LV | 400 kVA :Kiosk Substation | 0.4 | --> | 0.4 | 0 | 0 | Constrained,otherwise capacity available =234kVA. | --> | 0.38 | 0 | 0.061503 | 0.42445 | 0 |  | --> | C11 ex HOWTH JUNCTION | Howth Junction [T41,T42] | GRANGE (DR) |  | 53.3783 | -6.1597
MV/LV Substation BE***054 |  | 10 kV | _ | LV | 200 kVA :Kiosk Substation | 0.2 | --> | 0.2 | 0.133 | 0.9 |  | --> | 0.19 | 0 | 0.022971 | 0.20993 | 0 |  | --> | C16 ex COES ROAD | Coes Road [T41,T42] | DUNDALK |  | 54.0001 | -6.3889
MV/LV Substation BE***056 |  | 10 kV | _ | LV | 100 kVA :Pole Substation | 0.1 | --> | 0.1 | 0 | 0 | Constrained,otherwise capacity available =71kVA. | --> | 0.095 | 0 | 0.00741 | 0.10431 | 0 |  | --> | C18 ex ATHBOY | Athboy [T42] | NAVAN |  | 53.6205 | -6.9184
MV/LV Substation BE***056X |  | 20 kV | _ | LV | 50 kVA :Pole Substation | 0.05 | --> | 0.05 | 0.048 | 0.9 |  | --> | 0.0475 | 0 | 0 | 0 | 0 | Constrained,otherwise capacity available =50.3kW. | --> | E11 ex CASTLETOWNBERE | Castletownbere [T421] | BALLYLICKY |  | 51.6885 | -9.9517
MV/LV Substation BE***058 |  | 20 kV | _ | LV | 200 kVA :Kiosk Substation | 0.2 | --> | 0.2 | 0 | 0 | Constrained,otherwise capacity available =132kVA. | --> | 0.19 | 0 | 0.010374 | 0.21007 | 0 |  | --> | E11 ex BALLYHALE | Ballyhale [T42,T421] | KILKENNY |  | 52.5268 | -7.1381
MV/LV Substation BE***058 |  | 20 kV | _ | LV | 100 kVA :Pole Substation | 0.1 | --> | 0.1 | 0 | 0 | Constrained,otherwise capacity available =28kVA. | --> | 0.095 | 0 | 0.011115 | 0.11037 | 0 |  | --> | E16 ex JULIANSTOWN | Julianstown [T421,T422] | DRYBRIDGE |  | 53.7023 | -6.2474
MV/LV Substation BE***058 |  | 10 kV | _ | LV | 200 kVA :Kiosk Substation | 0.2 | --> | 0.2 | 0 | 0 | Constrained,otherwise capacity available =96kVA. | --> | 0.19 | 0 | 0.034086 | 0.2152 | 0 |  | --> | C17 ex BALLINDERRY | Ballinderry [T41,T422] | MULLINGAR |  | 53.5273 | -7.3229
MV/LV Substation BE***058X |  | 10 kV | _ | LV | 630 kVA :Kiosk Substation | 0.63 | --> | 0.63 | 0 | 13.9 |  | --> | 0.5985 | 0 | 0 | 0.5 | 0 |  | --> | C19 ex CENTRAL PARK | Central Park [T101,T102] | CARRICKMINES |  | 53.2711 | -6.2063
MV/LV Substation BE***058Z |  | 20 kV | _ | LV | 50 kVA :Pole Substation | 0.05 | --> | 0.05 | 0 | 0 | Constrained,otherwise capacity available =50kVA. | --> | 0.0475 | 0 | 0 | 0.05 | 0 |  | --> | C23 ex TUAM NORTH | Tuam North [T41,T42] | CLOON |  | 53.5753 | -8.9683
MV/LV Substation BE***059 |  | 10 kV | _ | LV | 630 kVA :Building Structure | 0.63 | --> | 0.63 | 0 | 0 | Constrained,otherwise capacity available =408kVA. | --> | 0.5985 | 0 | 0.012597 | 0.5 | 0 |  | --> | C23 ex ATHLONE | Athlone [T41,T42] | ATHLONE |  | 53.4297 | -7.9382
MV/LV Substation BE***060 |  | 10 kV | _ | LV | 400 kVA :Kiosk Substation | 0.4 | --> | 0.4 | 0 | 0 | Constrained,otherwise capacity available =262kVA. | --> | 0.38 | 0 | 0.061503 | 0.42043 | 0 |  | --> | C14 ex DUNDRUM | Dundrum [T41,T42] | BLACKROCK |  | 53.2916 | -6.2548
MV/LV Substation BE***061 |  | 10 kV | _ | LV | 50 kVA :Pole Substation | 0.05 | --> | 0.05 | 0.025 | 2 |  | --> | 0.0475 | 0 | 0 | 0.053659 | 0 |  | --> | C14 ex CAUSEWAY | Causeway [T41,T42] | TRALEE |  | 52.4517 | -9.6669
MV/LV Substation BE***061Z |  | 20 kV | _ | LV | 200 kVA :Kiosk Substation | 0.2 | --> | 0.2 | 0 | 0 | Constrained,otherwise capacity available =99kVA. | --> | 0.19 | 0 | 0.024453 | 0.21478 | 0 |  | --> | E15 ex BATTER LANE TEMPORARY | Batter Lane Temporary 38kv [T421] | GLASMORE |  | 53.4905 | -6.1567
MV/LV Substation BE***062 |  | 10 kV | _ | LV | 400 kVA :Kiosk Substation | 0.4 | --> | 0.4 | 0.306 | 5.6 |  | --> | 0.38 | 0 | 0.028899 | 0.41403 | 0 |  | --> | C12 ex KILCOOLE | Kilcoole [T41,T42] | FASSAROE |  | 53.1055 | -6.062
MV/LV Substation BE***062 |  | 10 kV | _ | LV | 100 kVA :Pole Substation | 0.1 | --> | 0.1 | 0 | 0 | Constrained,otherwise capacity available =67kVA. | --> | 0.095 | 0 | 0.020007 | 0.10489 | 0 |  | --> | C17 ex BALLINDERRY | Ballinderry [T41,T422] | MULLINGAR |  | 53.5302 | -7.3205
MV/LV Substation BE***068Y |  | 10 kV | _ | LV | 400 kVA :Kiosk Substation | 0.4 | --> | 0.4 | 0 | 0 | Constrained,otherwise capacity available =354kVA. | --> | 0.38 | 0 | 0 | 0.40692 | 0 |  | --> | C16 ex TRAMORE | Tramore [T41,T42] | BUTLERSTOWN |  | 52.1595 | -7.1479
MV/LV Substation BE***070 |  | 10 kV | _ | LV | 630 kVA :Kiosk Substation | 0.63 | --> | 0.63 | 0.5 | 5.6 |  | --> | 0.5985 | 0 | 0.021489 | 0.5 | 0 |  | --> | C12 ex KILCOOLE | Kilcoole [T41,T42] | FASSAROE |  | 53.1036 | -6.0623
MV/LV Substation BE***070X |  | 20 kV | _ | LV | 200 kVA :Kiosk Substation | 0.2 | --> | 0.2 | 0 | 0 | Constrained,otherwise capacity available =179kVA. | --> | 0.19 | 0 | 0 | 0.20316 | 0 |  | --> | E15 ex MANORHAMILTON | Manorhamilton [T422] | SLIGO |  | 54.2919 | -7.8764
MV/LV Substation BE***071 |  | 10 kV | _ | LV | 1000 kVA :Building Structure | 1 | --> | 1 | 0.5 | 3 |  | --> | 0.95 | 0 | 0.045942 | 0.5 | 0 |  | --> | C12 ex GREENHILLS | Greenhills [T42] | INCHICORE 220KV |  | 53.3158 | -6.3252
MV/LV Substation BE***072 |  | 10 kV | _ | LV | 1000 kVA :Kiosk Substation | 1 | --> | 1 | 0.5 | 8.1 |  | --> | 0.95 | 0 | 0.012597 | 0.5 | 0 |  | --> | C16 ex MILLTOWN (DR) | Milltown (dr) [T101,T102] | INCHICORE 220KV |  | 53.3202 | -6.2598
MV/LV Substation BE***073X |  | 10 kV | _ | LV | 400 kVA :Kiosk Substation | 0.4 | --> | 0.4 | 0.34 | 1.5 |  | --> | 0.38 | 0 | 0.023712 | 0.40901 | 0 |  | --> | C20 ex BALLYARD | Ballyard [T41,T42] | TRALEE |  | 52.2574 | -9.6991
MV/LV Substation BE***074Y |  | 20 kV | _ | LV | 50 kVA :Pole Substation | 0.05 | --> | 0.05 | 0 | 0 | Constrained,otherwise capacity available =45kVA. | --> | 0.0475 | 0 | 0 | 0.050753 | 0 |  | --> | E17 ex DRUMLINE | Drumline [T421,T422] | DRUMLINE |  | 52.7784 | -8.7284
MV/LV Substation BE***075 |  | 10 kV | _ | LV | 400 kVA :Kiosk Substation | 0.4 | --> | 0.4 | 0 | 0 | Constrained,otherwise capacity available =255kVA. | --> | 0.38 | 0 | 0.034827 | 0.42144 | 0 |  | --> | C11 ex GREYSTONES | Greystones [T41,T42] | FASSAROE |  | 53.1431 | -6.084
MV/LV Substation BE***076Z |  | 10 kV | _ | LV | 200 kVA :Kiosk Substation | 0.2 | --> | 0.2 | 0 | 0 | Constrained,otherwise capacity available =62kVA. | --> | 0.19 | 0 | 0.030381 | 0.21992 | 0 |  | --> | C11 ex MORRISTOWN | Morristown [T41,T42] | NEWBRIDGE |  | 53.1684 | -6.8057
MV/LV Substation BE***077 |  | 10 kV | _ | LV | 400 kVA :Kiosk Substation | 0.4 | --> | 0.4 | 0 | 0 | Constrained,otherwise capacity available =244kVA. | --> | 0.38 | 0 | 0.005928 | 0 | 0 | Constrained,otherwise capacity available =423kW. | --> | C13 ex FERMOY NORTH | Fermoy North [T41,T42] | BARRYMORE |  | 52.147 | -8.2763
MV/LV Substation BE***078 |  | 10 kV | _ | LV | 400 kVA :Kiosk Substation | 0.4 | --> | 0.4 | 0 | 0 | Constrained,otherwise capacity available =333kVA. | --> | 0.38 | 0 | 0.00741 | 0 | 0 | Constrained,otherwise capacity available =410kW. | --> | C13 ex FERMOY NORTH | Fermoy North [T41,T42] | BARRYMORE |  | 52.1456 | -8.2703
MV/LV Substation BE***079X |  | 10 kV | _ | LV | 100 kVA :Pole Substation | 0.1 | --> | 0.1 | 0.067 | 3 |  | --> | 0.095 | 0 | 0.013338 | 0.10489 | 0 |  | --> | C23 ex NENAGH | Nenagh [T41,T42] | NENAGH |  | 52.8523 | -8.2081
MV/LV Substation BE***081 |  | 10 kV | _ | LV | 100 kVA :Pole Substation | 0.1 | --> | 0.1 | 0 | 0 | Constrained,otherwise capacity available =49kVA. | --> | 0.095 | 0 | 0.005928 | 0.10746 | 0 |  | --> | C11 ex POLLERTON | Pollerton [T41,T42] | CARLOW |  | 52.8438 | -6.9026
MV/LV Substation BE***081X |  | 10 kV | _ | LV | 630 kVA :Building Structure | 0.63 | --> | 0.63 | 0 | 0 | Constrained,otherwise capacity available =500kVA. | --> | 0.5985 | 0 | 0 | 0.5 | 0 |  | --> | C19 ex BELFIELD | Belfield [T41,T42] | BLACKROCK |  | 53.3039 | -6.2151
MV/LV Substation BE***082X |  | 10 kV | _ | LV | 630 kVA :Building Structure | 0.63 | --> | 0.63 | 0 | 0 | Constrained,otherwise capacity available =500kVA. | --> | 0.5985 | 0 | 0 | 0.5 | 0 |  | --> | C19 ex BELFIELD | Belfield [T41,T42] | BLACKROCK |  | 53.3047 | -6.2152
MV/LV Substation BE***082X |  | 10 kV | _ | LV | 400 kVA :Kiosk Substation | 0.4 | --> | 0.4 | 0.349 | 2.2 |  | --> | 0.38 | 0 | 0.005187 | 0.40767 | 0 |  | --> | C26 ex BAILIEBORO | Bailieboro [T41,T42] | MEATH HILL |  | 53.9216 | -6.9744
MV/LV Substation BE***084X |  | 10 kV | _ | LV | 1000 kVA :Building Structure | 1 | --> | 1 | 0.15247 | 0.2 | Constrained,otherwise capacity available =500kVA. | --> | 0.95 | 0 | 0 | 0.5 | 0 |  | --> | C20 ex SANDYFORD | Sandyford [T41,T42] | CARRICKMINES |  | 53.2753 | -6.2194
MV/LV Substation BE***085 |  | 10 kV | _ | LV | 400 kVA :Kiosk Substation | 0.4 | --> | 0.4 | 0 | 0 | Constrained,otherwise capacity available =232kVA. | --> | 0.38 | 0 | 0.05187 | 0.42474 | 0 |  | --> | C16 ex DOUGLAS | Douglas [T41,T42] | TRABEG |  | 51.8916 | -8.4286
MV/LV Substation BE***085 |  | 10 kV | _ | LV | 630 kVA :Building Structure | 0.63 | --> | 0.63 | 0 | 0 | Constrained,otherwise capacity available =500kVA. | --> | 0.5985 | 0 | 0 | 0.5 | 0 |  | --> | C17 ex CARRIGSHANE | Carrigshane [T41] | MIDLETON |  | 51.8973 | -8.1617
MV/LV Substation BE***089 |  | 10 kV | _ | LV | 630 kVA :Kiosk Substation | 0.63 | --> | 0.63 | 0 | 0 | Constrained,otherwise capacity available =500kVA. | --> | 0.5985 | 0 | 0.008892 | 0.5 | 0 |  | --> | C23 ex TRAMORE | Tramore [T41,T42] | BUTLERSTOWN |  | 52.1682 | -7.1388
MV/LV Substation BE***089 |  | 10 kV | _ | LV | 630 kVA :Kiosk Substation | 0.63 | --> | 0.63 | 0.5 | 5.8 |  | --> | 0.5985 | 0 | 0.003705 | 0.5 | 0 |  | --> | C11 ex OAKFIELD | Oakfield [T41,T42] | SLIGO |  | 54.2661 | -8.4909
MV/LV Substation BE***091 |  | 10 kV | _ | LV | 630 kVA :Building Structure | 0.63 | --> | 0.63 | 0 | 0 | Constrained,otherwise capacity available =500kVA. | --> | 0.5985 | 0 | 0 | 0.5 | 0 |  | --> | C15 ex TERMONFECKIN ROAD | Termonfeckin Road [T41,T42] | DRYBRIDGE |  | 53.7153 | -6.3467
MV/LV Substation BE***091X |  | 20 kV | _ | LV | 100 kVA :Pole Substation | 0.1 | --> | 0.1 | 0.079 | 8.5 |  | --> | 0.095 | 0 | 0.002964 | 0 | 0 | Constrained,otherwise capacity available =103.1kW. | --> | E14 ex ARIGNA | Arigna [T121] | ARIGNA |  | 54.0188 | -7.9468
MV/LV Substation BE***092 |  | 10 kV | _ | LV | 25 kVA :Pole Substation | 0.025 | --> | 0.025 | 0 | 0 | Constrained,otherwise capacity available =17kVA. | --> | 0.02375 | 0 | 0 | 0.026187 | 0 |  | --> | C23 ex CREGG ROAD | Cregg Road [T41,T42] | BALLYDINE |  | 52.3562 | -7.3456
MV/LV Substation BE***095 |  | 10 kV | _ | LV | 630 kVA :Building Structure | 0.63 | --> | 0.63 | 0.453 | 13.4 |  | --> | 0.5985 | 0 | 0.003705 | 0.5 | 0 |  | --> | C17 ex POTTERY ROAD | Pottery Road [T101,T102] | CARRICKMINES |  | 53.2735 | -6.1411
MV/LV Substation BE***096X |  | 20 kV | _ | LV | 400 kVA :Kiosk Substation | 0.4 | --> | 0.4 | 0 | 0 | Constrained,otherwise capacity available =341kVA. | --> | 0.38 | 0 | 0.010374 | 0 | 0 | Constrained,otherwise capacity available =408.9kW. | --> | C21 ex MILFORD (NR) | Milford (nr) [T41,T42] | LETTERKENNY |  | 55.1952 | -7.8334
MV/LV Substation BE***096X |  | 10 kV | _ | LV | 200 kVA :Pole Substation | 0.2 | --> | 0.2 | 0 | 0 | Constrained,otherwise capacity available =200kVA. | --> | 0.19 | 0 | 0 | 0.2 | 0 |  | --> | C19 ex CLONDALKIN | Clondalkin [T41,T42,T44] | INCHICORE 220KV |  | 53.3034 | -6.3887
MV/LV Substation BE***099Z |  | 20 kV | _ | LV | 400 kVA :Kiosk Substation | 0.4 | --> | 0.4 | 0 | 0 | Constrained,otherwise capacity available =323kVA. | --> | 0.38 | 0 | 0.003705 | 0.41153 | 0 |  | --> | E17 ex ACADEMY STREET | Academy Street [T421,T422,T44] | NAVAN |  | 53.5626 | -6.664
MV/LV Substation BE***100Z |  | 20 kV | _ | LV | 200 kVA :Kiosk Substation | 0.2 | --> | 0.2 | 0 | 0 | Constrained,otherwise capacity available =165kVA. | --> | 0.19 | 0 | 0.004446 | 0.20525 | 0 |  | --> | E17 ex ACADEMY STREET | Academy Street [T421,T422,T44] | NAVAN |  | 53.5617 | -6.6615
MV/LV Substation BE***101 |  | 10 kV | _ | LV | 630 kVA :Building Structure | 0.63 | --> | 0.63 | 0 | 0 | Constrained,otherwise capacity available =495kVA. | --> | 0.5985 | 0 | 0 | 0.5 | 0 |  | --> | C19 ex FORTUNESTOWN | Fortunestown [T101,T102] | INCHICORE 220KV |  | 53.2775 | -6.4188
MV/LV Substation BE***102 |  | 10 kV | _ | LV | 400 kVA :Building Structure | 0.4 | --> | 0.4 | 0.228 | 0.8 |  | --> | 0.38 | 0 | 0.028899 | 0.42531 | 0 |  | --> | C12 ex DONNYBROOK | Donnybrook [T41,T42] | MILLTOWN (DR) |  | 53.3143 | -6.2318
MV/LV Substation BE***102 |  | 10 kV | _ | LV | 400 kVA :Kiosk Substation | 0.4 | --> | 0.4 | 0 | 0 | Constrained,otherwise capacity available =353kVA. | --> | 0.38 | 0 | 0.003705 | 0.40707 | 0 |  | --> | C12 ex CRANMORE | Cranmore [T41,T42] | SLIGO |  | 54.2646 | -8.4635
MV/LV Substation BE***103 |  | 10 kV | _ | LV | 400 kVA :Building Structure | 0.4 | --> | 0.4 | 0.049 | 3.3 |  | --> | 0.38 | 0 | 0 | 0.43348 | 0 |  | --> | C14 ex PEMBROKE | Pembroke [T41,T42,T43,T44] | RINGSEND |  | 53.3364 | -6.2365
MV/LV Substation BE***108Y |  | 20 kV | _ | LV | 200 kVA :Pole Substation | 0.2 | --> | 0.2 | 0 | 0 | Constrained,otherwise capacity available =128kVA. | --> | 0.19 | 0 | 0 | 0.21065 | 0 |  | --> | E20 ex BALTINGLASS | Baltinglass [T421,T422] | STRATFORD |  | 52.9426 | -6.8209
MV/LV Substation BE***111X |  | 10 kV | _ | LV | 200 kVA :Kiosk Substation | 0.2 | --> | 0.2 | 0 | 0 | Constrained,otherwise capacity available =125kVA. | --> | 0.19 | 0 | 0.011115 | 0.21108 | 0 |  | --> | C21 ex BALLINCOLLIG | Ballincollig [T41,T42] | KILBARRY |  | 51.8849 | -8.5889
MV/LV Substation BE***114 |  | 10 kV | _ | LV | 200 kVA :Pole Substation | 0.2 | --> | 0.2 | 0.143 | 3.5 |  | --> | 0.19 | 0 | 0.002964 | 0.20848 | 0 |  | --> | C14 ex DUNDALK | Dundalk [T41,T42] | DUNDALK |  | 54.0065 | -6.4208
MV/LV Substation BE***117 |  | 10 kV | _ | LV | 400 kVA :Kiosk Substation | 0.4 | --> | 0.4 | 0.3 | 2.9 |  | --> | 0.38 | 0 | 0.009633 | 0.41491 | 0 |  | --> | C11 ex ABBEYLAND | Abbeyland [T41,T42] | NAVAN |  | 53.6422 | -6.6916
MV/LV Substation BE***118 |  | 10 kV | _ | LV | 200 kVA :Pole Substation | 0.2 | --> | 0.2 | 0 | 0 | Constrained,otherwise capacity available =66kVA. | --> | 0.19 | 0 | 0 | 0.21937 | 0 |  | --> | C12 ex CHARLESTOWN | Charlestown [T41] | TONROE |  | 53.9657 | -8.7941
MV/LV Substation BE***124 |  | 10 kV | _ | LV | 1000 kVA :Building Structure | 1 | --> | 1 | 0.5 | 7.2 |  | --> | 0.95 | 0 | 0 | 0.5 | 0 |  | --> | C14 ex LIBERTY STREET | Liberty Street [T101,T102] | LIBERTY STREET |  | 51.897 | -8.4771
MV/LV Substation BE***124X |  | 10 kV | _ | LV | 400 kVA :Kiosk Substation | 0.4 | --> | 0.4 | 0 | 0 | Constrained,otherwise capacity available =383kVA. | --> | 0.38 | 0 | 0.003705 | 0.40257 | 0 |  | --> | C12 ex CHARLESTOWN | Charlestown [T41] | TONROE |  | 53.9689 | -8.7975
MV/LV Substation BE***125Y |  | 10 kV | _ | LV | 400 kVA :Kiosk Substation | 0.4 | --> | 0.4 | 0 | 0 | Constrained,otherwise capacity available =284kVA. | --> | 0.38 | 0 | 0.099294 | 0.41724 | 0 |  | --> | C20 ex RATHMULLAN | Rathmullan [T41,T42] | DRYBRIDGE |  | 53.7055 | -6.3291
MV/LV Substation BE***126 |  | 20 kV | _ | LV | 50 kVA :Pole Substation | 0.05 | --> | 0.05 | 0 | 0 | Constrained,otherwise capacity available =45kVA. | --> | 0.0475 | 0 | 0 | 0.050753 | 0 |  | --> | E17 ex ACADEMY STREET | Academy Street [T421,T422,T44] | NAVAN |  | 53.6061 | -6.7167
MV/LV Substation BE***127X |  | 20 kV | _ | LV | 50 kVA :Pole Substation | 0.05 | --> | 0.05 | 0.035 | 6.4 |  | --> | 0.0475 | 0 | 0.00741 | 0.052228 | 0 |  | --> | C22 ex BUSHFIELD | Bushfield [T41,T42] | ATHLONE |  | 53.4338 | -7.8426
MV/LV Substation BE***128 |  | 10 kV | _ | LV | 400 kVA :Kiosk Substation | 0.4 | --> | 0.4 | 0 | 0 | Constrained,otherwise capacity available =310kVA. | --> | 0.38 | 0 | 0.011856 | 0.41344 | 0 |  | --> | C13 ex DOCK ROAD | Dock Road [T41,T42] | LIMERICK |  | 52.6387 | -8.6658
MV/LV Substation BE***132 |  | 10 kV | _ | LV | 1000 kVA :Building Structure | 1 | --> | 1 | 0.5 | 7.2 |  | --> | 0.95 | 0 | 0.018525 | 0.5 | 0 |  | --> | C23 ex LIBERTY STREET | Liberty Street [T101,T102] | LIBERTY STREET |  | 51.8979 | -8.4681
MV/LV Substation BE***133 |  | 10 kV | _ | LV | 630 kVA :Kiosk Substation | 0.63 | --> | 0.63 | 0 | 0 | Constrained,otherwise capacity available =500kVA. | --> | 0.5985 | 0 | 0 | 0.5 | 0 |  | --> | C19 ex FORTUNESTOWN | Fortunestown [T101,T102] | INCHICORE 220KV |  | 53.2757 | -6.4154
MV/LV Substation BE***133X |  | 10 kV | _ | LV | 400 kVA :Kiosk Substation | 0.4 | --> | 0.4 | 0 | 0 | Constrained,otherwise capacity available =289kVA. | --> | 0.38 | 0 | 0.020007 | 0.41651 | 0 |  | --> | C22 ex HOWTH JUNCTION | Howth Junction [T41,T42] | GRANGE (DR) |  | 53.3849 | -6.1693
MV/LV Substation BE***134X |  | 10 kV | _ | LV | 50 kVA :Pole Substation | 0.05 | --> | 0.05 | 0 | 0 | Constrained,otherwise capacity available =27kVA. | --> | 0.0475 | 0 | 0.011856 | 0.053377 | 0 |  | --> | C15 ex KILMONEY | Kilmoney [T41,T42] | TRABEG |  | 51.745 | -8.4936
MV/LV Substation BE***135 |  | 20 kV | _ | LV | 50 kVA :Pole Substation | 0.05 | --> | 0.05 | 0 | 0 | Constrained,otherwise capacity available =25kVA. | --> | 0.0475 | 0 | 0.00741 | 0.053659 | 0 |  | --> | E18 ex GLASMORE | Glasmore [T421,T422] | GLASMORE |  | 53.5067 | -6.2671
MV/LV Substation BE***137 |  | 10 kV | _ | LV | 400 kVA :Kiosk Substation | 0.4 | --> | 0.4 | 0 | 0 | Constrained,otherwise capacity available =335kVA. | --> | 0.38 | 0 | 0.013338 | 0.40975 | 0 |  | --> | C18 ex PALMERSTOWN | Palmerstown [T41,T42] | FINGLAS |  | 53.3507 | -6.3533
MV/LV Substation BE***137X |  | 10 kV | _ | LV | 400 kVA :Kiosk Substation | 0.4 | --> | 0.4 | 0.289 | 0.4 |  | --> | 0.38 | 0 | 0.010374 | 0.41651 | 0 |  | --> | C18 ex CARRICKMINES | Carrickmines [T41,T42] | CARRICKMINES |  | 53.2576 | -6.2185
MV/LV Substation BE***137Y |  | 10 kV | _ | LV | 200 kVA :Pole Substation | 0.2 | --> | 0.2 | 0 | 0 | Constrained,otherwise capacity available =117kVA. | --> | 0.19 | 0 | 0 | 0.21223 | 0 |  | --> | C22 ex TERMONFECKIN ROAD | Termonfeckin Road [T41,T42] | DRYBRIDGE |  | 53.725 | -6.3322
MV/LV Substation BE***137Y |  | 20 kV | _ | LV | 100 kVA :Pole Substation | 0.1 | --> | 0.1 | 0 | 0 | Constrained,otherwise capacity available =81kVA. | --> | 0.095 | 0 | 0 | 0.10284 | 0 |  | --> | E20 ex BALTINGLASS | Baltinglass [T421,T422] | STRATFORD |  | 52.9564 | -6.832
MV/LV Substation BE***138 |  | 10 kV | _ | LV | 200 kVA :Pole Substation | 0.2 | --> | 0.2 | 0.127 | 5.3 |  | --> | 0.19 | 0 | 0 | 0.21079 | 0 |  | --> | C11 ex BALLYTIVNAN | Ballytivnan [T41,T42] | SLIGO |  | 54.2836 | -8.4692
MV/LV Substation BE***144 |  | 20 kV | _ | LV | 50 kVA :Pole Substation | 0.05 | --> | 0.05 | 0 | 0 | Constrained,otherwise capacity available =30kVA. | --> | 0.0475 | 0 | 0.003705 | 0.052949 | 0 |  | --> | E13 ex KILCOCK | Kilcock [T421,T422] | GRIFFINRATH |  | 53.5038 | -6.5896
MV/LV Substation BE***145Y |  | 10 kV | _ | LV | 100 kVA :Pole Substation | 0.1 | --> | 0.1 | 0 | 0 | Constrained,otherwise capacity available =94kVA. | --> | 0.095 | 0 | 0 | 0.10091 | 0 |  | --> | C23 ex CREGG ROAD | Cregg Road [T41,T42] | BALLYDINE |  | 52.3704 | -7.3354
MV/LV Substation BE***146X |  | 10 kV | _ | LV | 1000 kVA :Kiosk Substation | 1 | --> | 1 | 0.5 | 2.9 |  | --> | 0.95 | 0 | 0 | 0.5 | 0 |  | --> | C17 ex BREWERY ROAD | Brewery Road [T41,T42] | CARRICKMINES |  | 53.2766 | -6.2187
MV/LV Substation BE***147Y |  | 10 kV | _ | LV | 200 kVA :Pole Substation | 0.2 | --> | 0.2 | 0 | 0 | Constrained,otherwise capacity available =188kVA. | --> | 0.19 | 0 | 0 | 0.20181 | 0 |  | --> | C21 ex CARRICKMACROSS | Carrickmacross [T41,T42] | MEATH HILL |  | 53.9761 | -6.7224
MV/LV Substation BE***148X |  | 10 kV | _ | LV | 400 kVA :Kiosk Substation | 0.4 | --> | 0.4 | 0.27 | 13.9 |  | --> | 0.38 | 0 | 0.001482 | 0.41927 | 0 |  | --> | C14 ex CENTRAL PARK | Central Park [T101,T102] | CARRICKMINES |  | 53.2828 | -6.189
MV/LV Substation BE***149Y |  | 10 kV | _ | LV | 50 kVA :Pole Substation | 0.05 | --> | 0.05 | 0 | 0 | Constrained,otherwise capacity available =24kVA. | --> | 0.0475 | 0 | 0 | 0 | 0 | Constrained,otherwise capacity available =53.8kW. | --> | C12 ex ROSCREA | Roscrea [T41,T42] | IKERRIN |  | 52.9587 | -7.7767
MV/LV Substation BE***150X |  | 10 kV | _ | LV | 400 kVA :Kiosk Substation | 0.4 | --> | 0.4 | 0.271 | 0.4 |  | --> | 0.38 | 0 | 0.018525 | 0.41913 | 0 |  | --> | C14 ex CARRICKMINES | Carrickmines [T41,T42] | CARRICKMINES |  | 53.2603 | -6.2184
MV/LV Substation BE***150X |  | 10 kV | _ | LV | 1000 kVA :Building Structure | 1 | --> | 1 | 0 | 0 | Constrained,otherwise capacity available =318kVA. | --> | 0.95 | 0 | 0.028899 | 0.5 | 0 |  | --> | C19 ex GLOUCESTER PLACE | Gloucester Place [T41,T42] | MCDERMOTT |  | 53.3574 | -6.2588
MV/LV Substation BE***151 |  | 10 kV | _ | LV | 630 kVA :Building Structure | 0.63 | --> | 0.63 | 0.5 | 3 |  | --> | 0.5985 | 0 | 0.00741 | 0.5 | 0 |  | --> | C18 ex GREENHILLS | Greenhills [T42] | INCHICORE 220KV |  | 53.3137 | -6.3363
MV/LV Substation BE***151X |  | 10 kV | _ | LV | 400 kVA :Kiosk Substation | 0.4 | --> | 0.4 | 0.343 | 0.4 |  | --> | 0.38 | 0 | 0.008151 | 0.40856 | 0 |  | --> | C14 ex CARRICKMINES | Carrickmines [T41,T42] | CARRICKMINES |  | 53.2587 | -6.2186
MV/LV Substation BE***151Z |  | 10 kV | _ | LV | 200 kVA :Kiosk Substation | 0.2 | --> | 0.2 | 0 | 0 | Constrained,otherwise capacity available =175kVA. | --> | 0.19 | 0 | 0.005928 | 0.20376 | 0 |  | --> | C22 ex HOWTH JUNCTION | Howth Junction [T41,T42] | GRANGE (DR) |  | 53.3844 | -6.1713
MV/LV Substation BE***155Y |  | 20 kV | _ | LV | 400 kVA :Kiosk Substation | 0.4 | --> | 0.4 | 0 | 0 | Constrained,otherwise capacity available =275kVA. | --> | 0.38 | 0 | 0.02223 | 0.41855 | 0 |  | --> | E15 ex BATTER LANE TEMPORARY | Batter Lane Temporary 38kv [T421] | GLASMORE |  | 53.4886 | -6.1597
MV/LV Substation BE***157 |  | 10 kV | _ | LV | 50 kVA :Pole Substation | 0.05 | --> | 0.05 | 0.043 | 3.4 |  | --> | 0.0475 | 0 | 0 | 0.051052 | 0 |  | --> | C15 ex GLENGOOLE | Glengoole [T41] | THURLES |  | 52.713 | -7.5435
MV/LV Substation BE***158Y |  | 10 kV | _ | LV | 400 kVA :Kiosk Substation | 0.4 | --> | 0.4 | 0 | 0 | Constrained,otherwise capacity available =243kVA. | --> | 0.38 | 0 | 0.11411 | 0.42316 | 0 |  | --> | C21 ex CASTLETROY | Castletroy [T41,T42] | ARDNACRUSHA |  | 52.6592 | -8.5465
MV/LV Substation BE***160 |  | 10 kV | _ | LV | 200 kVA :Kiosk Substation | 0.2 | --> | 0.2 | 0 | 0 | Constrained,otherwise capacity available =64kVA. | --> | 0.19 | 0 | 0.010374 | 0.21964 | 0 |  | --> | C11 ex POLLERTON | Pollerton [T41,T42] | CARLOW |  | 52.8471 | -6.901
MV/LV Substation BE***160 |  | 10 kV | _ | LV | 400 kVA :Kiosk Substation | 0.4 | --> | 0.4 | 0 | 0 | Constrained,otherwise capacity available =323kVA. | --> | 0.38 | 0 | 0.024453 | 0.41153 | 0 |  | --> | C17 ex GREYSTONES | Greystones [T41,T42] | FASSAROE |  | 53.1449 | -6.0699
MV/LV Substation BE***160 |  | 20 kV | _ | LV | 100 kVA :Pole Substation | 0.1 | --> | 0.1 | 0.092 | 16.1 |  | --> | 0.095 | 0 | 0.006669 | 0.10121 | 0 |  | --> | E21 ex WEXFORD | Wexford [T121,T122] | WEXFORD |  | 52.4004 | -6.3607
MV/LV Substation BE***160 |  | 10 kV | _ | LV | 400 kVA :Building Structure | 0.4 | --> | 0.4 | 0 | 0 | Constrained,otherwise capacity available =241kVA. | --> | 0.38 | 0 | 0.030381 | 0.42345 | 0 |  | --> | C22 ex BISHOPSTOWN | Bishopstown [T41,T42] | KILBARRY |  | 51.8757 | -8.5348
MV/LV Substation BE***164 |  | 10 kV | _ | LV | 200 kVA :Pole Substation | 0.2 | --> | 0.2 | 0 | 0 | Constrained,otherwise capacity available =183kVA. | --> | 0.19 | 0 | 0.041126 | 0.20256 | 0 |  | --> | C12 ex SRAH | Srah [T41,T42] | THORNSBERRY |  | 53.2959 | -7.5205
MV/LV Substation BE***164X |  | 10 kV | _ | LV | 200 kVA :Kiosk Substation | 0.2 | --> | 0.2 | 0 | 0 | Constrained,otherwise capacity available =134kVA. | --> | 0.19 | 0 | 0 | 0.20978 | 0 |  | --> | C12 ex KILSARAN | Kilsaran [T42] | DRYBRIDGE |  | 53.8963 | -6.3921
MV/LV Substation BE***166 |  | 10 kV | _ | LV | 400 kVA :Kiosk Substation | 0.4 | --> | 0.4 | 0 | 0 | Constrained,otherwise capacity available =319kVA. | --> | 0.38 | 0 | 0 | 0.41212 | 0 |  | --> | C11 ex MORRISTOWN | Morristown [T41,T42] | NEWBRIDGE |  | 53.1776 | -6.8166
MV/LV Substation BE***166Z |  | 10 kV | _ | LV | 400 kVA :Kiosk Substation | 0.4 | --> | 0.4 | 0.334 | 2.9 |  | --> | 0.38 | 0 | 0.006669 | 0.4099 | 0 |  | --> | C17 ex ABBEYLAND | Abbeyland [T41,T42] | NAVAN |  | 53.6598 | -6.6829
MV/LV Substation BE***170 |  | 10 kV | _ | LV | 400 kVA :Building Structure | 0.4 | --> | 0.4 | 0 | 0 | Constrained,otherwise capacity available =314kVA. | --> | 0.38 | 0 | 0 | 0.41285 | 0 |  | --> | C32 ex ACADEMY STREET | Academy Street [T421,T422,T44] | NAVAN |  | 53.6431 | -6.6979
MV/LV Substation BE***171 |  | 10 kV | _ | LV | 200 kVA :Kiosk Substation | 0.2 | --> | 0.2 | 0 | 0 | Constrained,otherwise capacity available =148kVA. | --> | 0.19 | 0 | 0.006669 | 0.20775 | 0 |  | --> | C18 ex KINSALE | Kinsale [T41,T42] | BANDON |  | 51.7361 | -8.4823
MV/LV Substation BE***177X |  | 20 kV | _ | LV | 50 kVA :Pole Substation | 0.05 | --> | 0.05 | 0 | 0 | Constrained,otherwise capacity available =46kVA. | --> | 0.0475 | 0 | 0 | 0 | 0 | Constrained,otherwise capacity available =50.6kW. | --> | E17 ex CARNDONAGH | Carndonagh [T421,T422] | TRILLICK |  | 55.275 | -7.2552
MV/LV Substation BE***179 |  | 20 kV | _ | LV | 100 kVA :Pole Substation | 0.1 | --> | 0.1 | 0 | 0 | Constrained,otherwise capacity available =74kVA. | --> | 0.095 | 0 | 0.003705 | 0.10387 | 0 |  | --> | E11 ex BEALNABLATH | Bealnablath [T421] | BANDON |  | 51.8413 | -8.8343
MV/LV Substation BE***179Y |  | 10 kV | _ | LV | 50 kVA :Pole Substation | 0.05 | --> | 0.05 | 0 | 0 | Constrained,otherwise capacity available =42kVA. | --> | 0.0475 | 0 | 0 | 0.0512 | 0 |  | --> | C18 ex CAVAN | Cavan [T42,T421] | SHANKILL |  | 54.001 | -7.364
MV/LV Substation BE***181 |  | 10 kV | _ | LV | 400 kVA :Kiosk Substation | 0.4 | --> | 0.4 | 0 | 0 | Constrained,otherwise capacity available =341kVA. | --> | 0.38 | 0 | 0.022971 | 0.40886 | 0 |  | --> | C25 ex DUNDRUM | Dundrum [T41,T42] | BLACKROCK |  | 53.2856 | -6.2549
MV/LV Substation BE***181Z |  | 20 kV | _ | LV | 630 kVA :Building Structure | 0.63 | --> | 0.63 | 0 | 0 | Constrained,otherwise capacity available =478kVA. | --> | 0.5985 | 0 | 0.025194 | 0.5 | 0 |  | --> | E16 ex JULIANSTOWN | Julianstown [T421,T422] | DRYBRIDGE |  | 53.6969 | -6.2488
MV/LV Substation BE***182 |  | 10 kV | _ | LV | 100 kVA :Pole Substation | 0.1 | --> | 0.1 | 0.065 | 3.9 |  | --> | 0.095 | 0 | 0.017784 | 0.10518 | 0 |  | --> | C21 ex MARSHES | Marshes [T41,T42] | DUNDALK |  | 53.9622 | -6.3693
MV/LV Substation BE***183 |  | 10 kV | _ | LV | 400 kVA :Kiosk Substation | 0.4 | --> | 0.4 | 0.343 | 0.4 |  | --> | 0.38 | 0 | 0.011856 | 0.40856 | 0 |  | --> | C18 ex CARRICKMINES | Carrickmines [T41,T42] | CARRICKMINES |  | 53.2544 | -6.2174
MV/LV Substation BE***183X |  | 10 kV | _ | LV | 630 kVA :Building Structure | 0.63 | --> | 0.63 | 0.15247 | 0.2 | Constrained,otherwise capacity available =500kVA. | --> | 0.5985 | 0 | 0 | 0.5 | 0 |  | --> | C20 ex SANDYFORD | Sandyford [T41,T42] | CARRICKMINES |  | 53.2764 | -6.2207
MV/LV Substation BE***183X |  | 10 kV | _ | LV | 400 kVA :Building Structure | 0.4 | --> | 0.4 | 0.288 | 13.4 |  | --> | 0.38 | 0 | 0 | 0.40483 | 0 |  | --> | C20 ex POTTERY ROAD | Pottery Road [T101,T102] | CARRICKMINES |  | 53.2676 | -6.1489
MV/LV Substation BE***184 |  | 10 kV | _ | LV | 630 kVA :Kiosk Substation | 0.63 | --> | 0.63 | 0.5 | 8.2 |  | --> | 0.5985 | 0 | 0.002964 | 0.5 | 0 |  | --> | C12 ex MOUNT MISERY | Mount Misery [T41,T42] | WATERFORD |  | 52.2702 | -7.0983
MV/LV Substation BE***184Y |  | 20 kV | _ | LV | 50 kVA :Pole Substation | 0.05 | --> | 0.05 | 0 | 0 | Constrained,otherwise capacity available =50kVA. | --> | 0.0475 | 0 | 0 | 0.05 | 0 |  | --> | E18 ex JULIANSTOWN | Julianstown [T421,T422] | DRYBRIDGE |  | 53.6863 | -6.3427
MV/LV Substation BE***185X |  | 10 kV | _ | LV | 200 kVA :Pole Substation | 0.2 | --> | 0.2 | 0 | 0 | Constrained,otherwise capacity available =120kVA. | --> | 0.19 | 0 | 0.006669 | 0 | 0 | Constrained,otherwise capacity available =211.8kW. | --> | C20 ex PORTLAOISE | Portlaoise [T41,T42] | PORTLAOISE |  | 53.0322 | -7.2761
MV/LV Substation BE***188Z |  | 10 kV | _ | LV | 400 kVA :Kiosk Substation | 0.4 | --> | 0.4 | 0 | 0 | Constrained,otherwise capacity available =260kVA. | --> | 0.38 | 0 | 0.027417 | 0 | 0 | Constrained,otherwise capacity available =420.7kW. | --> | C16 ex PALLAS | Pallas [T41,T42] | PORTLAOISE |  | 53.0316 | -7.3269
MV/LV Substation BE***189 |  | 10 kV | _ | LV | 100 kVA :Pole Substation | 0.1 | --> | 0.1 | 0 | 0 | Constrained,otherwise capacity available =68kVA. | --> | 0.095 | 0 | 0.005928 | 0.10475 | 0 |  | --> | C13 ex COBH | Cobh [T41,T42] | COW CROSS |  | 51.8868 | -8.3044
MV/LV Substation BE***189Z |  | 10 kV | _ | LV | 200 kVA :Kiosk Substation | 0.2 | --> | 0.2 | 0 | 0 | Constrained,otherwise capacity available =200kVA. | --> | 0.19 | 0 | 0 | 0 | 0 | Constrained,otherwise capacity available =200kW. | --> | C16 ex PALLAS | Pallas [T41,T42] | PORTLAOISE |  | 53.0317 | -7.3291
MV/LV Substation BE***191X |  | 10 kV | _ | LV | 200 kVA :Kiosk Substation | 0.2 | --> | 0.2 | 0 | 0 | Constrained,otherwise capacity available =108kVA. | --> | 0.19 | 0 | 0.031122 | 0.21351 | 0 |  | --> | C18 ex CASTLEKNOCK | Castleknock [T41,T42] | FINGLAS |  | 53.3773 | -6.3616
MV/LV Substation BE***194 |  | 10 kV | _ | LV | 630 kVA :Building Structure | 0.63 | --> | 0.63 | 0.5 | 4.9 |  | --> | 0.5985 | 0 | 0 | 0.5 | 0 |  | --> | C22 ex COOLOCK | Coolock [T41,T42] | FINGLAS |  | 53.3932 | -6.1954
MV/LV Substation BE***196 |  | 20 kV | _ | LV | 400 kVA :Kiosk Substation | 0.4 | --> | 0.4 | 0 | 0 | Constrained,otherwise capacity available =246kVA. | --> | 0.38 | 0 | 0.028158 | 0.42273 | 0 |  | --> | E16 ex JULIANSTOWN | Julianstown [T421,T422] | DRYBRIDGE |  | 53.6789 | -6.241
MV/LV Substation BE***201Y |  | 20 kV | _ | LV | 200 kVA :Kiosk Substation | 0.2 | --> | 0.2 | 0 | 0 | Constrained,otherwise capacity available =119kVA. | --> | 0.19 | 0 | 0.05187 | 0.21194 | 0 |  | --> | E11 ex GLASMORE | Glasmore [T421,T422] | GLASMORE |  | 53.4954 | -6.1478
MV/LV Substation BE***203X |  | 10 kV | _ | LV | 200 kVA :Pole Substation | 0.2 | --> | 0.2 | 0 | 0 | Constrained,otherwise capacity available =177kVA. | --> | 0.19 | 0 | 0 | 0.20346 | 0 |  | --> | C16 ex BALLAGHADERREEN | Ballaghaderreen [T41,T42] | TONROE |  | 53.9027 | -8.5899
MV/LV Substation BE***209 |  | 10 kV | _ | LV | 50 kVA :Pole Substation | 0.05 | --> | 0.05 | 0.035 | 5.8 |  | --> | 0.0475 | 0 | 0.002964 | 0.052228 | 0 |  | --> | C20 ex OAKFIELD | Oakfield [T41,T42] | SLIGO |  | 54.2694 | -8.5964
MV/LV Substation BE***209 |  | 10 kV | _ | LV | 100 kVA :Pole Substation | 0.1 | --> | 0.1 | 0 | 0 | Constrained,otherwise capacity available =96kVA. | --> | 0.095 | 0 | 0 | 0.10061 | 0 |  | --> | C13 ex COBH | Cobh [T41,T42] | COW CROSS |  | 51.8693 | -8.2922
MV/LV Substation BE***211X |  | 10 kV | _ | LV | 1000 kVA :Building Structure | 1 | --> | 1 | 0.5 | 13.9 |  | --> | 0.95 | 0 | 0 | 0.5 | 0 |  | --> | C14 ex CENTRAL PARK | Central Park [T101,T102] | CARRICKMINES |  | 53.2814 | -6.1908
MV/LV Substation BE***212X |  | 20 kV | _ | LV | 200 kVA :Pole Substation | 0.2 | --> | 0.2 | 0 | 0 | Constrained,otherwise capacity available =152kVA. | --> | 0.19 | 0 | 0.008151 | 0.20716 | 0 |  | --> | E11 ex FINEA | Finea [T421,T422] | SHANKILL |  | 53.7784 | -7.5043
MV/LV Substation BE***212X |  | 20 kV | _ | LV | 50 kVA :Pole Substation | 0.05 | --> | 0.05 | 0.041 | 4.2 |  | --> | 0.0475 | 0 | 0.004446 | 0.051348 | 0 |  | --> | E18 ex JENKINSTOWN | Jenkinstown [T421,T422] | DUNDALK |  | 54.0187 | -6.3018
MV/LV Substation BE***214 |  | 10 kV | _ | LV | 400 kVA :Kiosk Substation | 0.4 | --> | 0.4 | 0.247 | 13.8 |  | --> | 0.38 | 0 | 0.038532 | 0.42259 | 0 |  | --> | C19 ex SINGLAND | Singland [T101,T102] | SINGLAND |  | 52.6619 | -8.5716
MV/LV Substation BE***215Y |  | 20 kV | _ | LV | 100 kVA :Pole Substation | 0.1 | --> | 0.1 | 0.074 | 4.2 |  | --> | 0.095 | 0 | 0 | 0.10387 | 0 |  | --> | E12 ex JENKINSTOWN | Jenkinstown [T421,T422] | DUNDALK |  | 54.012 | -6.3464
MV/LV Substation BE***216 |  | 20 kV | _ | LV | 50 kVA :Pole Substation | 0.05 | --> | 0.05 | 0.049 | 2.8 |  | --> | 0.0475 | 0 | 0 | 0.050152 | 0 |  | --> | E21 ex CLARA | Clara [T421,T422] | THORNSBERRY |  | 53.3362 | -7.7266
MV/LV Substation BE***217X |  | 10 kV | _ | LV | 400 kVA :Kiosk Substation | 0.4 | --> | 0.4 | 0 | 0 | Constrained,otherwise capacity available =277kVA. | --> | 0.38 | 0 | 0.045201 | 0.41826 | 0 |  | --> | C15 ex MALAHIDE | Malahide [T41,T42] | GLASMORE |  | 53.4286 | -6.1309
MV/LV Substation BE***217Y |  | 20 kV | _ | LV | 100 kVA :Pole Substation | 0.1 | --> | 0.1 | 0 | 0 | Constrained,otherwise capacity available =90kVA. | --> | 0.095 | 0 | 0.004446 | 0.10151 | 0 |  | --> | E17 ex CAVAN | Cavan [T42,T421] | SHANKILL |  | 54.0448 | -7.3794
MV/LV Substation BE***218X |  | 10 kV | _ | LV | 630 kVA :Kiosk Substation | 0.63 | --> | 0.63 | 0 | 0 | Constrained,otherwise capacity available =500kVA. | --> | 0.5985 | 0 | 0.026676 | 0.5 | 0 |  | --> | C11 ex GRANGE (DR) | Grange (dr) [T41,T42] | GRANGE (DR) |  | 53.3948 | -6.1479
MV/LV Substation BE***223 |  | 10 kV | _ | LV | 400 kVA :Kiosk Substation | 0.4 | --> | 0.4 | 0 | 0 | Constrained,otherwise capacity available =292kVA. | --> | 0.38 | 0 | 0.017784 | 0.41608 | 0 |  | --> | C16 ex SAGGART | Saggart [T41,T42] | GRANGE CASTLE |  | 53.282 | -6.4612
MV/LV Substation BE***225X |  | 10 kV | _ | LV | 200 kVA :Kiosk Substation | 0.2 | --> | 0.2 | 0.135 | 6.2 |  | --> | 0.19 | 0 | 0.003705 | 0.20964 | 0 |  | --> | C20 ex CAHIR | Cahir [T41,T42] | CAHIR |  | 52.3704 | -7.9329
MV/LV Substation BE***226 |  | 10 kV | _ | LV | 50 kVA :Pole Substation | 0.05 | --> | 0.05 | 0.045 | 6.2 |  | --> | 0.0475 | 0 | 0 | 0.050753 | 0 |  | --> | C20 ex CAHIR | Cahir [T41,T42] | CAHIR |  | 52.3829 | -7.9388
MV/LV Substation BE***226X |  | 10 kV | _ | LV | 400 kVA :Kiosk Substation | 0.4 | --> | 0.4 | 0.337 | 6 |  | --> | 0.38 | 0 | 0.008151 | 0.40945 | 0 |  | --> | C29 ex PELLETSTOWN | Pelletstown [T101,T102] | FINGLAS |  | 53.3717 | -6.3311
MV/LV Substation BE***227Z |  | 20 kV | _ | LV | 100 kVA :Pole Substation | 0.1 | --> | 0.1 | 0.04 | 1.5 |  | --> | 0.095 | 0 | 0 | 0.10872 | 0 |  | --> | C18 ex SMEARLA | Smearla [T41,T42] | TRIEN |  | 52.4058 | -9.4805
MV/LV Substation BE***229X |  | 10 kV | _ | LV | 1000 kVA :Building Structure | 1 | --> | 1 | 0.5 | 2.9 |  | --> | 0.95 | 0 | 0 | 0.5 | 0 |  | --> | C17 ex BREWERY ROAD | Brewery Road [T41,T42] | CARRICKMINES |  | 53.2766 | -6.2188
MV/LV Substation BE***231 |  | 10 kV | _ | LV | 400 kVA :Kiosk Substation | 0.4 | --> | 0.4 | 0.296 | 4 |  | --> | 0.38 | 0 | 0.047424 | 0.41549 | 0 |  | --> | C11 ex BALLINCLEA | Ballinclea [T41] | CHERRYWOOD |  | 53.2754 | -6.127
MV/LV Substation BE***234 |  | 10 kV | _ | LV | 400 kVA :Kiosk Substation | 0.4 | --> | 0.4 | 0.256 | 0.9 |  | --> | 0.38 | 0 | 0.020748 | 0.4213 | 0 |  | --> | C16 ex KENMARE | Kenmare [T42] | KNOCKEARAGH |  | 51.8774 | -9.5835
MV/LV Substation BE***238Z |  | 20 kV | _ | LV | 200 kVA :Pole Substation | 0.2 | --> | 0.2 | 0 | 0 | Constrained,otherwise capacity available =181kVA. | --> | 0.19 | 0 | 0.002223 | 0.20286 | 0 |  | --> | E12 ex ASHBOURNE | Ashbourne [T421,T422] | FINGLAS |  | 53.5069 | -6.4553
MV/LV Substation BE***239X |  | 10 kV | _ | LV | 400 kVA :Kiosk Substation | 0.4 | --> | 0.4 | 0 | 0 | Constrained,otherwise capacity available =340kVA. | --> | 0.38 | 0 | 0.003705 | 0.40901 | 0 |  | --> | C22 ex BALLINCOLLIG | Ballincollig [T41,T42] | KILBARRY |  | 51.8867 | -8.6004
MV/LV Substation BE***239X |  | 10 kV | _ | LV | 1000 kVA :Building Structure | 1 | --> | 1 | 0.5 | 2.9 |  | --> | 0.95 | 0 | 0 | 0.5 | 0 |  | --> | C20 ex BREWERY ROAD | Brewery Road [T41,T42] | CARRICKMINES |  | 53.2776 | -6.2159
MV/LV Substation BE***240 |  | 10 kV | _ | LV | 50 kVA :Pole Substation | 0.05 | --> | 0.05 | 0 | 0 | Constrained,otherwise capacity available =40kVA. | --> | 0.0475 | 0 | 0.008151 | 0.051496 | 0 |  | --> | C15 ex TOOMEVARA | Toomevara [T42] | NENAGH |  | 52.9731 | -8.0278
MV/LV Substation BE***240X |  | 10 kV | _ | LV | 1000 kVA :Building Structure | 1 | --> | 1 | 0.5 | 2.9 |  | --> | 0.95 | 0 | 0 | 0.5 | 0 |  | --> | C20 ex BREWERY ROAD | Brewery Road [T41,T42] | CARRICKMINES |  | 53.2773 | -6.2152
MV/LV Substation BE***241X |  | 10 kV | _ | LV | 1000 kVA :Building Structure | 1 | --> | 1 | 0.5 | 2.9 |  | --> | 0.95 | 0 | 0 | 0.5 | 0 |  | --> | C20 ex BREWERY ROAD | Brewery Road [T41,T42] | CARRICKMINES |  | 53.2773 | -6.2152
MV/LV Substation BE***242 |  | 20 kV | _ | LV | 50 kVA :Pole Substation | 0.05 | --> | 0.05 | 0.037 | 3.1 |  | --> | 0.0475 | 0 | 0.003705 | 0.051937 | 0 |  | --> | E12 ex LUMCLOON | Lumcloon [T421,T422] | DALLOW |  | 53.2468 | -7.8887
MV/LV Substation BE***242X |  | 10 kV | _ | LV | 1000 kVA :Building Structure | 1 | --> | 1 | 0.5 | 2.9 |  | --> | 0.95 | 0 | 0 | 0.5 | 0 |  | --> | C20 ex BREWERY ROAD | Brewery Road [T41,T42] | CARRICKMINES |  | 53.2773 | -6.2154
MV/LV Substation BE***243 |  | 10 kV | _ | LV | 50 kVA :Pole Substation | 0.05 | --> | 0.05 | 0.049 | 1.4 |  | --> | 0.0475 | 0 | 0 | 0.050152 | 0 |  | --> | C14 ex RINEANNA | Rineanna [T41,T42] | DRUMLINE |  | 52.7832 | -8.8995
MV/LV Substation BE***243X |  | 10 kV | _ | LV | 1000 kVA :Building Structure | 1 | --> | 1 | 0.5 | 2.9 |  | --> | 0.95 | 0 | 0 | 0.5 | 0 |  | --> | C20 ex BREWERY ROAD | Brewery Road [T41,T42] | CARRICKMINES |  | 53.2772 | -6.2154
MV/LV Substation BE***244X |  | 10 kV | _ | LV | 1000 kVA :Building Structure | 1 | --> | 1 | 0.5 | 2.9 |  | --> | 0.95 | 0 | 0 | 0.5 | 0 |  | --> | C20 ex BREWERY ROAD | Brewery Road [T41,T42] | CARRICKMINES |  | 53.2782 | -6.217
MV/LV Substation BE***247 |  | 20 kV | _ | LV | 200 kVA :Pole Substation | 0.2 | --> | 0.2 | 0.178 | 3.1 |  | --> | 0.19 | 0 | 0.003705 | 0.20331 | 0 |  | --> | E12 ex LUMCLOON | Lumcloon [T421,T422] | DALLOW |  | 53.2542 | -7.8958
MV/LV Substation BE***250 |  | 10 kV | _ | LV | 200 kVA :Kiosk Substation | 0.2 | --> | 0.2 | 0.129 | 3.9 |  | --> | 0.19 | 0 | 0.008151 | 0.2105 | 0 |  | --> | C24 ex GALWAY 110KV | Galway 110kv [T102,T103] | GALWAY 110KV |  | 53.2726 | -9.0117
MV/LV Substation BE***250 |  | 20 kV | _ | LV | 50 kVA :Pole Substation | 0.05 | --> | 0.05 | 0 | 3.1 |  | --> | 0.0475 | 0 | 0.008892 | 0.057306 | 0 |  | --> | E12 ex LUMCLOON | Lumcloon [T421,T422] | DALLOW |  | 53.2559 | -7.8928
MV/LV Substation BE***253 |  | 20 kV | _ | LV | 100 kVA :Pole Substation | 0.1 | --> | 0.1 | 0.1 | 0.6 |  | --> | 0.095 | 0 | 0 | 0 | 0 | Constrained,otherwise capacity available =100kW. | --> | E19 ex LAWLESSTOWN | Lawlesstown [T42,T421] | DOON |  | 52.5303 | -7.7535
MV/LV Substation BE***255 |  | 10 kV | _ | LV | 400 kVA :Kiosk Substation | 0.4 | --> | 0.4 | 0.313 | 3.1 |  | --> | 0.38 | 0 | 0.011856 | 0.413 | 0 |  | --> | C12 ex PURCELLS INCH | Purcells Inch [T41,T42] | KILKENNY |  | 52.5922 | -7.1834
MV/LV Substation BE***256X |  | 20 kV | _ | LV | 50 kVA :Pole Substation | 0.05 | --> | 0.05 | 0.035 | 0.3 |  | --> | 0.0475 | 0 | 0.012597 | 0.052228 | 0 |  | --> | E31 ex TRIM | Trim [T421] | NAVAN |  | 53.572 | -6.9018
MV/LV Substation BE***257X |  | 10 kV | _ | LV | 630 kVA :Building Structure | 0.63 | --> | 0.63 | 0 | 0 | Constrained,otherwise capacity available =500kVA. | --> | 0.5985 | 0 | 0 | 0.5 | 0 |  | --> | C14 ex MERVILLE | Merville [T41,T42] | FINGLAS |  | 53.3786 | -6.2884
MV/LV Substation BE***257Y |  | 10 kV | _ | LV | 200 kVA :Kiosk Substation | 0.2 | --> | 0.2 | 0 | 0 | Constrained,otherwise capacity available =149kVA. | --> | 0.19 | 0 | 0.00741 | 0 | 0 | Constrained,otherwise capacity available =207.6kW. | --> | C19 ex PALLAS | Pallas [T41,T42] | PORTLAOISE |  | 53.037 | -7.3033
MV/LV Substation BE***259 |  | 20 kV | _ | LV | 50 kVA :Pole Substation | 0.05 | --> | 0.05 | 0.043 | 2.5 |  | --> | 0.0475 | 0 | 0.002964 | 0.051052 | 0 |  | --> | E17 ex EDGEWORTHSTOWN | Edgeworthstown [T421,T422] | RICHMOND |  | 53.6834 | -7.7182
MV/LV Substation BE***261 |  | 10 kV | _ | LV | 400 kVA :Kiosk Substation | 0.4 | --> | 0.4 | 0.206 | 13.4 |  | --> | 0.38 | 0 | 0.062244 | 0.42843 | 0 |  | --> | C14 ex POTTERY ROAD | Pottery Road [T101,T102] | CARRICKMINES |  | 53.2732 | -6.1641
MV/LV Substation BE***261Y |  | 10 kV | _ | LV | 50 kVA :Pole Substation | 0.05 | --> | 0.05 | 0.033 | 4.2 |  | --> | 0.0475 | 0 | 0 | 0.052518 | 0 |  | --> | C17 ex ERRIGAL | Errigal [T41,T422] | SHANKILL |  | 54.0815 | -7.08
MV/LV Substation BE***262 |  | 10 kV | _ | LV | 400 kVA :Kiosk Substation | 0.4 | --> | 0.4 | 0.279 | 13.4 |  | --> | 0.38 | 0 | 0.055575 | 0.41797 | 0 |  | --> | C14 ex POTTERY ROAD | Pottery Road [T101,T102] | CARRICKMINES |  | 53.2709 | -6.1637
MV/LV Substation BE***264X |  | 10 kV | _ | LV | 200 kVA :Kiosk Substation | 0.2 | --> | 0.2 | 0 | 0 | Constrained,otherwise capacity available =177kVA. | --> | 0.19 | 0 | 0 | 0.20346 | 0 |  | --> | C12 ex KILSARAN | Kilsaran [T42] | DRYBRIDGE |  | 53.8959 | -6.3885
MV/LV Substation BE***265Z |  | 20 kV | _ | LV | 630 kVA :Kiosk Substation | 0.63 | --> | 0.63 | 0 | 0 | Constrained,otherwise capacity available =500kVA. | --> | 0.5985 | 0 | 0.014079 | 0.5 | 0 |  | --> | E15 ex BATTER LANE TEMPORARY | Batter Lane Temporary 38kv [T421] | GLASMORE |  | 53.4891 | -6.1527
MV/LV Substation BE***266 |  | 10 kV | _ | LV | 400 kVA :Building Structure | 0.4 | --> | 0.4 | 0.173 | 13.2 |  | --> | 0.38 | 0 | 0.01482 | 0.43306 | 0 |  | --> | C21 ex ARTANE | Artane [T101,T102] | FINGLAS |  | 53.3816 | -6.2381
MV/LV Substation BE***266X |  | 20 kV | _ | LV | 50 kVA :Pole Substation | 0.05 | --> | 0.05 | 0 | 0 | Constrained,otherwise capacity available =50kVA. | --> | 0.0475 | 0 | 0 | 0.05 | 0 |  | --> | E17 ex DALTON | Dalton [T421,T422] | DALTON |  | 53.7567 | -8.8506
MV/LV Substation BE***267 |  | 10 kV | _ | LV | 630 kVA :Building Structure | 0.63 | --> | 0.63 | 0.5 | 2.3 |  | --> | 0.5985 | 0 | 0 | 0.5 | 0 |  | --> | C11 ex BALLYRICKARD | Ballyrickard [T41,T42] | TRALEE |  | 52.2833 | -9.7086
MV/LV Substation BE***267X |  | 20 kV | _ | LV | 50 kVA :Pole Substation | 0.05 | --> | 0.05 | 0 | 0 | Constrained,otherwise capacity available =50kVA. | --> | 0.0475 | 0 | 0 | 0.05 | 0 |  | --> | E17 ex DALTON | Dalton [T421,T422] | DALTON |  | 53.767 | -8.8506
MV/LV Substation BE***269X |  | 10 kV | _ | LV | 400 kVA :Kiosk Substation | 0.4 | --> | 0.4 | 0 | 0 | Constrained,otherwise capacity available =276kVA. | --> | 0.38 | 0 | 0 | 0.4184 | 0 |  | --> | C22 ex GRANGE (DR) | Grange (dr) [T41,T42] | GRANGE (DR) |  | 53.4036 | -6.1972
MV/LV Substation BE***269X |  | 10 kV | _ | LV | 200 kVA :Kiosk Substation | 0.2 | --> | 0.2 | 0 | 0 | Constrained,otherwise capacity available =146kVA. | --> | 0.19 | 0 | 0 | 0.20804 | 0 |  | --> | C20 ex POPPINTREE | Poppintree [T101,T102] | FINGLAS |  | 53.4005 | -6.2808
MV/LV Substation BE***270X |  | 10 kV | _ | LV | 50 kVA :Pole Substation | 0.05 | --> | 0.05 | 0.045 | 3.7 |  | --> | 0.0475 | 0 | 0 | 0.050753 | 0 |  | --> | C11 ex KILFLYNN | Kilflynn [T41,T42] | TRALEE |  | 52.3143 | -9.6968
MV/LV Substation BE***272Y |  | 20 kV | _ | LV | 400 kVA :Kiosk Substation | 0.4 | --> | 0.4 | 0 | 0 | Constrained,otherwise capacity available =262kVA. | --> | 0.38 | 0 | 0.027417 | 0.42043 | 0 |  | --> | E16 ex JULIANSTOWN | Julianstown [T421,T422] | DRYBRIDGE |  | 53.688 | -6.2432
MV/LV Substation BE***273X |  | 20 kV | _ | LV | 400 kVA :Kiosk Substation | 0.4 | --> | 0.4 | 0 | 0 | Constrained,otherwise capacity available =270kVA. | --> | 0.38 | 0 | 0.026676 | 0.41927 | 0 |  | --> | C22 ex ATHLONE | Athlone [T41,T42] | ATHLONE |  | 53.4249 | -7.9796
MV/LV Substation BE***274Z |  | 10 kV | _ | LV | 400 kVA :Kiosk Substation | 0.4 | --> | 0.4 | 0 | 0 | Constrained,otherwise capacity available =268kVA. | --> | 0.38 | 0 | 0.014079 | 0.41956 | 0 |  | --> | C39 ex COLLEGE PARK | College Park [T101,T102,T103] | COLLEGE PARK |  | 53.4222 | -6.3855
MV/LV Substation BE***276 |  | 10 kV | _ | LV | 200 kVA :Pole Substation | 0.2 | --> | 0.2 | 0.139 | 0.2 |  | --> | 0.19 | 0 | 0.013338 | 0.20906 | 0 |  | --> | C18 ex SANDYFORD | Sandyford [T41,T42] | CARRICKMINES |  | 53.2708 | -6.2216
MV/LV Substation BE***277 |  | 10 kV | _ | LV | 400 kVA :Kiosk Substation | 0.4 | --> | 0.4 | 0 | 0 | Constrained,otherwise capacity available =285kVA. | --> | 0.38 | 0 | 0.01482 | 0.4171 | 0 |  | --> | C22 ex POPPINTREE | Poppintree [T101,T102] | FINGLAS |  | 53.39 | -6.2794
MV/LV Substation BE***281 |  | 10 kV | _ | LV | 200 kVA :Building Structure | 0.2 | --> | 0.2 | 0.137 | 0.8 |  | --> | 0.19 | 0 | 0 | 0.20935 | 0 |  | --> | C18 ex MILLTOWN MALBAY | Milltown Malbay [T42] | TULLABRACK |  | 52.8559 | -9.3965
MV/LV Substation BE***281Y |  | 10 kV | _ | LV | 400 kVA :Building Structure | 0.4 | --> | 0.4 | 0 | 0 | Constrained,otherwise capacity available =395kVA. | --> | 0.38 | 0 | 0 | 0.40076 | 0 |  | --> | C22 ex MIDLETON | Midleton [T101,T102] | MIDLETON |  | 51.9085 | -8.1822
MV/LV Substation BE***282X |  | 10 kV | _ | LV | 200 kVA :Kiosk Substation | 0.2 | --> | 0.2 | 0 | 0 | Constrained,otherwise capacity available =126kVA. | --> | 0.19 | 0 | 0.003705 | 0.21094 | 0 |  | --> | C17 ex KILMORE | Kilmore [T101,T102,T103] | FINGLAS |  | 53.4015 | -6.1968
MV/LV Substation BE***283X |  | 10 kV | _ | LV | 400 kVA :Kiosk Substation | 0.4 | --> | 0.4 | 0 | 0 | Constrained,otherwise capacity available =326kVA. | --> | 0.38 | 0 | 0.006669 | 0.41108 | 0 |  | --> | C17 ex KILMORE | Kilmore [T101,T102,T103] | FINGLAS |  | 53.4006 | -6.1966
MV/LV Substation BE***283Y |  | 10 kV | _ | LV | 200 kVA :Kiosk Substation | 0.2 | --> | 0.2 | 0.146 | 3.1 |  | --> | 0.19 | 0 | 0.017043 | 0.20804 | 0 |  | --> | C14 ex BELLFIELD | Bellfield [T41,T42] | CRANE |  | 52.5089 | -6.5823
MV/LV Substation BE***286Y |  | 10 kV | _ | LV | 200 kVA :Pole Substation | 0.2 | --> | 0.2 | 0 | 0 | Constrained,otherwise capacity available =171kVA. | --> | 0.19 | 0 | 0.005187 | 0 | 0 | Constrained,otherwise capacity available =204.4kW. | --> | C19 ex DRUMBEAR | Drumbear [T41,T42] | LISDRUM |  | 54.2337 | -6.973
MV/LV Substation BE***288 |  | 20 kV | _ | LV | 50 kVA :Pole Substation | 0.05 | --> | 0.05 | 0.047 | 0.1 |  | --> | 0.0475 | 0 | 0 | 0.050453 | 0 |  | --> | C12 ex CARRIGLAWN | Carriglawn [T41,T42] | WEXFORD |  | 52.3699 | -6.3972
MV/LV Substation BE***288X |  | 10 kV | _ | LV | 1000 kVA :Building Structure | 1 | --> | 1 | 0.38033 | 0.4 | Constrained,otherwise capacity available =500kVA. | --> | 0.95 | 0 | 0 | 0.5 | 0 |  | --> | C14 ex CARRICKMINES | Carrickmines [T41,T42] | CARRICKMINES |  | 53.261 | -6.2202
MV/LV Substation BE***289 |  | 10 kV | _ | LV | 400 kVA :Kiosk Substation | 0.4 | --> | 0.4 | 0 | 0 | Constrained,otherwise capacity available =300kVA. | --> | 0.38 | 0 | 0.021489 | 0.41491 | 0 |  | --> | C18 ex PALMERSTOWN | Palmerstown [T41,T42] | FINGLAS |  | 53.353 | -6.3521
MV/LV Substation BE***289 |  | 20 kV | _ | LV | 50 kVA :Pole Substation | 0.05 | --> | 0.05 | 0.041 | 9.1 |  | --> | 0.0475 | 0 | 0 | 0.051348 | 0 |  | --> | E11 ex ARDNAREE | Ardnaree [T42,T421] | MOY |  | 54.1168 | -9.0951
MV/LV Substation BE***289Z |  | 10 kV | _ | LV | 400 kVA :Kiosk Substation | 0.4 | --> | 0.4 | 0 | 0 | Constrained,otherwise capacity available =250kVA. | --> | 0.38 | 0 | 0.01482 | 0.42216 | 0 |  | --> | C22 ex MACETOWN | Macetown [T101,T102] | MACETOWN |  | 53.4046 | -6.4359
MV/LV Substation BE***290Z |  | 10 kV | _ | LV | 400 kVA :Kiosk Substation | 0.4 | --> | 0.4 | 0 | 0 | Constrained,otherwise capacity available =277kVA. | --> | 0.38 | 0 | 0.009633 | 0.41826 | 0 |  | --> | C22 ex MACETOWN | Macetown [T101,T102] | MACETOWN |  | 53.4023 | -6.4384
MV/LV Substation BE***291Z |  | 10 kV | _ | LV | 200 kVA :Kiosk Substation | 0.2 | --> | 0.2 | 0 | 0 | Constrained,otherwise capacity available =134kVA. | --> | 0.19 | 0 | 0.002964 | 0.20978 | 0 |  | --> | C22 ex MACETOWN | Macetown [T101,T102] | MACETOWN |  | 53.401 | -6.4388
MV/LV Substation BE***292X |  | 10 kV | _ | LV | 200 kVA :Kiosk Substation | 0.2 | --> | 0.2 | 0.2 | 5.8 |  | --> | 0.19 | 0 | 0 | 0.2 | 0 |  | --> | E15 ex ABBEYFEALE | Abbeyfeale [T421] | TRIEN |  | 52.3837 | -9.2933
MV/LV Substation BE***293X |  | 10 kV | _ | LV | 630 kVA :Building Structure | 0.63 | --> | 0.63 | 0.38033 | 0.4 | Constrained,otherwise capacity available =500kVA. | --> | 0.5985 | 0 | 0 | 0.5 | 0 |  | --> | C14 ex CARRICKMINES | Carrickmines [T41,T42] | CARRICKMINES |  | 53.2617 | -6.2216
MV/LV Substation BE***293Z |  | 10 kV | _ | LV | 100 kVA :Pole Substation | 0.1 | --> | 0.1 | 0 | 0 | Constrained,otherwise capacity available =98kVA. | --> | 0.095 | 0 | 0 | 0.1003 | 0 |  | --> | C17 ex AGHAMORE | Aghamore [T41,T42] | LANESBORO |  | 53.7104 | -7.8985
MV/LV Substation BE***293Z |  | 10 kV | _ | LV | 400 kVA :Kiosk Substation | 0.4 | --> | 0.4 | 0.23865 | 0.2 | Constrained,otherwise capacity available =373kVA. | --> | 0.38 | 0 | 0.004446 | 0 | 0 | Constrained,otherwise capacity available =404.1kW. | --> | C15 ex ROSBERCON | Rosbercon [T41,T42] | WATERFORD |  | 52.3977 | -6.9562
MV/LV Substation BE***294Y |  | 10 kV | _ | LV | 200 kVA :Kiosk Substation | 0.2 | --> | 0.2 | 0.091 | 0.9 |  | --> | 0.19 | 0 | 0.014079 | 0.2159 | 0 |  | --> | C16 ex COES ROAD | Coes Road [T41,T42] | DUNDALK |  | 53.9986 | -6.3878
MV/LV Substation BE***296X |  | 10 kV | _ | LV | 1000 kVA :Building Structure | 1 | --> | 1 | 0.5 | 2.9 |  | --> | 0.95 | 0 | 0 | 0.5 | 0 |  | --> | C20 ex BREWERY ROAD | Brewery Road [T41,T42] | CARRICKMINES |  | 53.2782 | -6.2171
MV/LV Substation BE***296Y |  | 20 kV | _ | LV | 50 kVA :Pole Substation | 0.05 | --> | 0.05 | 0 | 0 | Constrained,otherwise capacity available =46kVA. | --> | 0.0475 | 0 | 0 | 0.050604 | 0 |  | --> | C21 ex MACETOWN | Macetown [T101,T102] | MACETOWN |  | 53.4477 | -6.5027
MV/LV Substation BE***298 |  | 10 kV | _ | LV | 50 kVA :Pole Substation | 0.05 | --> | 0.05 | 0.049 | 1.7 |  | --> | 0.0475 | 0 | 0 | 0.050152 | 0 |  | --> | C26 ex ATHY | Athy [T101,T102] | ATHY |  | 53.0122 | -6.9978
MV/LV Substation BE***299Z |  | 10 kV | _ | LV | 630 kVA :Kiosk Substation | 0.63 | --> | 0.63 | 0 | 0 | Constrained,otherwise capacity available =458kVA. | --> | 0.5985 | 0 | 0.058539 | 0.5 | 0 |  | --> | C15 ex LUCAN EAST | Lucan East [T41,T42] | GRANGE CASTLE |  | 53.3565 | -6.4362
MV/LV Substation BE***300 |  | 10 kV | _ | LV | 200 kVA :Kiosk Substation | 0.2 | --> | 0.2 | 0.133 | 3.5 |  | --> | 0.19 | 0 | 0.008892 | 0.20993 | 0 |  | --> | C12 ex TRIMMS LANE | Trimms Lane [T41,T42] | SALTHILL |  | 53.2639 | -9.0636
MV/LV Substation BE***300Z |  | 10 kV | _ | LV | 400 kVA :Kiosk Substation | 0.4 | --> | 0.4 | 0 | 0 | Constrained,otherwise capacity available =255kVA. | --> | 0.38 | 0 | 0.025935 | 0.42144 | 0 |  | --> | C15 ex LUCAN EAST | Lucan East [T41,T42] | GRANGE CASTLE |  | 53.3536 | -6.4373
MV/LV Substation BE***303X |  | 10 kV | _ | LV | 50 kVA :Pole Substation | 0.05 | --> | 0.05 | 0.048 | 2.4 |  | --> | 0.0475 | 0 | 0 | 0.050303 | 0 |  | --> | C11 ex BRAY | Bray [T41,T42] | FASSAROE |  | 53.1957 | -6.1433
MV/LV Substation BE***305X |  | 10 kV | _ | LV | 200 kVA :Kiosk Substation | 0.2 | --> | 0.2 | 0.161 | 7.2 |  | --> | 0.19 | 0 | 0 | 0 | 0 | Constrained,otherwise capacity available =205.8kW. | --> | C18 ex CONVOY | Convoy [T41,T42] | LETTERKENNY |  | 54.8642 | -7.6528
MV/LV Substation BE***305Y |  | 20 kV | _ | LV | 400 kVA :Kiosk Substation | 0.4 | --> | 0.4 | 0.38 | 3.5 |  | --> | 0.38 | 0 | 0 | 0.40302 | 0 |  | --> | E17 ex BELVIEW | Belview [T421,T422] | WATERFORD |  | 52.2677 | -7.033
MV/LV Substation BE***307 |  | 10 kV | _ | LV | 630 kVA :Building Structure | 0.63 | --> | 0.63 | 0 | 0 | Constrained,otherwise capacity available =500kVA. | --> | 0.5985 | 0 | 0 | 0.5 | 0 |  | --> | C12 ex MERVILLE | Merville [T41,T42] | FINGLAS |  | 53.3821 | -6.3053
MV/LV Substation BE***307X |  | 10 kV | _ | LV | 50 kVA :Pole Substation | 0.05 | --> | 0.05 | 0.047 | 4.1 |  | --> | 0.0475 | 0 | 0 | 0.050453 | 0 |  | --> | C14 ex AGHAGAD | Aghagad [T41,T42] | SLIGO |  | 54.3473 | -8.4887
MV/LV Substation BE***311X |  | 10 kV | _ | LV | 1000 kVA :Building Structure | 1 | --> | 1 | 0.5 | 2.9 |  | --> | 0.95 | 0 | 0 | 0.5 | 0 |  | --> | C20 ex BREWERY ROAD | Brewery Road [T41,T42] | CARRICKMINES |  | 53.278 | -6.2174
MV/LV Substation BE***312X |  | 10 kV | _ | LV | 1000 kVA :Building Structure | 1 | --> | 1 | 0.5 | 2.9 |  | --> | 0.95 | 0 | 0 | 0.5 | 0 |  | --> | C20 ex BREWERY ROAD | Brewery Road [T41,T42] | CARRICKMINES |  | 53.2779 | -6.2174
MV/LV Substation BE***313X |  | 10 kV | _ | LV | 630 kVA :Kiosk Substation | 0.63 | --> | 0.63 | 0 | 0 | Constrained,otherwise capacity available =500kVA. | --> | 0.5985 | 0 | 0 | 0.5 | 0 |  | --> | C11 ex FINISKLIN | Finisklin [T41,T42] | SLIGO |  | 54.2777 | -8.4872
MV/LV Substation BE***315Y |  | 10 kV | _ | LV | 400 kVA :Kiosk Substation | 0.4 | --> | 0.4 | 0.31 | 8.2 |  | --> | 0.38 | 0 | 0.011856 | 0.41344 | 0 |  | --> | C12 ex MOUNT MISERY | Mount Misery [T41,T42] | WATERFORD |  | 52.2684 | -7.0937
MV/LV Substation BE***319Z |  | 20 kV | _ | LV | 400 kVA :Building Structure | 0.4 | --> | 0.4 | 0 | 0 | Constrained,otherwise capacity available =304kVA. | --> | 0.38 | 0 | 0 | 0.41432 | 0 |  | --> | E16 ex JULIANSTOWN | Julianstown [T421,T422] | DRYBRIDGE |  | 53.6964 | -6.248
MV/LV Substation BE***322 |  | 20 kV | _ | LV | 100 kVA :Pole Substation | 0.1 | --> | 0.1 | 0 | 0 | Constrained,otherwise capacity available =76kVA. | --> | 0.095 | 0 | 0.002964 | 0.10358 | 0 |  | --> | E18 ex JULIANSTOWN | Julianstown [T421,T422] | DRYBRIDGE |  | 53.6438 | -6.3451
MV/LV Substation BE***327 |  | 10 kV | _ | LV | 630 kVA :Kiosk Substation | 0.63 | --> | 0.63 | 0.5 | 4 |  | --> | 0.5985 | 0 | 0.024453 | 0.5 | 0 |  | --> | C19 ex BALLINCLEA | Ballinclea [T41] | CHERRYWOOD |  | 53.2682 | -6.1371
MV/LV Substation BE***327X |  | 10 kV | _ | LV | 200 kVA :Pole Substation | 0.2 | --> | 0.2 | 0.2 | 3.1 |  | --> | 0.19 | 0 | 0.021489 | 0.2 | 0 |  | --> | C12 ex PURCELLS INCH | Purcells Inch [T41,T42] | KILKENNY |  | 52.5899 | -7.1853
MV/LV Substation BE***330X |  | 10 kV | _ | LV | 400 kVA :Kiosk Substation | 0.4 | --> | 0.4 | 0.266 | 14.2 |  | --> | 0.38 | 0 | 0.03705 | 0.41985 | 0 |  | --> | C22 ex COOKSTOWN | Cookstown [T101,T102] | CARRICKMINES |  | 53.2993 | -6.3799
MV/LV Substation BE***332Y |  | 10 kV | _ | LV | 400 kVA :Kiosk Substation | 0.4 | --> | 0.4 | 0.249 | 6 |  | --> | 0.38 | 0 | 0.030381 | 0.4223 | 0 |  | --> | C18 ex TRABEG | Trabeg [T101,T102] | TRABEG |  | 51.8656 | -8.4608
MV/LV Substation BE***332Z |  | 10 kV | _ | LV | 200 kVA :Kiosk Substation | 0.2 | --> | 0.2 | 0 | 0 | Constrained,otherwise capacity available =152kVA. | --> | 0.19 | 0 | 0.010374 | 0 | 0 | Constrained,otherwise capacity available =207.2kW. | --> | C18 ex KNOCKMULLEN | Knockmullen [T42,T421] | GREAT ISLAND |  | 52.388 | -6.9482
MV/LV Substation BE***332Z |  | 10 kV | _ | LV | 400 kVA :Kiosk Substation | 0.4 | --> | 0.4 | 0 | 0 | Constrained,otherwise capacity available =279kVA. | --> | 0.38 | 0 | 0.011115 | 0.41797 | 0 |  | --> | C39 ex COLLEGE PARK | College Park [T101,T102,T103] | COLLEGE PARK |  | 53.4226 | -6.3882
MV/LV Substation BE***333Z |  | 10 kV | _ | LV | 200 kVA :Kiosk Substation | 0.2 | --> | 0.2 | 0 | 0 | Constrained,otherwise capacity available =142kVA. | --> | 0.19 | 0 | 0 | 0.20862 | 0 |  | --> | C39 ex COLLEGE PARK | College Park [T101,T102,T103] | COLLEGE PARK |  | 53.4178 | -6.3869
MV/LV Substation BE***335 |  | 10 kV | _ | LV | 400 kVA :Kiosk Substation | 0.4 | --> | 0.4 | 0 | 0 | Constrained,otherwise capacity available =297kVA. | --> | 0.38 | 0 | 0.021489 | 0.41535 | 0 |  | --> | C15 ex TUAM NORTH | Tuam North [T41,T42] | CLOON |  | 53.5104 | -8.8708
MV/LV Substation BE***336 |  | 10 kV | _ | LV | 400 kVA :Kiosk Substation | 0.4 | --> | 0.4 | 0.236 | 13.2 |  | --> | 0.38 | 0 | 0.019266 | 0.42417 | 0 |  | --> | C20 ex ARTANE | Artane [T101,T102] | FINGLAS |  | 53.3854 | -6.2193
MV/LV Substation BE***336 |  | 10 kV | _ | LV | 630 kVA :Building Structure | 0.63 | --> | 0.63 | 0.222 | 0.9 |  | --> | 0.5985 | 0 | 0.028899 | 0.5 | 0 |  | --> | C14 ex GARVILLE AVENUE | Garville Avenue [T42] | MILLTOWN (DR) |  | 53.3151 | -6.2709
MV/LV Substation BE***341 |  | 10 kV | _ | LV | 50 kVA :Pole Substation | 0.05 | --> | 0.05 | 0 | 0 | Constrained,otherwise capacity available =48kVA. | --> | 0.0475 | 0 | 0 | 0 | 0 | Constrained,otherwise capacity available =50.3kW. | --> | C11 ex MOUNTRATH | Mountrath [T41,T42] | PORTLAOISE |  | 52.99 | -7.4849
MV/LV Substation BE***345 |  | 10 kV | _ | LV | 400 kVA :Kiosk Substation | 0.4 | --> | 0.4 | 0 | 0 | Constrained,otherwise capacity available =233kVA. | --> | 0.38 | 0 | 0.014079 | 0.42459 | 0 |  | --> | C20 ex FAIRHILL | Fairhill [T42] | KILBARRY |  | 51.9048 | -8.4633
MV/LV Substation BE***345X |  | 10 kV | _ | LV | 630 kVA :Building Structure | 0.63 | --> | 0.63 | 0 | 0 | Constrained,otherwise capacity available =500kVA. | --> | 0.5985 | 0 | 0 | 0.5 | 0 |  | --> | C12 ex GLOUCESTER PLACE | Gloucester Place [T41,T42] | MCDERMOTT |  | 53.3526 | -6.2499
MV/LV Substation BE***346 |  | 10 kV | _ | LV | 200 kVA :Pole Substation | 0.2 | --> | 0.2 | 0 | 0 | Constrained,otherwise capacity available =191kVA. | --> | 0.19 | 0 | 0 | 0.20136 | 0 |  | --> | C12 ex SRAH | Srah [T41,T42] | THORNSBERRY |  | 53.2968 | -7.5203
MV/LV Substation BE***349X |  | 10 kV | _ | LV | 50 kVA :Pole Substation | 0.05 | --> | 0.05 | 0 | 0 | Constrained,otherwise capacity available =16kVA. | --> | 0.0475 | 0 | 0 | 0.05491 | 0 |  | --> | C16 ex GRAIGUENAMANAGH | Graiguenamanagh [T41,T42] | KILKENNY |  | 52.4863 | -7.0557
MV/LV Substation BE***357Z |  | 10 kV | _ | LV | 630 kVA :Kiosk Substation | 0.63 | --> | 0.63 | 0 | 0 | Constrained,otherwise capacity available =500kVA. | --> | 0.5985 | 0 | 0.016302 | 0.5 | 0 |  | --> | C21 ex GRANGE (DR) | Grange (dr) [T41,T42] | GRANGE (DR) |  | 53.401 | -6.1531
MV/LV Substation BE***358Y |  | 10 kV | _ | LV | 50 kVA :Pole Substation | 0.05 | --> | 0.05 | 0 | 0 | Constrained,otherwise capacity available =11kVA. | --> | 0.0475 | 0 | 0.003705 | 0.05559 | 0 |  | --> | C32 ex ACADEMY STREET | Academy Street [T421,T422,T44] | NAVAN |  | 53.6448 | -6.6911
MV/LV Substation BE***359Z |  | 10 kV | _ | LV | 400 kVA :Building Structure | 0.4 | --> | 0.4 | 0 | 0 | Constrained,otherwise capacity available =396kVA. | --> | 0.38 | 0 | 0 | 0.40061 | 0 |  | --> | C21 ex GRANGE (DR) | Grange (dr) [T41,T42] | GRANGE (DR) |  | 53.4019 | -6.1517
MV/LV Substation BE***360Z |  | 10 kV | _ | LV | 400 kVA :Building Structure | 0.4 | --> | 0.4 | 0 | 0 | Constrained,otherwise capacity available =224kVA. | --> | 0.38 | 0 | 0 | 0.42588 | 0 |  | --> | C21 ex GRANGE (DR) | Grange (dr) [T41,T42] | GRANGE (DR) |  | 53.4023 | -6.1528
MV/LV Substation BE***361 |  | 10 kV | _ | LV | 100 kVA :Pole Substation | 0.1 | --> | 0.1 | 0 | 0 | Constrained,otherwise capacity available =77kVA. | --> | 0.095 | 0 | 0 | 0.10343 | 0 |  | --> | C11 ex ATHENRY | Athenry [T41,T42] | GALWAY 110KV |  | 53.2748 | -8.8842
MV/LV Substation BE***362 |  | 10 kV | _ | LV | 630 kVA :Kiosk Substation | 0.63 | --> | 0.63 | 0 | 0 | Constrained,otherwise capacity available =487kVA. | --> | 0.5985 | 0 | 0.016302 | 0.5 | 0 |  | --> | C20 ex POPPINTREE | Poppintree [T101,T102] | FINGLAS |  | 53.3992 | -6.2776
MV/LV Substation BE***363 |  | 10 kV | _ | LV | 630 kVA :Kiosk Substation | 0.63 | --> | 0.63 | 0 | 0 | Constrained,otherwise capacity available =486kVA. | --> | 0.5985 | 0 | 0.005187 | 0.5 | 0 |  | --> | C20 ex POPPINTREE | Poppintree [T101,T102] | FINGLAS |  | 53.4014 | -6.2818
MV/LV Substation BE***364Z |  | 10 kV | _ | LV | 400 kVA :Building Structure | 0.4 | --> | 0.4 | 0 | 0 | Constrained,otherwise capacity available =400kVA. | --> | 0.38 | 0 | 0 | 0.4 | 0 |  | --> | C20 ex CLONSHAUGH | Clonshaugh [T41,T42] | FINGLAS |  | 53.4122 | -6.2184
MV/LV Substation BE***366Z |  | 10 kV | _ | LV | 630 kVA :Kiosk Substation | 0.63 | --> | 0.63 | 0 | 0 | Constrained,otherwise capacity available =376kVA. | --> | 0.5985 | 0 | 0.030381 | 0.5 | 0 |  | --> | C22 ex POPPINTREE | Poppintree [T101,T102] | FINGLAS |  | 53.3889 | -6.2832
MV/LV Substation BE***369X |  | 10 kV | _ | LV | 400 kVA :Kiosk Substation | 0.4 | --> | 0.4 | 0 | 0 | Constrained,otherwise capacity available =400kVA. | --> | 0.38 | 0 | 0 | 0 | 0 | Constrained,otherwise capacity available =400kW. | --> | C14 ex PORTLAOISE | Portlaoise [T41,T42] | PORTLAOISE |  | 53.0381 | -7.2818
MV/LV Substation BE***374X |  | 10 kV | _ | LV | 400 kVA :Kiosk Substation | 0.4 | --> | 0.4 | 0.303 | 13.2 |  | --> | 0.38 | 0 | 0.025935 | 0.41447 | 0 |  | --> | C30 ex ARTANE | Artane [T101,T102] | FINGLAS |  | 53.3754 | -6.1846
MV/LV Substation BE***374Z |  | 10 kV | _ | LV | 400 kVA :Kiosk Substation | 0.4 | --> | 0.4 | 0 | 0 | Constrained,otherwise capacity available =287kVA. | --> | 0.38 | 0 | 0.016302 | 0.41681 | 0 |  | --> | C21 ex BALLINDERRY | Ballinderry [T41,T422] | MULLINGAR |  | 53.5124 | -7.3374
MV/LV Substation BE***375Z |  | 10 kV | _ | LV | 200 kVA :Kiosk Substation | 0.2 | --> | 0.2 | 0 | 0 | Constrained,otherwise capacity available =190kVA. | --> | 0.19 | 0 | 0 | 0.20151 | 0 |  | --> | C21 ex BALLINDERRY | Ballinderry [T41,T422] | MULLINGAR |  | 53.5137 | -7.339
MV/LV Substation BE***376Y |  | 20 kV | _ | LV | 100 kVA :Pole Substation | 0.1 | --> | 0.1 | 0.089 | 4.4 |  | --> | 0.095 | 0 | 0 | 0.10166 | 0 |  | --> | E13 ex CRANE | Crane [T122] | CRANE |  | 52.481 | -6.4309
MV/LV Substation BE***382 |  | 10 kV | _ | LV | 400 kVA :Kiosk Substation | 0.4 | --> | 0.4 | 0.217 | 13.2 |  | --> | 0.38 | 0 | 0.00741 | 0.42687 | 0 |  | --> | C17 ex ARTANE | Artane [T101,T102] | FINGLAS |  | 53.3895 | -6.2001
MV/LV Substation BE***382X |  | 10 kV | _ | LV | 1000 kVA :Building Structure | 1 | --> | 1 | 0.5 | 4 |  | --> | 0.95 | 0 | 0 | 0.5 | 0 |  | --> | C18 ex WOLFE TONE STREET | Wolfe Tone Street [T101,T102] | FINGLAS |  | 53.3582 | -6.268
MV/LV Substation BE***386X |  | 10 kV | _ | LV | 50 kVA :Pole Substation | 0.05 | --> | 0.05 | 0.048 | 2.3 |  | --> | 0.0475 | 0 | 0 | 0.050303 | 0 |  | --> | E18 ex MOY | Moy [T421,T422] | MOY |  | 54.1297 | -9.1474
MV/LV Substation BE***388X |  | 10 kV | _ | LV | 400 kVA :Kiosk Substation | 0.4 | --> | 0.4 | 0.388 | 1.5 |  | --> | 0.38 | 0 | 0 | 0.40182 | 0 |  | --> | C11 ex BALLYARD | Ballyard [T41,T42] | TRALEE |  | 52.2569 | -9.7042
MV/LV Substation BE***391Y |  | 10 kV | _ | LV | 1000 kVA :Building Structure | 1 | --> | 1 | 0 | 0 | Constrained,otherwise capacity available =500kVA. | --> | 0.95 | 0 | 0.011856 | 0.5 | 0 |  | --> | C13 ex ROCHES STREET | Roches Street [T41,T42] | LIMERICK |  | 52.6639 | -8.6277
MV/LV Substation BE***394Z |  | 10 kV | _ | LV | 200 kVA :Kiosk Substation | 0.2 | --> | 0.2 | 0 | 0 | Constrained,otherwise capacity available =160kVA. | --> | 0.19 | 0 | 0.00741 | 0.20598 | 0 |  | --> | C39 ex COLLEGE PARK | College Park [T101,T102,T103] | COLLEGE PARK |  | 53.4226 | -6.3906
MV/LV Substation BE***397 |  | 20 kV | _ | LV | 630 kVA :Kiosk Substation | 0.63 | --> | 0.63 | 0 | 0 | Constrained,otherwise capacity available =500kVA. | --> | 0.5985 | 0 | 0.00741 | 0.5 | 0 |  | --> | E18 ex MANORHAMILTON | Manorhamilton [T422] | SLIGO |  | 54.306 | -8.1745
MV/LV Substation BE***397Z |  | 10 kV | _ | LV | 200 kVA :Kiosk Substation | 0.2 | --> | 0.2 | 0 | 0 | Constrained,otherwise capacity available =144kVA. | --> | 0.19 | 0 | 0.003705 | 0.20833 | 0 |  | --> | C39 ex COLLEGE PARK | College Park [T101,T102,T103] | COLLEGE PARK |  | 53.4182 | -6.3888
MV/LV Substation BE***4002 |  | 10 kV | _ | LV | 100 kVA :Pole Substation | 0.1 | --> | 0.1 | 0.069 | 2.3 |  | --> | 0.095 | 0 | 0.006669 | 0.1046 | 0 |  | --> | E18 ex MOY | Moy [T421,T422] | MOY |  | 54.1221 | -9.1486
MV/LV Substation BE***4016 |  | 10 kV | _ | LV | 100 kVA :Pole Substation | 0.1 | --> | 0.1 | 0 | 0 | Constrained,otherwise capacity available =100kVA. | --> | 0.095 | 0 | 0 | 0.1 | 0 |  | --> | C16 ex TUAM NORTH | Tuam North [T41,T42] | CLOON |  | 53.4886 | -8.9196
MV/LV Substation BE***4018 |  | 20 kV | _ | LV | 50 kVA :Pole Substation | 0.05 | --> | 0.05 | 0 | 0 | Constrained,otherwise capacity available =36kVA. | --> | 0.0475 | 0 | 0.011856 | 0.052083 | 0 |  | --> | E18 ex GLASMORE | Glasmore [T421,T422] | GLASMORE |  | 53.541 | -6.2454
MV/LV Substation BE***4023 |  | 10 kV | _ | LV | 50 kVA :Pole Substation | 0.05 | --> | 0.05 | 0.029 | 1.6 |  | --> | 0.0475 | 0 | 0 | 0 | 0 | Constrained,otherwise capacity available =53.1kW. | --> | C15 ex BALLYSHANNON | Ballyshannon [T41,T42] | CATHALEENS FALL |  | 54.4999 | -8.1797
MV/LV Substation BE***4026 |  | 10 kV | _ | LV | 400 kVA :Kiosk Substation | 0.4 | --> | 0.4 | 0.347 | 3.1 |  | --> | 0.38 | 0 | 0 | 0.40797 | 0 |  | --> | C17 ex BELLFIELD | Bellfield [T41,T42] | CRANE |  | 52.5041 | -6.5768
MV/LV Substation BE***4027 |  | 10 kV | _ | LV | 400 kVA :Kiosk Substation | 0.4 | --> | 0.4 | 0 | 0 | Constrained,otherwise capacity available =380kVA. | --> | 0.38 | 0 | 0 | 0.40302 | 0 |  | --> | C13 ex COBH | Cobh [T41,T42] | COW CROSS |  | 51.8765 | -8.3298
MV/LV Substation BE***403 |  | 10 kV | _ | LV | 200 kVA :Pole Substation | 0.2 | --> | 0.2 | 0.184 | 0.8 |  | --> | 0.19 | 0 | 0 | 0.20241 | 0 |  | --> | C18 ex MILLTOWN MALBAY | Milltown Malbay [T42] | TULLABRACK |  | 52.8375 | -9.4291
MV/LV Substation BE***403X |  | 20 kV | _ | LV | 50 kVA :Pole Substation | 0.05 | --> | 0.05 | 0 | 0 | Constrained,otherwise capacity available =45kVA. | --> | 0.0475 | 0 | 0 | 0.050753 | 0 |  | --> | E12 ex BALTINGLASS | Baltinglass [T421,T422] | STRATFORD |  | 53.0232 | -6.6994
MV/LV Substation BE***4040 |  | 10 kV | _ | LV | 50 kVA :Pole Substation | 0.05 | --> | 0.05 | 0 | 0 | Constrained,otherwise capacity available =50kVA. | --> | 0.0475 | 0 | 0 | 0.05 | 0 |  | --> | C17 ex DOUGLAS | Douglas [T41,T42] | TRABEG |  | 51.8547 | -8.4638
MV/LV Substation BE***4043 |  | 20 kV | _ | LV | 50 kVA :Pole Substation | 0.05 | --> | 0.05 | 0 | 0 | Constrained,otherwise capacity available =50kVA. | --> | 0.0475 | 0 | 0 | 0.05 | 0 |  | --> | E18 ex GLASMORE | Glasmore [T421,T422] | GLASMORE |  | 53.5419 | -6.2469
MV/LV Substation BE***4045 |  | 20 kV | _ | LV | 50 kVA :Pole Substation | 0.05 | --> | 0.05 | 0 | 0 | Constrained,otherwise capacity available =50kVA. | --> | 0.0475 | 0 | 0 | 0.05 | 0 |  | --> | E17 ex DALTON | Dalton [T421,T422] | DALTON |  | 53.7668 | -8.8459
MV/LV Substation BE***4045 |  | 10 kV | _ | LV | 50 kVA :Pole Substation | 0.05 | --> | 0.05 | 0 | 0 | Constrained,otherwise capacity available =35kVA. | --> | 0.0475 | 0 | 0.020007 | 0.052228 | 0 |  | --> | C15 ex STICKILLEN | Stickillen [T41,T42] | DRYBRIDGE |  | 53.7974 | -6.6597
MV/LV Substation BE***4046 |  | 10 kV | _ | LV | 400 kVA :Kiosk Substation | 0.4 | --> | 0.4 | 0.293 | 0.4 |  | --> | 0.38 | 0 | 0.030381 | 0.41593 | 0 |  | --> | C14 ex CARRICKMINES | Carrickmines [T41,T42] | CARRICKMINES |  | 53.259 | -6.2163
MV/LV Substation BE***404X |  | 20 kV | _ | LV | 50 kVA :Pole Substation | 0.05 | --> | 0.05 | 0 | 0 | Constrained,otherwise capacity available =35kVA. | --> | 0.0475 | 0 | 0 | 0.052228 | 0 |  | --> | E15 ex BATTER LANE TEMPORARY | Batter Lane Temporary 38kv [T421] | GLASMORE |  | 53.4976 | -6.1511
MV/LV Substation BE***404Y |  | 10 kV | _ | LV | 400 kVA :Kiosk Substation | 0.4 | --> | 0.4 | 0.327 | 0.9 |  | --> | 0.38 | 0 | 0 | 0.41094 | 0 |  | --> | C15 ex CLONARD | Clonard [T41,T42] | WEXFORD |  | 52.3357 | -6.4795
MV/LV Substation BE***4054 |  | 10 kV | _ | LV | 200 kVA :Pole Substation | 0.2 | --> | 0.2 | 0 | 0 | Constrained,otherwise capacity available =200kVA. | --> | 0.19 | 0 | 0 | 0.2 | 0 |  | --> | C14 ex GREYSTONES | Greystones [T41,T42] | FASSAROE |  | 53.1611 | -6.0989
MV/LV Substation BE***4068 |  | 10 kV | _ | LV | 400 kVA :Kiosk Substation | 0.4 | --> | 0.4 | 0.277 | 2.4 |  | --> | 0.38 | 0 | 0.045201 | 0.41826 | 0 |  | --> | C13 ex BRAY | Bray [T41,T42] | FASSAROE |  | 53.1983 | -6.1154
MV/LV Substation BE***4069 |  | 10 kV | _ | LV | 50 kVA :Pole Substation | 0.05 | --> | 0.05 | 0.05 | 1.6 |  | --> | 0.0475 | 0 | 0 | 0 | 0 | Constrained,otherwise capacity available =50kW. | --> | C13 ex DERRYBEG | Derrybeg [T41,T42] | ARDNAGAPPARY |  | 55.0058 | -8.396
MV/LV Substation BE***406X |  | 10 kV | _ | LV | 50 kVA :Pole Substation | 0.05 | --> | 0.05 | 0 | 0 | Constrained,otherwise capacity available =45kVA. | --> | 0.0475 | 0 | 0 | 0.050753 | 0 |  | --> | C18 ex MIDLETON | Midleton [T101,T102] | MIDLETON |  | 51.9906 | -8.2601
MV/LV Substation BE***407 |  | 20 kV | _ | LV | 50 kVA :Pole Substation | 0.05 | --> | 0.05 | 0.047 | 1.6 |  | --> | 0.0475 | 0 | 0 | 0 | 0 | Constrained,otherwise capacity available =50.5kW. | --> | E17 ex BELMULLET | Belmullet [T421] | BELLACORICK |  | 54.2168 | -10.0307
MV/LV Substation BE***4079 |  | 10 kV | _ | LV | 400 kVA :Kiosk Substation | 0.4 | --> | 0.4 | 0 | 0 | Constrained,otherwise capacity available =400kVA. | --> | 0.38 | 0 | 0 | 0.4 | 0 |  | --> | C18 ex LOUGHLINSTOWN | Loughlinstown [T41,T42] | CARRICKMINES |  | 53.2486 | -6.1592
MV/LV Substation BE***4083 |  | 10 kV | _ | LV | 630 kVA :Kiosk Substation | 0.63 | --> | 0.63 | 0 | 0 | Constrained,otherwise capacity available =500kVA. | --> | 0.5985 | 0 | 0 | 0.5 | 0 |  | --> | C22 ex GREYSTONES | Greystones [T41,T42] | FASSAROE |  | 53.1359 | -6.0963
MV/LV Substation BE***4100 |  | 10 kV | _ | LV | 400 kVA :Kiosk Substation | 0.4 | --> | 0.4 | 0 | 0 | Constrained,otherwise capacity available =354kVA. | --> | 0.38 | 0 | 0.002223 | 0.40692 | 0 |  | --> | C11 ex HOWTH JUNCTION | Howth Junction [T41,T42] | GRANGE (DR) |  | 53.3766 | -6.1638
MV/LV Substation BE***4104 |  | 10 kV | _ | LV | 50 kVA :Pole Substation | 0.05 | --> | 0.05 | 0 | 0 | Constrained,otherwise capacity available =50kVA. | --> | 0.0475 | 0 | 0 | 0.05 | 0 |  | --> | C21 ex TERMONFECKIN ROAD | Termonfeckin Road [T41,T42] | DRYBRIDGE |  | 53.7416 | -6.3113
MV/LV Substation BE***4105 |  | 10 kV | _ | LV | 100 kVA :Pole Substation | 0.1 | --> | 0.1 | 0.1 | 1.7 |  | --> | 0.095 | 0 | 0 | 0.1 | 0 |  | --> | C21 ex ATHY | Athy [T101,T102] | ATHY |  | 52.9999 | -7.0959
MV/LV Substation BE***4108 |  | 10 kV | _ | LV | 630 kVA :Kiosk Substation | 0.63 | --> | 0.63 | 0.5 | 3.3 |  | --> | 0.5985 | 0 | 0 | 0.5 | 0 |  | --> | C19 ex PEMBROKE | Pembroke [T41,T42,T43,T44] | RINGSEND |  | 53.3287 | -6.214
MV/LV Substation BE***410X |  | 10 kV | _ | LV | 630 kVA :Kiosk Substation | 0.63 | --> | 0.63 | 0 | 0 | Constrained,otherwise capacity available =500kVA. | --> | 0.5985 | 0 | 0 | 0.5 | 0 |  | --> | C14 ex CLONTARF | Clontarf [T42] | FINGLAS |  | 53.3677 | -6.1918
MV/LV Substation BE***4112 |  | 20 kV | _ | LV | 630 kVA :Building Structure | 0.63 | --> | 0.63 | 0.5 | 4.2 |  | --> | 0.5985 | 0 | 0 | 0.5 | 0 |  | --> | E12 ex JENKINSTOWN | Jenkinstown [T421,T422] | DUNDALK |  | 54.0129 | -6.3439
MV/LV Substation BE***4114 |  | 10 kV | _ | LV | 630 kVA :Kiosk Substation | 0.63 | --> | 0.63 | 0.393 | 2.8 |  | --> | 0.5985 | 0 | 0.084474 | 0.5 | 0 |  | --> | C14 ex MOUNT MERRION | Mount Merrion [T41,T42] | CARRICKMINES |  | 53.312 | -6.2034
MV/LV Substation BE***4117 |  | 10 kV | _ | LV | 400 kVA :Kiosk Substation | 0.4 | --> | 0.4 | 0.4 | 2.9 |  | --> | 0.38 | 0 | 0 | 0.4 | 0 |  | --> | C18 ex BREWERY ROAD | Brewery Road [T41,T42] | CARRICKMINES |  | 53.2864 | -6.2082
MV/LV Substation BE***4122 |  | 10 kV | _ | LV | 50 kVA :Pole Substation | 0.05 | --> | 0.05 | 0 | 0 | Constrained,otherwise capacity available =50kVA. | --> | 0.0475 | 0 | 0 | 0.05 | 0 |  | --> | C20 ex CARRICKMACROSS | Carrickmacross [T41,T42] | MEATH HILL |  | 53.9779 | -6.855
MV/LV Substation BE***4122 |  | 10 kV | _ | LV | 50 kVA :Pole Substation | 0.05 | --> | 0.05 | 0.05 | 4.2 |  | --> | 0.0475 | 0 | 0 | 0.05 | 0 |  | --> | C19 ex ERRIGAL | Errigal [T41,T422] | SHANKILL |  | 54.0806 | -7.0891
MV/LV Substation BE***4123 |  | 10 kV | _ | LV | 400 kVA :Kiosk Substation | 0.4 | --> | 0.4 | 0 | 0 | Constrained,otherwise capacity available =345kVA. | --> | 0.38 | 0 | 0.082251 | 0.40827 | 0 |  | --> | C22 ex MACETOWN | Macetown [T101,T102] | MACETOWN |  | 53.3929 | -6.4463
MV/LV Substation BE***4124 |  | 10 kV | _ | LV | 400 kVA :Kiosk Substation | 0.4 | --> | 0.4 | 0 | 0 | Constrained,otherwise capacity available =374kVA. | --> | 0.38 | 0 | 0.034827 | 0.40393 | 0 |  | --> | C22 ex MACETOWN | Macetown [T101,T102] | MACETOWN |  | 53.3911 | -6.4482
MV/LV Substation BE***4124 |  | 20 kV | _ | LV | 400 kVA :Kiosk Substation | 0.4 | --> | 0.4 | 0 | 0 | Constrained,otherwise capacity available =180kVA. | --> | 0.38 | 0 | 0.047424 | 0.43208 | 0 |  | --> | E15 ex BATTER LANE TEMPORARY | Batter Lane Temporary 38kv [T421] | GLASMORE |  | 53.49 | -6.162
MV/LV Substation BE***4125 |  | 10 kV | _ | LV | 630 kVA :Kiosk Substation | 0.63 | --> | 0.63 | 0 | 0 | Constrained,otherwise capacity available =500kVA. | --> | 0.5985 | 0 | 0 | 0.5 | 0 |  | --> | C18 ex LOUGHLINSTOWN | Loughlinstown [T41,T42] | CARRICKMINES |  | 53.2543 | -6.1457
MV/LV Substation BE***4125 |  | 10 kV | _ | LV | 400 kVA :Kiosk Substation | 0.4 | --> | 0.4 | 0.15247 | 0.2 | Constrained,otherwise capacity available =400kVA. | --> | 0.38 | 0 | 0 | 0.4 | 0 |  | --> | C17 ex SANDYFORD | Sandyford [T41,T42] | CARRICKMINES |  | 53.2648 | -6.2058
MV/LV Substation BE***4135 |  | 20 kV | _ | LV | 50 kVA :Pole Substation | 0.05 | --> | 0.05 | 0 | 0 | Constrained,otherwise capacity available =50kVA. | --> | 0.0475 | 0 | 0 | 0.05 | 0 |  | --> | E17 ex CREAGH | Creagh [T421,T422] | ATHLONE |  | 53.3174 | -8.2272
MV/LV Substation BE***4141 |  | 10 kV | _ | LV | 400 kVA :Kiosk Substation | 0.4 | --> | 0.4 | 0.4 | 13.9 |  | --> | 0.38 | 0 | 0 | 0.4 | 0 |  | --> | C14 ex CENTRAL PARK | Central Park [T101,T102] | CARRICKMINES |  | 53.2822 | -6.1895
MV/LV Substation BE***4148 |  | 10 kV | _ | LV | 400 kVA :Kiosk Substation | 0.4 | --> | 0.4 | 0 | 0 | Constrained,otherwise capacity available =269kVA. | --> | 0.38 | 0 | 0.11856 | 0.40257 | 0 |  | --> | C12 ex BALLYBEGGAN | Ballybeggan [T43,T44] | TRALEE |  | 52.2657 | -9.6722
MV/LV Substation BE***4151 |  | 10 kV | _ | LV | 400 kVA :Building Structure | 0.4 | --> | 0.4 | 0 | 0 | Constrained,otherwise capacity available =334kVA. | --> | 0.38 | 0 | 0 | 0.4099 | 0 |  | --> | C39 ex COLLEGE PARK | College Park [T101,T102,T103] | COLLEGE PARK |  | 53.4141 | -6.3928
MV/LV Substation BE***416Y |  | 20 kV | _ | LV | 100 kVA :Pole Substation | 0.1 | --> | 0.1 | 0.093 | 1.1 |  | --> | 0.095 | 0 | 0 | 0.10106 | 0 |  | --> | E14 ex RANDALSTOWN | Randalstown [T422] | NAVAN |  | 53.7806 | -6.7018
MV/LV Substation BE***4172 |  | 10 kV | _ | LV | 630 kVA :Kiosk Substation | 0.63 | --> | 0.63 | 0 | 0 | Constrained,otherwise capacity available =500kVA. | --> | 0.5985 | 0 | 0 | 0.5 | 0 |  | --> | C21 ex OLDBAWN | Oldbawn [T41,T42] | COOKSTOWN |  | 53.2693 | -6.3656
MV/LV Substation BE***4183 |  | 20 kV | _ | LV | 50 kVA :Pole Substation | 0.05 | --> | 0.05 | 0 | 0 | Constrained,otherwise capacity available =50kVA. | --> | 0.0475 | 0 | 0 | 0.05 | 0 |  | --> | E16 ex ACADEMY STREET | Academy Street [T421,T422,T44] | NAVAN |  | 53.6139 | -6.6712
MV/LV Substation BE***4183 |  | 10 kV | _ | LV | 630 kVA :Kiosk Substation | 0.63 | --> | 0.63 | 0 | 0 | Constrained,otherwise capacity available =500kVA. | --> | 0.5985 | 0 | 0 | 0.5 | 0 |  | --> | C18 ex DUNDRUM | Dundrum [T41,T42] | BLACKROCK |  | 53.3036 | -6.2352
MV/LV Substation BE***4186 |  | 10 kV | _ | LV | 400 kVA :Kiosk Substation | 0.4 | --> | 0.4 | 0 | 0 | Constrained,otherwise capacity available =400kVA. | --> | 0.38 | 0 | 0 | 0.4 | 0 |  | --> | C15 ex CLONAKILTY | Clonakilty [T41,T42] | DUNMANWAY |  | 51.6229 | -8.9049
MV/LV Substation BE***4187 |  | 10 kV | _ | LV | 400 kVA :Building Structure | 0.4 | --> | 0.4 | 0 | 0 | Constrained,otherwise capacity available =398kVA. | --> | 0.38 | 0 | 0 | 0.4003 | 0 |  | --> | C19 ex DOUGLAS | Douglas [T41,T42] | TRABEG |  | 51.8884 | -8.4132
MV/LV Substation BE***418Y |  | 10 kV | _ | LV | 400 kVA :Kiosk Substation | 0.4 | --> | 0.4 | 0 | 0 | Constrained,otherwise capacity available =260kVA. | --> | 0.38 | 0 | 0.025194 | 0.42072 | 0 |  | --> | C17 ex CELBRIDGE | Celbridge [T41,T42] | GRIFFINRATH |  | 53.3461 | -6.545
MV/LV Substation BE***4204 |  | 20 kV | _ | LV | 630 kVA :Kiosk Substation | 0.63 | --> | 0.63 | 0 | 0 | Constrained,otherwise capacity available =383kVA. | --> | 0.5985 | 0 | 0.097812 | 0.5 | 0 |  | --> | E15 ex BATTER LANE TEMPORARY | Batter Lane Temporary 38kv [T421] | GLASMORE |  | 53.4927 | -6.16
MV/LV Substation BE***4205 |  | 10 kV | _ | LV | 630 kVA :Building Structure | 0.63 | --> | 0.63 | 0 | 0 | Constrained,otherwise capacity available =500kVA. | --> | 0.5985 | 0 | 0.008151 | 0.5 | 0 |  | --> | C12 ex SRAH | Srah [T41,T42] | THORNSBERRY |  | 53.2808 | -7.4919
MV/LV Substation BE***4209 |  | 10 kV | _ | LV | 400 kVA :Kiosk Substation | 0.4 | --> | 0.4 | 0 | 0 | Constrained,otherwise capacity available =297kVA. | --> | 0.38 | 0 | 0.003705 | 0.41535 | 0 |  | --> | C13 ex MALAHIDE | Malahide [T41,T42] | GLASMORE |  | 53.4238 | -6.1729
MV/LV Substation BE***4209 |  | 10 kV | _ | LV | 400 kVA :Kiosk Substation | 0.4 | --> | 0.4 | 0 | 0 | Constrained,otherwise capacity available =194kVA. | --> | 0.38 | 0 | 0.025194 | 0.43012 | 0 |  | --> | C18 ex NAAS | Naas [T41,T42] | KILTEEL |  | 53.1969 | -6.6642
MV/LV Substation BE***4211 |  | 20 kV | _ | LV | 200 kVA :Pole Substation | 0.2 | --> | 0.2 | 0.132 | 4.2 |  | --> | 0.19 | 0 | 0 | 0.21007 | 0 |  | --> | E16 ex JENKINSTOWN | Jenkinstown [T421,T422] | DUNDALK |  | 54.0127 | -6.3021
MV/LV Substation BE***421X |  | 20 kV | _ | LV | 50 kVA :Pole Substation | 0.05 | --> | 0.05 | 0 | 0 | Constrained,otherwise capacity available =49kVA. | --> | 0.0475 | 0 | 0 | 0.050152 | 0 |  | --> | C16 ex HOLYCROSS ROAD | Holycross Road [T41,T42] | THURLES |  | 52.6549 | -7.8574
MV/LV Substation BE***4220 |  | 10 kV | _ | LV | 400 kVA :Kiosk Substation | 0.4 | --> | 0.4 | 0.20545 | 0.2 | Constrained,otherwise capacity available =400kVA. | --> | 0.38 | 0 | 0 | 0 | 0 | Constrained,otherwise capacity available =400kW. | --> | E17 ex BEALISTOWN | Bealistown [T421,T422] | GREAT ISLAND |  | 52.2716 | -6.8665
MV/LV Substation BE***4224 |  | 10 kV | _ | LV | 400 kVA :Kiosk Substation | 0.4 | --> | 0.4 | 0 | 0 | Constrained,otherwise capacity available =272kVA. | --> | 0.38 | 0 | 0.027417 | 0.41898 | 0 |  | --> | C21 ex TERMONFECKIN ROAD | Termonfeckin Road [T41,T42] | DRYBRIDGE |  | 53.7291 | -6.326
MV/LV Substation BE***4225 |  | 10 kV | _ | LV | 50 kVA :Pole Substation | 0.05 | --> | 0.05 | 0.04 | 0.2 |  | --> | 0.0475 | 0 | 0 | 0 | 0 | Constrained,otherwise capacity available =51.5kW. | --> | E17 ex BEALISTOWN | Bealistown [T421,T422] | GREAT ISLAND |  | 52.2717 | -6.8661
MV/LV Substation BE***422X |  | 20 kV | _ | LV | 50 kVA :Pole Substation | 0.05 | --> | 0.05 | 0.041 | 4.2 |  | --> | 0.0475 | 0 | 0 | 0.051348 | 0 |  | --> | E12 ex JENKINSTOWN | Jenkinstown [T421,T422] | DUNDALK |  | 54.0144 | -6.328
MV/LV Substation BE***4232 |  | 10 kV | _ | LV | 100 kVA :Pole Substation | 0.1 | --> | 0.1 | 0 | 0 | Constrained,otherwise capacity available =86kVA. | --> | 0.095 | 0 | 0 | 0 | 0 | Constrained,otherwise capacity available =102.1kW. | --> | C12 ex ROSCREA | Roscrea [T41,T42] | IKERRIN |  | 52.9603 | -7.7775
MV/LV Substation BE***4236 |  | 10 kV | _ | LV | 400 kVA :Kiosk Substation | 0.4 | --> | 0.4 | 0 | 0 | Constrained,otherwise capacity available =289kVA. | --> | 0.38 | 0 | 0.015561 | 0 | 0 | Constrained,otherwise capacity available =416.5kW. | --> | C16 ex PALLAS | Pallas [T41,T42] | PORTLAOISE |  | 53.0328 | -7.3244
MV/LV Substation BE***4239 |  | 20 kV | _ | LV | 400 kVA :Kiosk Substation | 0.4 | --> | 0.4 | 0 | 0 | Constrained,otherwise capacity available =350kVA. | --> | 0.38 | 0 | 0.097812 | 0.40752 | 0 |  | --> | E15 ex DULEEK | Duleek [T421,T422] | DRYBRIDGE |  | 53.6588 | -6.4132
MV/LV Substation BE***423X |  | 10 kV | _ | LV | 50 kVA :Pole Substation | 0.05 | --> | 0.05 | 0.009 | 4.5 |  | --> | 0.0475 | 0 | 0 | 0.055859 | 0 |  | --> | C11 ex MALLOW | Mallow [T41,T42] | MALLOW |  | 52.1236 | -8.6234
MV/LV Substation BE***423X |  | 10 kV | _ | LV | 100 kVA :Pole Substation | 0.1 | --> | 0.1 | 0.091 | 18.7 |  | --> | 0.095 | 0 | 0.003705 | 0.10136 | 0 |  | --> | C18 ex ARKLOW | Arklow [T101,T102] | ARKLOW |  | 52.8812 | -6.0802
MV/LV Substation BE***423Y |  | 10 kV | _ | LV | 200 kVA :Kiosk Substation | 0.2 | --> | 0.2 | 0.149 | 2.9 |  | --> | 0.19 | 0 | 0.008151 | 0.2076 | 0 |  | --> | C17 ex ABBEYLAND | Abbeyland [T41,T42] | NAVAN |  | 53.6636 | -6.6845
MV/LV Substation BE***424 |  | 10 kV | _ | LV | 630 kVA :Building Structure | 0.63 | --> | 0.63 | 0 | 0 | Constrained,otherwise capacity available =396kVA. | --> | 0.5985 | 0 | 0.011856 | 0.5 | 0 |  | --> | E16 ex DRUMLINE | Drumline [T421,T422] | DRUMLINE |  | 52.7198 | -8.8698
MV/LV Substation BE***424 |  | 20 kV | _ | LV | 100 kVA :Pole Substation | 0.1 | --> | 0.1 | 0 | 0 | Constrained,otherwise capacity available =65kVA. | --> | 0.095 | 0 | 0.003705 | 0.10518 | 0 |  | --> | E18 ex PATRICKSWELL | Patrickswell [T421,T422] | LIMERICK |  | 52.5976 | -8.7119
MV/LV Substation BE***4250 |  | 20 kV | _ | LV | 400 kVA :Building Structure | 0.4 | --> | 0.4 | 0 | 0 | Constrained,otherwise capacity available =397kVA. | --> | 0.38 | 0 | 0 | 0.40046 | 0 |  | --> | E16 ex JULIANSTOWN | Julianstown [T421,T422] | DRYBRIDGE |  | 53.6975 | -6.2468
MV/LV Substation BE***4255 |  | 10 kV | _ | LV | 400 kVA :Kiosk Substation | 0.4 | --> | 0.4 | 0 | 0 | Constrained,otherwise capacity available =373kVA. | --> | 0.38 | 0 | 0.00741 | 0.40408 | 0 |  | --> | C21 ex TERMONFECKIN ROAD | Termonfeckin Road [T41,T42] | DRYBRIDGE |  | 53.7308 | -6.326
MV/LV Substation BE***4258 |  | 20 kV | _ | LV | 630 kVA :Kiosk Substation | 0.63 | --> | 0.63 | 0 | 0 | Constrained,otherwise capacity available =500kVA. | --> | 0.5985 | 0 | 0 | 0.5 | 0 |  | --> | E15 ex BATTER LANE TEMPORARY | Batter Lane Temporary 38kv [T421] | GLASMORE |  | 53.4926 | -6.1565
MV/LV Substation BE***425Z |  | 10 kV | _ | LV | 630 kVA :Building Structure | 0.63 | --> | 0.63 | 0 | 0 | Constrained,otherwise capacity available =500kVA. | --> | 0.5985 | 0 | 0 | 0.5 | 0 |  | --> | C21 ex GRANGE (DR) | Grange (dr) [T41,T42] | GRANGE (DR) |  | 53.402 | -6.1533
MV/LV Substation BE***4299 |  | 10 kV | _ | LV | 50 kVA :Pole Substation | 0.05 | --> | 0.05 | 0.044 | 2.9 |  | --> | 0.0475 | 0 | 0 | 0.050903 | 0 |  | --> | C18 ex ABBEYLAND | Abbeyland [T41,T42] | NAVAN |  | 53.6432 | -6.7644
MV/LV Substation BE***4300 |  | 10 kV | _ | LV | 630 kVA :Kiosk Substation | 0.63 | --> | 0.63 | 0 | 0 | Constrained,otherwise capacity available =463kVA. | --> | 0.5985 | 0 | 0.23119 | 0.5 | 0 |  | --> | C14 ex ATHGARVAN | Athgarvan [T41,T44] | NEWBRIDGE |  | 53.1706 | -6.7866
MV/LV Substation BE***4301 |  | 10 kV | _ | LV | 400 kVA :Kiosk Substation | 0.4 | --> | 0.4 | 0 | 0 | Constrained,otherwise capacity available =306kVA. | --> | 0.38 | 0 | 0.12671 | 0.41403 | 0 |  | --> | C14 ex ATHGARVAN | Athgarvan [T41,T44] | NEWBRIDGE |  | 53.1724 | -6.7879
MV/LV Substation BE***4302 |  | 10 kV | _ | LV | 630 kVA :Kiosk Substation | 0.63 | --> | 0.63 | 0 | 0 | Constrained,otherwise capacity available =500kVA. | --> | 0.5985 | 0 | 0.14524 | 0.5 | 0 |  | --> | C14 ex ATHGARVAN | Athgarvan [T41,T44] | NEWBRIDGE |  | 53.1724 | -6.7859
MV/LV Substation BE***4310 |  | 20 kV | _ | LV | 50 kVA :Pole Substation | 0.05 | --> | 0.05 | 0 | 0 | Constrained,otherwise capacity available =50kVA. | --> | 0.0475 | 0 | 0 | 0 | 0 | Constrained,otherwise capacity available =50kW. | --> | E17 ex KNOCKMULLEN | Knockmullen [T42,T421] | GREAT ISLAND |  | 52.3841 | -6.8735
MV/LV Substation BE***4323 |  | 20 kV | _ | LV | 50 kVA :Pole Substation | 0.05 | --> | 0.05 | 0 | 0 | Constrained,otherwise capacity available =41kVA. | --> | 0.0475 | 0 | 0 | 0 | 0 | Constrained,otherwise capacity available =51.3kW. | --> | C18 ex COOLCARRON | Coolcarron [T41,T42] | BARRYMORE |  | 52.1334 | -8.2354
MV/LV Substation BE***4328 |  | 20 kV | _ | LV | 630 kVA :Kiosk Substation | 0.63 | --> | 0.63 | 0 | 0 | Constrained,otherwise capacity available =500kVA. | --> | 0.5985 | 0 | 0.020007 | 0.5 | 0 |  | --> | E15 ex BATTER LANE TEMPORARY | Batter Lane Temporary 38kv [T421] | GLASMORE |  | 53.4919 | -6.1551
MV/LV Substation BE***433 |  | 10 kV | _ | LV | 50 kVA :Pole Substation | 0.05 | --> | 0.05 | 0 | 0 | Constrained,otherwise capacity available =28kVA. | --> | 0.0475 | 0 | 0 | 0.053235 | 0 |  | --> | C20 ex TERMONFECKIN ROAD | Termonfeckin Road [T41,T42] | DRYBRIDGE |  | 53.7291 | -6.2859
MV/LV Substation BE***4341 |  | 20 kV | _ | LV | 400 kVA :Kiosk Substation | 0.4 | --> | 0.4 | 0 | 0 | Constrained,otherwise capacity available =367kVA. | --> | 0.38 | 0 | 0.057798 | 0.40498 | 0 |  | --> | E15 ex DULEEK | Duleek [T421,T422] | DRYBRIDGE |  | 53.6599 | -6.4135
MV/LV Substation BE***4346 |  | 10 kV | _ | LV | 400 kVA :Kiosk Substation | 0.4 | --> | 0.4 | 0.293 | 4.6 |  | --> | 0.38 | 0 | 0 | 0.41593 | 0 |  | --> | C25 ex CASTLEVIEW | Castleview [T101,T102] | CASTLEVIEW |  | 51.8873 | -8.414
MV/LV Substation BE***4347 |  | 10 kV | _ | LV | 400 kVA :Kiosk Substation | 0.4 | --> | 0.4 | 0.357 | 4.6 |  | --> | 0.38 | 0 | 0 | 0.40648 | 0 |  | --> | C25 ex CASTLEVIEW | Castleview [T101,T102] | CASTLEVIEW |  | 51.8874 | -8.4119
MV/LV Substation BE***434X |  | 10 kV | _ | LV | 400 kVA :Kiosk Substation | 0.4 | --> | 0.4 | 0.28 | 8.2 |  | --> | 0.38 | 0 | 0.014079 | 0.41782 | 0 |  | --> | C12 ex MOUNT MISERY | Mount Misery [T41,T42] | WATERFORD |  | 52.2715 | -7.0936
MV/LV Substation BE***435 |  | 20 kV | _ | LV | 100 kVA :Pole Substation | 0.1 | --> | 0.1 | 0 | 0 | Constrained,otherwise capacity available =45kVA. | --> | 0.095 | 0 | 0.003705 | 0.10802 | 0 |  | --> | C11 ex DRUMQUIN | Drumquin [T42] | ENNIS |  | 52.8216 | -9.1105
MV/LV Substation BE***4357 |  | 20 kV | _ | LV | 200 kVA :Kiosk Substation | 0.2 | --> | 0.2 | 0 | 0 | Constrained,otherwise capacity available =192kVA. | --> | 0.19 | 0 | 0 | 0.20121 | 0 |  | --> | E16 ex ACADEMY STREET | Academy Street [T421,T422,T44] | NAVAN |  | 53.5967 | -6.6914
MV/LV Substation BE***4363 |  | 20 kV | _ | LV | 50 kVA :Pole Substation | 0.05 | --> | 0.05 | 0 | 0 | Constrained,otherwise capacity available =50kVA. | --> | 0.0475 | 0 | 0 | 0.05 | 0 |  | --> | E20 ex CLONMINCH | Clonminch [T41,T422] | THORNSBERRY |  | 53.2947 | -7.2881
MV/LV Substation BE***4370 |  | 10 kV | _ | LV | 630 kVA :Kiosk Substation | 0.63 | --> | 0.63 | 0 | 0 | Constrained,otherwise capacity available =500kVA. | --> | 0.5985 | 0 | 0 | 0.5 | 0 |  | --> | C14 ex SWORDS | Swords [T41,T42] | GLASMORE |  | 53.4522 | -6.2602
MV/LV Substation BE***4402 |  | 10 kV | _ | LV | 1000 kVA :Building Structure | 1 | --> | 1 | 0.5 | 7 |  | --> | 0.95 | 0 | 0 | 0.5 | 0 |  | --> | C20 ex NORTH QUAYS | North Quays [T101,T102,T103] | POOLBEG |  | 53.348 | -6.2291
MV/LV Substation BE***4411 |  | 10 kV | _ | LV | 50 kVA :Pole Substation | 0.05 | --> | 0.05 | 0 | 0 | Constrained,otherwise capacity available =42kVA. | --> | 0.0475 | 0 | 0 | 0 | 0 | Constrained,otherwise capacity available =51.2kW. | --> | C18 ex PORTARLINGTON | Portarlington [T41,T42] | PORTLAOISE |  | 53.1609 | -7.2711
MV/LV Substation BE***4418 |  | 20 kV | _ | LV | 50 kVA :Pole Substation | 0.05 | --> | 0.05 | 0 | 0 | Constrained,otherwise capacity available =50kVA. | --> | 0.0475 | 0 | 0 | 0.05 | 0 |  | --> | E18 ex JULIANSTOWN | Julianstown [T421,T422] | DRYBRIDGE |  | 53.6615 | -6.3581
MV/LV Substation BE***4446 |  | 10 kV | _ | LV | 630 kVA :Kiosk Substation | 0.63 | --> | 0.63 | 0 | 0 | Constrained,otherwise capacity available =500kVA. | --> | 0.5985 | 0 | 0 | 0.5 | 0 |  | --> | C21 ex TERMONFECKIN ROAD | Termonfeckin Road [T41,T42] | DRYBRIDGE |  | 53.7308 | -6.322
MV/LV Substation BE***4452 |  | 10 kV | _ | LV | 630 kVA :Kiosk Substation | 0.63 | --> | 0.63 | 0 | 0 | Constrained,otherwise capacity available =500kVA. | --> | 0.5985 | 0 | 0 | 0.5 | 0 |  | --> | C18 ex DOUGLAS | Douglas [T41,T42] | TRABEG |  | 51.86 | -8.4158
MV/LV Substation BE***4453 |  | 20 kV | _ | LV | 50 kVA :Pole Substation | 0.05 | --> | 0.05 | 0 | 0 | Constrained,otherwise capacity available =50kVA. | --> | 0.0475 | 0 | 0 | 0.05 | 0 |  | --> | E17 ex ACADEMY STREET | Academy Street [T421,T422,T44] | NAVAN |  | 53.5914 | -6.7055
MV/LV Substation BE***445Y |  | 10 kV | _ | LV | 400 kVA :Kiosk Substation | 0.4 | --> | 0.4 | 0 | 0 | Constrained,otherwise capacity available =231kVA. | --> | 0.38 | 0 | 0.025935 | 0.42488 | 0 |  | --> | C20 ex MONEYCOOLEY | Moneycooley [T41,T42,T44] | GRIFFINRATH |  | 53.3744 | -6.6004
MV/LV Substation BE***450Z |  | 20 kV | _ | LV | 200 kVA :Pole Substation | 0.2 | --> | 0.2 | 0 | 0 | Constrained,otherwise capacity available =186kVA. | --> | 0.19 | 0 | 0 | 0.20211 | 0 |  | --> | C26 ex STEPHENSTOWN | Stephenstown [T101,T102] | FINGLAS |  | 53.5677 | -6.258
MV/LV Substation BE***451 |  | 10 kV | _ | LV | 50 kVA :Pole Substation | 0.05 | --> | 0.05 | 0 | 0 | Constrained,otherwise capacity available =31kVA. | --> | 0.0475 | 0 | 0.008892 | 0.052806 | 0 |  | --> | C12 ex RIVERSTOWN | Riverstown [T41,T42] | KILBARRY |  | 51.9501 | -8.3974
MV/LV Substation BE***451X |  | 10 kV | _ | LV | 400 kVA :Kiosk Substation | 0.4 | --> | 0.4 | 0.238 | 14.2 |  | --> | 0.38 | 0 | 0.034086 | 0.42388 | 0 |  | --> | C22 ex COOKSTOWN | Cookstown [T101,T102] | CARRICKMINES |  | 53.2998 | -6.3812
MV/LV Substation BE***4521 |  | 10 kV | _ | LV | 50 kVA :Pole Substation | 0.05 | --> | 0.05 | 0.05 | 5.9 |  | --> | 0.0475 | 0 | 0 | 0.05 | 0 |  | --> | C11 ex CASHEL | Cashel [T41,T42] | CAHIR |  | 52.4624 | -7.8154
MV/LV Substation BE***453 |  | 10 kV | _ | LV | 50 kVA :Pole Substation | 0.05 | --> | 0.05 | 0 | 0 | Constrained,otherwise capacity available =39kVA. | --> | 0.0475 | 0 | 0.003705 | 0.051643 | 0 |  | --> | C12 ex RIVERSTOWN | Riverstown [T41,T42] | KILBARRY |  | 51.9493 | -8.3918
MV/LV Substation BE***456X |  | 20 kV | _ | LV | 200 kVA :Kiosk Substation | 0.2 | --> | 0.2 | 0 | 0 | Constrained,otherwise capacity available =138kVA. | --> | 0.19 | 0 | 0.006669 | 0.2092 | 0 |  | --> | E11 ex BALLYHALE | Ballyhale [T42,T421] | KILKENNY |  | 52.5351 | -7.1407
MV/LV Substation BE***459Y |  | 10 kV | _ | LV | 400 kVA :Kiosk Substation | 0.4 | --> | 0.4 | 0.343 | 8.2 |  | --> | 0.38 | 0 | 0.012597 | 0.40856 | 0 |  | --> | C12 ex MOUNT MISERY | Mount Misery [T41,T42] | WATERFORD |  | 52.2678 | -7.0933
MV/LV Substation BE***460Y |  | 20 kV | _ | LV | 400 kVA :Kiosk Substation | 0.4 | --> | 0.4 | 0.368 | 0.6 |  | --> | 0.38 | 0 | 0.011856 | 0.40483 | 0 |  | --> | E15 ex FERNS | Ferns [T421] | CRANE |  | 52.5853 | -6.4923
MV/LV Substation BE***466 |  | 10 kV | _ | LV | 50 kVA :Pole Substation | 0.05 | --> | 0.05 | 0 | 0 | Constrained,otherwise capacity available =13kVA. | --> | 0.0475 | 0 | 0.00741 | 0 | 0 | Constrained,otherwise capacity available =55.3kW. | --> | C20 ex KNOCKAPHUNTA | Knockaphunta [T41,T42] | CASTLEBAR |  | 53.8018 | -9.2143
MV/LV Substation BE***467Z |  | 10 kV | _ | LV | 630 kVA :Kiosk Substation | 0.63 | --> | 0.63 | 0 | 0 | Constrained,otherwise capacity available =437kVA. | --> | 0.5985 | 0 | 0.003705 | 0.5 | 0 |  | --> | C28 ex KILMORE | Kilmore [T101,T102,T103] | FINGLAS |  | 53.4054 | -6.1735
MV/LV Substation BE***468Z |  | 10 kV | _ | LV | 630 kVA :Building Structure | 0.63 | --> | 0.63 | 0 | 0 | Constrained,otherwise capacity available =500kVA. | --> | 0.5985 | 0 | 0.003705 | 0.5 | 0 |  | --> | C28 ex KILMORE | Kilmore [T101,T102,T103] | FINGLAS |  | 53.4064 | -6.1726
MV/LV Substation BE***469Y |  | 10 kV | _ | LV | 400 kVA :Kiosk Substation | 0.4 | --> | 0.4 | 0 | 0 | Constrained,otherwise capacity available =362kVA. | --> | 0.38 | 0 | 0 | 0.40573 | 0 |  | --> | C12 ex ROSCOMMON | Roscommon [T41,T42] | LANESBORO |  | 53.6243 | -8.1976
MV/LV Substation BE***469Z |  | 10 kV | _ | LV | 630 kVA :Kiosk Substation | 0.63 | --> | 0.63 | 0 | 0 | Constrained,otherwise capacity available =398kVA. | --> | 0.5985 | 0 | 0.00741 | 0.5 | 0 |  | --> | C28 ex KILMORE | Kilmore [T101,T102,T103] | FINGLAS |  | 53.4049 | -6.1735
MV/LV Substation BE***471Y |  | 20 kV | _ | LV | 630 kVA :Kiosk Substation | 0.63 | --> | 0.63 | 0 | 0 | Constrained,otherwise capacity available =500kVA. | --> | 0.5985 | 0 | 0 | 0.5 | 0 |  | --> | E18 ex EDENDERRY | Edenderry [T421,T422] | BLAKE |  | 53.3423 | -7.0518
MV/LV Substation BE***472 |  | 10 kV | _ | LV | 200 kVA :Building Structure | 0.2 | --> | 0.2 | 0.2 | 1.4 |  | --> | 0.19 | 0 | 0 | 0.2 | 0 |  | --> | C23 ex KELLS | Kells [T41,T42] | NAVAN |  | 53.7001 | -6.9096
MV/LV Substation BE***472Y |  | 20 kV | _ | LV | 630 kVA :Kiosk Substation | 0.63 | --> | 0.63 | 0 | 0 | Constrained,otherwise capacity available =500kVA. | --> | 0.5985 | 0 | 0 | 0.5 | 0 |  | --> | E18 ex EDENDERRY | Edenderry [T421,T422] | BLAKE |  | 53.3428 | -7.0516
MV/LV Substation BE***475X |  | 10 kV | _ | LV | 200 kVA :Kiosk Substation | 0.2 | --> | 0.2 | 0.14 | 14.2 |  | --> | 0.19 | 0 | 0 | 0.20891 | 0 |  | --> | C22 ex COOKSTOWN | Cookstown [T101,T102] | CARRICKMINES |  | 53.2986 | -6.3862
MV/LV Substation BE***476X |  | 10 kV | _ | LV | 200 kVA :Pole Substation | 0.2 | --> | 0.2 | 0 | 0 | Constrained,otherwise capacity available =177kVA. | --> | 0.19 | 0 | 0 | 0.20346 | 0 |  | --> | C12 ex SAGGART | Saggart [T41,T42] | GRANGE CASTLE |  | 53.2591 | -6.4966
MV/LV Substation BE***477 |  | 10 kV | _ | LV | 100 kVA :Pole Substation | 0.1 | --> | 0.1 | 0.071 | 1.7 |  | --> | 0.095 | 0 | 0 | 0.10431 | 0 |  | --> | C26 ex ATHY | Athy [T101,T102] | ATHY |  | 53.0243 | -7.0228
MV/LV Substation BE***477X |  | 10 kV | _ | LV | 200 kVA :Kiosk Substation | 0.2 | --> | 0.2 | 0 | 0 | Constrained,otherwise capacity available =137kVA. | --> | 0.19 | 0 | 0 | 0.20935 | 0 |  | --> | C23 ex TRAMORE | Tramore [T41,T42] | BUTLERSTOWN |  | 52.1674 | -7.1377
MV/LV Substation BE***477X |  | 20 kV | _ | LV | 50 kVA :Pole Substation | 0.05 | --> | 0.05 | 0.048 | 1.7 |  | --> | 0.0475 | 0 | 0.003705 | 0 | 0 | Constrained,otherwise capacity available =50.3kW. | --> | E15 ex GWEEDORE | Gweedore [T421] | ARDNAGAPPARY |  | 55.1155 | -8.1438
MV/LV Substation BE***479 |  | 10 kV | _ | LV | 100 kVA :Pole Substation | 0.1 | --> | 0.1 | 0.06 | 2.2 |  | --> | 0.095 | 0 | 0.003705 | 0.1059 | 0 |  | --> | C26 ex BAILIEBORO | Bailieboro [T41,T42] | MEATH HILL |  | 53.9175 | -6.9589
MV/LV Substation BE***480 |  | 10 kV | _ | LV | 200 kVA :Pole Substation | 0.2 | --> | 0.2 | 0.158 | 12.2 |  | --> | 0.19 | 0 | 0.010374 | 0.20628 | 0 |  | --> | C19 ex BALLYBEG | Ballybeg [T101,T102] | CARRICKMINES |  | 53.0011 | -6.121
MV/LV Substation BE***482X |  | 20 kV | _ | LV | 50 kVA :Pole Substation | 0.05 | --> | 0.05 | 0.018 | 1.1 |  | --> | 0.0475 | 0 | 0.00741 | 0.054636 | 0 |  | --> | E12 ex BIRR | Birr [T41,T422] | DALLOW |  | 53.0975 | -7.7145
MV/LV Substation BE***482Z |  | 10 kV | _ | LV | 400 kVA :Kiosk Substation | 0.4 | --> | 0.4 | 0 | 0 | Constrained,otherwise capacity available =348kVA. | --> | 0.38 | 0 | 0.003705 | 0.40782 | 0 |  | --> | C21 ex DOUGLAS | Douglas [T41,T42] | TRABEG |  | 51.8698 | -8.3933
MV/LV Substation BE***486Y |  | 20 kV | _ | LV | 400 kVA :Kiosk Substation | 0.4 | --> | 0.4 | 0 | 0 | Constrained,otherwise capacity available =293kVA. | --> | 0.38 | 0 | 0 | 0.41593 | 0 |  | --> | C21 ex PORTARLINGTON | Portarlington [T43] | BLAKE |  | 53.1446 | -7.0669
MV/LV Substation BE***487Y |  | 20 kV | _ | LV | 630 kVA :Kiosk Substation | 0.63 | --> | 0.63 | 0 | 0 | Constrained,otherwise capacity available =500kVA. | --> | 0.5985 | 0 | 0 | 0.5 | 0 |  | --> | C21 ex PORTARLINGTON | Portarlington [T43] | BLAKE |  | 53.1437 | -7.0679
MV/LV Substation BE***488 |  | 10 kV | _ | LV | 50 kVA :Pole Substation | 0.05 | --> | 0.05 | 0 | 0 | Constrained,otherwise capacity available =29kVA. | --> | 0.0475 | 0 | 0.008892 | 0.053092 | 0 |  | --> | C15 ex MALAHIDE | Malahide [T41,T42] | GLASMORE |  | 53.4319 | -6.1419
MV/LV Substation BE***492 |  | 10 kV | _ | LV | 50 kVA :Pole Substation | 0.05 | --> | 0.05 | 0 | 0 | Constrained,otherwise capacity available =42kVA. | --> | 0.0475 | 0 | 0 | 0.0512 | 0 |  | --> | C22 ex GRANGE (DR) | Grange (dr) [T41,T42] | GRANGE (DR) |  | 53.4044 | -6.1879
MV/LV Substation BE***494X |  | 10 kV | _ | LV | 400 kVA :Kiosk Substation | 0.4 | --> | 0.4 | 0.235 | 7.2 |  | --> | 0.38 | 0 | 0 | 0 | 0 | Constrained,otherwise capacity available =424.3kW. | --> | C17 ex CONVOY | Convoy [T41,T42] | LETTERKENNY |  | 54.86 | -7.6662
MV/LV Substation BE***505Z |  | 10 kV | _ | LV | 400 kVA :Kiosk Substation | 0.4 | --> | 0.4 | 0 | 0 | Constrained,otherwise capacity available =331kVA. | --> | 0.38 | 0 | 0.00741 | 0.41034 | 0 |  | --> | C22 ex LEIXLIP | Leixlip [T41,T42] | GRIFFINRATH |  | 53.3643 | -6.5234
MV/LV Substation BE***506 |  | 20 kV | _ | LV | 50 kVA :Pole Substation | 0.05 | --> | 0.05 | 0 | 0 | Constrained,otherwise capacity available =41kVA. | --> | 0.0475 | 0 | 0 | 0.051348 | 0 |  | --> | E21 ex MILLTOWN (SR) | Milltown (sr) [T421,T422] | OUGHTRAGH |  | 52.0758 | -9.6332
MV/LV Substation BE***506Z |  | 10 kV | _ | LV | 400 kVA :Kiosk Substation | 0.4 | --> | 0.4 | 0 | 0 | Constrained,otherwise capacity available =323kVA. | --> | 0.38 | 0 | 0.092625 | 0.41153 | 0 |  | --> | C22 ex LEIXLIP | Leixlip [T41,T42] | GRIFFINRATH |  | 53.3627 | -6.5233
MV/LV Substation BE***507Z |  | 10 kV | _ | LV | 400 kVA :Kiosk Substation | 0.4 | --> | 0.4 | 0 | 0 | Constrained,otherwise capacity available =325kVA. | --> | 0.38 | 0 | 0.12523 | 0.41123 | 0 |  | --> | C22 ex LEIXLIP | Leixlip [T41,T42] | GRIFFINRATH |  | 53.3615 | -6.5227
MV/LV Substation BE***509 |  | 10 kV | _ | LV | 100 kVA :Pole Substation | 0.1 | --> | 0.1 | 0.095 | 0.9 |  | --> | 0.095 | 0 | 0 | 0.10076 | 0 |  | --> | C11 ex RATHMORE | Rathmore [T42,T421] | KNOCKEARAGH |  | 52.0652 | -9.311
MV/LV Substation BE***509 |  | 20 kV | _ | LV | 200 kVA :Pole Substation | 0.2 | --> | 0.2 | 0 | 0 | Constrained,otherwise capacity available =200kVA. | --> | 0.19 | 0 | 0 | 0.2 | 0 |  | --> | E15 ex GLENAMADDY | Glenamaddy [T422] | ATHLONE |  | 53.659 | -8.6579
MV/LV Substation BE***511 |  | 20 kV | _ | LV | 50 kVA :Pole Substation | 0.05 | --> | 0.05 | 0 | 0 | Constrained,otherwise capacity available =36kVA. | --> | 0.0475 | 0 | 0.008892 | 0.052083 | 0 |  | --> | E18 ex GLASMORE | Glasmore [T421,T422] | GLASMORE |  | 53.5376 | -6.2496
MV/LV Substation BE***517 |  | 10 kV | _ | LV | 400 kVA :Kiosk Substation | 0.4 | --> | 0.4 | 0 | 0 | Constrained,otherwise capacity available =381kVA. | --> | 0.38 | 0 | 0 | 0.40287 | 0 |  | --> | C14 ex GREYSTONES | Greystones [T41,T42] | FASSAROE |  | 53.1624 | -6.0934
MV/LV Substation BE***519Z |  | 10 kV | _ | LV | 400 kVA :Kiosk Substation | 0.4 | --> | 0.4 | 0.273 | 6 |  | --> | 0.38 | 0 | 0.073359 | 0.41884 | 0 |  | --> | C26 ex PELLETSTOWN | Pelletstown [T101,T102] | FINGLAS |  | 53.3801 | -6.3618
MV/LV Substation BE***521X |  | 10 kV | _ | LV | 1000 kVA :Building Structure | 1 | --> | 1 | 0 | 0 | Constrained,otherwise capacity available =500kVA. | --> | 0.95 | 0 | 0 | 0.5 | 0 |  | --> | C16 ex TUAM NORTH | Tuam North [T41,T42] | CLOON |  | 53.5297 | -8.8787
MV/LV Substation BE***521Z |  | 10 kV | _ | LV | 400 kVA :Kiosk Substation | 0.4 | --> | 0.4 | 0 | 0 | Constrained,otherwise capacity available =335kVA. | --> | 0.38 | 0 | 0.002964 | 0.40975 | 0 |  | --> | C21 ex BALLINDERRY | Ballinderry [T41,T422] | MULLINGAR |  | 53.512 | -7.335
MV/LV Substation BE***522 |  | 10 kV | _ | LV | 50 kVA :Pole Substation | 0.05 | --> | 0.05 | 0 | 0 | Constrained,otherwise capacity available =38kVA. | --> | 0.0475 | 0 | 0 | 0.05179 | 0 |  | --> | C39 ex COLLEGE PARK | College Park [T101,T102,T103] | COLLEGE PARK |  | 53.4427 | -6.3872
MV/LV Substation BE***523 |  | 10 kV | _ | LV | 100 kVA :Pole Substation | 0.1 | --> | 0.1 | 0 | 0 | Constrained,otherwise capacity available =99kVA. | --> | 0.095 | 0 | 0 | 0.10015 | 0 |  | --> | C39 ex COLLEGE PARK | College Park [T101,T102,T103] | COLLEGE PARK |  | 53.4422 | -6.395
MV/LV Substation BE***524 |  | 10 kV | _ | LV | 400 kVA :Building Structure | 0.4 | --> | 0.4 | 0 | 0 | Constrained,otherwise capacity available =370kVA. | --> | 0.38 | 0 | 0.033345 | 0.40453 | 0 |  | --> | C20 ex POLLERTON | Pollerton [T41,T42] | CARLOW |  | 52.817 | -6.877
MV/LV Substation BE***524Z |  | 10 kV | _ | LV | 630 kVA :Kiosk Substation | 0.63 | --> | 0.63 | 0 | 0 | Constrained,otherwise capacity available =500kVA. | --> | 0.5985 | 0 | 0.003705 | 0.5 | 0 |  | --> | C28 ex KILMORE | Kilmore [T101,T102,T103] | FINGLAS |  | 53.4049 | -6.1724
MV/LV Substation BE***525 |  | 10 kV | _ | LV | 50 kVA :Pole Substation | 0.05 | --> | 0.05 | 0.04 | 1.1 |  | --> | 0.0475 | 0 | 0 | 0.051496 | 0 |  | --> | C21 ex BIRR | Birr [T41,T422] | DALLOW |  | 53.0818 | -7.895
MV/LV Substation BE***528 |  | 10 kV | _ | LV | 630 kVA :Building Structure | 0.63 | --> | 0.63 | 0.086 | 4 |  | --> | 0.5985 | 0 | 0.008892 | 0.5 | 0 |  | --> | C18 ex WOLFE TONE STREET | Wolfe Tone Street [T101,T102] | FINGLAS |  | 53.3577 | -6.2682
MV/LV Substation BE***529 |  | 20 kV | _ | LV | 100 kVA :Pole Substation | 0.1 | --> | 0.1 | 0.085 | 1.7 |  | --> | 0.095 | 0 | 0.002964 | 0 | 0 | Constrained,otherwise capacity available =102.3kW. | --> | E15 ex GWEEDORE | Gweedore [T421] | ARDNAGAPPARY |  | 55.1163 | -8.1416
MV/LV Substation BE***529X |  | 20 kV | _ | LV | 50 kVA :Pole Substation | 0.05 | --> | 0.05 | 0 | 0 | Constrained,otherwise capacity available =46kVA. | --> | 0.0475 | 0 | 0 | 0.050604 | 0 |  | --> | E17 ex DRUMLINE | Drumline [T421,T422] | DRUMLINE |  | 52.7803 | -8.726
MV/LV Substation BE***531 |  | 20 kV | _ | LV | 50 kVA :Pole Substation | 0.05 | --> | 0.05 | 0.04 | 4.2 |  | --> | 0.0475 | 0 | 0 | 0.051496 | 0 |  | --> | E12 ex JENKINSTOWN | Jenkinstown [T421,T422] | DUNDALK |  | 54.0154 | -6.3389
MV/LV Substation BE***531Z |  | 20 kV | _ | LV | 1000 kVA :Building Structure | 1 | --> | 1 | 0 | 0 | Constrained,otherwise capacity available =500kVA. | --> | 0.95 | 0 | 0.016302 | 0.5 | 0 |  | --> | E15 ex BATTER LANE TEMPORARY | Batter Lane Temporary 38kv [T421] | GLASMORE |  | 53.4935 | -6.1474
MV/LV Substation BE***532 |  | 20 kV | _ | LV | 50 kVA :Pole Substation | 0.05 | --> | 0.05 | 0.044 | 4.2 |  | --> | 0.0475 | 0 | 0.003705 | 0.050903 | 0 |  | --> | E12 ex JENKINSTOWN | Jenkinstown [T421,T422] | DUNDALK |  | 54.0131 | -6.3399
MV/LV Substation BE***537 |  | 20 kV | _ | LV | 50 kVA :Pole Substation | 0.05 | --> | 0.05 | 0 | 0 | Constrained,otherwise capacity available =32kVA. | --> | 0.0475 | 0 | 0 | 0.052662 | 0 |  | --> | E18 ex JULIANSTOWN | Julianstown [T421,T422] | DRYBRIDGE |  | 53.6642 | -6.3567
MV/LV Substation BE***537 |  | 20 kV | _ | LV | 50 kVA :Pole Substation | 0.05 | --> | 0.05 | 0.027 | 8.1 |  | --> | 0.0475 | 0 | 0.008892 | 0 | 0 | Constrained,otherwise capacity available =53.4kW. | --> | E11 ex WESTPORT | Westport [T421,T422] | CASTLEBAR |  | 53.7806 | -9.5725
MV/LV Substation BE***540 |  | 20 kV | _ | LV | 100 kVA :Pole Substation | 0.1 | --> | 0.1 | 0 | 0 | Constrained,otherwise capacity available =74kVA. | --> | 0.095 | 0 | 0.010374 | 0.10387 | 0 |  | --> | E18 ex JULIANSTOWN | Julianstown [T421,T422] | DRYBRIDGE |  | 53.6433 | -6.3479
MV/LV Substation BE***540X |  | 10 kV | _ | LV | 1000 kVA :Building Structure | 1 | --> | 1 | 0 | 0 | Constrained,otherwise capacity available =500kVA. | --> | 0.95 | 0 | 0.003705 | 0.5 | 0 |  | --> | C19 ex CLONDALKIN | Clondalkin [T41,T42,T44] | INCHICORE 220KV |  | 53.3139 | -6.3934
MV/LV Substation BE***547Y |  | 10 kV | _ | LV | 400 kVA :Kiosk Substation | 0.4 | --> | 0.4 | 0.34 | 2.2 |  | --> | 0.38 | 0 | 0.025935 | 0.40901 | 0 |  | --> | C17 ex BALLINASLOE | Ballinasloe [T41,T42] | SOMERSET |  | 53.3207 | -8.2243
MV/LV Substation BE***550Y |  | 10 kV | _ | LV | 25 kVA :Pole Substation | 0.025 | --> | 0.025 | 0 | 0 | Constrained,otherwise capacity available =16kVA. | --> | 0.02375 | 0 | 0.003705 | 0.026331 | 0 |  | --> | C16 ex TUAM NORTH | Tuam North [T41,T42] | CLOON |  | 53.4897 | -8.9252
MV/LV Substation BE***551 |  | 20 kV | _ | LV | 50 kVA :Pole Substation | 0.05 | --> | 0.05 | 0 | 0 | Constrained,otherwise capacity available =47kVA. | --> | 0.0475 | 0 | 0 | 0.050453 | 0 |  | --> | C21 ex MACETOWN | Macetown [T101,T102] | MACETOWN |  | 53.4493 | -6.5057
MV/LV Substation BE***551 |  | 10 kV | _ | LV | 630 kVA :Kiosk Substation | 0.63 | --> | 0.63 | 0 | 0 | Constrained,otherwise capacity available =298kVA. | --> | 0.5985 | 0 | 0.001482 | 0.5 | 0 |  | --> | C11 ex DRUMCONDRA | Drumcondra [T41,T42] | MCDERMOTT |  | 53.3592 | -6.258
MV/LV Substation BE***557Z |  | 10 kV | _ | LV | 400 kVA :Building Structure | 0.4 | --> | 0.4 | 0 | 0 | Constrained,otherwise capacity available =386kVA. | --> | 0.38 | 0 | 0 | 0.40212 | 0 |  | --> | C22 ex GRANGE (DR) | Grange (dr) [T41,T42] | GRANGE (DR) |  | 53.4037 | -6.1736
MV/LV Substation BE***558Y |  | 10 kV | _ | LV | 400 kVA :Kiosk Substation | 0.4 | --> | 0.4 | 0 | 0 | Constrained,otherwise capacity available =278kVA. | --> | 0.38 | 0 | 0.051129 | 0.41811 | 0 |  | --> | C17 ex CELBRIDGE | Celbridge [T41,T42] | GRIFFINRATH |  | 53.3479 | -6.5443
MV/LV Substation BE***558Y |  | 10 kV | _ | LV | 100 kVA :Pole Substation | 0.1 | --> | 0.1 | 0 | 0 | Constrained,otherwise capacity available =91kVA. | --> | 0.095 | 0 | 0 | 0.10136 | 0 |  | --> | C20 ex POLLERTON | Pollerton [T41,T42] | CARLOW |  | 52.8307 | -6.8685
MV/LV Substation BE***558Z |  | 10 kV | _ | LV | 1000 kVA :Building Structure | 1 | --> | 1 | 0 | 0 | Constrained,otherwise capacity available =500kVA. | --> | 0.95 | 0 | 0 | 0.5 | 0 |  | --> | C22 ex GRANGE (DR) | Grange (dr) [T41,T42] | GRANGE (DR) |  | 53.4037 | -6.1727
MV/LV Substation BE***559Z |  | 10 kV | _ | LV | 1000 kVA :Building Structure | 1 | --> | 1 | 0 | 0 | Constrained,otherwise capacity available =500kVA. | --> | 0.95 | 0 | 0 | 0.5 | 0 |  | --> | C22 ex GRANGE (DR) | Grange (dr) [T41,T42] | GRANGE (DR) |  | 53.4037 | -6.1706
MV/LV Substation BE***560Y |  | 10 kV | _ | LV | 630 kVA :Kiosk Substation | 0.63 | --> | 0.63 | 0.494 | 3.9 |  | --> | 0.5985 | 0 | 0.028158 | 0.5 | 0 |  | --> | C12 ex MARSHES | Marshes [T41,T42] | DUNDALK |  | 53.9968 | -6.3884
MV/LV Substation BE***561 |  | 10 kV | _ | LV | 400 kVA :Kiosk Substation | 0.4 | --> | 0.4 | 0 | 0 | Constrained,otherwise capacity available =299kVA. | --> | 0.38 | 0 | 0.021489 | 0.41505 | 0 |  | --> | C18 ex BALLYBODEN | Ballyboden [T41,T42] | COOKSTOWN |  | 53.2945 | -6.2857
MV/LV Substation BE***561X |  | 10 kV | _ | LV | 400 kVA :Kiosk Substation | 0.4 | --> | 0.4 | 0.321 | 3.9 |  | --> | 0.38 | 0 | 0.003705 | 0.41182 | 0 |  | --> | C21 ex GALWAY 110KV | Galway 110kv [T102,T103] | GALWAY 110KV |  | 53.2828 | -9.0012
MV/LV Substation BE***562Y |  | 10 kV | _ | LV | 400 kVA :Kiosk Substation | 0.4 | --> | 0.4 | 0.276 | 6 |  | --> | 0.38 | 0 | 0.00741 | 0.4184 | 0 |  | --> | C18 ex TRABEG | Trabeg [T101,T102] | TRABEG |  | 51.8643 | -8.4568
MV/LV Substation BE***565 |  | 10 kV | _ | LV | 200 kVA :Pole Substation | 0.2 | --> | 0.2 | 0 | 0 | Constrained,otherwise capacity available =146kVA. | --> | 0.19 | 0 | 0 | 0.20804 | 0 |  | --> | C12 ex KILSARAN | Kilsaran [T42] | DRYBRIDGE |  | 53.8951 | -6.3918
MV/LV Substation BE***570X |  | 20 kV | _ | LV | 100 kVA :Pole Substation | 0.1 | --> | 0.1 | 0.1 | 8.2 |  | --> | 0.095 | 0 | 0.01482 | 0.1 | 0 |  | --> | C17 ex MOUNT MISERY | Mount Misery [T41,T42] | WATERFORD |  | 52.2732 | -7.0939
MV/LV Substation BE***571 |  | 10 kV | _ | LV | 200 kVA :Pole Substation | 0.2 | --> | 0.2 | 0.18 | 1.6 |  | --> | 0.19 | 0 | 0 | 0 | 0 | Constrained,otherwise capacity available =203kW. | --> | C17 ex BALLYSHANNON | Ballyshannon [T41,T42] | CATHALEENS FALL |  | 54.4776 | -8.0969
MV/LV Substation BE***571X |  | 20 kV | _ | LV | 100 kVA :Pole Substation | 0.1 | --> | 0.1 | 0.09 | 1.5 |  | --> | 0.095 | 0 | 0 | 0.10151 | 0 |  | --> | E17 ex ACHILL | Achill [T422] | CARROWBEG |  | 53.9775 | -10.0756
MV/LV Substation BE***574 |  | 10 kV | _ | LV | 50 kVA :Pole Substation | 0.05 | --> | 0.05 | 0 | 0 | Constrained,otherwise capacity available =43kVA. | --> | 0.0475 | 0 | 0 | 0.051052 | 0 |  | --> | C22 ex SKIBBEREEN | Skibbereen [T41,T42] | DUNMANWAY |  | 51.5794 | -9.2851
MV/LV Substation BE***576 |  | 10 kV | _ | LV | 400 kVA :Kiosk Substation | 0.4 | --> | 0.4 | 0 | 0 | Constrained,otherwise capacity available =258kVA. | --> | 0.38 | 0 | 0.054093 | 0.42101 | 0 |  | --> | C19 ex DUNDRUM | Dundrum [T41,T42] | BLACKROCK |  | 53.3033 | -6.242
MV/LV Substation BE***577 |  | 10 kV | _ | LV | 630 kVA :Building Structure | 0.63 | --> | 0.63 | 0.5 | 18.8 |  | --> | 0.5985 | 0 | 0 | 0.5 | 0 |  | --> | C14 ex BEDFORD ROW | Bedford Row [T41,T42,T43,T44] | FRANCIS STREET |  | 53.3459 | -6.2597
MV/LV Substation BE***583Z |  | 10 kV | _ | LV | 400 kVA :Building Structure | 0.4 | --> | 0.4 | 0 | 0 | Constrained,otherwise capacity available =393kVA. | --> | 0.38 | 0 | 0 | 0.40106 | 0 |  | --> | C39 ex COLLEGE PARK | College Park [T101,T102,T103] | COLLEGE PARK |  | 53.4123 | -6.3738
MV/LV Substation BE***583Z |  | 10 kV | _ | LV | 200 kVA :Kiosk Substation | 0.2 | --> | 0.2 | 0.14 | 9.1 |  | --> | 0.19 | 0 | 0 | 0.20891 | 0 |  | --> | C18 ex CENTRE PARK ROAD | Marina [T105,T106] | MARINA |  | 51.8835 | -8.4134
MV/LV Substation BE***584X |  | 20 kV | _ | LV | 50 kVA :Pole Substation | 0.05 | --> | 0.05 | 0 | 0 | Constrained,otherwise capacity available =44kVA. | --> | 0.0475 | 0 | 0 | 0.050903 | 0 |  | --> | C18 ex DEERPARK | Deerpark [T41,T42] | BALLYDINE |  | 52.5086 | -7.5125
MV/LV Substation BE***584X |  | 10 kV | _ | LV | 400 kVA :Kiosk Substation | 0.4 | --> | 0.4 | 0 | 0 | Constrained,otherwise capacity available =283kVA. | --> | 0.38 | 0 | 0.026676 | 0.41739 | 0 |  | --> | C21 ex BALLINCOLLIG | Ballincollig [T41,T42] | KILBARRY |  | 51.885 | -8.5849
MV/LV Substation BE***585X |  | 20 kV | _ | LV | 200 kVA :Pole Substation | 0.2 | --> | 0.2 | 0 | 0 | Constrained,otherwise capacity available =200kVA. | --> | 0.19 | 0 | 0 | 0.2 | 0 |  | --> | E14 ex DALTON | Dalton [T421,T422] | DALTON |  | 53.7848 | -8.9195
MV/LV Substation BE***587Y |  | 20 kV | _ | LV | 50 kVA :Pole Substation | 0.05 | --> | 0.05 | 0 | 0 | Constrained,otherwise capacity available =50kVA. | --> | 0.0475 | 0 | 0 | 0.05 | 0 |  | --> | E20 ex COLLOONEY | Collooney [T421,T422] | SLIGO |  | 54.2694 | -8.759
MV/LV Substation BE***588Y |  | 20 kV | _ | LV | 50 kVA :Pole Substation | 0.05 | --> | 0.05 | 0 | 0 | Constrained,otherwise capacity available =34kVA. | --> | 0.0475 | 0 | 0 | 0.052373 | 0 |  | --> | C22 ex ATHLONE | Athlone [T41,T42] | ATHLONE |  | 53.4273 | -8.0228
MV/LV Substation BE***591 |  | 10 kV | _ | LV | 50 kVA :Pole Substation | 0.05 | --> | 0.05 | 0.036 | 1.7 |  | --> | 0.0475 | 0 | 0 | 0.052083 | 0 |  | --> | C21 ex ATHY | Athy [T101,T102] | ATHY |  | 52.9794 | -7.0078
MV/LV Substation BE***591Y |  | 10 kV | _ | LV | 200 kVA :Kiosk Substation | 0.2 | --> | 0.2 | 0.2 | 8.2 |  | --> | 0.19 | 0 | 0 | 0.2 | 0 |  | --> | C12 ex MOUNT MISERY | Mount Misery [T41,T42] | WATERFORD |  | 52.2691 | -7.0913
MV/LV Substation BE***593 |  | 20 kV | _ | LV | 200 kVA :Pole Substation | 0.2 | --> | 0.2 | 0 | 0 | Constrained,otherwise capacity available =84kVA. | --> | 0.19 | 0 | 0.11115 | 0.20598 | 0 |  | --> | E18 ex GLASMORE | Glasmore [T421,T422] | GLASMORE |  | 53.5035 | -6.2684
MV/LV Substation BE***593 |  | 10 kV | _ | LV | 630 kVA :Kiosk Substation | 0.63 | --> | 0.63 | 0.379 | 0.8 |  | --> | 0.5985 | 0 | 0.00741 | 0.5 | 0 |  | --> | C13 ex DONNYBROOK | Donnybrook [T41,T42] | MILLTOWN (DR) |  | 53.3217 | -6.238
MV/LV Substation BE***594 |  | 10 kV | _ | LV | 400 kVA :Kiosk Substation | 0.4 | --> | 0.4 | 0.317 | 0.8 |  | --> | 0.38 | 0 | 0 | 0.41241 | 0 |  | --> | C13 ex DONNYBROOK | Donnybrook [T41,T42] | MILLTOWN (DR) |  | 53.3205 | -6.2378
MV/LV Substation BE***594X |  | 10 kV | _ | LV | 400 kVA :Kiosk Substation | 0.4 | --> | 0.4 | 0 | 0 | Constrained,otherwise capacity available =314kVA. | --> | 0.38 | 0 | 0.012597 | 0.41285 | 0 |  | --> | C16 ex COOLCORCORAN | Coolcorcoran [T41,T42] | KNOCKEARAGH |  | 52.0698 | -9.5304
MV/LV Substation BE***595 |  | 20 kV | _ | LV | 50 kVA :Pole Substation | 0.05 | --> | 0.05 | 0 | 0 | Constrained,otherwise capacity available =38kVA. | --> | 0.0475 | 0 | 0.003705 | 0.05179 | 0 |  | --> | E17 ex ACADEMY STREET | Academy Street [T421,T422,T44] | NAVAN |  | 53.5806 | -6.7036
MV/LV Substation BE***595 |  | 10 kV | _ | LV | 400 kVA :Kiosk Substation | 0.4 | --> | 0.4 | 0.287 | 0.8 |  | --> | 0.38 | 0 | 0 | 0.41681 | 0 |  | --> | C13 ex DONNYBROOK | Donnybrook [T41,T42] | MILLTOWN (DR) |  | 53.3196 | -6.2382
MV/LV Substation BE***597 |  | 10 kV | _ | LV | 50 kVA :Pole Substation | 0.05 | --> | 0.05 | 0 | 0 | Constrained,otherwise capacity available =38kVA. | --> | 0.0475 | 0 | 0 | 0.05179 | 0 |  | --> | C14 ex CLONAKILTY | Clonakilty [T41,T42] | DUNMANWAY |  | 51.6132 | -8.9287
MV/LV Substation BE***597 |  | 10 kV | _ | LV | 630 kVA :Building Structure | 0.63 | --> | 0.63 | 0.5 | 3.4 |  | --> | 0.5985 | 0 | 0 | 0.5 | 0 |  | --> | C20 ex MERRION SQUARE | Merrion Square [T41,T42] | RINGSEND |  | 53.3366 | -6.2548
MV/LV Substation BE***597Y |  | 10 kV | _ | LV | 200 kVA :Kiosk Substation | 0.2 | --> | 0.2 | 0 | 0 | Constrained,otherwise capacity available =166kVA. | --> | 0.19 | 0 | 0 | 0.2051 | 0 |  | --> | C20 ex MONEYCOOLEY | Moneycooley [T41,T42,T44] | GRIFFINRATH |  | 53.373 | -6.5991
MV/LV Substation BE***598 |  | 20 kV | _ | LV | 50 kVA :Pole Substation | 0.05 | --> | 0.05 | 0 | 0 | Constrained,otherwise capacity available =41kVA. | --> | 0.0475 | 0 | 0 | 0.051348 | 0 |  | --> | E15 ex BATTER LANE TEMPORARY | Batter Lane Temporary 38kv [T421] | GLASMORE |  | 53.4895 | -6.2167
MV/LV Substation BE***599Z |  | 10 kV | _ | LV | 400 kVA :Building Structure | 0.4 | --> | 0.4 | 0 | 0 | Constrained,otherwise capacity available =387kVA. | --> | 0.38 | 0 | 0 | 0.40197 | 0 |  | --> | C22 ex POPPINTREE | Poppintree [T101,T102] | FINGLAS |  | 53.3893 | -6.2855
MV/LV Substation BE***603 |  | 20 kV | _ | LV | 200 kVA :Pole Substation | 0.2 | --> | 0.2 | 0.197 | 7.6 |  | --> | 0.19 | 0 | 0 | 0 | 0 | Constrained,otherwise capacity available =200.5kW. | --> | E12 ex BELLACORICK | Bellacorick [T122] | BELLACORICK |  | 54.1196 | -9.578
MV/LV Substation BE***603 |  | 10 kV | _ | LV | 630 kVA :Building Structure | 0.63 | --> | 0.63 | 0 | 0 | Constrained,otherwise capacity available =433kVA. | --> | 0.5985 | 0 | 0 | 0.5 | 0 |  | --> | C13 ex GRANBY ROW | Granby Row [T41] | MCDERMOTT |  | 53.3554 | -6.2621
MV/LV Substation BE***606Z |  | 10 kV | _ | LV | 200 kVA :Kiosk Substation | 0.2 | --> | 0.2 | 0 | 0 | Constrained,otherwise capacity available =181kVA. | --> | 0.19 | 0 | 0 | 0 | 0 | Constrained,otherwise capacity available =202.9kW. | --> | C16 ex BANTRY | Bantry [T41,T42] | BALLYLICKY |  | 51.6752 | -9.4894
MV/LV Substation BE***609Y |  | 20 kV | _ | LV | 200 kVA :Kiosk Substation | 0.2 | --> | 0.2 | 0 | 0 | Constrained,otherwise capacity available =144kVA. | --> | 0.19 | 0 | 0 | 0 | 0 | Constrained,otherwise capacity available =208.3kW. | --> | E14 ex CASTLELYONS | Castlelyons [T421,T422] | BARRYMORE |  | 52.0945 | -8.2377
MV/LV Substation BE***610X |  | 20 kV | _ | LV | 200 kVA :Pole Substation | 0.2 | --> | 0.2 | 0.193 | 2.5 |  | --> | 0.19 | 0 | 0 | 0.20106 | 0 |  | --> | E13 ex BAGENALSTOWN | Bagenalstown [T421,T422] | CARLOW |  | 52.669 | -6.7811
MV/LV Substation BE***612X |  | 10 kV | _ | LV | 400 kVA :Kiosk Substation | 0.4 | --> | 0.4 | 0 | 0 | Constrained,otherwise capacity available =360kVA. | --> | 0.38 | 0 | 0 | 0.40603 | 0 |  | --> | C16 ex COOLCORCORAN | Coolcorcoran [T41,T42] | KNOCKEARAGH |  | 52.0704 | -9.5316
MV/LV Substation BE***614 |  | 20 kV | _ | LV | 200 kVA :Pole Substation | 0.2 | --> | 0.2 | 0.109 | 1.7 |  | --> | 0.19 | 0 | 0 | 0 | 0 | Constrained,otherwise capacity available =213.4kW. | --> | E15 ex GWEEDORE | Gweedore [T421] | ARDNAGAPPARY |  | 55.1348 | -8.1098
MV/LV Substation BE***615 |  | 10 kV | _ | LV | 400 kVA :Kiosk Substation | 0.4 | --> | 0.4 | 0.268 | 0.8 |  | --> | 0.38 | 0 | 0 | 0.41956 | 0 |  | --> | C12 ex DONNYBROOK | Donnybrook [T41,T42] | MILLTOWN (DR) |  | 53.3177 | -6.2333
MV/LV Substation BE***616X |  | 10 kV | _ | LV | 1000 kVA :Building Structure | 1 | --> | 1 | 0 | 0 | Constrained,otherwise capacity available =500kVA. | --> | 0.95 | 0 | 0 | 0.5 | 0 |  | --> | C19 ex GLOUCESTER PLACE | Gloucester Place [T41,T42] | MCDERMOTT |  | 53.3545 | -6.2564
MV/LV Substation BE***619 |  | 10 kV | _ | LV | 200 kVA :Kiosk Substation | 0.2 | --> | 0.2 | 0 | 0 | Constrained,otherwise capacity available =94kVA. | --> | 0.19 | 0 | 0.00741 | 0.21548 | 0 |  | --> | C20 ex COLLEGE PARK | College Park [T101,T102,T103] | COLLEGE PARK |  | 53.3893 | -6.3819
MV/LV Substation BE***619 |  | 10 kV | _ | LV | 200 kVA :Pole Substation | 0.2 | --> | 0.2 | 0.19 | 3.1 |  | --> | 0.19 | 0 | 0.021489 | 0.20151 | 0 |  | --> | C12 ex PURCELLS INCH | Purcells Inch [T41,T42] | KILKENNY |  | 52.5906 | -7.1843
MV/LV Substation BE***628 |  | 20 kV | _ | LV | 100 kVA :Pole Substation | 0.1 | --> | 0.1 | 0.057 | 1.5 |  | --> | 0.095 | 0 | 0 | 0.10633 | 0 |  | --> | C16 ex SCREEB | Screeb [T41] | SCREEB |  | 53.3146 | -9.616
MV/LV Substation BE***628 |  | 20 kV | _ | LV | 400 kVA :Building Structure | 0.4 | --> | 0.4 | 0 | 0 | Constrained,otherwise capacity available =388kVA. | --> | 0.38 | 0 | 0 | 0.40182 | 0 |  | --> | E11 ex BEALNABLATH | Bealnablath [T421] | BANDON |  | 51.8397 | -8.834
MV/LV Substation BE***630Z |  | 20 kV | _ | LV | 100 kVA :Pole Substation | 0.1 | --> | 0.1 | 0.089 | 1.3 |  | --> | 0.095 | 0 | 0 | 0.10166 | 0 |  | --> | C16 ex LOUGHANALLA | Loughanalla [T41,T42] | MULLINGAR |  | 53.643 | -7.2134
MV/LV Substation BE***634 |  | 20 kV | _ | LV | 50 kVA :Pole Substation | 0.05 | --> | 0.05 | 0 | 0 | Constrained,otherwise capacity available =50kVA. | --> | 0.0475 | 0 | 0 | 0.05 | 0 |  | --> | E15 ex BATTER LANE TEMPORARY | Batter Lane Temporary 38kv [T421] | GLASMORE |  | 53.4938 | -6.1515
MV/LV Substation BE***638X |  | 20 kV | _ | LV | 400 kVA :Kiosk Substation | 0.4 | --> | 0.4 | 0 | 0 | Constrained,otherwise capacity available =175kVA. | --> | 0.38 | 0 | 0.064467 | 0.43278 | 0 |  | --> | E20 ex ADAMSTOWN | Adamstown [T121,T122] | INCHICORE 220KV |  | 53.3417 | -6.4508
MV/LV Substation BE***640 |  | 10 kV | _ | LV | 630 kVA :Building Structure | 0.63 | --> | 0.63 | 0.5 | 0.8 |  | --> | 0.5985 | 0 | 0 | 0.5 | 0 |  | --> | C12 ex DONNYBROOK | Donnybrook [T41,T42] | MILLTOWN (DR) |  | 53.3126 | -6.2364
MV/LV Substation BE***640 |  | 20 kV | _ | LV | 50 kVA :Pole Substation | 0.05 | --> | 0.05 | 0 | 0 | Constrained,otherwise capacity available =27kVA. | --> | 0.0475 | 0 | 0.011115 | 0.053377 | 0 |  | --> | E21 ex CURRALEIGH | Curraleigh [T421,T422] | KILBARRY |  | 51.9443 | -8.6909
MV/LV Substation BE***640X |  | 10 kV | _ | LV | 1000 kVA :Building Structure | 1 | --> | 1 | 0.5 | 18.8 |  | --> | 0.95 | 0 | 0 | 0.5 | 0 |  | --> | C11 ex BEDFORD ROW | Bedford Row [T41,T42,T43,T44] | FRANCIS STREET |  | 53.3461 | -6.2612
MV/LV Substation BE***642 |  | 20 kV | _ | LV | 100 kVA :Pole Substation | 0.1 | --> | 0.1 | 0 | 0 | Constrained,otherwise capacity available =87kVA. | --> | 0.095 | 0 | 0 | 0.10195 | 0 |  | --> | E18 ex JULIANSTOWN | Julianstown [T421,T422] | DRYBRIDGE |  | 53.6897 | -6.3468
MV/LV Substation BE***643 |  | 10 kV | _ | LV | 100 kVA :Pole Substation | 0.1 | --> | 0.1 | 0 | 0 | Constrained,otherwise capacity available =89kVA. | --> | 0.095 | 0 | 0.003705 | 0.10166 | 0 |  | --> | C20 ex RATHMULLAN | Rathmullan [T41,T42] | DRYBRIDGE |  | 53.702 | -6.3488
MV/LV Substation BE***648X |  | 20 kV | _ | LV | 630 kVA :Kiosk Substation | 0.63 | --> | 0.63 | 0.5 | 17.8 |  | --> | 0.5985 | 0 | 0.010374 | 0.5 | 0 |  | --> | E13 ex BANOGE | Banoge [T121,T122] | BANOGE |  | 52.6363 | -6.2297
MV/LV Substation BE***650 |  | 10 kV | _ | LV | 400 kVA :Building Structure | 0.4 | --> | 0.4 | 0.22 | 13.2 |  | --> | 0.38 | 0 | 0.045201 | 0.42644 | 0 |  | --> | C21 ex ARTANE | Artane [T101,T102] | FINGLAS |  | 53.3751 | -6.2254
MV/LV Substation BE***653 |  | 20 kV | _ | LV | 50 kVA :Pole Substation | 0.05 | --> | 0.05 | 0 | 0 | Constrained,otherwise capacity available =40kVA. | --> | 0.0475 | 0 | 0 | 0.051496 | 0 |  | --> | C16 ex HOLYCROSS ROAD | Holycross Road [T41,T42] | THURLES |  | 52.665 | -7.846
MV/LV Substation BE***654X |  | 20 kV | _ | LV | 50 kVA :Pole Substation | 0.05 | --> | 0.05 | 0 | 0 | Constrained,otherwise capacity available =43kVA. | --> | 0.0475 | 0 | 0.00741 | 0.051052 | 0 |  | --> | E19 ex CAVAN | Cavan [T42,T421] | SHANKILL |  | 53.9388 | -7.4173
MV/LV Substation BE***659Y |  | 10 kV | _ | LV | 400 kVA :Kiosk Substation | 0.4 | --> | 0.4 | 0.338 | 2.9 |  | --> | 0.38 | 0 | 0.014079 | 0.40931 | 0 |  | --> | C17 ex ABBEYLAND | Abbeyland [T41,T42] | NAVAN |  | 53.6617 | -6.6848
MV/LV Substation BE***662 |  | 20 kV | _ | LV | 50 kVA :Pole Substation | 0.05 | --> | 0.05 | 0 | 0 |  | --> | 0.0475 | 0 | 0 | 0.058699 | 0 |  | --> | E20 ex GLASMORE | Glasmore [T421,T422] | GLASMORE |  | 53.4847 | -6.2199
MV/LV Substation BE***665X |  | 10 kV | _ | LV | 50 kVA :Pole Substation | 0.05 | --> | 0.05 | 0 | 0 | Constrained,otherwise capacity available =45kVA. | --> | 0.0475 | 0 | 0 | 0.050753 | 0 |  | --> | C16 ex STICKILLEN | Stickillen [T41,T42] | DRYBRIDGE |  | 53.8098 | -6.5238
MV/LV Substation BE***669 |  | 10 kV | _ | LV | 50 kVA :Pole Substation | 0.05 | --> | 0.05 | 0.047 | 1.1 |  | --> | 0.0475 | 0 | 0 | 0.050453 | 0 |  | --> | C26 ex KILKEE | Kilkee [T41] | TULLABRACK |  | 52.7236 | -9.5727
MV/LV Substation BE***670Y |  | 20 kV | _ | LV | 100 kVA :Pole Substation | 0.1 | --> | 0.1 | 0 | 0 | Constrained,otherwise capacity available =91kVA. | --> | 0.095 | 0 | 0.010374 | 0.10136 | 0 |  | --> | C13 ex MORNINGTON ROAD | Mornington Road [T41,T42] | DRYBRIDGE |  | 53.7208 | -6.254
MV/LV Substation BE***670Y |  | 10 kV | _ | LV | 400 kVA :Kiosk Substation | 0.4 | --> | 0.4 | 0 | 0 | Constrained,otherwise capacity available =398kVA. | --> | 0.38 | 0 | 0 | 0 | 0 | Constrained,otherwise capacity available =400.3kW. | --> | C17 ex KILMALLOCK | Kilmallock [T41,T42] | CHARLEVILLE |  | 52.4028 | -8.5832
MV/LV Substation BE***672 |  | 10 kV | _ | LV | 50 kVA :Pole Substation | 0.05 | --> | 0.05 | 0 | 0 | Constrained,otherwise capacity available =46kVA. | --> | 0.0475 | 0 | 0 | 0.050604 | 0 |  | --> | C20 ex POLLERTON | Pollerton [T41,T42] | CARLOW |  | 52.8281 | -6.8731
MV/LV Substation BE***674X |  | 10 kV | _ | LV | 200 kVA :Kiosk Substation | 0.2 | --> | 0.2 | 0.023 | 0.8 |  | --> | 0.19 | 0 | 0 | 0.22277 | 0 |  | --> | C16 ex MANOR STREET | Manor Street [T41,T42] | WATERFORD |  | 52.2589 | -7.1059
MV/LV Substation BE***677 |  | 10 kV | _ | LV | 400 kVA :Kiosk Substation | 0.4 | --> | 0.4 | 0.326 | 2.8 |  | --> | 0.38 | 0 | 0 | 0.41108 | 0 |  | --> | C19 ex MOUNT MERRION | Mount Merrion [T41,T42] | CARRICKMINES |  | 53.3116 | -6.2214
MV/LV Substation BE***683 |  | 10 kV | _ | LV | 200 kVA :Building Structure | 0.2 | --> | 0.2 | 0 | 0 | Constrained,otherwise capacity available =175kVA. | --> | 0.19 | 0 | 0.011115 | 0.20376 | 0 |  | --> | C20 ex POLLERTON | Pollerton [T41,T42] | CARLOW |  | 52.8184 | -6.876
MV/LV Substation BE***686 |  | 10 kV | _ | LV | 50 kVA :Pole Substation | 0.05 | --> | 0.05 | 0 | 0 | Constrained,otherwise capacity available =42kVA. | --> | 0.0475 | 0 | 0 | 0.0512 | 0 |  | --> | C15 ex STICKILLEN | Stickillen [T41,T42] | DRYBRIDGE |  | 53.7981 | -6.5316
MV/LV Substation BE***687Y |  | 10 kV | _ | LV | 200 kVA :Kiosk Substation | 0.2 | --> | 0.2 | 0.175 | 3.1 |  | --> | 0.19 | 0 | 0.00741 | 0.20376 | 0 |  | --> | C11 ex BELLFIELD | Bellfield [T41,T42] | CRANE |  | 52.5039 | -6.5806
MV/LV Substation BE***694 |  | 20 kV | _ | LV | 400 kVA :Kiosk Substation | 0.4 | --> | 0.4 | 0 | 0 | Constrained,otherwise capacity available =235kVA. | --> | 0.38 | 0 | 0.00741 | 0.42431 | 0 |  | --> | E14 ex KILCOCK | Kilcock [T421,T422] | GRIFFINRATH |  | 53.482 | -6.7312
MV/LV Substation BE***696X |  | 10 kV | _ | LV | 630 kVA :Building Structure | 0.63 | --> | 0.63 | 0.5 | 20.8 |  | --> | 0.5985 | 0 | 0 | 0.5 | 0 |  | --> | C12 ex HEUSTON SQUARE | Heuston Square [T101,T102] | INCHICORE 220KV |  | 53.347 | -6.3099
MV/LV Substation BE***697 |  | 10 kV | _ | LV | 50 kVA :Pole Substation | 0.05 | --> | 0.05 | 0 | 0 | Constrained,otherwise capacity available =35kVA. | --> | 0.0475 | 0 | 0 | 0.052228 | 0 |  | --> | C14 ex DRYBRIDGE | Drybridge [T41,T42] | DRYBRIDGE |  | 53.744 | -6.425
MV/LV Substation BE***700 |  | 10 kV | _ | LV | 630 kVA :Kiosk Substation | 0.63 | --> | 0.63 | 0.5 | 3.3 |  | --> | 0.5985 | 0 | 0 | 0.5 | 0 |  | --> | C21 ex PEMBROKE | Pembroke [T41,T42,T43,T44] | RINGSEND |  | 53.3298 | -6.2303
MV/LV Substation BE***701 |  | 10 kV | _ | LV | 1000 kVA :Building Structure | 1 | --> | 1 | 0.5 | 8.1 |  | --> | 0.95 | 0 | 0.033345 | 0.5 | 0 |  | --> | C11 ex MILLTOWN (DR) | Milltown (dr) [T101,T102] | POOLBEG |  | 53.3128 | -6.2346
MV/LV Substation BE***701 |  | 10 kV | _ | LV | 630 kVA :Building Structure | 0.63 | --> | 0.63 | 0.402 | 4.6 |  | --> | 0.5985 | 0 | 0 | 0.5 | 0 |  | --> | C18 ex WATLING STREET | Watling Street [T41,T42] | FRANCIS STREET |  | 53.3474 | -6.2843
MV/LV Substation BE***702 |  | 10 kV | _ | LV | 630 kVA :Building Structure | 0.63 | --> | 0.63 | 0.5 | 8.1 |  | --> | 0.5985 | 0 | 0 | 0.5 | 0 |  | --> | C11 ex MILLTOWN (DR) | Milltown (dr) [T101,T102] | POOLBEG |  | 53.3124 | -6.2328
MV/LV Substation BE***702Y |  | 10 kV | _ | LV | 630 kVA :Kiosk Substation | 0.63 | --> | 0.63 | 0 | 0 | Constrained,otherwise capacity available =473kVA. | --> | 0.5985 | 0 | 0.025194 | 0.5 | 0 |  | --> | C13 ex LIFFEY VALLEY | Liffey Valley [T41,T42] | INCHICORE 220KV |  | 53.3524 | -6.4255
MV/LV Substation BE***703 |  | 10 kV | _ | LV | 1000 kVA :Building Structure | 1 | --> | 1 | 0.5 | 8.1 |  | --> | 0.95 | 0 | 0 | 0.5 | 0 |  | --> | C24 ex MILLTOWN (DR) | Milltown (dr) [T101,T102] | INCHICORE 220KV |  | 53.3115 | -6.2325
MV/LV Substation BE***704 |  | 10 kV | _ | LV | 1000 kVA :Building Structure | 1 | --> | 1 | 0.5 | 8.1 |  | --> | 0.95 | 0 | 0 | 0.5 | 0 |  | --> | C24 ex MILLTOWN (DR) | Milltown (dr) [T101,T102] | INCHICORE 220KV |  | 53.3121 | -6.2356
MV/LV Substation BE***704X |  | 20 kV | _ | LV | 200 kVA :Pole Substation | 0.2 | --> | 0.2 | 0 | 0 | Constrained,otherwise capacity available =89kVA. | --> | 0.19 | 0 | 0.0741 | 0.20891 | 0 |  | --> | E18 ex GLASMORE | Glasmore [T421,T422] | GLASMORE |  | 53.5053 | -6.2647
MV/LV Substation BE***707 |  | 10 kV | _ | LV | 50 kVA :Pole Substation | 0.05 | --> | 0.05 | 0 | 2.3 |  | --> | 0.0475 | 0 | 0 | 0.059557 | 0 |  | --> | E18 ex MOY | Moy [T421,T422] | MOY |  | 54.133 | -9.1459
MV/LV Substation BE***707X |  | 20 kV | _ | LV | 200 kVA :Pole Substation | 0.2 | --> | 0.2 | 0 | 0 | Constrained,otherwise capacity available =159kVA. | --> | 0.19 | 0 | 0 | 0.20613 | 0 |  | --> | E15 ex BATTER LANE TEMPORARY | Batter Lane Temporary 38kv [T421] | GLASMORE |  | 53.4989 | -6.2094
MV/LV Substation BE***709 |  | 10 kV | _ | LV | 50 kVA :Pole Substation | 0.05 | --> | 0.05 | 0 | 0 | Constrained,otherwise capacity available =44kVA. | --> | 0.0475 | 0 | 0 | 0.050903 | 0 |  | --> | C12 ex KILSARAN | Kilsaran [T42] | DRYBRIDGE |  | 53.9017 | -6.3919
MV/LV Substation BE***712 |  | 10 kV | _ | LV | 50 kVA :Pole Substation | 0.05 | --> | 0.05 | 0.035 | 2.3 |  | --> | 0.0475 | 0 | 0 | 0.052228 | 0 |  | --> | E17 ex MOY | Moy [T421,T422] | MOY |  | 54.1004 | -9.1653
MV/LV Substation BE***713X |  | 20 kV | _ | LV | 630 kVA :Kiosk Substation | 0.63 | --> | 0.63 | 0.477 | 17.8 |  | --> | 0.5985 | 0 | 0.011115 | 0.5 | 0 |  | --> | E13 ex BANOGE | Banoge [T121,T122] | BANOGE |  | 52.6379 | -6.2303
MV/LV Substation BE***717X |  | 10 kV | _ | LV | 400 kVA :Building Structure | 0.4 | --> | 0.4 | 0 | 0 | Constrained,otherwise capacity available =255kVA. | --> | 0.38 | 0 | 0 | 0.42144 | 0 |  | --> | C12 ex BELGARD | Belgard [T41,T42] | COOKSTOWN |  | 53.2892 | -6.3716
MV/LV Substation BE***718 |  | 10 kV | _ | LV | 100 kVA :Pole Substation | 0.1 | --> | 0.1 | 0.068 | 2.4 |  | --> | 0.095 | 0 | 0 | 0.10475 | 0 |  | --> | C18 ex GRAIGUE | Graigue [T41,T42] | CARLOW |  | 52.8535 | -6.9268
MV/LV Substation BE***719 |  | 10 kV | _ | LV | 25 kVA :Pole Substation | 0.025 | --> | 0.025 | 0.025 | 2.4 |  | --> | 0.02375 | 0 | 0 | 0.025 | 0 |  | --> | C18 ex GRAIGUE | Graigue [T41,T42] | CARLOW |  | 52.8559 | -6.9271
MV/LV Substation BE***721 |  | 10 kV | _ | LV | 100 kVA :Pole Substation | 0.1 | --> | 0.1 | 0 | 0 | Constrained,otherwise capacity available =82kVA. | --> | 0.095 | 0 | 0.012597 | 0.1027 | 0 |  | --> | C20 ex POLLERTON | Pollerton [T41,T42] | CARLOW |  | 52.83 | -6.8705
MV/LV Substation BE***723 |  | 20 kV | _ | LV | 100 kVA :Pole Substation | 0.1 | --> | 0.1 | 0.099 | 1 |  | --> | 0.095 | 0 | 0 | 0 | 0 | Constrained,otherwise capacity available =100.2kW. | --> | C18 ex BOYLE | Boyle [T41,T42] | CARRICK ON SHANNON |  | 53.8546 | -8.2109
MV/LV Substation BE***725 |  | 20 kV | _ | LV | 400 kVA :Kiosk Substation | 0.4 | --> | 0.4 | 0 | 0 | Constrained,otherwise capacity available =359kVA. | --> | 0.38 | 0 | 0 | 0.40618 | 0 |  | --> | E19 ex CAVAN | Cavan [T42,T421] | SHANKILL |  | 53.9356 | -7.4058
MV/LV Substation BE***726 |  | 20 kV | _ | LV | 100 kVA :Pole Substation | 0.1 | --> | 0.1 | 0 | 0 | Constrained,otherwise capacity available =34kVA. | --> | 0.095 | 0 | 0.002964 | 0.10955 | 0 |  | --> | C16 ex MOATE | Moate [T41,T42] | ATHLONE |  | 53.4912 | -7.6798
MV/LV Substation BE***727X |  | 10 kV | _ | LV | 400 kVA :Kiosk Substation | 0.4 | --> | 0.4 | 0.218 | 14.2 |  | --> | 0.38 | 0 | 0.023712 | 0.42673 | 0 |  | --> | C23 ex COOKSTOWN | Cookstown [T101,T102] | CARRICKMINES |  | 53.2932 | -6.3889
MV/LV Substation BE***728 |  | 10 kV | _ | LV | 400 kVA :Kiosk Substation | 0.4 | --> | 0.4 | 0.373 | 18.8 |  | --> | 0.38 | 0 | 0 | 0.40408 | 0 |  | --> | C11 ex BEDFORD ROW | Bedford Row [T41,T42,T43,T44] | FRANCIS STREET |  | 53.3495 | -6.2547
MV/LV Substation BE***730 |  | 10 kV | _ | LV | 630 kVA :Building Structure | 0.63 | --> | 0.63 | 0.45 | 1.2 |  | --> | 0.5985 | 0 | 0.079287 | 0.5 | 0 |  | --> | C22 ex SALLYNOGGIN ROAD | Sallynoggin Road [T41,T42] | CHERRYWOOD |  | 53.2864 | -6.1212
MV/LV Substation BE***738X |  | 20 kV | _ | LV | 200 kVA :Pole Substation | 0.2 | --> | 0.2 | 0 | 0 | Constrained,otherwise capacity available =169kVA. | --> | 0.19 | 0 | 0 | 0.20465 | 0 |  | --> | E20 ex BALLINDERRY | Ballinderry [T41,T422] | MULLINGAR |  | 53.4765 | -7.3692
MV/LV Substation BE***740 |  | 10 kV | _ | LV | 400 kVA :Building Structure | 0.4 | --> | 0.4 | 0.206 | 4.5 |  | --> | 0.38 | 0 | 0.14598 | 0.42843 | 0 |  | --> | C20 ex BOGHALL ROAD | Boghall Road [T41,T42] | FASSAROE |  | 53.1868 | -6.1025
MV/LV Substation BE***740Y |  | 20 kV | _ | LV | 200 kVA :Kiosk Substation | 0.2 | --> | 0.2 | 0 | 0 | Constrained,otherwise capacity available =192kVA. | --> | 0.19 | 0 | 0 | 0 | 0 | Constrained,otherwise capacity available =201.2kW. | --> | E11 ex CASTLELYONS | Castlelyons [T421,T422] | BARRYMORE |  | 52.0754 | -8.2763
MV/LV Substation BE***743Z |  | 20 kV | _ | LV | 50 kVA :Pole Substation | 0.05 | --> | 0.05 | 0 | 0 | Constrained,otherwise capacity available =47kVA. | --> | 0.0475 | 0 | 0.00741 | 0.050453 | 0 |  | --> | E18 ex GLASMORE | Glasmore [T421,T422] | GLASMORE |  | 53.5359 | -6.2509
MV/LV Substation BE***744X |  | 20 kV | _ | LV | 50 kVA :Pole Substation | 0.05 | --> | 0.05 | 0 | 0 | Constrained,otherwise capacity available =38kVA. | --> | 0.0475 | 0 | 0.003705 | 0.05179 | 0 |  | --> | E17 ex JULIANSTOWN | Julianstown [T421,T422] | DRYBRIDGE |  | 53.6896 | -6.3265
MV/LV Substation BE***748 |  | 20 kV | _ | LV | 630 kVA :Building Structure | 0.63 | --> | 0.63 | 0.5 | 3.5 |  | --> | 0.5985 | 0 | 0 | 0 | 0 | Constrained,otherwise capacity available =500kW. | --> | E11 ex DUNFIRTH | Dunfirth [T122] | DUNFIRTH |  | 53.3955 | -6.9474
MV/LV Substation BE***750Z |  | 20 kV | _ | LV | 400 kVA :Kiosk Substation | 0.4 | --> | 0.4 | 0 | 0 | Constrained,otherwise capacity available =278kVA. | --> | 0.38 | 0 | 0.015561 | 0.41811 | 0 |  | --> | E15 ex BATTER LANE TEMPORARY | Batter Lane Temporary 38kv [T421] | GLASMORE |  | 53.4904 | -6.1589
MV/LV Substation BE***751 |  | 10 kV | _ | LV | 50 kVA :Pole Substation | 0.05 | --> | 0.05 | 0 | 0 | Constrained,otherwise capacity available =43kVA. | --> | 0.0475 | 0 | 0 | 0.051052 | 0 |  | --> | C20 ex POLLERTON | Pollerton [T41,T42] | CARLOW |  | 52.8183 | -6.8541
MV/LV Substation BE***753X |  | 10 kV | _ | LV | 630 kVA :Building Structure | 0.63 | --> | 0.63 | 0.5 | 4 |  | --> | 0.5985 | 0 | 0 | 0.5 | 0 |  | --> | C18 ex WOLFE TONE STREET | Wolfe Tone Street [T101,T102] | FINGLAS |  | 53.3545 | -6.2664
MV/LV Substation BE***757X |  | 20 kV | _ | LV | 200 kVA :Pole Substation | 0.2 | --> | 0.2 | 0.2 | 7.6 |  | --> | 0.19 | 0 | 0 | 0 | 0 | Constrained,otherwise capacity available =200kW. | --> | E12 ex BELLACORICK | Bellacorick [T122] | BELLACORICK |  | 54.1203 | -9.5763
MV/LV Substation BE***761 |  | 10 kV | _ | LV | 200 kVA :Kiosk Substation | 0.2 | --> | 0.2 | 0.156 | 2.8 |  | --> | 0.19 | 0 | 0.005187 | 0.20657 | 0 |  | --> | C14 ex MOUNT MERRION | Mount Merrion [T41,T42] | CARRICKMINES |  | 53.3118 | -6.2076
MV/LV Substation BE***765 |  | 10 kV | _ | LV | 200 kVA :Kiosk Substation | 0.2 | --> | 0.2 | 0.176 | 1.5 |  | --> | 0.19 | 0 | 0 | 0.20361 | 0 |  | --> | C21 ex MONKSTOWN | Monkstown [T41,T42] | BLACKROCK |  | 53.2914 | -6.1693
MV/LV Substation BE***766 |  | 10 kV | _ | LV | 100 kVA :Pole Substation | 0.1 | --> | 0.1 | 0 | 0 | Constrained,otherwise capacity available =100kVA. | --> | 0.095 | 0 | 0 | 0 | 0 | Constrained,otherwise capacity available =100kW. | --> | C20 ex KNOCKAPHUNTA | Knockaphunta [T41,T42] | CASTLEBAR |  | 53.8055 | -9.2166
MV/LV Substation BE***768Z |  | 10 kV | _ | LV | 400 kVA :Kiosk Substation | 0.4 | --> | 0.4 | 0 | 0 | Constrained,otherwise capacity available =387kVA. | --> | 0.38 | 0 | 0 | 0.40197 | 0 |  | --> | C11 ex HOWTH JUNCTION | Howth Junction [T41,T42] | GRANGE (DR) |  | 53.3806 | -6.1601
MV/LV Substation BE***772X |  | 20 kV | _ | LV | 50 kVA :Pole Substation | 0.05 | --> | 0.05 | 0.037 | 2 |  | --> | 0.0475 | 0 | 0 | 0 | 0 | Constrained,otherwise capacity available =51.9kW. | --> | E14 ex RATHKEALE | Rathkeale [T421,T422] | RATHKEALE |  | 52.5253 | -8.9188
MV/LV Substation BE***772Z |  | 10 kV | _ | LV | 1000 kVA :Building Structure | 1 | --> | 1 | 0.5 | 4.6 |  | --> | 0.95 | 0 | 0 | 0.5 | 0 |  | --> | C25 ex CASTLEVIEW | Castleview [T101,T102] | CASTLEVIEW |  | 51.8849 | -8.4088
MV/LV Substation BE***773 |  | 10 kV | _ | LV | 200 kVA :Kiosk Substation | 0.2 | --> | 0.2 | 0.17 | 13.9 |  | --> | 0.19 | 0 | 0 | 0.2045 | 0 |  | --> | C21 ex CENTRAL PARK | Central Park [T101,T102] | CARRICKMINES |  | 53.291 | -6.204
MV/LV Substation BE***778 |  | 10 kV | _ | LV | 400 kVA :Kiosk Substation | 0.4 | --> | 0.4 | 0 | 0 | Constrained,otherwise capacity available =210kVA. | --> | 0.38 | 0 | 0.034086 | 0.42786 | 0 |  | --> | C11 ex GREYSTONES | Greystones [T41,T42] | FASSAROE |  | 53.1336 | -6.0948
MV/LV Substation BE***780 |  | 10 kV | _ | LV | 200 kVA :Kiosk Substation | 0.2 | --> | 0.2 | 0 | 0 | Constrained,otherwise capacity available =168kVA. | --> | 0.19 | 0 | 0.002223 | 0.2048 | 0 |  | --> | C14 ex DRUMQUIN | Drumquin [T42] | ENNIS |  | 52.8106 | -8.9679
MV/LV Substation BE***780 |  | 10 kV | _ | LV | 50 kVA :Pole Substation | 0.05 | --> | 0.05 | 0.05 | 2.8 |  | --> | 0.0475 | 0 | 0 | 0.05 | 0 |  | --> | C19 ex RECESS | Recess [T41] | SCREEB |  | 53.4235 | -9.9048
MV/LV Substation BE***783Z |  | 10 kV | _ | LV | 200 kVA :Kiosk Substation | 0.2 | --> | 0.2 | 0 | 0 | Constrained,otherwise capacity available =61kVA. | --> | 0.19 | 0 | 0.047424 | 0.22005 | 0 |  | --> | C14 ex ATHGARVAN | Athgarvan [T41,T44] | NEWBRIDGE |  | 53.1647 | -6.7872
MV/LV Substation BE***788X |  | 20 kV | _ | LV | 100 kVA :Pole Substation | 0.1 | --> | 0.1 | 0 | 0 | Constrained,otherwise capacity available =74kVA. | --> | 0.095 | 0 | 0.011115 | 0.10387 | 0 |  | --> | C24 ex MACETOWN | Macetown [T101,T102] | MACETOWN |  | 53.4478 | -6.4139
MV/LV Substation BE***792X |  | 20 kV | _ | LV | 400 kVA :Kiosk Substation | 0.4 | --> | 0.4 | 0 | 0 | Constrained,otherwise capacity available =317kVA. | --> | 0.38 | 0 | 0 | 0.41241 | 0 |  | --> | E16 ex ACADEMY STREET | Academy Street [T421,T422,T44] | NAVAN |  | 53.6442 | -6.6834
MV/LV Substation BE***792Z |  | 10 kV | _ | LV | 630 kVA :Kiosk Substation | 0.63 | --> | 0.63 | 0 | 0 | Constrained,otherwise capacity available =500kVA. | --> | 0.5985 | 0 | 0 | 0.5 | 0 |  | --> | C17 ex KILMORE | Kilmore [T101,T102,T103] | FINGLAS |  | 53.4026 | -6.1979
MV/LV Substation BE***798 |  | 10 kV | _ | LV | 200 kVA :Kiosk Substation | 0.2 | --> | 0.2 | 0.13 | 13.9 |  | --> | 0.19 | 0 | 0.024453 | 0.21036 | 0 |  | --> | C14 ex CENTRAL PARK | Central Park [T101,T102] | CARRICKMINES |  | 53.2809 | -6.1878
MV/LV Substation BE***799 |  | 20 kV | _ | LV | 50 kVA :Pole Substation | 0.05 | --> | 0.05 | 0 | 0 | Constrained,otherwise capacity available =44kVA. | --> | 0.0475 | 0 | 0 | 0.050903 | 0 |  | --> | E17 ex DALTON | Dalton [T421,T422] | DALTON |  | 53.762 | -8.836
MV/LV Substation BE***803 |  | 10 kV | _ | LV | 100 kVA :Pole Substation | 0.1 | --> | 0.1 | 0.098 | 1.1 |  | --> | 0.095 | 0 | 0 | 0.1003 | 0 |  | --> | C23 ex KILKEE | Kilkee [T41] | TULLABRACK |  | 52.6058 | -9.7465
MV/LV Substation BE***805 |  | 10 kV | _ | LV | 50 kVA :Pole Substation | 0.05 | --> | 0.05 | 0.05 | 2.4 |  | --> | 0.0475 | 0 | 0 | 0.05 | 0 |  | --> | C18 ex GRAIGUE | Graigue [T41,T42] | CARLOW |  | 52.8563 | -6.9298
MV/LV Substation BE***806 |  | 10 kV | _ | LV | 50 kVA :Pole Substation | 0.05 | --> | 0.05 | 0 | 0 | Constrained,otherwise capacity available =44kVA. | --> | 0.0475 | 0 | 0 | 0.050903 | 0 |  | --> | C14 ex DRYBRIDGE | Drybridge [T41,T42] | DRYBRIDGE |  | 53.7501 | -6.4385
MV/LV Substation BE***811Z |  | 20 kV | _ | LV | 50 kVA :Pole Substation | 0.05 | --> | 0.05 | 0.038 | 16.1 |  | --> | 0.0475 | 0 | 0 | 0.05179 | 0 |  | --> | E12 ex WEXFORD | Wexford [T121,T122] | WEXFORD |  | 52.4131 | -6.5734
MV/LV Substation BE***812X |  | 10 kV | _ | LV | 200 kVA :Kiosk Substation | 0.2 | --> | 0.2 | 0.17 | 0.6 |  | --> | 0.19 | 0 | 0.003705 | 0 | 0 | Constrained,otherwise capacity available =204.5kW. | --> | E25 ex LAWLESSTOWN | Lawlesstown [T42,T421] | DOON |  | 52.3621 | -7.6754
MV/LV Substation BE***813Y |  | 10 kV | _ | LV | 400 kVA :Kiosk Substation | 0.4 | --> | 0.4 | 0.264 | 2.9 |  | --> | 0.38 | 0 | 0.011856 | 0.42014 | 0 |  | --> | C17 ex ABBEYLAND | Abbeyland [T41,T42] | NAVAN |  | 53.6622 | -6.6809
MV/LV Substation BE***814 |  | 10 kV | _ | LV | 1000 kVA :Building Structure | 1 | --> | 1 | 0.5 | 4 |  | --> | 0.95 | 0 | 0 | 0.5 | 0 |  | --> | C24 ex WOLFE TONE STREET | Wolfe Tone Street [T101,T102] | FINGLAS |  | 53.3484 | -6.2732
MV/LV Substation BE***817 |  | 10 kV | _ | LV | 50 kVA :Pole Substation | 0.05 | --> | 0.05 | 0.038 | 2.2 |  | --> | 0.0475 | 0 | 0.002964 | 0.05179 | 0 |  | --> | C26 ex BAILIEBORO | Bailieboro [T41,T42] | MEATH HILL |  | 53.9186 | -6.9603
MV/LV Substation BE***818X |  | 10 kV | _ | LV | 50 kVA :Pole Substation | 0.05 | --> | 0.05 | 0 | 0 | Constrained,otherwise capacity available =44kVA. | --> | 0.0475 | 0 | 0 | 0.050903 | 0 |  | --> | C20 ex POLLERTON | Pollerton [T41,T42] | CARLOW |  | 52.8197 | -6.8688
MV/LV Substation BE***821 |  | 20 kV | _ | LV | 50 kVA :Pole Substation | 0.05 | --> | 0.05 | 0 | 0 | Constrained,otherwise capacity available =40kVA. | --> | 0.0475 | 0 | 0.00741 | 0.051496 | 0 |  | --> | E11 ex KILCOLGAN | Kilcolgan [T42,T421] | GALWAY 110KV |  | 53.1232 | -9.0701
MV/LV Substation BE***822 |  | 20 kV | _ | LV | 50 kVA :Pole Substation | 0.05 | --> | 0.05 | 0 | 0 | Constrained,otherwise capacity available =49kVA. | --> | 0.0475 | 0 | 0 | 0.050152 | 0 |  | --> | E13 ex KILCARRAGH | Kilcarragh [T421,T422] | BUTLERSTOWN |  | 52.1939 | -7.0246
MV/LV Substation BE***828 |  | 10 kV | _ | LV | 50 kVA :Pole Substation | 0.05 | --> | 0.05 | 0.04 | 2.4 |  | --> | 0.0475 | 0 | 0 | 0.051496 | 0 |  | --> | C18 ex GRAIGUE | Graigue [T41,T42] | CARLOW |  | 52.8659 | -6.9322
MV/LV Substation BE***835 |  | 10 kV | _ | LV | 200 kVA :Kiosk Substation | 0.2 | --> | 0.2 | 0.11 | 0.2 |  | --> | 0.19 | 0 | 0 | 0 | 0 | Constrained,otherwise capacity available =213.2kW. | --> | C11 ex ROSSGEIR | Rossgeir [T41,T42] | LETTERKENNY |  | 54.8237 | -7.4981
MV/LV Substation BE***836 |  | 20 kV | _ | LV | 50 kVA :Pole Substation | 0.05 | --> | 0.05 | 0 | 0 | Constrained,otherwise capacity available =18kVA. | --> | 0.0475 | 0 | 0.003705 | 0.054636 | 0 |  | --> | E16 ex CURRALEIGH | Curraleigh [T421,T422] | KILBARRY |  | 51.9346 | -8.6965
MV/LV Substation BE***836 |  | 20 kV | _ | LV | 50 kVA :Pole Substation | 0.05 | --> | 0.05 | 0 | 0 | Constrained,otherwise capacity available =47kVA. | --> | 0.0475 | 0 | 0 | 0.050453 | 0 |  | --> | E22 ex BEALNABLATH | Bealnablath [T421] | BANDON |  | 51.7979 | -8.934
MV/LV Substation BE***836Y |  | 20 kV | _ | LV | 400 kVA :Kiosk Substation | 0.4 | --> | 0.4 | 0.381 | 4.2 |  | --> | 0.38 | 0 | 0 | 0.40287 | 0 |  | --> | E12 ex JENKINSTOWN | Jenkinstown [T421,T422] | DUNDALK |  | 54.0156 | -6.3192
MV/LV Substation BE***837X |  | 10 kV | _ | LV | 400 kVA :Building Structure | 0.4 | --> | 0.4 | 0.396 | 4.5 |  | --> | 0.38 | 0 | 0 | 0.40061 | 0 |  | --> | C11 ex MALLOW | Mallow [T41,T42] | MALLOW |  | 52.1322 | -8.6484
MV/LV Substation BE***837X |  | 10 kV | _ | LV | 50 kVA :Pole Substation | 0.05 | --> | 0.05 | 0 | 0 | Constrained,otherwise capacity available =29kVA. | --> | 0.0475 | 0 | 0 | 0 | 0 | Constrained,otherwise capacity available =53.1kW. | --> | C32 ex CLOYNE | Cloyne [T41] | MIDLETON |  | 51.8629 | -8.1253
MV/LV Substation BE***840 |  | 10 kV | _ | LV | 400 kVA :Kiosk Substation | 0.4 | --> | 0.4 | 0.342 | 2.8 |  | --> | 0.38 | 0 | 0 | 0.40871 | 0 |  | --> | C16 ex MOUNT MERRION | Mount Merrion [T41,T42] | CARRICKMINES |  | 53.3031 | -6.2072
MV/LV Substation BE***840X |  | 10 kV | _ | LV | 200 kVA :Pole Substation | 0.2 | --> | 0.2 | 0 | 0 | Constrained,otherwise capacity available =77kVA. | --> | 0.19 | 0 | 0 | 0 | 0 | Constrained,otherwise capacity available =217.9kW. | --> | C14 ex DRUMBEAR | Drumbear [T41,T42] | LISDRUM |  | 54.2445 | -6.9642
MV/LV Substation BE***843X |  | 10 kV | _ | LV | 400 kVA :Kiosk Substation | 0.4 | --> | 0.4 | 0 | 0 | Constrained,otherwise capacity available =328kVA. | --> | 0.38 | 0 | 0.025935 | 0.41079 | 0 |  | --> | C15 ex TYMON | Tymon [T41,T42] | COOKSTOWN |  | 53.2911 | -6.3278
MV/LV Substation BE***843Y |  | 10 kV | _ | LV | 200 kVA :Kiosk Substation | 0.2 | --> | 0.2 | 0.2 | 3.9 |  | --> | 0.19 | 0 | 0 | 0.2 | 0 |  | --> | C11 ex MARSHES | Marshes [T41,T42] | DUNDALK |  | 53.9818 | -6.3908
MV/LV Substation BE***846 |  | 10 kV | _ | LV | 100 kVA :Pole Substation | 0.1 | --> | 0.1 | 0.086 | 2.9 |  | --> | 0.095 | 0 | 0.001482 | 0.1021 | 0 |  | --> | C18 ex ABBEYLAND | Abbeyland [T41,T42] | NAVAN |  | 53.6392 | -6.7533
MV/LV Substation BE***875X |  | 10 kV | _ | LV | 400 kVA :Kiosk Substation | 0.4 | --> | 0.4 | 0.309 | 1.4 |  | --> | 0.38 | 0 | 0.053352 | 0.41359 | 0 |  | --> | C23 ex KELLS | Kells [T41,T42] | NAVAN |  | 53.7222 | -6.8797
MV/LV Substation BE***877 |  | 10 kV | _ | LV | 50 kVA :Pole Substation | 0.05 | --> | 0.05 | 0 | 0 | Constrained,otherwise capacity available =50kVA. | --> | 0.0475 | 0 | 0 | 0 | 0 | Constrained,otherwise capacity available =50kW. | --> | C20 ex KNOCKAPHUNTA | Knockaphunta [T41,T42] | CASTLEBAR |  | 53.7979 | -9.1912
MV/LV Substation BE***877 |  | 20 kV | _ | LV | 100 kVA :Pole Substation | 0.1 | --> | 0.1 | 0 | 0 | Constrained,otherwise capacity available =84kVA. | --> | 0.095 | 0 | 0.011856 | 0.1024 | 0 |  | --> | E18 ex JULIANSTOWN | Julianstown [T421,T422] | DRYBRIDGE |  | 53.6841 | -6.3562
MV/LV Substation BE***881 |  | 20 kV | _ | LV | 100 kVA :Pole Substation | 0.1 | --> | 0.1 | 0 | 0 | Constrained,otherwise capacity available =42kVA. | --> | 0.095 | 0 | 0 | 0.10844 | 0 |  | --> | E15 ex BATTER LANE TEMPORARY | Batter Lane Temporary 38kv [T421] | GLASMORE |  | 53.5188 | -6.13
MV/LV Substation BE***882X |  | 20 kV | _ | LV | 200 kVA :Pole Substation | 0.2 | --> | 0.2 | 0 | 0 | Constrained,otherwise capacity available =180kVA. | --> | 0.19 | 0 | 0 | 0.20301 | 0 |  | --> | E18 ex GURRANEBANE | Gurranebane [T421,T422] | OUGHTRAGH |  | 51.8239 | -10.273
MV/LV Substation BE***885 |  | 20 kV | _ | LV | 50 kVA :Pole Substation | 0.05 | --> | 0.05 | 0.029 | 4.4 |  | --> | 0.0475 | 0 | 0.004446 | 0 | 0 | Constrained,otherwise capacity available =53.1kW. | --> | E19 ex STRANORLAR | Stranorlar [T421,T422] | LETTERKENNY |  | 54.8662 | -8.0454
MV/LV Substation BE***885 |  | 10 kV | _ | LV | 630 kVA :Building Structure | 0.63 | --> | 0.63 | 0.5 | 0.9 |  | --> | 0.5985 | 0 | 0 | 0.5 | 0 |  | --> | C21 ex KIMMAGE | Kimmage [T41,T42] | INCHICORE 220KV |  | 53.311 | -6.2902
MV/LV Substation BE***886 |  | 10 kV | _ | LV | 400 kVA :Kiosk Substation | 0.4 | --> | 0.4 | 0.175 | 1.5 |  | --> | 0.38 | 0 | 0.002223 | 0.43278 | 0 |  | --> | C20 ex MARROWBONE LANE | Marrowbone Lane [T42] | INCHICORE 220KV |  | 53.3424 | -6.3143
MV/LV Substation BE***889Y |  | 20 kV | _ | LV | 100 kVA :Pole Substation | 0.1 | --> | 0.1 | 0.1 | 3.5 |  | --> | 0.095 | 0 | 0 | 0.1 | 0 |  | --> | E15 ex BELVIEW | Belview [T421,T422] | WATERFORD |  | 52.2636 | -7.0578
MV/LV Substation BE***890X |  | 10 kV | _ | LV | 150 kVA :Pole Substation | 0.15 | --> | 0.15 | 0.15 | 3.1 |  | --> | 0.1425 | 0 | 0 | 0.15 | 0 |  | --> | C12 ex PURCELLS INCH | Purcells Inch [T41,T42] | KILKENNY |  | 52.5907 | -7.1987
MV/LV Substation BE***898Y |  | 10 kV | _ | LV | 200 kVA :Pole Substation | 0.2 | --> | 0.2 | 0 | 0 | Constrained,otherwise capacity available =187kVA. | --> | 0.19 | 0 | 0.008151 | 0 | 0 | Constrained,otherwise capacity available =202kW. | --> | C11 ex PORTARLINGTON | Portarlington [T41,T42] | PORTLAOISE |  | 53.2083 | -7.0992
MV/LV Substation BE***904Y |  | 10 kV | _ | LV | 100 kVA :Pole Substation | 0.1 | --> | 0.1 | 0.1 | 0.1 |  | --> | 0.095 | 0 | 0 | 0.1 | 0 |  | --> | C16 ex CARRIGLAWN | Carriglawn [T41,T42] | WEXFORD |  | 52.3399 | -6.4878
MV/LV Substation BE***906 |  | 20 kV | _ | LV | 100 kVA :Pole Substation | 0.1 | --> | 0.1 | 0 | 0 | Constrained,otherwise capacity available =92kVA. | --> | 0.095 | 0 | 0 | 0.10121 | 0 |  | --> | E21 ex DALTON | Dalton [T421,T422] | DALTON |  | 53.7793 | -9.0754
MV/LV Substation BE***909X |  | 10 kV | _ | LV | 100 kVA :Pole Substation | 0.1 | --> | 0.1 | 0 | 0 | Constrained,otherwise capacity available =80kVA. | --> | 0.095 | 0 | 0 | 0.10299 | 0 |  | --> | C16 ex VIRGINIA | Virginia [T41,T42] | MEATH HILL |  | 53.7929 | -7.0672
MV/LV Substation BE***909X |  | 10 kV | _ | LV | 200 kVA :Pole Substation | 0.2 | --> | 0.2 | 0.193 | 1.3 |  | --> | 0.19 | 0 | 0 | 0.20106 | 0 |  | --> | C26 ex CLIFDEN | Clifden [T41,T42] | SCREEB |  | 53.4853 | -10.0301
MV/LV Substation BE***910 |  | 20 kV | _ | LV | 50 kVA :Pole Substation | 0.05 | --> | 0.05 | 0 | 0 | Constrained,otherwise capacity available =35kVA. | --> | 0.0475 | 0 | 0 | 0.052228 | 0 |  | --> | E21 ex MILLTOWN (SR) | Milltown (sr) [T421,T422] | OUGHTRAGH |  | 52.0739 | -9.6333
MV/LV Substation BE***914Z |  | 10 kV | _ | LV | 400 kVA :Kiosk Substation | 0.4 | --> | 0.4 | 0.368 | 9.1 |  | --> | 0.38 | 0 | 0.011856 | 0.40483 | 0 |  | --> | C28 ex CENTRE PARK ROAD | Marina [T105,T106] | MARINA |  | 51.892 | -8.4457
MV/LV Substation BE***915 |  | 10 kV | _ | LV | 200 kVA :Pole Substation | 0.2 | --> | 0.2 | 0.104 | 1.1 |  | --> | 0.19 | 0 | 0 | 0 | 0 | Constrained,otherwise capacity available =214.1kW. | --> | C15 ex NEWCASTLEWEST | Newcastlewest [T41,T42] | RATHKEALE |  | 52.4459 | -9.0535
MV/LV Substation BE***916 |  | 10 kV | _ | LV | 200 kVA :Kiosk Substation | 0.2 | --> | 0.2 | 0 | 0 | Constrained,otherwise capacity available =157kVA. | --> | 0.19 | 0 | 0 | 0.20643 | 0 |  | --> | C19 ex BELGARD | Belgard [T41,T42] | COOKSTOWN |  | 53.2984 | -6.3713
MV/LV Substation BE***919Y |  | 10 kV | _ | LV | 200 kVA :Kiosk Substation | 0.2 | --> | 0.2 | 0 | 0 | Constrained,otherwise capacity available =127kVA. | --> | 0.19 | 0 | 0.005928 | 0 | 0 | Constrained,otherwise capacity available =210.8kW. | --> | E20 ex BLESSINGTON | Blessington [T421,T422] | KILTEEL |  | 53.1697 | -6.5366
MV/LV Substation BE***927 |  | 20 kV | _ | LV | 100 kVA :Pole Substation | 0.1 | --> | 0.1 | 0 | 0 | Constrained,otherwise capacity available =78kVA. | --> | 0.095 | 0 | 0.004446 | 0.10106 | 0 |  | --> | E16 ex GURRANEBANE | Gurranebane [T421,T422] | OUGHTRAGH |  | 51.7852 | -10.0493
MV/LV Substation BE***934X |  | 20 kV | _ | LV | 400 kVA :Kiosk Substation | 0.4 | --> | 0.4 | 0.4 | 17.8 |  | --> | 0.38 | 0 | 0 | 0.4 | 0 |  | --> | E13 ex BANOGE | Banoge [T121,T122] | BANOGE |  | 52.6391 | -6.2319
MV/LV Substation BE***937 |  | 20 kV | _ | LV | 200 kVA :Building Structure | 0.2 | --> | 0.2 | 0.177 | 2.3 |  | --> | 0.19 | 0 | 0 | 0.20346 | 0 |  | --> | E13 ex MOY | Moy [T421,T422] | MOY |  | 54.0584 | -9.1712
MV/LV Substation BE***941Y |  | 20 kV | _ | LV | 200 kVA :Pole Substation | 0.2 | --> | 0.2 | 0 | 0 | Constrained,otherwise capacity available =199kVA. | --> | 0.19 | 0 | 0 | 0 | 0 | Constrained,otherwise capacity available =200.2kW. | --> | E12 ex PORTLAOISE | Portlaoise [T423,T424] | PORTLAOISE |  | 52.899 | -7.2093
MV/LV Substation BE***942Y |  | 10 kV | _ | LV | 50 kVA :Pole Substation | 0.05 | --> | 0.05 | 0.049 | 2.9 |  | --> | 0.0475 | 0 | 0 | 0.050152 | 0 |  | --> | C18 ex ABBEYLAND | Abbeyland [T41,T42] | NAVAN |  | 53.6529 | -6.7544
MV/LV Substation BE***945 |  | 10 kV | _ | LV | 400 kVA :Kiosk Substation | 0.4 | --> | 0.4 | 0 | 0 | Constrained,otherwise capacity available =302kVA. | --> | 0.38 | 0 | 0.026676 | 0.41461 | 0 |  | --> | C16 ex WHITEHALL | Whitehall [T41] | FINGLAS |  | 53.3738 | -6.2468
MV/LV Substation BE***945Y |  | 20 kV | _ | LV | 200 kVA :Kiosk Substation | 0.2 | --> | 0.2 | 0.163 | 13.8 |  | --> | 0.19 | 0 | 0.040755 | 0.20554 | 0 |  | --> | C14 ex SINGLAND | Singland [T101,T102] | SINGLAND |  | 52.5962 | -8.5485
MV/LV Substation BE***947 |  | 20 kV | _ | LV | 50 kVA :Pole Substation | 0.05 | --> | 0.05 | 0 | 0 | Constrained,otherwise capacity available =50kVA. | --> | 0.0475 | 0 | 0 | 0.05 | 0 |  | --> | E17 ex DRUMLINE | Drumline [T421,T422] | DRUMLINE |  | 52.7834 | -8.724
MV/LV Substation BE***948X |  | 10 kV | _ | LV | 400 kVA :Kiosk Substation | 0.4 | --> | 0.4 | 0 | 0 | Constrained,otherwise capacity available =261kVA. | --> | 0.38 | 0 | 0.017043 | 0.42058 | 0 |  | --> | C21 ex DOUGLAS | Douglas [T41,T42] | TRABEG |  | 51.8782 | -8.4274
MV/LV Substation BE***949 |  | 20 kV | _ | LV | 100 kVA :Pole Substation | 0.1 | --> | 0.1 | 0 | 0 | Constrained,otherwise capacity available =79kVA. | --> | 0.095 | 0 | 0 | 0.10314 | 0 |  | --> | E17 ex DRUMLINE | Drumline [T421,T422] | DRUMLINE |  | 52.7831 | -8.7184
MV/LV Substation BE***951Y |  | 10 kV | _ | LV | 200 kVA :Kiosk Substation | 0.2 | --> | 0.2 | 0.173 | 0.9 |  | --> | 0.19 | 0 | 0 | 0.20406 | 0 |  | --> | C12 ex COES ROAD | Coes Road [T41,T42] | DUNDALK |  | 54.0055 | -6.3769
MV/LV Substation BE***952 |  | 10 kV | _ | LV | 25 kVA :Pole Substation | 0.025 | --> | 0.025 | 0.025 | 3 |  | --> | 0.02375 | 0 | 0 | 0.025 | 0 |  | --> | C21 ex NENAGH | Nenagh [T41,T42] | NENAGH |  | 52.8715 | -8.2385
MV/LV Substation BE***953Y |  | 10 kV | _ | LV | 200 kVA :Kiosk Substation | 0.2 | --> | 0.2 | 0.171 | 2.9 |  | --> | 0.19 | 0 | 0 | 0.20436 | 0 |  | --> | C17 ex ABBEYLAND | Abbeyland [T41,T42] | NAVAN |  | 53.6578 | -6.6829
MV/LV Substation BE***956Y |  | 10 kV | _ | LV | 100 kVA :Pole Substation | 0.1 | --> | 0.1 | 0.071 | 4 |  | --> | 0.095 | 0 | 0.003705 | 0.10431 | 0 |  | --> | C18 ex BALLYJAMESDUFF | Ballyjamesduff [T41,T42] | SHANKILL |  | 53.8646 | -7.199
MV/LV Substation BE***956Y |  | 20 kV | _ | LV | 50 kVA :Pole Substation | 0.05 | --> | 0.05 | 0 | 0 | Constrained,otherwise capacity available =50kVA. | --> | 0.0475 | 0 | 0 | 0.05 | 0 |  | --> | E18 ex JULIANSTOWN | Julianstown [T421,T422] | DRYBRIDGE |  | 53.6506 | -6.3387
MV/LV Substation BE***958 |  | 10 kV | _ | LV | 50 kVA :Pole Substation | 0.05 | --> | 0.05 | 0.04 | 1.3 |  | --> | 0.0475 | 0 | 0 | 0.051496 | 0 |  | --> | C21 ex CASTLEREA | Castlerea [T41,T42] | CARRICK ON SHANNON |  | 53.6917 | -8.431
MV/LV Substation BE***970X |  | 20 kV | _ | LV | 400 kVA :Kiosk Substation | 0.4 | --> | 0.4 | 0.4 | 17.8 |  | --> | 0.38 | 0 | 0 | 0.4 | 0 |  | --> | E13 ex BANOGE | Banoge [T121,T122] | BANOGE |  | 52.6401 | -6.2289
MV/LV Substation BE***972X |  | 20 kV | _ | LV | 50 kVA :Pole Substation | 0.05 | --> | 0.05 | 0 | 0 | Constrained,otherwise capacity available =49kVA. | --> | 0.0475 | 0 | 0 | 0.050152 | 0 |  | --> | E12 ex BALTINGLASS | Baltinglass [T421,T422] | STRATFORD |  | 53.0226 | -6.7107
MV/LV Substation BE***976X |  | 10 kV | _ | LV | 630 kVA :Building Structure | 0.63 | --> | 0.63 | 0 | 0 | Constrained,otherwise capacity available =500kVA. | --> | 0.5985 | 0 | 0 | 0.5 | 0 |  | --> | C17 ex BELGARD | Belgard [T41,T42] | COOKSTOWN |  | 53.2931 | -6.373
MV/LV Substation BE***980 |  | 20 kV | _ | LV | 50 kVA :Pole Substation | 0.05 | --> | 0.05 | 0 | 0 | Constrained,otherwise capacity available =43kVA. | --> | 0.0475 | 0 | 0 | 0.051052 | 0 |  | --> | E20 ex COLLOONEY | Collooney [T421,T422] | SLIGO |  | 54.227 | -8.6503
MV/LV Substation BE***981 |  | 20 kV | _ | LV | 50 kVA :Pole Substation | 0.05 | --> | 0.05 | 0 | 0 | Constrained,otherwise capacity available =44kVA. | --> | 0.0475 | 0 | 0 | 0.050903 | 0 |  | --> | E15 ex CREAGH | Creagh [T421,T422] | ATHLONE |  | 53.3346 | -8.1399
MV/LV Substation BE***982X |  | 10 kV | _ | LV | 200 kVA :Kiosk Substation | 0.2 | --> | 0.2 | 0.16 | 0.7 |  | --> | 0.19 | 0 | 0.006669 | 0.20598 | 0 |  | --> | C14 ex KILRUSH | Kilrush [T41,T42] | TULLABRACK |  | 52.6364 | -9.4995
MV/LV Substation BE***982Y |  | 10 kV | _ | LV | 400 kVA :Kiosk Substation | 0.4 | --> | 0.4 | 0 | 0 | Constrained,otherwise capacity available =308kVA. | --> | 0.38 | 0 | 0.003705 | 0 | 0 | Constrained,otherwise capacity available =413.7kW. | --> | C14 ex KNOCKMULLEN | Knockmullen [T42,T421] | GREAT ISLAND |  | 52.4042 | -6.9381
MV/LV Substation BE***983 |  | 10 kV | _ | LV | 100 kVA :Pole Substation | 0.1 | --> | 0.1 | 0 | 0 | Constrained,otherwise capacity available =37kVA. | --> | 0.095 | 0 | 0 | 0.10913 | 0 |  | --> | C18 ex COOLCORCORAN | Coolcorcoran [T41,T42] | KNOCKEARAGH |  | 52.069 | -9.6353
MV/LV Substation BE***985X |  | 20 kV | _ | LV | 200 kVA :Kiosk Substation | 0.2 | --> | 0.2 | 0.151 | 4.4 |  | --> | 0.19 | 0 | 0.013338 | 0.20731 | 0 |  | --> | E18 ex CRANE | Crane [T122] | CRANE |  | 52.5086 | -6.2924
MV/LV Substation BE***987X |  | 10 kV | _ | LV | 200 kVA :Kiosk Substation | 0.2 | --> | 0.2 | 0 | 0 | Constrained,otherwise capacity available =189kVA. | --> | 0.19 | 0 | 0 | 0.20166 | 0 |  | --> | C15 ex COBH | Cobh [T41,T42] | COW CROSS |  | 51.8524 | -8.2926
MV/LV Substation BE***989Y |  | 10 kV | _ | LV | 200 kVA :Kiosk Substation | 0.2 | --> | 0.2 | 0.036794 | 0 | Constrained,otherwise capacity available =155kVA. | --> | 0.19 | 0 | 0.020007 | 0.20672 | 0 |  | --> | C16 ex CALLAN | Callan [T41,T42] | KILKENNY |  | 52.537 | -7.2726
MV/LV Substation BE***992 |  | 20 kV | _ | LV | 100 kVA :Pole Substation | 0.1 | --> | 0.1 | 0 | 0 | Constrained,otherwise capacity available =88kVA. | --> | 0.095 | 0 | 0 | 0.10181 | 0 |  | --> | C22 ex ATHLONE | Athlone [T41,T42] | ATHLONE |  | 53.4258 | -8.0217
MV/LV Substation BE***995 |  | 10 kV | _ | LV | 400 kVA :Building Structure | 0.4 | --> | 0.4 | 0 | 0 | Constrained,otherwise capacity available =400kVA. | --> | 0.38 | 0 | 0 | 0.4 | 0 |  | --> | C21 ex TERMONFECKIN ROAD | Termonfeckin Road [T41,T42] | DRYBRIDGE |  | 53.7428 | -6.3132
MV/LV Substation BE***999 |  | 20 kV | _ | LV | 200 kVA :Kiosk Substation | 0.2 | --> | 0.2 | 0.172 | 17.7 |  | --> | 0.19 | 0 | 0.008151 | 0.20421 | 0 |  | --> | E12 ex COOLROE | Coolroe [T121,T122] | COOLROE |  | 51.8761 | -8.6412
MV/LV Substation BG***111 |  | 10 kV | _ | LV | 400 kVA :Building Structure | 0.4 | --> | 0.4 | 0 | 0 | Constrained,otherwise capacity available =385kVA. | --> | 0.38 | 0 | 0 | 0.40227 | 0 |  | --> | C25 ex KILBARRY | Kilbarry [T101,T43] | KILBARRY |  | 51.9045 | -8.5165
MV/LV Substation BG***4118 |  | 10 kV | _ | LV | 50 kVA :Pole Substation | 0.05 | --> | 0.05 | 0.05 | 2.3 |  | --> | 0.0475 | 0 | 0 | 0.05 | 0 |  | --> | E13 ex AGHADA | Aghada [T721] | N/A |  | 51.8367 | -8.2318
MV/LV Substation BH***311X |  | 10 kV | _ | LV | 200 kVA :Kiosk Substation | 0.2 | --> | 0.2 | 0 | 0 | Constrained,otherwise capacity available =167kVA. | --> | 0.19 | 0 | 0.003705 | 0 | 0 | Constrained,otherwise capacity available =204.9kW. | --> | C18 ex FERMOY NORTH | Fermoy North [T41,T42] | BARRYMORE |  | 52.1485 | -8.3997
MV/LV Substation BH***327X |  | 20 kV | _ | LV | 630 kVA :Kiosk Substation | 0.63 | --> | 0.63 | 0.44585 | 0.4 | Constrained,otherwise capacity available =500kVA. | --> | 0.5985 | 0 | 0.001482 | 0.5 | 0 |  | --> | C16 ex CARRAROE | Carraroe [T42] | SCREEB |  | 53.2627 | -9.5986
MV/LV Substation BI***003 |  | 10 kV | _ | LV | 1000 kVA :Building Structure | 1 | --> | 1 | 0 | 0 | Constrained,otherwise capacity available =500kVA. | --> | 0.95 | 0 | 0.010374 | 0.5 | 0 |  | --> | C13 ex TUAM SOUTH | Tuam South [T42] | CLOON |  | 53.5154 | -8.848
MV/LV Substation BI***004X |  | 20 kV | _ | LV | 100 kVA :Pole Substation | 0.1 | --> | 0.1 | 0 | 0 | Constrained,otherwise capacity available =86kVA. | --> | 0.095 | 0 | 0 | 0 | 0 | Constrained,otherwise capacity available =102.1kW. | --> | C14 ex MILFORD (NR) | Milford (nr) [T41,T42] | LETTERKENNY |  | 55.2051 | -7.7785
MV/LV Substation BI***010X |  | 10 kV | _ | LV | 50 kVA :Pole Substation | 0.05 | --> | 0.05 | 0 | 0 | Constrained,otherwise capacity available =48kVA. | --> | 0.0475 | 0 | 0.004446 | 0.050303 | 0 |  | --> | C16 ex TUAM NORTH | Tuam North [T41,T42] | CLOON |  | 53.4545 | -8.979
MV/LV Substation BI***015X |  | 10 kV | _ | LV | 630 kVA :Kiosk Substation | 0.63 | --> | 0.63 | 0 | 0 | Constrained,otherwise capacity available =500kVA. | --> | 0.5985 | 0 | 0 | 0.5 | 0 |  | --> | C19 ex DENNEHYS CROSS | Dennehys Cross [T41,T42] | TRABEG |  | 51.8826 | -8.4942
MV/LV Substation BI***020 |  | 10 kV | _ | LV | 100 kVA :Pole Substation | 0.1 | --> | 0.1 | 0 | 0 | Constrained,otherwise capacity available =78kVA. | --> | 0.095 | 0 | 0.013338 | 0.10329 | 0 |  | --> | C17 ex TUAM NORTH | Tuam North [T41,T42] | CLOON |  | 53.521 | -8.8328
MV/LV Substation BI***027Z |  | 10 kV | _ | LV | 400 kVA :Building Structure | 0.4 | --> | 0.4 | 0.376 | 3.6 |  | --> | 0.38 | 0 | 0.00741 | 0 | 0 | Constrained,otherwise capacity available =403.6kW. | --> | C18 ex CASTLETOWNBERE | Castletownbere [T42] | BALLYLICKY |  | 51.6478 | -9.9061
MV/LV Substation BI***030 |  | 10 kV | _ | LV | 200 kVA :Building Structure | 0.2 | --> | 0.2 | 0.071 | 0.9 |  | --> | 0.19 | 0 | 0.014079 | 0.21868 | 0 |  | --> | C15 ex CLONARD | Clonard [T41,T42] | WEXFORD |  | 52.3288 | -6.4715
MV/LV Substation BI***031X |  | 20 kV | _ | LV | 400 kVA :Kiosk Substation | 0.4 | --> | 0.4 | 0.279 | 1.9 |  | --> | 0.38 | 0 | 0.016302 | 0 | 0 | Constrained,otherwise capacity available =418kW. | --> | E18 ex CREESLOUGH | Creeslough [T421] | ARDNAGAPPARY |  | 55.1185 | -7.907
MV/LV Substation BI***034 |  | 10 kV | _ | LV | 100 kVA :Pole Substation | 0.1 | --> | 0.1 | 0 | 0 | Constrained,otherwise capacity available =24kVA. | --> | 0.095 | 0 | 0 | 0.11091 | 0 |  | --> | C16 ex ATHENRY | Athenry [T41,T42] | GALWAY 110KV |  | 53.2988 | -8.7526
MV/LV Substation BI***037Y |  | 10 kV | _ | LV | 50 kVA :Pole Substation | 0.05 | --> | 0.05 | 0.048 | 4 |  | --> | 0.0475 | 0 | 0 | 0.050303 | 0 |  | --> | C18 ex BALLYJAMESDUFF | Ballyjamesduff [T41,T42] | SHANKILL |  | 53.8891 | -7.146
MV/LV Substation BI***047 |  | 10 kV | _ | LV | 100 kVA :Pole Substation | 0.1 | --> | 0.1 | 0 | 0 | Constrained,otherwise capacity available =19kVA. | --> | 0.095 | 0 | 0.018525 | 0 | 0 | Constrained,otherwise capacity available =111.6kW. | --> | C13 ex ROSCREA | Roscrea [T41,T42] | IKERRIN |  | 52.9589 | -7.8029
MV/LV Substation BI***053 |  | 10 kV | _ | LV | 100 kVA :Pole Substation | 0.1 | --> | 0.1 | 0 | 0 | Constrained,otherwise capacity available =82kVA. | --> | 0.095 | 0 | 0.010374 | 0 | 0 | Constrained,otherwise capacity available =102.7kW. | --> | C11 ex GARDEN CITY | Garden City [T41,T42] | ARKLOW |  | 52.688 | -6.2934
MV/LV Substation BI***054X |  | 20 kV | _ | LV | 200 kVA :Kiosk Substation | 0.2 | --> | 0.2 | 0 | 0 | Constrained,otherwise capacity available =161kVA. | --> | 0.19 | 0 | 0 | 0.20584 | 0 |  | --> | C12 ex DUNLEER | Dunleer [T41,T42] | DRYBRIDGE |  | 53.7919 | -6.2396
MV/LV Substation BI***068 |  | 10 kV | _ | LV | 200 kVA :Kiosk Substation | 0.2 | --> | 0.2 | 0 | 0 | Constrained,otherwise capacity available =200kVA. | --> | 0.19 | 0 | 0 | 0.2 | 0 |  | --> | C16 ex TALBOTS INCH | Talbots Inch [T41,T42] | KILKENNY |  | 52.6599 | -7.2565
MV/LV Substation BI***088X |  | 20 kV | _ | LV | 50 kVA :Pole Substation | 0.05 | --> | 0.05 | 0.041 | 1.6 |  | --> | 0.0475 | 0 | 0.003705 | 0 | 0 | Constrained,otherwise capacity available =51.3kW. | --> | C17 ex BALLYSHANNON | Ballyshannon [T41,T42] | CATHALEENS FALL |  | 54.5451 | -7.8439
MV/LV Substation BI***095 |  | 20 kV | _ | LV | 50 kVA :Pole Substation | 0.05 | --> | 0.05 | 0 | 0 | Constrained,otherwise capacity available =50kVA. | --> | 0.0475 | 0 | 0 | 0.05 | 0 |  | --> | C17 ex CLONES | Clones [T41,T42] | SHANKILL |  | 54.2182 | -7.1184
MV/LV Substation BI***104Y |  | 10 kV | _ | LV | 200 kVA :Kiosk Substation | 0.2 | --> | 0.2 | 0.159 | 1.1 |  | --> | 0.19 | 0 | 0 | 0.20613 | 0 |  | --> | C19 ex BIRR | Birr [T41,T422] | DALLOW |  | 53.1023 | -7.9098
MV/LV Substation BI***120 |  | 10 kV | _ | LV | 400 kVA :Building Structure | 0.4 | --> | 0.4 | 0.313 | 8.2 |  | --> | 0.38 | 0 | 0.010374 | 0.413 | 0 |  | --> | C13 ex MOUNT MISERY | Mount Misery [T41,T42] | WATERFORD |  | 52.266 | -7.1065
MV/LV Substation BI***121X |  | 20 kV | _ | LV | 100 kVA :Pole Substation | 0.1 | --> | 0.1 | 0 | 0 | Constrained,otherwise capacity available =84kVA. | --> | 0.095 | 0 | 0 | 0.1024 | 0 |  | --> | C11 ex RIVERSTOWN | Riverstown [T41,T42] | KILBARRY |  | 52.0114 | -8.3615
MV/LV Substation BI***122X |  | 20 kV | _ | LV | 100 kVA :Pole Substation | 0.1 | --> | 0.1 | 0 | 0 | Constrained,otherwise capacity available =85kVA. | --> | 0.095 | 0 | 0 | 0.10225 | 0 |  | --> | C11 ex RIVERSTOWN | Riverstown [T41,T42] | KILBARRY |  | 52.0028 | -8.354
MV/LV Substation BI***124X |  | 20 kV | _ | LV | 400 kVA :Kiosk Substation | 0.4 | --> | 0.4 | 0 | 0 | Constrained,otherwise capacity available =282kVA. | --> | 0.38 | 0 | 0.012597 | 0.41753 | 0 |  | --> | C11 ex RIVERSTOWN | Riverstown [T41,T42] | KILBARRY |  | 52.0088 | -8.3481
MV/LV Substation BI***132 |  | 10 kV | _ | LV | 400 kVA :Kiosk Substation | 0.4 | --> | 0.4 | 0 | 0 | Constrained,otherwise capacity available =283kVA. | --> | 0.38 | 0 | 0.009633 | 0 | 0 | Constrained,otherwise capacity available =417.4kW. | --> | C14 ex KNOCKMULLEN | Knockmullen [T42,T421] | GREAT ISLAND |  | 52.3925 | -6.9355
MV/LV Substation BI***136 |  | 10 kV | _ | LV | 400 kVA :Kiosk Substation | 0.4 | --> | 0.4 | 0 | 0 | Constrained,otherwise capacity available =174kVA. | --> | 0.38 | 0 | 0.02223 | 0.43292 | 0 |  | --> | C19 ex DUNDRUM | Dundrum [T41,T42] | BLACKROCK |  | 53.3049 | -6.2459
MV/LV Substation BI***154 |  | 10 kV | _ | LV | 630 kVA :Building Structure | 0.63 | --> | 0.63 | 0 | 0 | Constrained,otherwise capacity available =500kVA. | --> | 0.5985 | 0 | 0.02964 | 0.5 | 0 |  | --> | C19 ex RATHMULLAN | Rathmullan [T41,T42] | DRYBRIDGE |  | 53.7051 | -6.3644
MV/LV Substation BI***163Y |  | 10 kV | _ | LV | 400 kVA :Kiosk Substation | 0.4 | --> | 0.4 | 0.4 | 1.6 |  | --> | 0.38 | 0 | 0 | 0.4 | 0 |  | --> | C18 ex TULLYNAMALRA | Tullynamalra [T41,T42] | MEATH HILL |  | 54.0612 | -6.8127
MV/LV Substation BI***163Z |  | 20 kV | _ | LV | 200 kVA :Pole Substation | 0.2 | --> | 0.2 | 0 | 0 | Constrained,otherwise capacity available =193kVA. | --> | 0.19 | 0 | 0.006669 | 0.20106 | 0 |  | --> | E13 ex BALTINGLASS | Baltinglass [T421,T422] | STRATFORD |  | 52.8953 | -6.8142
MV/LV Substation BI***164 |  | 10 kV | _ | LV | 400 kVA :Kiosk Substation | 0.4 | --> | 0.4 | 0 | 0 | Constrained,otherwise capacity available =371kVA. | --> | 0.38 | 0 | 0.011115 | 0.40438 | 0 |  | --> | C21 ex BISHOPSTOWN | Bishopstown [T41,T42] | KILBARRY |  | 51.8786 | -8.5136
MV/LV Substation BI***165 |  | 10 kV | _ | LV | 630 kVA :Kiosk Substation | 0.63 | --> | 0.63 | 0 | 0 | Constrained,otherwise capacity available =500kVA. | --> | 0.5985 | 0 | 0.003705 | 0.5 | 0 |  | --> | C21 ex BISHOPSTOWN | Bishopstown [T41,T42] | KILBARRY |  | 51.8791 | -8.5148
MV/LV Substation BI***166 |  | 10 kV | _ | LV | 630 kVA :Kiosk Substation | 0.63 | --> | 0.63 | 0 | 0 | Constrained,otherwise capacity available =500kVA. | --> | 0.5985 | 0 | 0.01482 | 0.5 | 0 |  | --> | C21 ex BISHOPSTOWN | Bishopstown [T41,T42] | KILBARRY |  | 51.8816 | -8.5153
MV/LV Substation BI***168Z |  | 10 kV | _ | LV | 50 kVA :Pole Substation | 0.05 | --> | 0.05 | 0.049 | 3.1 |  | --> | 0.0475 | 0 | 0 | 0.050152 | 0 |  | --> | C12 ex PURCELLS INCH | Purcells Inch [T41,T42] | KILKENNY |  | 52.5963 | -7.1519
MV/LV Substation BI***183 |  | 10 kV | _ | LV | 400 kVA :Building Structure | 0.4 | --> | 0.4 | 0.164 | 1.2 |  | --> | 0.38 | 0 | 0.036309 | 0.43431 | 0 |  | --> | C20 ex SALLYNOGGIN ROAD | Sallynoggin Road [T41,T42] | CHERRYWOOD |  | 53.2837 | -6.1537
MV/LV Substation BI***183 |  | 10 kV | _ | LV | 200 kVA :Pole Substation | 0.2 | --> | 0.2 | 0.2 | 0.7 |  | --> | 0.19 | 0 | 0 | 0.2 | 0 |  | --> | C15 ex RAHANS | Rahans [T41] | MOY |  | 54.0835 | -9.1578
MV/LV Substation BI***187Y |  | 10 kV | _ | LV | 400 kVA :Kiosk Substation | 0.4 | --> | 0.4 | 0 | 0 | Constrained,otherwise capacity available =317kVA. | --> | 0.38 | 0 | 0 | 0.41241 | 0 |  | --> | C12 ex GRANGE (SR) | Grange (sr) [T41,T42] | BUTLERSTOWN |  | 52.2377 | -7.1065
MV/LV Substation BI***192 |  | 10 kV | _ | LV | 1000 kVA :Building Structure | 1 | --> | 1 | 0 | 0 | Constrained,otherwise capacity available =442kVA. | --> | 0.95 | 0 | 0.016302 | 0.5 | 0 |  | --> | C11 ex DRUMCONDRA | Drumcondra [T41,T42] | MCDERMOTT |  | 53.3616 | -6.2608
MV/LV Substation BI***193Y |  | 10 kV | _ | LV | 100 kVA :Pole Substation | 0.1 | --> | 0.1 | 0 | 0 | Constrained,otherwise capacity available =100kVA. | --> | 0.095 | 0 | 0 | 0 | 0 | Constrained,otherwise capacity available =100kW. | --> | C13 ex ROSCREA | Roscrea [T41,T42] | IKERRIN |  | 52.9593 | -7.8013
MV/LV Substation BI***238 |  | 20 kV | _ | LV | 50 kVA :Pole Substation | 0.05 | --> | 0.05 | 0.048 | 1.8 |  | --> | 0.0475 | 0 | 0 | 0.050303 | 0 |  | --> | E14 ex BIRDHILL | Birdhill [T421,T422] | ARDNACRUSHA |  | 52.773 | -8.4161
MV/LV Substation BI***264X |  | 10 kV | _ | LV | 400 kVA :Kiosk Substation | 0.4 | --> | 0.4 | 0 | 0 | Constrained,otherwise capacity available =269kVA. | --> | 0.38 | 0 | 0.018525 | 0.41942 | 0 |  | --> | C14 ex SUTTON | Sutton [T41,T42] | GRANGE (DR) |  | 53.3902 | -6.1213
MV/LV Substation BI***266Z |  | 10 kV | _ | LV | 400 kVA :Kiosk Substation | 0.4 | --> | 0.4 | 0 | 0 | Constrained,otherwise capacity available =321kVA. | --> | 0.38 | 0 | 0.00741 | 0.41182 | 0 |  | --> | C39 ex COLLEGE PARK | College Park [T101,T102,T103] | COLLEGE PARK |  | 53.4188 | -6.3834
MV/LV Substation BI***277Y |  | 20 kV | _ | LV | 200 kVA :Pole Substation | 0.2 | --> | 0.2 | 0 | 0 | Constrained,otherwise capacity available =200kVA. | --> | 0.19 | 0 | 0 | 0 | 0 | Constrained,otherwise capacity available =200kW. | --> | E18 ex SPRINGS | Springs [T421,T422] | DUNGARVAN |  | 52.0783 | -7.6449
MV/LV Substation BI***291Z |  | 20 kV | _ | LV | 50 kVA :Pole Substation | 0.05 | --> | 0.05 | 0 | 0 | Constrained,otherwise capacity available =45kVA. | --> | 0.0475 | 0 | 0 | 0.050753 | 0 |  | --> | C11 ex RIVERSTOWN | Riverstown [T41,T42] | KILBARRY |  | 52.0117 | -8.3458
MV/LV Substation BI***307X |  | 10 kV | _ | LV | 50 kVA :Pole Substation | 0.05 | --> | 0.05 | 0 | 0 | Constrained,otherwise capacity available =50kVA. | --> | 0.0475 | 0 | 0 | 0 | 0 | Constrained,otherwise capacity available =50kW. | --> | C13 ex DONEGAL | Donegal [T41,T42] | CATHALEENS FALL |  | 54.6766 | -8.0421
MV/LV Substation BI***310Y |  | 10 kV | _ | LV | 200 kVA :Pole Substation | 0.2 | --> | 0.2 | 0.194 | 1.1 |  | --> | 0.19 | 0 | 0.03705 | 0.20091 | 0 |  | --> | C17 ex BIRR | Birr [T41,T422] | DALLOW |  | 53.0936 | -7.9053
MV/LV Substation BI***331Y |  | 10 kV | _ | LV | 630 kVA :Kiosk Substation | 0.63 | --> | 0.63 | 0.479 | 10.9 |  | --> | 0.5985 | 0 | 0.022971 | 0.5 | 0 |  | --> | C12 ex MULLINGAR | Mullingar [T101,T102] | MULLINGAR |  | 53.5266 | -7.344
MV/LV Substation BI***341X |  | 10 kV | _ | LV | 1000 kVA :Building Structure | 1 | --> | 1 | 0 | 0 | Constrained,otherwise capacity available =391kVA. | --> | 0.95 | 0 | 0 | 0.5 | 0 |  | --> | C21 ex CAMDEN ROW | Camden Row [T41] | FRANCIS STREET |  | 53.3379 | -6.2664
MV/LV Substation BI***349Z |  | 10 kV | _ | LV | 630 kVA :Kiosk Substation | 0.63 | --> | 0.63 | 0 | 0 | Constrained,otherwise capacity available =497kVA. | --> | 0.5985 | 0 | 0.013338 | 0.5 | 0 |  | --> | C18 ex MALAHIDE | Malahide [T41,T42] | GLASMORE |  | 53.445 | -6.1372
MV/LV Substation BI***350 |  | 10 kV | _ | LV | 400 kVA :Kiosk Substation | 0.4 | --> | 0.4 | 0 | 0 | Constrained,otherwise capacity available =332kVA. | --> | 0.38 | 0 | 0.016302 | 0.4102 | 0 |  | --> | C18 ex MULGANNON | Mulgannon [T41,T42] | WEXFORD |  | 52.3125 | -6.4569
MV/LV Substation BI***350Z |  | 10 kV | _ | LV | 630 kVA :Kiosk Substation | 0.63 | --> | 0.63 | 0 | 0 | Constrained,otherwise capacity available =496kVA. | --> | 0.5985 | 0 | 0.022971 | 0.5 | 0 |  | --> | C18 ex MALAHIDE | Malahide [T41,T42] | GLASMORE |  | 53.4452 | -6.1347
MV/LV Substation BI***355 |  | 20 kV | _ | LV | 100 kVA :Pole Substation | 0.1 | --> | 0.1 | 0.087 | 0.6 |  | --> | 0.095 | 0 | 0 | 0.10195 | 0 |  | --> | E15 ex FERNS | Ferns [T421] | CRANE |  | 52.5873 | -6.4832
MV/LV Substation BI***368X |  | 10 kV | _ | LV | 50 kVA :Pole Substation | 0.05 | --> | 0.05 | 0 | 0 | Constrained,otherwise capacity available =48kVA. | --> | 0.0475 | 0 | 0 | 0.050303 | 0 |  | --> | C15 ex STICKILLEN | Stickillen [T41,T42] | DRYBRIDGE |  | 53.8475 | -6.6563
MV/LV Substation BI***372 |  | 10 kV | _ | LV | 25 kVA :Pole Substation | 0.025 | --> | 0.025 | 0 | 0 | Constrained,otherwise capacity available =17kVA. | --> | 0.02375 | 0 | 0 | 0.026187 | 0 |  | --> | C11 ex ROSEHILL | Rosehill [T41,T42] | KILKENNY |  | 52.6571 | -7.2721
MV/LV Substation BI***378 |  | 20 kV | _ | LV | 200 kVA :Pole Substation | 0.2 | --> | 0.2 | 0.2 | 1.1 |  | --> | 0.19 | 0 | 0 | 0.2 | 0 |  | --> | E18 ex BIRR | Birr [T41,T422] | DALLOW |  | 53.107 | -7.9207
MV/LV Substation BI***386 |  | 10 kV | _ | LV | 630 kVA :Building Structure | 0.63 | --> | 0.63 | 0 | 0 | Constrained,otherwise capacity available =500kVA. | --> | 0.5985 | 0 | 0 | 0.5 | 0 |  | --> | C19 ex CAMDEN ROW | Camden Row [T41] | FRANCIS STREET |  | 53.3382 | -6.2676
MV/LV Substation BI***389 |  | 10 kV | _ | LV | 630 kVA :Kiosk Substation | 0.63 | --> | 0.63 | 0.5 | 14.2 |  | --> | 0.5985 | 0 | 0.012597 | 0.5 | 0 |  | --> | C23 ex COOKSTOWN | Cookstown [T101,T102] | CARRICKMINES |  | 53.2907 | -6.3842
MV/LV Substation BI***390 |  | 10 kV | _ | LV | 630 kVA :Kiosk Substation | 0.63 | --> | 0.63 | 0.5 | 14.2 |  | --> | 0.5985 | 0 | 0.005928 | 0.5 | 0 |  | --> | C23 ex COOKSTOWN | Cookstown [T101,T102] | CARRICKMINES |  | 53.2913 | -6.3842
MV/LV Substation BI***4010 |  | 20 kV | _ | LV | 50 kVA :Pole Substation | 0.05 | --> | 0.05 | 0.05 | 1.8 |  | --> | 0.0475 | 0 | 0 | 0.05 | 0 |  | --> | E14 ex BIRDHILL | Birdhill [T421,T422] | ARDNACRUSHA |  | 52.7722 | -8.4265
MV/LV Substation BI***4037 |  | 10 kV | _ | LV | 400 kVA :Kiosk Substation | 0.4 | --> | 0.4 | 0.393 | 4.6 |  | --> | 0.38 | 0 | 0 | 0.40106 | 0 |  | --> | C17 ex RINGASKIDDY 110KV | Ringaskiddy 110kv [T42] | BARNAHELY |  | 51.8353 | -8.3328
MV/LV Substation BI***4043 |  | 10 kV | _ | LV | 1000 kVA :Building Structure | 1 | --> | 1 | 0 | 0 | Constrained,otherwise capacity available =500kVA. | --> | 0.95 | 0 | 0 | 0.5 | 0 |  | --> | C21 ex CAMDEN ROW | Camden Row [T41] | FRANCIS STREET |  | 53.3379 | -6.2664
MV/LV Substation BI***4047 |  | 10 kV | _ | LV | 50 kVA :Pole Substation | 0.05 | --> | 0.05 | 0 | 0 | Constrained,otherwise capacity available =47kVA. | --> | 0.0475 | 0 | 0 | 0.050453 | 0 |  | --> | C13 ex CHARLESTOWN | Charlestown [T41] | TONROE |  | 53.9132 | -8.8179
MV/LV Substation BI***4051 |  | 10 kV | _ | LV | 630 kVA :Kiosk Substation | 0.63 | --> | 0.63 | 0.38033 | 0.4 | Constrained,otherwise capacity available =500kVA. | --> | 0.5985 | 0 | 0 | 0.5 | 0 |  | --> | C17 ex CARRICKMINES | Carrickmines [T41,T42] | CARRICKMINES |  | 53.241 | -6.1982
MV/LV Substation BI***4052 |  | 10 kV | _ | LV | 630 kVA :Kiosk Substation | 0.63 | --> | 0.63 | 0.38033 | 0.4 | Constrained,otherwise capacity available =500kVA. | --> | 0.5985 | 0 | 0.062985 | 0.5 | 0 |  | --> | C17 ex CARRICKMINES | Carrickmines [T41,T42] | CARRICKMINES |  | 53.2403 | -6.2008
MV/LV Substation BI***405X |  | 20 kV | _ | LV | 50 kVA :Pole Substation | 0.05 | --> | 0.05 | 0 | 0 | Constrained,otherwise capacity available =49kVA. | --> | 0.0475 | 0 | 0 | 0.050152 | 0 |  | --> | C12 ex SCARIFF | Scariff [T42] | ENNIS |  | 52.9438 | -8.3921
MV/LV Substation BI***4076 |  | 10 kV | _ | LV | 400 kVA :Kiosk Substation | 0.4 | --> | 0.4 | 0.305 | 0.6 |  | --> | 0.38 | 0 | 0.011856 | 0 | 0 | Constrained,otherwise capacity available =414.2kW. | --> | C16 ex LAWLESSTOWN | Lawlesstown [T42,T421] | DOON |  | 52.361 | -7.7148
MV/LV Substation BI***4090 |  | 10 kV | _ | LV | 1000 kVA :Building Structure | 1 | --> | 1 | 0.5 | 2.8 |  | --> | 0.95 | 0 | 0 | 0.5 | 0 |  | --> | C24 ex MOUNT MERRION | Mount Merrion [T41,T42] | CARRICKMINES |  | 53.3004 | -6.1819
MV/LV Substation BI***4093 |  | 10 kV | _ | LV | 50 kVA :Pole Substation | 0.05 | --> | 0.05 | 0.05 | 0.4 |  | --> | 0.0475 | 0 | 0 | 0.05 | 0 |  | --> | C17 ex CARRICKMINES | Carrickmines [T41,T42] | CARRICKMINES |  | 53.2323 | -6.2056
MV/LV Substation BI***411 |  | 10 kV | _ | LV | 200 kVA :Pole Substation | 0.2 | --> | 0.2 | 0.132 | 0.9 |  | --> | 0.19 | 0 | 0.006669 | 0.21007 | 0 |  | --> | C18 ex WOODFORD | Woodford [T41,T42] | KNOCKEARAGH |  | 52.0382 | -9.4755
MV/LV Substation BI***4127 |  | 20 kV | _ | LV | 200 kVA :Kiosk Substation | 0.2 | --> | 0.2 | 0.199 | 1.1 |  | --> | 0.19 | 0 | 0 | 0.20015 | 0 |  | --> | E20 ex BIRR | Birr [T41,T422] | DALLOW |  | 53.0943 | -7.9204
MV/LV Substation BI***4139 |  | 10 kV | _ | LV | 50 kVA :Pole Substation | 0.05 | --> | 0.05 | 0 | 0 | Constrained,otherwise capacity available =50kVA. | --> | 0.0475 | 0 | 0 | 0.05 | 0 |  | --> | C22 ex SKIBBEREEN | Skibbereen [T41,T42] | DUNMANWAY |  | 51.5399 | -9.3626
MV/LV Substation BI***4141 |  | 10 kV | _ | LV | 50 kVA :Pole Substation | 0.05 | --> | 0.05 | 0 | 0 | Constrained,otherwise capacity available =45kVA. | --> | 0.0475 | 0 | 0 | 0.050753 | 0 |  | --> | E11 ex ASHBOURNE | Ashbourne [T421,T422] | FINGLAS |  | 53.4375 | -6.3329
MV/LV Substation BI***4144 |  | 10 kV | _ | LV | 100 kVA :Pole Substation | 0.1 | --> | 0.1 | 0.1 | 1.5 |  | --> | 0.095 | 0 | 0 | 0.1 | 0 |  | --> | C18 ex SMEARLA | Smearla [T41,T42] | TRIEN |  | 52.4245 | -9.5127
MV/LV Substation BI***4149 |  | 10 kV | _ | LV | 1000 kVA :Building Structure | 1 | --> | 1 | 0.38033 | 0.4 | Constrained,otherwise capacity available =500kVA. | --> | 0.95 | 0 | 0 | 0.5 | 0 |  | --> | C14 ex CARRICKMINES | Carrickmines [T41,T42] | CARRICKMINES |  | 53.2553 | -6.2001
MV/LV Substation BI***4151 |  | 20 kV | _ | LV | 200 kVA :Pole Substation | 0.2 | --> | 0.2 | 0 | 0 | Constrained,otherwise capacity available =128kVA. | --> | 0.19 | 0 | 0 | 0.21065 | 0 |  | --> | E17 ex BRUFF | Bruff [T42,T421] | LIMERICK |  | 52.5523 | -8.5555
MV/LV Substation BI***4155 |  | 10 kV | _ | LV | 1000 kVA :Building Structure | 1 | --> | 1 | 0 | 0 | Constrained,otherwise capacity available =500kVA. | --> | 0.95 | 0 | 0 | 0.5 | 0 |  | --> | C19 ex LOUGHLINSTOWN | Loughlinstown [T41,T42] | CARRICKMINES |  | 53.2456 | -6.144
MV/LV Substation BI***4205 |  | 10 kV | _ | LV | 630 kVA :Kiosk Substation | 0.63 | --> | 0.63 | 0 | 0 | Constrained,otherwise capacity available =500kVA. | --> | 0.5985 | 0 | 0 | 0.5 | 0 |  | --> | C27 ex KILBARRY | Kilbarry [T101,T43] | KILBARRY |  | 51.9116 | -8.4798
MV/LV Substation BI***4215 |  | 10 kV | _ | LV | 50 kVA :Pole Substation | 0.05 | --> | 0.05 | 0.05 | 2.9 |  | --> | 0.0475 | 0 | 0 | 0 | 0 | Constrained,otherwise capacity available =50kW. | --> | C12 ex TELAYDON | Telaydon [T42,T421] | LISDRUM |  | 54.2765 | -6.9708
MV/LV Substation BI***4246 |  | 20 kV | _ | LV | 400 kVA :Kiosk Substation | 0.4 | --> | 0.4 | 0.389 | 1.1 |  | --> | 0.38 | 0 | 0 | 0.40167 | 0 |  | --> | E18 ex BIRR | Birr [T41,T422] | DALLOW |  | 53.1058 | -7.9087
MV/LV Substation BI***4248 |  | 10 kV | _ | LV | 1000 kVA :Building Structure | 1 | --> | 1 | 0 | 0 | Constrained,otherwise capacity available =500kVA. | --> | 0.95 | 0 | 0.009633 | 0.5 | 0 |  | --> | C17 ex POPPINTREE | Poppintree [T101,T102] | FINGLAS |  | 53.4031 | -6.2614
MV/LV Substation BI***4258 |  | 20 kV | _ | LV | 50 kVA :Pole Substation | 0.05 | --> | 0.05 | 0.05 | 1.8 |  | --> | 0.0475 | 0 | 0 | 0.05 | 0 |  | --> | E18 ex BIRDHILL | Birdhill [T421,T422] | ARDNACRUSHA |  | 52.7623 | -8.4448
MV/LV Substation BI***4260 |  | 10 kV | _ | LV | 400 kVA :Kiosk Substation | 0.4 | --> | 0.4 | 0 | 0 | Constrained,otherwise capacity available =400kVA. | --> | 0.38 | 0 | 0 | 0 | 0 | Constrained,otherwise capacity available =400kW. | --> | C15 ex PORTARLINGTON | Portarlington [T41,T42] | PORTLAOISE |  | 53.1622 | -7.2075
MV/LV Substation BI***4282 |  | 20 kV | _ | LV | 50 kVA :Pole Substation | 0.05 | --> | 0.05 | 0 | 0 | Constrained,otherwise capacity available =40kVA. | --> | 0.0475 | 0 | 0 | 0.051496 | 0 |  | --> | E12 ex CARRIGSHANE | Carrigshane [T422] | MIDLETON |  | 51.9312 | -8.1335
MV/LV Substation BI***4289 |  | 10 kV | _ | LV | 1000 kVA :Building Structure | 1 | --> | 1 | 0 | 0 | Constrained,otherwise capacity available =500kVA. | --> | 0.95 | 0 | 0 | 0.5 | 0 |  | --> | C11 ex ATHENRY | Athenry [T41,T42] | GALWAY 110KV |  | 53.2864 | -8.7808
MV/LV Substation BI***437X |  | 10 kV | _ | LV | 200 kVA :Kiosk Substation | 0.2 | --> | 0.2 | 0 | 0 | Constrained,otherwise capacity available =58kVA. | --> | 0.19 | 0 | 0 | 0.22046 | 0 |  | --> | C20 ex KILDARE | Kildare [T41,T42] | NEWBRIDGE |  | 53.1656 | -6.9093
MV/LV Substation BI***4412 |  | 10 kV | _ | LV | 1000 kVA :Building Structure | 1 | --> | 1 | 0 | 0 | Constrained,otherwise capacity available =500kVA. | --> | 0.95 | 0 | 0 | 0.5 | 0 |  | --> | C11 ex DRUMCONDRA | Drumcondra [T41,T42] | MCDERMOTT |  | 53.3597 | -6.2601
MV/LV Substation BI***4477 |  | 10 kV | _ | LV | 400 kVA :Kiosk Substation | 0.4 | --> | 0.4 | 0 | 0 | Constrained,otherwise capacity available =400kVA. | --> | 0.38 | 0 | 0 | 0.4 | 0 |  | --> | C14 ex SUTTON | Sutton [T41,T42] | GRANGE (DR) |  | 53.3894 | -6.1227
MV/LV Substation BI***4502 |  | 10 kV | _ | LV | 630 kVA :Kiosk Substation | 0.63 | --> | 0.63 | 0 | 0 | Constrained,otherwise capacity available =500kVA. | --> | 0.5985 | 0 | 0.011115 | 0.5 | 0 |  | --> | C11 ex ROSEHILL | Rosehill [T41,T42] | KILKENNY |  | 52.6611 | -7.2711
MV/LV Substation BI***464X |  | 10 kV | _ | LV | 400 kVA :Kiosk Substation | 0.4 | --> | 0.4 | 0.291 | 11.9 |  | --> | 0.38 | 0 | 0.01482 | 0.41622 | 0 |  | --> | C18 ex SALTHILL | Salthill [T101,T102] | SALTHILL |  | 53.2676 | -9.128
MV/LV Substation BI***467Z |  | 10 kV | _ | LV | 400 kVA :Kiosk Substation | 0.4 | --> | 0.4 | 0 | 0 | Constrained,otherwise capacity available =373kVA. | --> | 0.38 | 0 | 0 | 0.40408 | 0 |  | --> | C20 ex BISHOPSTOWN | Bishopstown [T41,T42] | KILBARRY |  | 51.8783 | -8.5199
MV/LV Substation BI***473Y |  | 10 kV | _ | LV | 200 kVA :Kiosk Substation | 0.2 | --> | 0.2 | 0 | 0 | Constrained,otherwise capacity available =66kVA. | --> | 0.19 | 0 | 0.00741 | 0 | 0 | Constrained,otherwise capacity available =219.4kW. | --> | C12 ex PALLAS | Pallas [T41,T42] | PORTLAOISE |  | 53.0375 | -7.3174
MV/LV Substation BI***516 |  | 10 kV | _ | LV | 100 kVA :Pole Substation | 0.1 | --> | 0.1 | 0 | 5.6 |  | --> | 0.095 | 0 | 0.053352 | 0.10061 | 0 |  | --> | C14 ex KILCOOLE | Kilcoole [T41,T42] | FASSAROE |  | 53.1139 | -6.0872
MV/LV Substation BI***516 |  | 20 kV | _ | LV | 50 kVA :Pole Substation | 0.05 | --> | 0.05 | 0 | 0 | Constrained,otherwise capacity available =50kVA. | --> | 0.0475 | 0 | 0 | 0.05 | 0 |  | --> | E12 ex DINGLE | Dingle [T421,T422] | OUGHTRAGH |  | 52.2012 | -10.3652
MV/LV Substation BI***535 |  | 10 kV | _ | LV | 50 kVA :Pole Substation | 0.05 | --> | 0.05 | 0 | 0 | Constrained,otherwise capacity available =24kVA. | --> | 0.0475 | 0 | 0.003705 | 0 | 0 | Constrained,otherwise capacity available =53.8kW. | --> | C13 ex DONEGAL | Donegal [T41,T42] | CATHALEENS FALL |  | 54.7104 | -7.9713
MV/LV Substation BI***535X |  | 10 kV | _ | LV | 200 kVA :Kiosk Substation | 0.2 | --> | 0.2 | 0.17 | 11.9 |  | --> | 0.19 | 0 | 0 | 0.2045 | 0 |  | --> | C23 ex SALTHILL | Salthill [T101,T102] | SALTHILL |  | 53.2698 | -9.1044
MV/LV Substation BI***554X |  | 20 kV | _ | LV | 50 kVA :Pole Substation | 0.05 | --> | 0.05 | 0 | 0 | Constrained,otherwise capacity available =34kVA. | --> | 0.0475 | 0 | 0 | 0.052373 | 0 |  | --> | E13 ex BALTINGLASS | Baltinglass [T421,T422] | STRATFORD |  | 52.8962 | -6.8158
MV/LV Substation BI***556Y |  | 10 kV | _ | LV | 200 kVA :Kiosk Substation | 0.2 | --> | 0.2 | 0.186 | 3.8 |  | --> | 0.19 | 0 | 0 | 0.20211 | 0 |  | --> | C14 ex WATERFORD | Waterford [T41,T42] | WATERFORD |  | 52.2655 | -7.1267
MV/LV Substation BI***562Y |  | 10 kV | _ | LV | 200 kVA :Kiosk Substation | 0.2 | --> | 0.2 | 0.154 | 4.2 |  | --> | 0.19 | 0 | 0.003705 | 0 | 0 | Constrained,otherwise capacity available =206.9kW. | --> | C13 ex CHURCHTOWN | Churchtown [T41] | RATHKEALE |  | 52.4543 | -9.0589
MV/LV Substation BI***564Y |  | 10 kV | _ | LV | 630 kVA :Kiosk Substation | 0.63 | --> | 0.63 | 0 | 0 | Constrained,otherwise capacity available =500kVA. | --> | 0.5985 | 0 | 0 | 0.5 | 0 |  | --> | C22 ex CAVAN | Cavan [T42,T421] | SHANKILL |  | 53.9982 | -7.3426
MV/LV Substation BI***581X |  | 10 kV | _ | LV | 400 kVA :Kiosk Substation | 0.4 | --> | 0.4 | 0.336 | 13.5 |  | --> | 0.38 | 0 | 0.018525 | 0.4096 | 0 |  | --> | C17 ex ENNIS | Ennis [T101,T102] | ENNIS |  | 52.8491 | -8.9869
MV/LV Substation BI***587X |  | 10 kV | _ | LV | 200 kVA :Building Structure | 0.2 | --> | 0.2 | 0 | 0 | Constrained,otherwise capacity available =126kVA. | --> | 0.19 | 0 | 0.00741 | 0.21094 | 0 |  | --> | C21 ex BISHOPSTOWN | Bishopstown [T41,T42] | KILBARRY |  | 51.8845 | -8.5259
MV/LV Substation BI***618Y |  | 10 kV | _ | LV | 25 kVA :Pole Substation | 0.025 | --> | 0.025 | 0.007 | 3.8 |  | --> | 0.02375 | 0 | 0 | 0.027592 | 0 |  | --> | C14 ex WATERFORD | Waterford [T41,T42] | WATERFORD |  | 52.2658 | -7.1332
MV/LV Substation BI***619Y |  | 10 kV | _ | LV | 400 kVA :Kiosk Substation | 0.4 | --> | 0.4 | 0 | 0 | Constrained,otherwise capacity available =302kVA. | --> | 0.38 | 0 | 0.012597 | 0.41461 | 0 |  | --> | E12 ex KILCARRAGH | Kilcarragh [T421,T422] | BUTLERSTOWN |  | 52.2342 | -7.0768
MV/LV Substation BI***643X |  | 20 kV | _ | LV | 100 kVA :Pole Substation | 0.1 | --> | 0.1 | 0.057 | 1.1 |  | --> | 0.095 | 0 | 0.031122 | 0.10633 | 0 |  | --> | E18 ex BIRR | Birr [T41,T422] | DALLOW |  | 53.1047 | -7.9168
MV/LV Substation BI***656X |  | 10 kV | _ | LV | 200 kVA :Kiosk Substation | 0.2 | --> | 0.2 | 0.156 | 5 |  | --> | 0.19 | 0 | 0.002964 | 0.20657 | 0 |  | --> | C14 ex MCDONAGH | Mcdonagh [T41,T42] | KILKENNY |  | 52.6541 | -7.2344
MV/LV Substation BI***663X |  | 10 kV | _ | LV | 100 kVA :Pole Substation | 0.1 | --> | 0.1 | 0.1 | 4 |  | --> | 0.095 | 0 | 0 | 0.1 | 0 |  | --> | C18 ex BALLYJAMESDUFF | Ballyjamesduff [T41,T42] | SHANKILL |  | 53.8817 | -7.1736
MV/LV Substation BI***689 |  | 10 kV | _ | LV | 200 kVA :Kiosk Substation | 0.2 | --> | 0.2 | 0 | 0 | Constrained,otherwise capacity available =131kVA. | --> | 0.19 | 0 | 0.013338 | 0.21022 | 0 |  | --> | C15 ex DUNDRUM | Dundrum [T41,T42] | BLACKROCK |  | 53.2913 | -6.232
MV/LV Substation BI***691X |  | 20 kV | _ | LV | 400 kVA :Kiosk Substation | 0.4 | --> | 0.4 | 0 | 0 | Constrained,otherwise capacity available =346kVA. | --> | 0.38 | 0 | 0.00741 | 0.40812 | 0 |  | --> | C21 ex TERMONFECKIN ROAD | Termonfeckin Road [T41,T42] | DRYBRIDGE |  | 53.7618 | -6.266
MV/LV Substation BI***721 |  | 20 kV | _ | LV | 100 kVA :Pole Substation | 0.1 | --> | 0.1 | 0.032 | 1.8 |  | --> | 0.095 | 0 | 0 | 0.10982 | 0 |  | --> | E13 ex BIRDHILL | Birdhill [T421,T422] | ARDNACRUSHA |  | 52.7667 | -8.4417
MV/LV Substation BI***726X |  | 20 kV | _ | LV | 50 kVA :Pole Substation | 0.05 | --> | 0.05 | 0 | 0 | Constrained,otherwise capacity available =42kVA. | --> | 0.0475 | 0 | 0.00741 | 0.0512 | 0 |  | --> | C19 ex ENNISTYMON | Ennistymon [T41,T42] | ENNIS |  | 53.1246 | -9.1232
MV/LV Substation BI***744Y |  | 20 kV | _ | LV | 50 kVA :Pole Substation | 0.05 | --> | 0.05 | 0 | 0 | Constrained,otherwise capacity available =36kVA. | --> | 0.0475 | 0 | 0.004446 | 0.052083 | 0 |  | --> | E11 ex KILCARRAGH | Kilcarragh [T421,T422] | BUTLERSTOWN |  | 52.2285 | -7.0682
MV/LV Substation BI***745 |  | 10 kV | _ | LV | 200 kVA :Pole Substation | 0.2 | --> | 0.2 | 0 | 0 | Constrained,otherwise capacity available =182kVA. | --> | 0.19 | 0 | 0 | 0 | 0 | Constrained,otherwise capacity available =202.7kW. | --> | C17 ex ROSCREA | Roscrea [T41,T42] | IKERRIN |  | 52.9528 | -7.7742
MV/LV Substation BI***748 |  | 10 kV | _ | LV | 400 kVA :Kiosk Substation | 0.4 | --> | 0.4 | 0.307 | 4.6 |  | --> | 0.38 | 0 | 0.006669 | 0.41388 | 0 |  | --> | C14 ex DUN LAOGHAIRE | Dun Laoghaire [T41,T42] | BLACKROCK |  | 53.2911 | -6.1439
MV/LV Substation BI***756 |  | 10 kV | _ | LV | 200 kVA :Pole Substation | 0.2 | --> | 0.2 | 0.158 | 0.3 |  | --> | 0.19 | 0 | 0 | 0.20628 | 0 |  | --> | C16 ex BANAGHER | Banagher [T41,T42] | DALLOW |  | 53.1817 | -7.9783
MV/LV Substation BI***770 |  | 10 kV | _ | LV | 50 kVA :Pole Substation | 0.05 | --> | 0.05 | 0 | 0 | Constrained,otherwise capacity available =50kVA. | --> | 0.0475 | 0 | 0 | 0 | 0 | Constrained,otherwise capacity available =50kW. | --> | C15 ex CULLION | Cullion [T41,T42] | LETTERKENNY |  | 54.9641 | -7.6353
MV/LV Substation BI***786 |  | 10 kV | _ | LV | 400 kVA :Kiosk Substation | 0.4 | --> | 0.4 | 0.244 | 3.5 |  | --> | 0.38 | 0 | 0.01482 | 0.42302 | 0 |  | --> | C14 ex TRIMMS LANE | Trimms Lane [T41,T42] | SALTHILL |  | 53.2667 | -9.0707
MV/LV Substation BI***797X |  | 10 kV | _ | LV | 50 kVA :Pole Substation | 0.05 | --> | 0.05 | 0 | 0 | Constrained,otherwise capacity available =40kVA. | --> | 0.0475 | 0 | 0 | 0.051496 | 0 |  | --> | E11 ex ASHBOURNE | Ashbourne [T421,T422] | FINGLAS |  | 53.4378 | -6.3348
MV/LV Substation BI***798X |  | 10 kV | _ | LV | 50 kVA :Pole Substation | 0.05 | --> | 0.05 | 0 | 0 | Constrained,otherwise capacity available =24kVA. | --> | 0.0475 | 0 | 0.002964 | 0.0538 | 0 |  | --> | E11 ex ASHBOURNE | Ashbourne [T421,T422] | FINGLAS |  | 53.4391 | -6.3314
MV/LV Substation BI***808Y |  | 20 kV | _ | LV | 100 kVA :Pole Substation | 0.1 | --> | 0.1 | 0 | 0 | Constrained,otherwise capacity available =90kVA. | --> | 0.095 | 0 | 0 | 0 | 0 | Constrained,otherwise capacity available =101.5kW. | --> | E13 ex BLESSINGTON | Blessington [T421,T422] | KILTEEL |  | 53.1281 | -6.602
MV/LV Substation BI***811 |  | 20 kV | _ | LV | 50 kVA :Pole Substation | 0.05 | --> | 0.05 | 0 | 0 | Constrained,otherwise capacity available =40kVA. | --> | 0.0475 | 0 | 0 | 0.051496 | 0 |  | --> | C18 ex TOOMEVARA | Toomevara [T42] | NENAGH |  | 52.8002 | -8.0351
MV/LV Substation BI***811Y |  | 10 kV | _ | LV | 400 kVA :Building Structure | 0.4 | --> | 0.4 | 0.379 | 7.2 |  | --> | 0.38 | 0 | 0.1482 | 0.40318 | 0 |  | --> | C04 ex AHANE | Ahane [T102] | AHANE |  | 52.6603 | -8.4993
MV/LV Substation BI***819X |  | 20 kV | _ | LV | 50 kVA :Pole Substation | 0.05 | --> | 0.05 | 0 | 0 | Constrained,otherwise capacity available =48kVA. | --> | 0.0475 | 0 | 0 | 0.050303 | 0 |  | --> | E15 ex CREAGH | Creagh [T421,T422] | ATHLONE |  | 53.3286 | -8.1673
MV/LV Substation BI***823 |  | 10 kV | _ | LV | 50 kVA :Pole Substation | 0.05 | --> | 0.05 | 0 | 0 | Constrained,otherwise capacity available =40kVA. | --> | 0.0475 | 0 | 0 | 0.051496 | 0 |  | --> | C15 ex STICKILLEN | Stickillen [T41,T42] | DRYBRIDGE |  | 53.8406 | -6.6558
MV/LV Substation BI***823Z |  | 10 kV | _ | LV | 50 kVA :Pole Substation | 0.05 | --> | 0.05 | 0 | 0 | Constrained,otherwise capacity available =16kVA. | --> | 0.0475 | 0 | 0 | 0.05491 | 0 |  | --> | C11 ex BALLINCOLLIG | Ballincollig [T41,T42] | KILBARRY |  | 51.8324 | -8.5503
MV/LV Substation BI***824 |  | 10 kV | _ | LV | 400 kVA :Kiosk Substation | 0.4 | --> | 0.4 | 0 | 0 | Constrained,otherwise capacity available =332kVA. | --> | 0.38 | 0 | 0.00741 | 0.4102 | 0 |  | --> | C13 ex DUNDRUM | Dundrum [T41,T42] | BLACKROCK |  | 53.2896 | -6.2351
MV/LV Substation BI***856 |  | 20 kV | _ | LV | 400 kVA :Building Structure | 0.4 | --> | 0.4 | 0 | 0 | Constrained,otherwise capacity available =375kVA. | --> | 0.38 | 0 | 0 | 0 | 0 | Constrained,otherwise capacity available =403.8kW. | --> | E18 ex KILLYBEGS | Killybegs [T422] | BINBANE |  | 54.6377 | -8.438
MV/LV Substation BI***861Y |  | 10 kV | _ | LV | 200 kVA :Kiosk Substation | 0.2 | --> | 0.2 | 0 | 0 | Constrained,otherwise capacity available =135kVA. | --> | 0.19 | 0 | 0 | 0 | 0 | Constrained,otherwise capacity available =209.6kW. | --> | C15 ex PALLAS | Pallas [T41,T42] | PORTLAOISE |  | 53.0429 | -7.3007
MV/LV Substation BI***872 |  | 10 kV | _ | LV | 25 kVA :Pole Substation | 0.025 | --> | 0.025 | 0.018 | 4 |  | --> | 0.02375 | 0 | 0.003705 | 0.026041 | 0 |  | --> | C18 ex BALLYJAMESDUFF | Ballyjamesduff [T41,T42] | SHANKILL |  | 53.8855 | -7.1457
MV/LV Substation BI***872 |  | 10 kV | _ | LV | 400 kVA :Building Structure | 0.4 | --> | 0.4 | 0 | 0 | Constrained,otherwise capacity available =400kVA. | --> | 0.38 | 0 | 0 | 0.4 | 0 |  | --> | C28 ex CLONDALKIN | Clondalkin [T41,T42,T44] | INCHICORE 220KV |  | 53.3265 | -6.3935
MV/LV Substation BI***872 |  | 20 kV | _ | LV | 50 kVA :Pole Substation | 0.05 | --> | 0.05 | 0.036 | 1.6 |  | --> | 0.0475 | 0 | 0 | 0 | 0 | Constrained,otherwise capacity available =52.1kW. | --> | E17 ex BELMULLET | Belmullet [T421] | BELLACORICK |  | 54.2043 | -10.0371
MV/LV Substation BI***893 |  | 10 kV | _ | LV | 400 kVA :Kiosk Substation | 0.4 | --> | 0.4 | 0 | 0 | Constrained,otherwise capacity available =213kVA. | --> | 0.38 | 0 | 0.021489 | 0.42744 | 0 |  | --> | C21 ex TYMON | Tymon [T41,T42] | COOKSTOWN |  | 53.2996 | -6.356
MV/LV Substation BI***896X |  | 10 kV | _ | LV | 50 kVA :Pole Substation | 0.05 | --> | 0.05 | 0.043 | 6.5 |  | --> | 0.0475 | 0 | 0 | 0.051052 | 0 |  | --> | C17 ex OUGHTERARD | Oughterard [T41,T42] | SCREEB |  | 53.4204 | -9.3097
MV/LV Substation BI***905 |  | 20 kV | _ | LV | 50 kVA :Pole Substation | 0.05 | --> | 0.05 | 0.038 | 2.1 |  | --> | 0.0475 | 0 | 0 | 0 | 0 | Constrained,otherwise capacity available =51.8kW. | --> | C18 ex NEWTOWNCUNNINGHAM | Newtowncunningham [T41,T42] | LETTERKENNY |  | 55.0468 | -7.3755
MV/LV Substation BI***919 |  | 20 kV | _ | LV | 100 kVA :Pole Substation | 0.1 | --> | 0.1 | 0.076 | 0.2 |  | --> | 0.095 | 0 | 0.031122 | 0 | 0 | Constrained,otherwise capacity available =103.6kW. | --> | E15 ex BEALISTOWN | Bealistown [T421,T422] | GREAT ISLAND |  | 52.2673 | -6.7559
MV/LV Substation BI***923 |  | 20 kV | _ | LV | 50 kVA :Pole Substation | 0.05 | --> | 0.05 | 0 | 0 | Constrained,otherwise capacity available =41kVA. | --> | 0.0475 | 0 | 0 | 0 | 0 | Constrained,otherwise capacity available =51.3kW. | --> | C11 ex MOUNTMELLICK | Mountmellick [T41,T42] | PORTLAOISE |  | 53.1428 | -7.4519
MV/LV Substation BI***953 |  | 20 kV | _ | LV | 100 kVA :Pole Substation | 0.1 | --> | 0.1 | 0.066 | 2.8 |  | --> | 0.095 | 0 | 0 | 0.10504 | 0 |  | --> | E14 ex BANGOR ERRIS | Bangor Erris [T421] | BELLACORICK |  | 54.2358 | -9.7255
MV/LV Substation BI***988 |  | 20 kV | _ | LV | 100 kVA :Pole Substation | 0.1 | --> | 0.1 | 0 | 0 | Constrained,otherwise capacity available =97kVA. | --> | 0.095 | 0 | 0 | 0 | 0 | Constrained,otherwise capacity available =100.5kW. | --> | E14 ex BLESSINGTON | Blessington [T421,T422] | KILTEEL |  | 53.1273 | -6.5937
MV/LV Substation BI***995 |  | 10 kV | _ | LV | 200 kVA :Pole Substation | 0.2 | --> | 0.2 | 0.2 | 0.7 |  | --> | 0.19 | 0 | 0 | 0.2 | 0 |  | --> | C15 ex RAHANS | Rahans [T41] | MOY |  | 54.0834 | -9.1623
MV/LV Substation BJ***4389 |  | 10 kV | _ | LV | 630 kVA :Building Structure | 0.63 | --> | 0.63 | 0.5 | 4 |  | --> | 0.5985 | 0 | 0 | 0.5 | 0 |  | --> | C17 ex BALLYJAMESDUFF | Ballyjamesduff [T41,T42] | SHANKILL |  | 53.8647 | -7.2105
MV/LV Substation BK***941X |  | 20 kV | _ | LV | 50 kVA :Pole Substation | 0.05 | --> | 0.05 | 0 | 0 | Constrained,otherwise capacity available =32kVA. | --> | 0.0475 | 0 | 0 | 0.052662 | 0 |  | --> | C17 ex KYLEERAGH | Kyleeragh [T41,T42] | NENAGH |  | 52.9862 | -8.1
MV/LV Substation BL***001 |  | 10 kV | _ | LV | 1000 kVA :Building Structure | 1 | --> | 1 | 0 | 0 | Constrained,otherwise capacity available =500kVA. | --> | 0.95 | 0 | 0 | 0.5 | 0 |  | --> | E17 ex GARRANACANTY | Garranacanty [T421,T422] | TIPPERARY |  | 52.4742 | -8.158
MV/LV Substation BL***004 |  | 10 kV | _ | LV | 630 kVA :Kiosk Substation | 0.63 | --> | 0.63 | 0 | 0 | Constrained,otherwise capacity available =500kVA. | --> | 0.5985 | 0 | 0.00741 | 0.5 | 0 |  | --> | C12 ex KANTURK | Kanturk [T41,T42] | GLENLARA |  | 52.1754 | -8.9049
MV/LV Substation BL***006X |  | 10 kV | _ | LV | 400 kVA :Building Structure | 0.4 | --> | 0.4 | 0.286 | 1.5 |  | --> | 0.38 | 0 | 0.048165 | 0.41695 | 0 |  | --> | C22 ex BALLYARD | Ballyard [T41,T42] | TRALEE |  | 52.2556 | -9.737
MV/LV Substation BL***008 |  | 10 kV | _ | LV | 400 kVA :Kiosk Substation | 0.4 | --> | 0.4 | 0 | 0 | Constrained,otherwise capacity available =72kVA. | --> | 0.38 | 0 | 0.082992 | 0.44687 | 0 |  | --> | C15 ex GREYSTONES | Greystones [T41,T42] | FASSAROE |  | 53.1496 | -6.0791
MV/LV Substation BL***010 |  | 10 kV | _ | LV | 200 kVA :Pole Substation | 0.2 | --> | 0.2 | 0 | 0 | Constrained,otherwise capacity available =111kVA. | --> | 0.19 | 0 | 0.002223 | 0.21308 | 0 |  | --> | C18 ex CARRICKMACROSS | Carrickmacross [T41,T42] | MEATH HILL |  | 53.9785 | -6.7173
MV/LV Substation BL***011 |  | 10 kV | _ | LV | 200 kVA :Pole Substation | 0.2 | --> | 0.2 | 0 | 0 | Constrained,otherwise capacity available =195kVA. | --> | 0.19 | 0 | 0 | 0.20076 | 0 |  | --> | C17 ex BALLYHAUNIS | Ballyhaunis [T41,T42] | DALTON |  | 53.7678 | -8.7788
MV/LV Substation BL***013 |  | 20 kV | _ | LV | 400 kVA :Building Structure | 0.4 | --> | 0.4 | 0 | 0 | Constrained,otherwise capacity available =305kVA. | --> | 0.38 | 0 | 0.077805 | 0 | 0 | Constrained,otherwise capacity available =414.2kW. | --> | E17 ex FOXHOLE | Foxhole [T421,T422] | DUNGARVAN |  | 51.9413 | -7.8582
MV/LV Substation BL***016 |  | 10 kV | _ | LV | 630 kVA :Building Structure | 0.63 | --> | 0.63 | 0.5 | 0.9 |  | --> | 0.5985 | 0 | 0.00741 | 0.5 | 0 |  | --> | C12 ex COES ROAD | Coes Road [T41,T42] | DUNDALK |  | 54.0046 | -6.379
MV/LV Substation BL***016 |  | 20 kV | _ | LV | 200 kVA :Pole Substation | 0.2 | --> | 0.2 | 0 | 0 | Constrained,otherwise capacity available =170kVA. | --> | 0.19 | 0 | 0.015561 | 0.2045 | 0 |  | --> | E16 ex PATRICKSWELL | Patrickswell [T421,T422] | LIMERICK |  | 52.5632 | -8.7954
MV/LV Substation BL***016 |  | 20 kV | _ | LV | 200 kVA :Pole Substation | 0.2 | --> | 0.2 | 0 | 0 |  | --> | 0.19 | 0 | 0 | 0.22871 | 0 |  | --> | E18 ex EDENDERRY | Edenderry [T421,T422] | BLAKE |  | 53.3422 | -7.0475
MV/LV Substation BL***016Y |  | 10 kV | _ | LV | 25 kVA :Pole Substation | 0.025 | --> | 0.025 | 0.024 | 13.1 |  | --> | 0.02375 | 0 | 0 | 0.025151 | 0 |  | --> | C23 ex MONREAD | Monread [T101,T102] | MONREAD |  | 53.2317 | -6.7849
MV/LV Substation BL***022 |  | 10 kV | _ | LV | 50 kVA :Pole Substation | 0.05 | --> | 0.05 | 0.05 | 4 |  | --> | 0.0475 | 0 | 0 | 0.05 | 0 |  | --> | C17 ex BALLYJAMESDUFF | Ballyjamesduff [T41,T42] | SHANKILL |  | 53.9322 | -7.2822
MV/LV Substation BL***025 |  | 20 kV | _ | LV | 100 kVA :Pole Substation | 0.1 | --> | 0.1 | 0 | 0 | Constrained,otherwise capacity available =73kVA. | --> | 0.095 | 0 | 0.00741 | 0.10402 | 0 |  | --> | E16 ex PATRICKSWELL | Patrickswell [T421,T422] | LIMERICK |  | 52.5668 | -8.7944
MV/LV Substation BL***029 |  | 10 kV | _ | LV | 200 kVA :Kiosk Substation | 0.2 | --> | 0.2 | 0.092 | 3.9 |  | --> | 0.19 | 0 | 0.026676 | 0.21576 | 0 |  | --> | C12 ex MARSHES | Marshes [T41,T42] | DUNDALK |  | 53.9946 | -6.3898
MV/LV Substation BL***033 |  | 10 kV | _ | LV | 200 kVA :Pole Substation | 0.2 | --> | 0.2 | 0.133 | 4.5 |  | --> | 0.19 | 0 | 0.011115 | 0.20993 | 0 |  | --> | C11 ex MALLOW | Mallow [T41,T42] | MALLOW |  | 52.1316 | -8.654
MV/LV Substation BL***037Y |  | 10 kV | _ | LV | 200 kVA :Kiosk Substation | 0.2 | --> | 0.2 | 0 | 0 | Constrained,otherwise capacity available =200kVA. | --> | 0.19 | 0 | 0 | 0.2 | 0 |  | --> | E15 ex WHITECHURCH | Whitechurch [T421,T422] | KILBARRY |  | 51.9323 | -8.5704
MV/LV Substation BL***037Y |  | 20 kV | _ | LV | 50 kVA :Pole Substation | 0.05 | --> | 0.05 | 0.014 | 4.4 |  | --> | 0.0475 | 0 | 0 | 0.055184 | 0 |  | --> | E13 ex CRANE | Crane [T122] | CRANE |  | 52.4471 | -6.3537
MV/LV Substation BL***039 |  | 20 kV | _ | LV | 400 kVA :Kiosk Substation | 0.4 | --> | 0.4 | 0 | 0 | Constrained,otherwise capacity available =340kVA. | --> | 0.38 | 0 | 0.010374 | 0.40901 | 0 |  | --> | E18 ex EDENDERRY | Edenderry [T421,T422] | BLAKE |  | 53.3403 | -7.0558
MV/LV Substation BL***039X |  | 10 kV | _ | LV | 630 kVA :Kiosk Substation | 0.63 | --> | 0.63 | 0.45 | 4.6 |  | --> | 0.5985 | 0 | 0.005187 | 0.5 | 0 |  | --> | C15 ex WATLING STREET | Watling Street [T41,T42] | FRANCIS STREET |  | 53.3494 | -6.2829
MV/LV Substation BL***039X |  | 20 kV | _ | LV | 200 kVA :Kiosk Substation | 0.2 | --> | 0.2 | 0.036 | 4.4 |  | --> | 0.19 | 0 | 0.012597 | 0 | 0 | Constrained,otherwise capacity available =223.4kW. | --> | E19 ex STRANORLAR | Stranorlar [T421,T422] | LETTERKENNY |  | 54.8011 | -7.8017
MV/LV Substation BL***043 |  | 10 kV | _ | LV | 200 kVA :Kiosk Substation | 0.2 | --> | 0.2 | 0 | 0 | Constrained,otherwise capacity available =110kVA. | --> | 0.19 | 0 | 0.011856 | 0.21322 | 0 |  | --> | C20 ex RATHMULLAN | Rathmullan [T41,T42] | DRYBRIDGE |  | 53.7086 | -6.3308
MV/LV Substation BL***044 |  | 10 kV | _ | LV | 100 kVA :Pole Substation | 0.1 | --> | 0.1 | 0 | 0 | Constrained,otherwise capacity available =56kVA. | --> | 0.095 | 0 | 0 | 0.10647 | 0 |  | --> | C15 ex DRUMQUIN | Drumquin [T42] | ENNIS |  | 52.6794 | -9.1463
MV/LV Substation BL***045Z |  | 10 kV | _ | LV | 200 kVA :Kiosk Substation | 0.2 | --> | 0.2 | 0 | 0 | Constrained,otherwise capacity available =75kVA. | --> | 0.19 | 0 | 0.009633 | 0.21813 | 0 |  | --> | C24 ex BALLYCOOLIN | Ballycoolin [T41,T42,T43] | FINGLAS |  | 53.401 | -6.3838
MV/LV Substation BL***046Y |  | 20 kV | _ | LV | 100 kVA :Pole Substation | 0.1 | --> | 0.1 | 0.082 | 4.4 |  | --> | 0.095 | 0 | 0 | 0.1027 | 0 |  | --> | E13 ex CRANE | Crane [T122] | CRANE |  | 52.4481 | -6.3572
MV/LV Substation BL***046Y |  | 10 kV | _ | LV | 50 kVA :Pole Substation | 0.05 | --> | 0.05 | 0 | 0 | Constrained,otherwise capacity available =50kVA. | --> | 0.0475 | 0 | 0 | 0.05 | 0 |  | --> | C17 ex SALLINS | Sallins [T41,T42] | GRIFFINRATH |  | 53.2833 | -6.6791
MV/LV Substation BL***049X |  | 10 kV | _ | LV | 630 kVA :Building Structure | 0.63 | --> | 0.63 | 0.5 | 10 |  | --> | 0.5985 | 0 | 0.010374 | 0.5 | 0 |  | --> | C23 ex HAROLDS CROSS | Harolds Cross [T101,T102] | POOLBEG |  | 53.3321 | -6.2717
MV/LV Substation BL***049Z |  | 10 kV | _ | LV | 200 kVA :Kiosk Substation | 0.2 | --> | 0.2 | 0 | 0 | Constrained,otherwise capacity available =200kVA. | --> | 0.19 | 0 | 0 | 0.2 | 0 |  | --> | C21 ex DOUGLAS | Douglas [T41,T42] | TRABEG |  | 51.8801 | -8.4235
MV/LV Substation BL***050 |  | 10 kV | _ | LV | 50 kVA :Pole Substation | 0.05 | --> | 0.05 | 0.049 | 2.2 |  | --> | 0.0475 | 0 | 0 | 0.050152 | 0 |  | --> | C21 ex BAILIEBORO | Bailieboro [T41,T42] | MEATH HILL |  | 53.8897 | -6.9471
MV/LV Substation BL***055 |  | 10 kV | _ | LV | 400 kVA :Kiosk Substation | 0.4 | --> | 0.4 | 0 | 0 | Constrained,otherwise capacity available =251kVA. | --> | 0.38 | 0 | 0.016302 | 0.42202 | 0 |  | --> | C13 ex COOLMINE | Coolmine [T41,T42] | FINGLAS |  | 53.3837 | -6.3776
MV/LV Substation BL***055 |  | 10 kV | _ | LV | 400 kVA :Kiosk Substation | 0.4 | --> | 0.4 | 0.274 | 2.3 |  | --> | 0.38 | 0 | 0.017043 | 0.41869 | 0 |  | --> | C19 ex BALLYRICKARD | Ballyrickard [T41,T42] | TRALEE |  | 52.276 | -9.7002
MV/LV Substation BL***057 |  | 20 kV | _ | LV | 400 kVA :Kiosk Substation | 0.4 | --> | 0.4 | 0 | 0 | Constrained,otherwise capacity available =330kVA. | --> | 0.38 | 0 | 0.00741 | 0 | 0 | Constrained,otherwise capacity available =410.5kW. | --> | E17 ex FOXHOLE | Foxhole [T421,T422] | DUNGARVAN |  | 51.9554 | -7.8603
MV/LV Substation BL***057 |  | 10 kV | _ | LV | 400 kVA :Kiosk Substation | 0.4 | --> | 0.4 | 0 | 0 | Constrained,otherwise capacity available =120kVA. | --> | 0.38 | 0 | 0.008892 | 0.44038 | 0 |  | --> | C13 ex GARRYOWEN | Garryowen [T41,T42] | LIMERICK |  | 52.6569 | -8.608
MV/LV Substation BL***058 |  | 10 kV | _ | LV | 200 kVA :Pole Substation | 0.2 | --> | 0.2 | 0.161 | 1.9 |  | --> | 0.19 | 0 | 0.00741 | 0 | 0 | Constrained,otherwise capacity available =205.8kW. | --> | C16 ex TURLOUGH ROAD | Turlough Road [T41,T42] | CASTLEBAR |  | 53.8571 | -9.3092
MV/LV Substation BL***059 |  | 10 kV | _ | LV | 200 kVA :Kiosk Substation | 0.2 | --> | 0.2 | 0 | 0 | Constrained,otherwise capacity available =128kVA. | --> | 0.19 | 0 | 0.011115 | 0.21065 | 0 |  | --> | C17 ex TUAM NORTH | Tuam North [T41,T42] | CLOON |  | 53.5241 | -8.8532
MV/LV Substation BL***063 |  | 10 kV | _ | LV | 630 kVA :Kiosk Substation | 0.63 | --> | 0.63 | 0.41 | 9.1 |  | --> | 0.5985 | 0 | 0.023712 | 0.5 | 0 |  | --> | C23 ex CENTRE PARK ROAD | Marina [T105,T106] | MARINA |  | 51.8969 | -8.4139
MV/LV Substation BL***063 |  | 20 kV | _ | LV | 100 kVA :Pole Substation | 0.1 | --> | 0.1 | 0 | 0 | Constrained,otherwise capacity available =93kVA. | --> | 0.095 | 0 | 0 | 0.10106 | 0 |  | --> | C18 ex KANTURK | Kanturk [T41,T42] | GLENLARA |  | 52.1461 | -8.9081
MV/LV Substation BL***066 |  | 10 kV | _ | LV | 400 kVA :Kiosk Substation | 0.4 | --> | 0.4 | 0.353 | 6 |  | --> | 0.38 | 0 | 0.022971 | 0.40707 | 0 |  | --> | C23 ex PELLETSTOWN | Pelletstown [T101,T102] | FINGLAS |  | 53.3838 | -6.3703
MV/LV Substation BL***068X |  | 10 kV | _ | LV | 630 kVA :Building Structure | 0.63 | --> | 0.63 | 0.5 | 13.9 |  | --> | 0.5985 | 0 | 0 | 0.5 | 0 |  | --> | C20 ex CENTRAL PARK | Central Park [T101,T102] | CARRICKMINES |  | 53.2717 | -6.2035
MV/LV Substation BL***069X |  | 10 kV | _ | LV | 630 kVA :Building Structure | 0.63 | --> | 0.63 | 0.5 | 13.9 |  | --> | 0.5985 | 0 | 0 | 0.5 | 0 |  | --> | C20 ex CENTRAL PARK | Central Park [T101,T102] | CARRICKMINES |  | 53.2718 | -6.2035
MV/LV Substation BL***074 |  | 10 kV | _ | LV | 630 kVA :Building Structure | 0.63 | --> | 0.63 | 0 | 0 | Constrained,otherwise capacity available =122kVA. | --> | 0.5985 | 0 | 0 | 0.5 | 0 |  | --> | C15 ex LEESON STREET | Leeson Street [T41,T42] | MILLTOWN (DR) |  | 53.3287 | -6.2653
MV/LV Substation BL***076X |  | 10 kV | _ | LV | 200 kVA :Kiosk Substation | 0.2 | --> | 0.2 | 0.165 | 2.8 |  | --> | 0.19 | 0 | 0.002223 | 0.20525 | 0 |  | --> | C20 ex CASTLEBLAYNEY | Castleblayney [T41,T42] | DUNDALK |  | 54.118 | -6.7448
MV/LV Substation BL***080Z |  | 10 kV | _ | LV | 400 kVA :Kiosk Substation | 0.4 | --> | 0.4 | 0 | 0 | Constrained,otherwise capacity available =219kVA. | --> | 0.38 | 0 | 0.083733 | 0.42659 | 0 |  | --> | C21 ex CASTLETROY | Castletroy [T41,T42] | ARDNACRUSHA |  | 52.6613 | -8.5419
MV/LV Substation BL***080Z |  | 20 kV | _ | LV | 50 kVA :Pole Substation | 0.05 | --> | 0.05 | 0 | 0 | Constrained,otherwise capacity available =46kVA. | --> | 0.0475 | 0 | 0 | 0.050604 | 0 |  | --> | E11 ex ACADEMY STREET | Academy Street [T421,T422,T44] | NAVAN |  | 53.5955 | -6.6049
MV/LV Substation BL***081Z |  | 10 kV | _ | LV | 50 kVA :Pole Substation | 0.05 | --> | 0.05 | 0.043 | 0.2 |  | --> | 0.0475 | 0 | 0 | 0 | 0 | Constrained,otherwise capacity available =51.1kW. | --> | E16 ex BEALISTOWN | Bealistown [T421,T422] | GREAT ISLAND |  | 52.233 | -6.9307
MV/LV Substation BL***087 |  | 10 kV | _ | LV | 630 kVA :Building Structure | 0.63 | --> | 0.63 | 0.352 | 3 |  | --> | 0.5985 | 0 | 0.036309 | 0.5 | 0 |  | --> | C31 ex INCHICORE CENTRAL | Inchicore Central [T43,T45] | INCHICORE 220KV |  | 53.3302 | -6.3341
MV/LV Substation BL***097 |  | 10 kV | _ | LV | 200 kVA :Pole Substation | 0.2 | --> | 0.2 | 0.126 | 2.9 |  | --> | 0.19 | 0 | 0.005928 | 0.21094 | 0 |  | --> | C12 ex ABBEYLAND | Abbeyland [T41,T42] | NAVAN |  | 53.6642 | -6.6716
MV/LV Substation BL***097 |  | 20 kV | _ | LV | 50 kVA :Pole Substation | 0.05 | --> | 0.05 | 0 | 0 |  | --> | 0.0475 | 0 | 0 | 0.057563 | 0 |  | --> | E16 ex PATRICKSWELL | Patrickswell [T421,T422] | LIMERICK |  | 52.5617 | -8.7985
MV/LV Substation BL***097 |  | 10 kV | _ | LV | 630 kVA :Kiosk Substation | 0.63 | --> | 0.63 | 0 | 0 | Constrained,otherwise capacity available =500kVA. | --> | 0.5985 | 0 | 0.005187 | 0.5 | 0 |  | --> | C12 ex SAGGART | Saggart [T41,T42] | GRANGE CASTLE |  | 53.2777 | -6.4768
MV/LV Substation BL***099Y |  | 20 kV | _ | LV | 100 kVA :Pole Substation | 0.1 | --> | 0.1 | 0 | 0 | Constrained,otherwise capacity available =33kVA. | --> | 0.095 | 0 | 0 | 0.10968 | 0 |  | --> | E12 ex KILCOCK | Kilcock [T421,T422] | GRIFFINRATH |  | 53.445 | -6.56
MV/LV Substation BL***104 |  | 10 kV | _ | LV | 200 kVA :Pole Substation | 0.2 | --> | 0.2 | 0.15 | 2.9 |  | --> | 0.19 | 0 | 0.015561 | 0.20745 | 0 |  | --> | C12 ex ABBEYLAND | Abbeyland [T41,T42] | NAVAN |  | 53.6659 | -6.6735
MV/LV Substation BL***105Z |  | 10 kV | _ | LV | 630 kVA :Building Structure | 0.63 | --> | 0.63 | 0.454 | 2.9 |  | --> | 0.5985 | 0 | 0.03705 | 0.5 | 0 |  | --> | C11 ex ABBEYLAND | Abbeyland [T41,T42] | NAVAN |  | 53.6555 | -6.7003
MV/LV Substation BL***108 |  | 20 kV | _ | LV | 100 kVA :Building Structure | 0.1 | --> | 0.1 | 0 | 0 | Constrained,otherwise capacity available =80kVA. | --> | 0.095 | 0 | 0 | 0.10299 | 0 |  | --> | E15 ex DINGLE | Dingle [T421,T422] | OUGHTRAGH |  | 52.1324 | -10.4621
MV/LV Substation BL***109 |  | 10 kV | _ | LV | 200 kVA :Kiosk Substation | 0.2 | --> | 0.2 | 0.12 | 2.4 |  | --> | 0.19 | 0 | 0.022971 | 0.2118 | 0 |  | --> | C17 ex GRAIGUE | Graigue [T41,T42] | CARLOW |  | 52.8278 | -6.9292
MV/LV Substation BL***112 |  | 20 kV | _ | LV | 50 kVA :Pole Substation | 0.05 | --> | 0.05 | 0.032 | 4.4 |  | --> | 0.0475 | 0 | 0 | 0.052662 | 0 |  | --> | E13 ex CRANE | Crane [T122] | CRANE |  | 52.4434 | -6.3526
MV/LV Substation BL***113Z |  | 10 kV | _ | LV | 50 kVA :Pole Substation | 0.05 | --> | 0.05 | 0.05 | 13.1 |  | --> | 0.0475 | 0 | 0 | 0.05 | 0 |  | --> | C23 ex MONREAD | Monread [T101,T102] | MONREAD |  | 53.23 | -6.777
MV/LV Substation BL***122X |  | 10 kV | _ | LV | 630 kVA :Building Structure | 0.63 | --> | 0.63 | 0 | 0 | Constrained,otherwise capacity available =497kVA. | --> | 0.5985 | 0 | 0 | 0.5 | 0 |  | --> | C18 ex CAMDEN ROW | Camden Row [T41] | FRANCIS STREET |  | 53.3374 | -6.2758
MV/LV Substation BL***127X |  | 10 kV | _ | LV | 100 kVA :Pole Substation | 0.1 | --> | 0.1 | 0 | 0 | Constrained,otherwise capacity available =68kVA. | --> | 0.095 | 0 | 0.002223 | 0.10475 | 0 |  | --> | C35 ex SEMPERIT | Semperit [T41,T42,T43] | GRANGE CASTLE |  | 53.322 | -6.3471
MV/LV Substation BL***132 |  | 10 kV | _ | LV | 630 kVA :Building Structure | 0.63 | --> | 0.63 | 0.5 | 2.8 |  | --> | 0.5985 | 0 | 0 | 0.5 | 0 |  | --> | C24 ex MOUNT MERRION | Mount Merrion [T41,T42] | CARRICKMINES |  | 53.2987 | -6.1791
MV/LV Substation BL***132Z |  | 10 kV | _ | LV | 100 kVA :Pole Substation | 0.1 | --> | 0.1 | 0 | 0 | Constrained,otherwise capacity available =68kVA. | --> | 0.095 | 0 | 0.020748 | 0.10475 | 0 |  | --> | C31 ex KILBARRY | Kilbarry [T101,T43] | KILBARRY |  | 51.9347 | -8.4583
MV/LV Substation BL***134 |  | 20 kV | _ | LV | 50 kVA :Pole Substation | 0.05 | --> | 0.05 | 0 | 0 | Constrained,otherwise capacity available =48kVA. | --> | 0.0475 | 0 | 0 | 0.050303 | 0 |  | --> | E15 ex BATTER LANE TEMPORARY | Batter Lane Temporary 38kv [T421] | GLASMORE |  | 53.5008 | -6.1932
MV/LV Substation BL***137X |  | 10 kV | _ | LV | 400 kVA :Kiosk Substation | 0.4 | --> | 0.4 | 0.37 | 3.9 |  | --> | 0.38 | 0 | 0.003705 | 0.40453 | 0 |  | --> | C20 ex MARSHES | Marshes [T41,T42] | DUNDALK |  | 53.9731 | -6.3636
MV/LV Substation BL***140 |  | 10 kV | _ | LV | 630 kVA :Building Structure | 0.63 | --> | 0.63 | 0.5 | 2.9 |  | --> | 0.5985 | 0 | 0.002223 | 0.5 | 0 |  | --> | C12 ex ABBEYLAND | Abbeyland [T41,T42] | NAVAN |  | 53.6632 | -6.6764
MV/LV Substation BL***144X |  | 10 kV | _ | LV | 400 kVA :Kiosk Substation | 0.4 | --> | 0.4 | 0.314 | 6.4 |  | --> | 0.38 | 0 | 0.002223 | 0.41285 | 0 |  | --> | C18 ex BUSHFIELD | Bushfield [T41,T42] | ATHLONE |  | 53.4343 | -7.9305
MV/LV Substation BL***148X |  | 20 kV | _ | LV | 50 kVA :Pole Substation | 0.05 | --> | 0.05 | 0.05 | 1.8 |  | --> | 0.0475 | 0 | 0 | 0.05 | 0 |  | --> | E13 ex BIRDHILL | Birdhill [T421,T422] | ARDNACRUSHA |  | 52.772 | -8.5684
MV/LV Substation BL***148Y |  | 10 kV | _ | LV | 400 kVA :Kiosk Substation | 0.4 | --> | 0.4 | 0.34 | 6.4 |  | --> | 0.38 | 0 | 0.020007 | 0.40901 | 0 |  | --> | C17 ex BUSHFIELD | Bushfield [T41,T42] | ATHLONE |  | 53.4314 | -7.9003
MV/LV Substation BL***150Y |  | 10 kV | _ | LV | 400 kVA :Building Structure | 0.4 | --> | 0.4 | 0 | 0 | Constrained,otherwise capacity available =372kVA. | --> | 0.38 | 0 | 0 | 0 | 0 | Constrained,otherwise capacity available =404.2kW. | --> | C20 ex COLLIGAN | Colligan [T41,T42] | DUNGARVAN |  | 52.0866 | -7.6246
MV/LV Substation BL***152 |  | 20 kV | _ | LV | 50 kVA :Pole Substation | 0.05 | --> | 0.05 | 0.031 | 4.4 |  | --> | 0.0475 | 0 | 0 | 0.052806 | 0 |  | --> | E13 ex CRANE | Crane [T122] | CRANE |  | 52.4443 | -6.34
MV/LV Substation BL***155Z |  | 10 kV | _ | LV | 630 kVA :Kiosk Substation | 0.63 | --> | 0.63 | 0 | 0 | Constrained,otherwise capacity available =500kVA. | --> | 0.5985 | 0 | 0 | 0.5 | 0 |  | --> | C26 ex ACADEMY STREET | Academy Street [T421,T422,T44] | NAVAN |  | 53.6549 | -6.6863
MV/LV Substation BL***159Z |  | 10 kV | _ | LV | 200 kVA :Kiosk Substation | 0.2 | --> | 0.2 | 0 | 0 | Constrained,otherwise capacity available =157kVA. | --> | 0.19 | 0 | 0.002223 | 0.20643 | 0 |  | --> | C30 ex ACADEMY STREET | Academy Street [T421,T422,T44] | NAVAN |  | 53.6554 | -6.6783
MV/LV Substation BL***169 |  | 20 kV | _ | LV | 400 kVA :Kiosk Substation | 0.4 | --> | 0.4 | 0 | 0 | Constrained,otherwise capacity available =354kVA. | --> | 0.38 | 0 | 0.034086 | 0.40692 | 0 |  | --> | E11 ex KILCARRAGH | Kilcarragh [T421,T422] | BUTLERSTOWN |  | 52.239 | -7.0454
MV/LV Substation BL***180 |  | 10 kV | _ | LV | 50 kVA :Pole Substation | 0.05 | --> | 0.05 | 0.038 | 2.7 |  | --> | 0.0475 | 0 | 0.002964 | 0.05179 | 0 |  | --> | C12 ex MONFIN | Monfin [T41,T42] | WEXFORD |  | 52.4882 | -6.5917
MV/LV Substation BL***184Z |  | 10 kV | _ | LV | 200 kVA :Kiosk Substation | 0.2 | --> | 0.2 | 0.075 | 16.1 |  | --> | 0.19 | 0 | 0.011856 | 0.21813 | 0 |  | --> | E14 ex WEXFORD | Wexford [T121,T122] | WEXFORD |  | 52.3334 | -6.488
MV/LV Substation BL***185X |  | 10 kV | _ | LV | 200 kVA :Kiosk Substation | 0.2 | --> | 0.2 | 0.16 | 0.2 |  | --> | 0.19 | 0 | 0.011115 | 0 | 0 | Constrained,otherwise capacity available =206kW. | --> | C16 ex ROSSGEIR | Rossgeir [T41,T42] | LETTERKENNY |  | 54.9309 | -7.4664
MV/LV Substation BL***186 |  | 10 kV | _ | LV | 400 kVA :Kiosk Substation | 0.4 | --> | 0.4 | 0.267 | 3.9 |  | --> | 0.38 | 0 | 0.053352 | 0.41971 | 0 |  | --> | C19 ex GALWAY 110KV | Galway 110kv [T102,T103] | GALWAY 110KV |  | 53.2734 | -9.0215
MV/LV Substation BL***190X |  | 10 kV | _ | LV | 1000 kVA :Building Structure | 1 | --> | 1 | 0.5 | 6.4 |  | --> | 0.95 | 0 | 0.033345 | 0.5 | 0 |  | --> | C17 ex BUSHFIELD | Bushfield [T41,T42] | ATHLONE |  | 53.43 | -7.8918
MV/LV Substation BL***191Z |  | 10 kV | _ | LV | 200 kVA :Kiosk Substation | 0.2 | --> | 0.2 | 0 | 0 | Constrained,otherwise capacity available =168kVA. | --> | 0.19 | 0 | 0 | 0 | 0 | Constrained,otherwise capacity available =204.8kW. | --> | C15 ex KILCLOHER | Kilcloher [T41,T42] | DUNGARVAN |  | 52.0864 | -7.8536
MV/LV Substation BL***193 |  | 10 kV | _ | LV | 50 kVA :Pole Substation | 0.05 | --> | 0.05 | 0 | 0 | Constrained,otherwise capacity available =50kVA. | --> | 0.0475 | 0 | 0 | 0.05 | 0 |  | --> | C20 ex SUTTON | Sutton [T41,T42] | GRANGE (DR) |  | 53.3702 | -6.0685
MV/LV Substation BL***196X |  | 20 kV | _ | LV | 400 kVA :Kiosk Substation | 0.4 | --> | 0.4 | 0 | 0 | Constrained,otherwise capacity available =379kVA. | --> | 0.38 | 0 | 0.006669 | 0.40318 | 0 |  | --> | E16 ex PATRICKSWELL | Patrickswell [T421,T422] | LIMERICK |  | 52.5647 | -8.7971
MV/LV Substation BL***196Z |  | 10 kV | _ | LV | 50 kVA :Pole Substation | 0.05 | --> | 0.05 | 0 | 0 | Constrained,otherwise capacity available =46kVA. | --> | 0.0475 | 0 | 0 | 0.050604 | 0 |  | --> | C17 ex INCHICORE NORTH | Inchicore North [T41] | INCHICORE 220KV |  | 53.3317 | -6.3441
MV/LV Substation BL***197X |  | 10 kV | _ | LV | 400 kVA :Kiosk Substation | 0.4 | --> | 0.4 | 0.247 | 6.4 |  | --> | 0.38 | 0 | 0.006669 | 0.42259 | 0 |  | --> | C17 ex BUSHFIELD | Bushfield [T41,T42] | ATHLONE |  | 53.4315 | -7.8953
MV/LV Substation BL***201 |  | 10 kV | _ | LV | 630 kVA :Kiosk Substation | 0.63 | --> | 0.63 | 0 | 0 | Constrained,otherwise capacity available =500kVA. | --> | 0.5985 | 0 | 0.003705 | 0.5 | 0 |  | --> | E15 ex WHITECHURCH | Whitechurch [T421,T422] | KILBARRY |  | 51.9336 | -8.5647
MV/LV Substation BL***207 |  | 10 kV | _ | LV | 630 kVA :Kiosk Substation | 0.63 | --> | 0.63 | 0.431 | 2.9 |  | --> | 0.5985 | 0 | 0.06669 | 0.5 | 0 |  | --> | C17 ex BREWERY ROAD | Brewery Road [T41,T42] | CARRICKMINES |  | 53.2796 | -6.2175
MV/LV Substation BL***207Y |  | 10 kV | _ | LV | 400 kVA :Kiosk Substation | 0.4 | --> | 0.4 | 0.279 | 3.9 |  | --> | 0.38 | 0 | 0.048906 | 0.41797 | 0 |  | --> | C20 ex MARSHES | Marshes [T41,T42] | DUNDALK |  | 53.9745 | -6.3647
MV/LV Substation BL***210Y |  | 20 kV | _ | LV | 50 kVA :Pole Substation | 0.05 | --> | 0.05 | 0 | 0 | Constrained,otherwise capacity available =49kVA. | --> | 0.0475 | 0 | 0 | 0 | 0 | Constrained,otherwise capacity available =50.2kW. | --> | C15 ex CLOONLOUGH | Cloonlough [T41,T42] | BARRYMORE |  | 52.247 | -8.3647
MV/LV Substation BL***210Z |  | 10 kV | _ | LV | 400 kVA :Building Structure | 0.4 | --> | 0.4 | 0.395 | 6 |  | --> | 0.38 | 0 | 0 | 0.40076 | 0 |  | --> | C22 ex TRABEG | Trabeg [T101,T102] | TRABEG |  | 51.8508 | -8.4841
MV/LV Substation BL***211Z |  | 20 kV | _ | LV | 400 kVA :Kiosk Substation | 0.4 | --> | 0.4 | 0 | 0 | Constrained,otherwise capacity available =267kVA. | --> | 0.38 | 0 | 0.005928 | 0 | 0 | Constrained,otherwise capacity available =419.7kW. | --> | E13 ex BLESSINGTON | Blessington [T421,T422] | KILTEEL |  | 53.1724 | -6.5445
MV/LV Substation BL***215X |  | 10 kV | _ | LV | 50 kVA :Pole Substation | 0.05 | --> | 0.05 | 0 | 0 | Constrained,otherwise capacity available =41kVA. | --> | 0.0475 | 0 | 0 | 0 | 0 | Constrained,otherwise capacity available =51.3kW. | --> | C20 ex PORTLAOISE | Portlaoise [T41,T42] | PORTLAOISE |  | 53.0366 | -7.2765
MV/LV Substation BL***220 |  | 10 kV | _ | LV | 400 kVA :Building Structure | 0.4 | --> | 0.4 | 0 | 0 | Constrained,otherwise capacity available =363kVA. | --> | 0.38 | 0 | 0 | 0.40558 | 0 |  | --> | E15 ex WHITECHURCH | Whitechurch [T421,T422] | KILBARRY |  | 51.9287 | -8.5692
MV/LV Substation BL***222Z |  | 10 kV | _ | LV | 400 kVA :Kiosk Substation | 0.4 | --> | 0.4 | 0.174 | 6 |  | --> | 0.38 | 0 | 0.011115 | 0.43292 | 0 |  | --> | C23 ex PELLETSTOWN | Pelletstown [T101,T102] | FINGLAS |  | 53.3872 | -6.3766
MV/LV Substation BL***223Z |  | 10 kV | _ | LV | 200 kVA :Kiosk Substation | 0.2 | --> | 0.2 | 0 | 0 | Constrained,otherwise capacity available =142kVA. | --> | 0.19 | 0 | 0.015561 | 0.20862 | 0 |  | --> | C22 ex MACETOWN | Macetown [T101,T102] | MACETOWN |  | 53.397 | -6.4429
MV/LV Substation BL***230 |  | 10 kV | _ | LV | 100 kVA :Pole Substation | 0.1 | --> | 0.1 | 0 | 0 | Constrained,otherwise capacity available =93kVA. | --> | 0.095 | 0 | 0 | 0 | 0 | Constrained,otherwise capacity available =101.1kW. | --> | C19 ex LISMORE | Lismore [T41,T42] | DUNGARVAN |  | 52.1425 | -8.0744
MV/LV Substation BL***231X |  | 20 kV | _ | LV | 50 kVA :Pole Substation | 0.05 | --> | 0.05 | 0.044 | 0.9 |  | --> | 0.0475 | 0 | 0 | 0.050903 | 0 |  | --> | E19 ex KENMARE | Kenmare [T421] | KNOCKEARAGH |  | 51.8765 | -9.7464
MV/LV Substation BL***236Y |  | 20 kV | _ | LV | 50 kVA :Pole Substation | 0.05 | --> | 0.05 | 0 | 0 | Constrained,otherwise capacity available =41kVA. | --> | 0.0475 | 0 | 0.003705 | 0.051348 | 0 |  | --> | E30 ex LOUGHREA | Loughrea [T41,T42] | SOMERSET |  | 53.2314 | -8.7322
MV/LV Substation BL***240X |  | 10 kV | _ | LV | 50 kVA :Pole Substation | 0.05 | --> | 0.05 | 0.035 | 0 |  | --> | 0.0475 | 0 | 0.002964 | 0.052228 | 0 |  | --> | C11 ex CALLAN | Callan [T41,T42] | KILKENNY |  | 52.5528 | -7.3833
MV/LV Substation BL***241X |  | 10 kV | _ | LV | 630 kVA :Kiosk Substation | 0.63 | --> | 0.63 | 0.5 | 4.6 |  | --> | 0.5985 | 0 | 0.012597 | 0.5 | 0 |  | --> | C16 ex WATLING STREET | Watling Street [T41,T42] | FRANCIS STREET |  | 53.3493 | -6.2833
MV/LV Substation BL***250 |  | 20 kV | _ | LV | 50 kVA :Pole Substation | 0.05 | --> | 0.05 | 0 | 0 | Constrained,otherwise capacity available =42kVA. | --> | 0.0475 | 0 | 0 | 0.0512 | 0 |  | --> | E20 ex GARRANACANTY | Garranacanty [T421,T422] | TIPPERARY |  | 52.5534 | -8.0201
MV/LV Substation BL***256 |  | 10 kV | _ | LV | 50 kVA :Pole Substation | 0.05 | --> | 0.05 | 0.042 | 3.1 |  | --> | 0.0475 | 0 | 0.00741 | 0.0512 | 0 |  | --> | C12 ex PURCELLS INCH | Purcells Inch [T41,T42] | KILKENNY |  | 52.5854 | -7.1658
MV/LV Substation BL***261Z |  | 10 kV | _ | LV | 400 kVA :Kiosk Substation | 0.4 | --> | 0.4 | 0 | 0 | Constrained,otherwise capacity available =286kVA. | --> | 0.38 | 0 | 0.017784 | 0.41695 | 0 |  | --> | C16 ex KINSALE | Kinsale [T41,T42] | BANDON |  | 51.7126 | -8.5323
MV/LV Substation BL***262Z |  | 10 kV | _ | LV | 400 kVA :Kiosk Substation | 0.4 | --> | 0.4 | 0 | 0 | Constrained,otherwise capacity available =373kVA. | --> | 0.38 | 0 | 0.009633 | 0.40408 | 0 |  | --> | C16 ex KINSALE | Kinsale [T41,T42] | BANDON |  | 51.7112 | -8.5298
MV/LV Substation BL***263Y |  | 10 kV | _ | LV | 50 kVA :Pole Substation | 0.05 | --> | 0.05 | 0 | 0 | Constrained,otherwise capacity available =43kVA. | --> | 0.0475 | 0 | 0 | 0.051052 | 0 |  | --> | C12 ex MONEYCOOLEY | Moneycooley [T41,T42,T44] | GRIFFINRATH |  | 53.3744 | -6.5302
MV/LV Substation BL***263Z |  | 10 kV | _ | LV | 630 kVA :Building Structure | 0.63 | --> | 0.63 | 0 | 0 | Constrained,otherwise capacity available =500kVA. | --> | 0.5985 | 0 | 0 | 0.5 | 0 |  | --> | C13 ex KILBARRY | Kilbarry [T101,T43] | KILBARRY |  | 51.9157 | -8.4708
MV/LV Substation BL***264Z |  | 10 kV | _ | LV | 630 kVA :Building Structure | 0.63 | --> | 0.63 | 0 | 0 | Constrained,otherwise capacity available =500kVA. | --> | 0.5985 | 0 | 0 | 0.5 | 0 |  | --> | C13 ex KILBARRY | Kilbarry [T101,T43] | KILBARRY |  | 51.9149 | -8.4709
MV/LV Substation BL***265Z |  | 10 kV | _ | LV | 630 kVA :Building Structure | 0.63 | --> | 0.63 | 0 | 0 | Constrained,otherwise capacity available =500kVA. | --> | 0.5985 | 0 | 0 | 0.5 | 0 |  | --> | C13 ex KILBARRY | Kilbarry [T101,T43] | KILBARRY |  | 51.9144 | -8.4715
MV/LV Substation BL***271Z |  | 20 kV | _ | LV | 50 kVA :Pole Substation | 0.05 | --> | 0.05 | 0 | 0 | Constrained,otherwise capacity available =43kVA. | --> | 0.0475 | 0 | 0 | 0.051052 | 0 |  | --> | C21 ex TERMONFECKIN ROAD | Termonfeckin Road [T41,T42] | DRYBRIDGE |  | 53.777 | -6.2951
MV/LV Substation BL***272Z |  | 20 kV | _ | LV | 1000 kVA :Kiosk Substation | 1 | --> | 1 | 0 | 0 | Constrained,otherwise capacity available =500kVA. | --> | 0.95 | 0 | 0 | 0.5 | 0 |  | --> | E15 ex WHITECHURCH | Whitechurch [T421,T422] | KILBARRY |  | 51.936 | -8.5443
MV/LV Substation BL***278Z |  | 10 kV | _ | LV | 200 kVA :Kiosk Substation | 0.2 | --> | 0.2 | 0 | 0 | Constrained,otherwise capacity available =170kVA. | --> | 0.19 | 0 | 0.005928 | 0.2045 | 0 |  | --> | C26 ex KILBARRY | Kilbarry [T101,T43] | KILBARRY |  | 51.9229 | -8.5015
MV/LV Substation BL***278Z |  | 10 kV | _ | LV | 400 kVA :Kiosk Substation | 0.4 | --> | 0.4 | 0 | 0 | Constrained,otherwise capacity available =279kVA. | --> | 0.38 | 0 | 0.00741 | 0.41797 | 0 |  | --> | C20 ex COLLEGE PARK | College Park [T101,T102,T103] | COLLEGE PARK |  | 53.3941 | -6.3751
MV/LV Substation BL***282 |  | 10 kV | _ | LV | 400 kVA :Kiosk Substation | 0.4 | --> | 0.4 | 0 | 0 | Constrained,otherwise capacity available =270kVA. | --> | 0.38 | 0 | 0.005187 | 0.41927 | 0 |  | --> | C18 ex COOLMINE | Coolmine [T41,T42] | FINGLAS |  | 53.3934 | -6.4097
MV/LV Substation BL***285Z |  | 20 kV | _ | LV | 50 kVA :Pole Substation | 0.05 | --> | 0.05 | 0 | 0 | Constrained,otherwise capacity available =45kVA. | --> | 0.0475 | 0 | 0 | 0.050753 | 0 |  | --> | E11 ex ACADEMY STREET | Academy Street [T421,T422,T44] | NAVAN |  | 53.5955 | -6.601
MV/LV Substation BL***286Z |  | 10 kV | _ | LV | 200 kVA :Kiosk Substation | 0.2 | --> | 0.2 | 0 | 0 | Constrained,otherwise capacity available =138kVA. | --> | 0.19 | 0 | 0 | 0.2092 | 0 |  | --> | C20 ex COOLMINE | Coolmine [T41,T42] | FINGLAS |  | 53.3999 | -6.401
MV/LV Substation BL***289X |  | 10 kV | _ | LV | 50 kVA :Pole Substation | 0.05 | --> | 0.05 | 0 | 0 | Constrained,otherwise capacity available =43kVA. | --> | 0.0475 | 0 | 0 | 0.051052 | 0 |  | --> | C15 ex RIVERSTOWN | Riverstown [T41,T42] | KILBARRY |  | 51.9423 | -8.3435
MV/LV Substation BL***291 |  | 10 kV | _ | LV | 200 kVA :Kiosk Substation | 0.2 | --> | 0.2 | 0 | 0 | Constrained,otherwise capacity available =119kVA. | --> | 0.19 | 0 | 0.019266 | 0.21194 | 0 |  | --> | C18 ex COOLMINE | Coolmine [T41,T42] | FINGLAS |  | 53.3956 | -6.4085
MV/LV Substation BL***294Z |  | 10 kV | _ | LV | 100 kVA :Pole Substation | 0.1 | --> | 0.1 | 0 | 0 | Constrained,otherwise capacity available =87kVA. | --> | 0.095 | 0 | 0.008151 | 0.10195 | 0 |  | --> | C16 ex JOHNSTOWN | Johnstown [T41,T42] | KILTEEL |  | 53.2595 | -6.5654
MV/LV Substation BL***296Y |  | 20 kV | _ | LV | 630 kVA :Kiosk Substation | 0.63 | --> | 0.63 | 0.474 | 3.5 |  | --> | 0.5985 | 0 | 0.006669 | 0 | 0 | Constrained,otherwise capacity available =500kW. | --> | E11 ex DUNFIRTH | Dunfirth [T122] | DUNFIRTH |  | 53.416 | -6.8254
MV/LV Substation BL***304Y |  | 20 kV | _ | LV | 50 kVA :Pole Substation | 0.05 | --> | 0.05 | 0 | 0 | Constrained,otherwise capacity available =43kVA. | --> | 0.0475 | 0 | 0 | 0.051052 | 0 |  | --> | E12 ex KILCOCK | Kilcock [T421,T422] | GRIFFINRATH |  | 53.4364 | -6.5757
MV/LV Substation BL***312Z |  | 10 kV | _ | LV | 200 kVA :Kiosk Substation | 0.2 | --> | 0.2 | 0 | 0 | Constrained,otherwise capacity available =124kVA. | --> | 0.19 | 0 | 0.033345 | 0.21122 | 0 |  | --> | C22 ex MACETOWN | Macetown [T101,T102] | MACETOWN |  | 53.395 | -6.4456
MV/LV Substation BL***319 |  | 10 kV | _ | LV | 100 kVA :Pole Substation | 0.1 | --> | 0.1 | 0 | 0 | Constrained,otherwise capacity available =97kVA. | --> | 0.095 | 0 | 0.11115 | 0.10045 | 0 |  | --> | C16 ex TALBOTS INCH | Talbots Inch [T41,T42] | KILKENNY |  | 52.6724 | -7.2604
MV/LV Substation BL***320 |  | 10 kV | _ | LV | 200 kVA :Kiosk Substation | 0.2 | --> | 0.2 | 0 | 0 | Constrained,otherwise capacity available =149kVA. | --> | 0.19 | 0 | 0 | 0.2076 | 0 |  | --> | C20 ex COOLMINE | Coolmine [T41,T42] | FINGLAS |  | 53.3956 | -6.4037
MV/LV Substation BL***320Y |  | 10 kV | _ | LV | 200 kVA :Kiosk Substation | 0.2 | --> | 0.2 | 0.102 | 2.9 |  | --> | 0.19 | 0 | 0.002964 | 0.21436 | 0 |  | --> | C17 ex ABBEYLAND | Abbeyland [T41,T42] | NAVAN |  | 53.6606 | -6.6867
MV/LV Substation BL***338 |  | 10 kV | _ | LV | 400 kVA :Building Structure | 0.4 | --> | 0.4 | 0.357 | 2.9 |  | --> | 0.38 | 0 | 0 | 0.40648 | 0 |  | --> | C17 ex BREWERY ROAD | Brewery Road [T41,T42] | CARRICKMINES |  | 53.2774 | -6.2199
MV/LV Substation BL***341 |  | 20 kV | _ | LV | 100 kVA :Pole Substation | 0.1 | --> | 0.1 | 0 | 0 | Constrained,otherwise capacity available =67kVA. | --> | 0.095 | 0 | 0 | 0.10489 | 0 |  | --> | E15 ex CREAGH | Creagh [T421,T422] | ATHLONE |  | 53.2757 | -8
MV/LV Substation BL***342Z |  | 20 kV | _ | LV | 100 kVA :Pole Substation | 0.1 | --> | 0.1 | 0.084 | 1.1 |  | --> | 0.095 | 0 | 0 | 0.1024 | 0 |  | --> | E14 ex RANDALSTOWN | Randalstown [T422] | NAVAN |  | 53.699 | -6.7161
MV/LV Substation BL***349Y |  | 10 kV | _ | LV | 400 kVA :Kiosk Substation | 0.4 | --> | 0.4 | 0 | 0 | Constrained,otherwise capacity available =318kVA. | --> | 0.38 | 0 | 0.035568 | 0.41226 | 0 |  | --> | C30 ex ACADEMY STREET | Academy Street [T421,T422,T44] | NAVAN |  | 53.6568 | -6.677
MV/LV Substation BL***352Y |  | 10 kV | _ | LV | 200 kVA :Kiosk Substation | 0.2 | --> | 0.2 | 0.104 | 4.6 |  | --> | 0.19 | 0 | 0.025935 | 0.21407 | 0 |  | --> | C11 ex RINGASKIDDY 110KV | Ringaskiddy 110kv [T42] | BARNAHELY |  | 51.8684 | -8.3432
MV/LV Substation BL***353Z |  | 20 kV | _ | LV | 50 kVA :Pole Substation | 0.05 | --> | 0.05 | 0 | 0 | Constrained,otherwise capacity available =33kVA. | --> | 0.0475 | 0 | 0 | 0.052518 | 0 |  | --> | C24 ex MACETOWN | Macetown [T101,T102] | MACETOWN |  | 53.4778 | -6.5035
MV/LV Substation BL***354Y |  | 10 kV | _ | LV | 200 kVA :Pole Substation | 0.2 | --> | 0.2 | 0 | 0 | Constrained,otherwise capacity available =200kVA. | --> | 0.19 | 0 | 0 | 0.2 | 0 |  | --> | C16 ex CASTLECOMER | Castlecomer [T41,T42] | BALLYRAGGET |  | 52.9257 | -7.2867
MV/LV Substation BL***358X |  | 10 kV | _ | LV | 630 kVA :Kiosk Substation | 0.63 | --> | 0.63 | 0 | 0 | Constrained,otherwise capacity available =481kVA. | --> | 0.5985 | 0 | 0 | 0.5 | 0 |  | --> | E15 ex WHITECHURCH | Whitechurch [T421,T422] | KILBARRY |  | 51.9328 | -8.561
MV/LV Substation BL***362 |  | 10 kV | _ | LV | 630 kVA :Building Structure | 0.63 | --> | 0.63 | 0 | 0 | Constrained,otherwise capacity available =447kVA. | --> | 0.5985 | 0 | 0.003705 | 0.5 | 0 |  | --> | C17 ex CRANMORE | Cranmore [T41,T42] | SLIGO |  | 54.2713 | -8.4739
MV/LV Substation BL***372 |  | 10 kV | _ | LV | 630 kVA :Building Structure | 0.63 | --> | 0.63 | 0.311 | 10 |  | --> | 0.5985 | 0 | 0.01482 | 0.5 | 0 |  | --> | C23 ex HAROLDS CROSS | Harolds Cross [T101,T102] | POOLBEG |  | 53.3318 | -6.2719
MV/LV Substation BL***378Z |  | 20 kV | _ | LV | 200 kVA :Kiosk Substation | 0.2 | --> | 0.2 | 0 | 0 | Constrained,otherwise capacity available =112kVA. | --> | 0.19 | 0 | 0.008892 | 0 | 0 | Constrained,otherwise capacity available =212.9kW. | --> | E13 ex BLESSINGTON | Blessington [T421,T422] | KILTEEL |  | 53.1648 | -6.5442
MV/LV Substation BL***384 |  | 10 kV | _ | LV | 630 kVA :Kiosk Substation | 0.63 | --> | 0.63 | 0 | 0 | Constrained,otherwise capacity available =500kVA. | --> | 0.5985 | 0 | 0.048906 | 0.5 | 0 |  | --> | C20 ex CLONTARF | Clontarf [T42] | FINGLAS |  | 53.3666 | -6.2012
MV/LV Substation BL***389X |  | 10 kV | _ | LV | 200 kVA :Building Structure | 0.2 | --> | 0.2 | 0 | 0 | Constrained,otherwise capacity available =151kVA. | --> | 0.19 | 0 | 0 | 0.20731 | 0 |  | --> | E15 ex WHITECHURCH | Whitechurch [T421,T422] | KILBARRY |  | 51.9317 | -8.5603
MV/LV Substation BL***391Y |  | 20 kV | _ | LV | 200 kVA :Pole Substation | 0.2 | --> | 0.2 | 0 | 0 | Constrained,otherwise capacity available =144kVA. | --> | 0.19 | 0 | 0.002223 | 0.20833 | 0 |  | --> | E18 ex EDENDERRY | Edenderry [T421,T422] | BLAKE |  | 53.3416 | -7.0486
MV/LV Substation BL***392 |  | 10 kV | _ | LV | 200 kVA :Kiosk Substation | 0.2 | --> | 0.2 | 0 | 0 | Constrained,otherwise capacity available =142kVA. | --> | 0.19 | 0 | 0.002223 | 0.20862 | 0 |  | --> | C15 ex COOLMINE | Coolmine [T41,T42] | FINGLAS |  | 53.3978 | -6.4133
MV/LV Substation BL***393 |  | 10 kV | _ | LV | 400 kVA :Building Structure | 0.4 | --> | 0.4 | 0.268 | 1.5 |  | --> | 0.38 | 0 | 0 | 0.41956 | 0 |  | --> | C20 ex MONKSTOWN | Monkstown [T41,T42] | BLACKROCK |  | 53.3038 | -6.1908
MV/LV Substation BL***395X |  | 10 kV | _ | LV | 100 kVA :Pole Substation | 0.1 | --> | 0.1 | 0 | 0 | Constrained,otherwise capacity available =73kVA. | --> | 0.095 | 0 | 0 | 0.10402 | 0 |  | --> | C20 ex DOCK ROAD | Dock Road [T41,T42] | LIMERICK |  | 52.6475 | -8.6654
MV/LV Substation BL***397X |  | 10 kV | _ | LV | 630 kVA :Kiosk Substation | 0.63 | --> | 0.63 | 0.5 | 11.9 |  | --> | 0.5985 | 0 | 0 | 0.5 | 0 |  | --> | C24 ex SALTHILL | Salthill [T101,T102] | SALTHILL |  | 53.2582 | -9.0932
MV/LV Substation BL***398X |  | 10 kV | _ | LV | 400 kVA :Kiosk Substation | 0.4 | --> | 0.4 | 0.338 | 11.9 |  | --> | 0.38 | 0 | 0 | 0.40931 | 0 |  | --> | C24 ex SALTHILL | Salthill [T101,T102] | SALTHILL |  | 53.2592 | -9.0939
MV/LV Substation BL***4015 |  | 10 kV | _ | LV | 400 kVA :Kiosk Substation | 0.4 | --> | 0.4 | 0 | 0 | Constrained,otherwise capacity available =388kVA. | --> | 0.38 | 0 | 0 | 0.40182 | 0 |  | --> | C11 ex NAAS | Naas [T41,T42] | KILTEEL |  | 53.214 | -6.6508
MV/LV Substation BL***4016 |  | 20 kV | _ | LV | 50 kVA :Pole Substation | 0.05 | --> | 0.05 | 0.024 | 0.4 |  | --> | 0.0475 | 0 | 0 | 0 | 0 | Constrained,otherwise capacity available =53.8kW. | --> | C21 ex SWINFORD | Swinford [T41,T42] | CASTLEBAR |  | 53.9878 | -9.1129
MV/LV Substation BL***4017 |  | 10 kV | _ | LV | 630 kVA :Building Structure | 0.63 | --> | 0.63 | 0 | 0 | Constrained,otherwise capacity available =500kVA. | --> | 0.5985 | 0 | 0 | 0.5 | 0 |  | --> | C15 ex SCARTEEN | Scarteen [T41,T42] | MALLOW |  | 52.1202 | -8.6573
MV/LV Substation BL***4034 |  | 10 kV | _ | LV | 630 kVA :Kiosk Substation | 0.63 | --> | 0.63 | 0.38033 | 0.4 | Constrained,otherwise capacity available =500kVA. | --> | 0.5985 | 0 | 0 | 0.5 | 0 |  | --> | C20 ex CARRICKMINES | Carrickmines [T41,T42] | CARRICKMINES |  | 53.2507 | -6.1766
MV/LV Substation BL***4048 |  | 10 kV | _ | LV | 630 kVA :Building Structure | 0.63 | --> | 0.63 | 0.042007 | 0 | Constrained,otherwise capacity available =500kVA. | --> | 0.5985 | 0 | 0 | 0.5 | 0 |  | --> | C18 ex SHANNON | Shannon [T41,T42] | DRUMLINE |  | 52.7038 | -8.8994
MV/LV Substation BL***4049 |  | 10 kV | _ | LV | 630 kVA :Kiosk Substation | 0.63 | --> | 0.63 | 0 | 0 | Constrained,otherwise capacity available =500kVA. | --> | 0.5985 | 0 | 0 | 0 | 0 | Constrained,otherwise capacity available =500kW. | --> | C13 ex CULLION | Cullion [T41,T42] | LETTERKENNY |  | 54.9469 | -7.7253
MV/LV Substation BL***4066 |  | 10 kV | _ | LV | 1000 kVA :Building Structure | 1 | --> | 1 | 0.38033 | 0.4 | Constrained,otherwise capacity available =500kVA. | --> | 0.95 | 0 | 0 | 0.5 | 0 |  | --> | C13 ex CARRICKMINES | Carrickmines [T41,T42] | CARRICKMINES |  | 53.251 | -6.1839
MV/LV Substation BL***409 |  | 10 kV | _ | LV | 200 kVA :Kiosk Substation | 0.2 | --> | 0.2 | 0 | 0 | Constrained,otherwise capacity available =100kVA. | --> | 0.19 | 0 | 0.005928 | 0.21464 | 0 |  | --> | C11 ex MACETOWN | Macetown [T101,T102] | MACETOWN |  | 53.3988 | -6.4118
MV/LV Substation BL***4096 |  | 10 kV | _ | LV | 50 kVA :Pole Substation | 0.05 | --> | 0.05 | 0.05 | 0.7 |  | --> | 0.0475 | 0 | 0 | 0.05 | 0 |  | --> | C16 ex KILRUSH | Kilrush [T41,T42] | TULLABRACK |  | 52.6718 | -9.5889
MV/LV Substation BL***4099 |  | 10 kV | _ | LV | 400 kVA :Kiosk Substation | 0.4 | --> | 0.4 | 0.31329 | 0.3 | Constrained,otherwise capacity available =338kVA. | --> | 0.38 | 0 | 0.039273 | 0.40931 | 0 |  | --> | C20 ex SANTRY | Santry [T41,T42] | FINGLAS |  | 53.4034 | -6.264
MV/LV Substation BL***411 |  | 10 kV | _ | LV | 200 kVA :Kiosk Substation | 0.2 | --> | 0.2 | 0 | 0 | Constrained,otherwise capacity available =134kVA. | --> | 0.19 | 0 | 0.006669 | 0.20978 | 0 |  | --> | C11 ex MACETOWN | Macetown [T101,T102] | MACETOWN |  | 53.3984 | -6.41
MV/LV Substation BL***4113 |  | 20 kV | _ | LV | 400 kVA :Kiosk Substation | 0.4 | --> | 0.4 | 0.37132 | 0.4 | Constrained,otherwise capacity available =400kVA. | --> | 0.38 | 0 | 0 | 0.4 | 0 |  | --> | E12 ex BALLYCONNELL | Ballyconnell [T421,T422] | GORTAWEE |  | 54.1122 | -7.5749
MV/LV Substation BL***4122 |  | 20 kV | _ | LV | 630 kVA :Building Structure | 0.63 | --> | 0.63 | 0 | 0 | Constrained,otherwise capacity available =361kVA. | --> | 0.5985 | 0 | 0 | 0.5 | 0 |  | --> | E15 ex WHITECHURCH | Whitechurch [T421,T422] | KILBARRY |  | 51.9375 | -8.5454
MV/LV Substation BL***4122 |  | 20 kV | _ | LV | 200 kVA :Pole Substation | 0.2 | --> | 0.2 | 0.128 | 0.1 |  | --> | 0.19 | 0 | 0.03705 | 0.21065 | 0 |  | --> | E11 ex KILCULLEN | Kilcullen [T41,T42,T424] | STRATFORD |  | 53.0545 | -6.7655
MV/LV Substation BL***4127 |  | 10 kV | _ | LV | 400 kVA :Kiosk Substation | 0.4 | --> | 0.4 | 0.363 | 3.9 |  | --> | 0.38 | 0 | 0 | 0.40558 | 0 |  | --> | C21 ex MARSHES | Marshes [T41,T42] | DUNDALK |  | 53.9641 | -6.379
MV/LV Substation BL***4130 |  | 10 kV | _ | LV | 1000 kVA :Building Structure | 1 | --> | 1 | 0.5 | 1.5 |  | --> | 0.95 | 0 | 0 | 0.5 | 0 |  | --> | C22 ex MONKSTOWN | Monkstown [T41,T42] | BLACKROCK |  | 53.3021 | -6.1809
MV/LV Substation BL***4130 |  | 10 kV | _ | LV | 400 kVA :Kiosk Substation | 0.4 | --> | 0.4 | 0 | 0 | Constrained,otherwise capacity available =400kVA. | --> | 0.38 | 0 | 0 | 0.4 | 0 |  | --> | C12 ex SAGGART | Saggart [T41,T42] | GRANGE CASTLE |  | 53.2769 | -6.4748
MV/LV Substation BL***4162 |  | 20 kV | _ | LV | 630 kVA :Building Structure | 0.63 | --> | 0.63 | 0 | 0 | Constrained,otherwise capacity available =500kVA. | --> | 0.5985 | 0 | 0 | 0.5 | 0 |  | --> | E15 ex WHITECHURCH | Whitechurch [T421,T422] | KILBARRY |  | 51.9406 | -8.5489
MV/LV Substation BL***4169 |  | 20 kV | _ | LV | 630 kVA :Building Structure | 0.63 | --> | 0.63 | 0 | 0 | Constrained,otherwise capacity available =500kVA. | --> | 0.5985 | 0 | 0 | 0.5 | 0 |  | --> | E15 ex WHITECHURCH | Whitechurch [T421,T422] | KILBARRY |  | 51.9411 | -8.5508
MV/LV Substation BL***4172 |  | 10 kV | _ | LV | 400 kVA :Building Structure | 0.4 | --> | 0.4 | 0 | 0 | Constrained,otherwise capacity available =392kVA. | --> | 0.38 | 0 | 0 | 0.40121 | 0 |  | --> | E15 ex WHITECHURCH | Whitechurch [T421,T422] | KILBARRY |  | 51.9311 | -8.5696
MV/LV Substation BL***4173 |  | 20 kV | _ | LV | 630 kVA :Building Structure | 0.63 | --> | 0.63 | 0 | 0 | Constrained,otherwise capacity available =500kVA. | --> | 0.5985 | 0 | 0 | 0.5 | 0 |  | --> | E15 ex WHITECHURCH | Whitechurch [T421,T422] | KILBARRY |  | 51.9367 | -8.5471
MV/LV Substation BL***4179 |  | 10 kV | _ | LV | 50 kVA :Pole Substation | 0.05 | --> | 0.05 | 0 | 0 | Constrained,otherwise capacity available =50kVA. | --> | 0.0475 | 0 | 0 | 0.05 | 0 |  | --> | C16 ex CASTLECOMER | Castlecomer [T41,T42] | BALLYRAGGET |  | 52.9303 | -7.2731
MV/LV Substation BL***4188 |  | 20 kV | _ | LV | 630 kVA :Building Structure | 0.63 | --> | 0.63 | 0 | 0 | Constrained,otherwise capacity available =500kVA. | --> | 0.5985 | 0 | 0 | 0.5 | 0 |  | --> | E15 ex WHITECHURCH | Whitechurch [T421,T422] | KILBARRY |  | 51.9375 | -8.5478
MV/LV Substation BL***418Z |  | 10 kV | _ | LV | 400 kVA :Kiosk Substation | 0.4 | --> | 0.4 | 0 | 0 | Constrained,otherwise capacity available =388kVA. | --> | 0.38 | 0 | 0.09633 | 0.40182 | 0 |  | --> | C26 ex STEPHENSTOWN | Stephenstown [T101,T102] | FINGLAS |  | 53.593 | -6.1871
MV/LV Substation BL***4193 |  | 10 kV | _ | LV | 630 kVA :Building Structure | 0.63 | --> | 0.63 | 0 | 0 | Constrained,otherwise capacity available =460kVA. | --> | 0.5985 | 0 | 0 | 0.5 | 0 |  | --> | C17 ex POPPINTREE | Poppintree [T101,T102] | FINGLAS |  | 53.4058 | -6.2589
MV/LV Substation BL***4194 |  | 10 kV | _ | LV | 630 kVA :Building Structure | 0.63 | --> | 0.63 | 0 | 0 | Constrained,otherwise capacity available =462kVA. | --> | 0.5985 | 0 | 0 | 0.5 | 0 |  | --> | C17 ex POPPINTREE | Poppintree [T101,T102] | FINGLAS |  | 53.4057 | -6.2589
MV/LV Substation BL***4194 |  | 20 kV | _ | LV | 630 kVA :Building Structure | 0.63 | --> | 0.63 | 0 | 0 | Constrained,otherwise capacity available =500kVA. | --> | 0.5985 | 0 | 0 | 0.5 | 0 |  | --> | E15 ex WHITECHURCH | Whitechurch [T421,T422] | KILBARRY |  | 51.9399 | -8.5482
MV/LV Substation BL***4196 |  | 10 kV | _ | LV | 400 kVA :Kiosk Substation | 0.4 | --> | 0.4 | 0 | 0 | Constrained,otherwise capacity available =346kVA. | --> | 0.38 | 0 | 0.076323 | 0.40812 | 0 |  | --> | C21 ex CASTLETROY | Castletroy [T41,T42] | ARDNACRUSHA |  | 52.6606 | -8.5389
MV/LV Substation BL***4213 |  | 10 kV | _ | LV | 1000 kVA :Building Structure | 1 | --> | 1 | 0 | 0 | Constrained,otherwise capacity available =500kVA. | --> | 0.95 | 0 | 0 | 0.5 | 0 |  | --> | C23 ex CITYWEST | Citywest [T101,T102] | INCHICORE 220KV |  | 53.2844 | -6.4261
MV/LV Substation BL***4217 |  | 10 kV | _ | LV | 1000 kVA :Building Structure | 1 | --> | 1 | 0.5 | 11 |  | --> | 0.95 | 0 | 0 | 0.5 | 0 |  | --> | C16 ex MISERY HILL | Misery Hill [T101,T102] | POOLBEG |  | 53.3445 | -6.236
MV/LV Substation BL***4219 |  | 10 kV | _ | LV | 1000 kVA :Building Structure | 1 | --> | 1 | 0 | 0 | Constrained,otherwise capacity available =500kVA. | --> | 0.95 | 0 | 0 | 0.5 | 0 |  | --> | C23 ex CITYWEST | Citywest [T101,T102] | INCHICORE 220KV |  | 53.2844 | -6.4261
MV/LV Substation BL***4233 |  | 10 kV | _ | LV | 50 kVA :Pole Substation | 0.05 | --> | 0.05 | 0 | 0 | Constrained,otherwise capacity available =50kVA. | --> | 0.0475 | 0 | 0 | 0.05 | 0 |  | --> | C16 ex LOUGHSHINNY | Loughshinny [T41,T42] | GLASMORE |  | 53.5474 | -6.1123
MV/LV Substation BL***4241 |  | 10 kV | _ | LV | 400 kVA :Kiosk Substation | 0.4 | --> | 0.4 | 0 | 0 | Constrained,otherwise capacity available =336kVA. | --> | 0.38 | 0 | 0.080028 | 0.4096 | 0 |  | --> | C20 ex KILDARE | Kildare [T41,T42] | NEWBRIDGE |  | 53.1709 | -6.904
MV/LV Substation BL***4243 |  | 10 kV | _ | LV | 400 kVA :Kiosk Substation | 0.4 | --> | 0.4 | 0 | 0 | Constrained,otherwise capacity available =379kVA. | --> | 0.38 | 0 | 0 | 0 | 0 | Constrained,otherwise capacity available =403.2kW. | --> | C11 ex GARDEN CITY | Garden City [T41,T42] | ARKLOW |  | 52.6801 | -6.303
MV/LV Substation BL***4252 |  | 10 kV | _ | LV | 630 kVA :Building Structure | 0.63 | --> | 0.63 | 0 | 0 | Constrained,otherwise capacity available =500kVA. | --> | 0.5985 | 0 | 0 | 0.5 | 0 |  | --> | C17 ex CAMDEN ROW | Camden Row [T41] | FRANCIS STREET |  | 53.3366 | -6.2753
MV/LV Substation BL***4252 |  | 10 kV | _ | LV | 400 kVA :Kiosk Substation | 0.4 | --> | 0.4 | 0 | 0 | Constrained,otherwise capacity available =364kVA. | --> | 0.38 | 0 | 0 | 0.40543 | 0 |  | --> | C11 ex HOWTH JUNCTION | Howth Junction [T41,T42] | GRANGE (DR) |  | 53.3823 | -6.1507
MV/LV Substation BL***4257 |  | 10 kV | _ | LV | 50 kVA :Pole Substation | 0.05 | --> | 0.05 | 0 | 0 | Constrained,otherwise capacity available =50kVA. | --> | 0.0475 | 0 | 0 | 0.05 | 0 |  | --> | C18 ex NAAS | Naas [T41,T42] | KILTEEL |  | 53.2014 | -6.6743
MV/LV Substation BL***426 |  | 10 kV | _ | LV | 400 kVA :Building Structure | 0.4 | --> | 0.4 | 0 | 0 | Constrained,otherwise capacity available =361kVA. | --> | 0.38 | 0 | 0 | 0.40588 | 0 |  | --> | C14 ex HEADFORD ROAD | Headford Road [T41,T42] | GALWAY 110KV |  | 53.2806 | -9.0525
MV/LV Substation BL***4260 |  | 10 kV | _ | LV | 630 kVA :Building Structure | 0.63 | --> | 0.63 | 0.494 | 1 |  | --> | 0.5985 | 0 | 0 | 0.5 | 0 |  | --> | C19 ex NEWMARKET (DR) | Newmarket (dr) [T41] | FRANCIS STREET |  | 53.337 | -6.2759
MV/LV Substation BL***4266 |  | 10 kV | _ | LV | 400 kVA :Kiosk Substation | 0.4 | --> | 0.4 | 0 | 0 | Constrained,otherwise capacity available =327kVA. | --> | 0.38 | 0 | 0.01482 | 0.41094 | 0 |  | --> | C13 ex MIDLETON | Midleton [T101,T102] | MIDLETON |  | 51.9261 | -8.1705
MV/LV Substation BL***426Z |  | 10 kV | _ | LV | 100 kVA :Pole Substation | 0.1 | --> | 0.1 | 0 | 0 | Constrained,otherwise capacity available =98kVA. | --> | 0.095 | 0 | 0 | 0.1003 | 0 |  | --> | C15 ex RIVERSTOWN | Riverstown [T41,T42] | KILBARRY |  | 51.9301 | -8.3666
MV/LV Substation BL***4285 |  | 10 kV | _ | LV | 50 kVA :Pole Substation | 0.05 | --> | 0.05 | 0 | 0 | Constrained,otherwise capacity available =41kVA. | --> | 0.0475 | 0 | 0 | 0.051348 | 0 |  | --> | C26 ex KYLEERAGH | Kyleeragh [T41,T42] | NENAGH |  | 52.9227 | -8.2313
MV/LV Substation BL***4289 |  | 10 kV | _ | LV | 50 kVA :Pole Substation | 0.05 | --> | 0.05 | 0 | 0 | Constrained,otherwise capacity available =45kVA. | --> | 0.0475 | 0 | 0 | 0.050753 | 0 |  | --> | C11 ex LOUGHTAGALLA | Loughtagalla [T41,T42] | THURLES |  | 52.6723 | -7.7313
MV/LV Substation BL***4332 |  | 10 kV | _ | LV | 100 kVA :Pole Substation | 0.1 | --> | 0.1 | 0 | 0 | Constrained,otherwise capacity available =100kVA. | --> | 0.095 | 0 | 0 | 0.1 | 0 |  | --> | E41 ex KINSALE | Kinsale [T423] | TRABEG |  | 51.7004 | -8.539
MV/LV Substation BL***4338 |  | 10 kV | _ | LV | 630 kVA :Kiosk Substation | 0.63 | --> | 0.63 | 0.5 | 9.5 |  | --> | 0.5985 | 0 | 0 | 0.5 | 0 |  | --> | C14 ex BANDON | Bandon [T101,T42] | BANDON |  | 51.7507 | -8.7336
MV/LV Substation BL***4340 |  | 20 kV | _ | LV | 50 kVA :Pole Substation | 0.05 | --> | 0.05 | 0 | 0 | Constrained,otherwise capacity available =50kVA. | --> | 0.0475 | 0 | 0 | 0.05 | 0 |  | --> | E12 ex KILCOCK | Kilcock [T421,T422] | GRIFFINRATH |  | 53.4367 | -6.6033
MV/LV Substation BL***4364 |  | 20 kV | _ | LV | 400 kVA :Kiosk Substation | 0.4 | --> | 0.4 | 0 | 0 | Constrained,otherwise capacity available =400kVA. | --> | 0.38 | 0 | 0 | 0 | 0 | Constrained,otherwise capacity available =400kW. | --> | E14 ex BLESSINGTON | Blessington [T421,T422] | KILTEEL |  | 53.1724 | -6.5282
MV/LV Substation BL***4369 |  | 20 kV | _ | LV | 630 kVA :Kiosk Substation | 0.63 | --> | 0.63 | 0.5 | 4.4 |  | --> | 0.5985 | 0 | 0.02223 | 0.5 | 0 |  | --> | E18 ex CRANE | Crane [T122] | CRANE |  | 52.4484 | -6.3465
MV/LV Substation BL***4374 |  | 20 kV | _ | LV | 200 kVA :Pole Substation | 0.2 | --> | 0.2 | 0.2 | 0.4 |  | --> | 0.19 | 0 | 0 | 0.2 | 0 |  | --> | E16 ex TULLOW | Tullow [T421,T422] | CARLOW |  | 52.7525 | -6.6614
MV/LV Substation BL***438X |  | 10 kV | _ | LV | 1000 kVA :Building Structure | 1 | --> | 1 | 0.5 | 11.9 |  | --> | 0.95 | 0 | 0 | 0.5 | 0 |  | --> | C35 ex SALTHILL | Salthill [T101,T102] | SALTHILL |  | 53.2761 | -9.0716
MV/LV Substation BL***4427 |  | 10 kV | _ | LV | 630 kVA :Kiosk Substation | 0.63 | --> | 0.63 | 0 | 0 | Constrained,otherwise capacity available =500kVA. | --> | 0.5985 | 0 | 0 | 0.5 | 0 |  | --> | C14 ex ATHGARVAN | Athgarvan [T41,T44] | NEWBRIDGE |  | 53.1497 | -6.7887
MV/LV Substation BL***442X |  | 10 kV | _ | LV | 400 kVA :Kiosk Substation | 0.4 | --> | 0.4 | 0 | 0 | Constrained,otherwise capacity available =186kVA. | --> | 0.38 | 0 | 0 | 0 | 0 | Constrained,otherwise capacity available =431.2kW. | --> | E20 ex BLESSINGTON | Blessington [T421,T422] | KILTEEL |  | 53.1706 | -6.5335
MV/LV Substation BL***443 |  | 10 kV | _ | LV | 100 kVA :Pole Substation | 0.1 | --> | 0.1 | 0 | 0 | Constrained,otherwise capacity available =85kVA. | --> | 0.095 | 0 | 0.00741 | 0.10225 | 0 |  | --> | C16 ex LOUGHSHINNY | Loughshinny [T41,T42] | GLASMORE |  | 53.5473 | -6.114
MV/LV Substation BL***443 |  | 20 kV | _ | LV | 50 kVA :Pole Substation | 0.05 | --> | 0.05 | 0 | 0 | Constrained,otherwise capacity available =33kVA. | --> | 0.0475 | 0 | 0.003705 | 0.052518 | 0 |  | --> | E15 ex WHITECHURCH | Whitechurch [T421,T422] | KILBARRY |  | 51.9453 | -8.5576
MV/LV Substation BL***448Z |  | 20 kV | _ | LV | 100 kVA :Pole Substation | 0.1 | --> | 0.1 | 0.099 | 0.1 |  | --> | 0.095 | 0 | 0 | 0.10015 | 0 |  | --> | E12 ex KILCULLEN | Kilcullen [T41,T42,T424] | STRATFORD |  | 53.0402 | -6.7853
MV/LV Substation BL***449X |  | 10 kV | _ | LV | 100 kVA :Pole Substation | 0.1 | --> | 0.1 | 0.072 | 3.3 |  | --> | 0.095 | 0 | 0.001482 | 0.10417 | 0 |  | --> | C11 ex LLOYD | Lloyd [T41,T42] | NAVAN |  | 53.7327 | -6.8804
MV/LV Substation BL***4533 |  | 10 kV | _ | LV | 1000 kVA :Building Structure | 1 | --> | 1 | 0.5 | 6.7 |  | --> | 0.95 | 0 | 0 | 0.5 | 0 |  | --> | C11 ex EAST WALL ROAD | East Wall Road [T41,T42] | MCDERMOTT |  | 53.3493 | -6.2343
MV/LV Substation BL***456 |  | 10 kV | _ | LV | 100 kVA :Pole Substation | 0.1 | --> | 0.1 | 0 | 0 | Constrained,otherwise capacity available =77kVA. | --> | 0.095 | 0 | 0 | 0.10343 | 0 |  | --> | C15 ex STICKILLEN | Stickillen [T41,T42] | DRYBRIDGE |  | 53.8484 | -6.5517
MV/LV Substation BL***4576 |  | 10 kV | _ | LV | 630 kVA :Building Structure | 0.63 | --> | 0.63 | 0 | 0 | Constrained,otherwise capacity available =500kVA. | --> | 0.5985 | 0 | 0 | 0.5 | 0 |  | --> | C11 ex GRANBY ROW | Granby Row [T41] | MCDERMOTT |  | 53.3551 | -6.2676
MV/LV Substation BL***458 |  | 20 kV | _ | LV | 50 kVA :Pole Substation | 0.05 | --> | 0.05 | 0 | 0 | Constrained,otherwise capacity available =45kVA. | --> | 0.0475 | 0 | 0 | 0.050753 | 0 |  | --> | C15 ex BALLYHAUNIS | Ballyhaunis [T41,T42] | DALTON |  | 53.7634 | -8.6428
MV/LV Substation BL***463X |  | 10 kV | _ | LV | 630 kVA :Kiosk Substation | 0.63 | --> | 0.63 | 0 | 0 | Constrained,otherwise capacity available =500kVA. | --> | 0.5985 | 0 | 0 | 0.5 | 0 |  | --> | C20 ex CLONTARF | Clontarf [T42] | FINGLAS |  | 53.3676 | -6.199
MV/LV Substation BL***472X |  | 10 kV | _ | LV | 50 kVA :Pole Substation | 0.05 | --> | 0.05 | 0 | 0 | Constrained,otherwise capacity available =50kVA. | --> | 0.0475 | 0 | 0 | 0.05 | 0 |  | --> | C15 ex STICKILLEN | Stickillen [T41,T42] | DRYBRIDGE |  | 53.8455 | -6.557
MV/LV Substation BL***474Z |  | 10 kV | _ | LV | 630 kVA :Building Structure | 0.63 | --> | 0.63 | 0 | 0 | Constrained,otherwise capacity available =500kVA. | --> | 0.5985 | 0 | 0 | 0.5 | 0 |  | --> | C13 ex KILBARRY | Kilbarry [T101,T43] | KILBARRY |  | 51.9163 | -8.4716
MV/LV Substation BL***475Z |  | 10 kV | _ | LV | 630 kVA :Building Structure | 0.63 | --> | 0.63 | 0 | 0 | Constrained,otherwise capacity available =500kVA. | --> | 0.5985 | 0 | 0 | 0.5 | 0 |  | --> | C14 ex KILBARRY | Kilbarry [T101,T43] | KILBARRY |  | 51.9175 | -8.4724
MV/LV Substation BL***491Y |  | 20 kV | _ | LV | 100 kVA :Pole Substation | 0.1 | --> | 0.1 | 0.1 | 8.2 |  | --> | 0.095 | 0 | 0 | 0.1 | 0 |  | --> | C17 ex MOUNT MISERY | Mount Misery [T41,T42] | WATERFORD |  | 52.2984 | -7.1322
MV/LV Substation BL***492X |  | 10 kV | _ | LV | 50 kVA :Pole Substation | 0.05 | --> | 0.05 | 0.046 | 4.4 |  | --> | 0.0475 | 0 | 0 | 0.050604 | 0 |  | --> | E11 ex CRANE | Crane [T122] | CRANE |  | 52.5126 | -6.5604
MV/LV Substation BL***497 |  | 10 kV | _ | LV | 200 kVA :Building Structure | 0.2 | --> | 0.2 | 0 | 0 | Constrained,otherwise capacity available =103kVA. | --> | 0.19 | 0 | 0 | 0.21421 | 0 |  | --> | C20 ex COOLMINE | Coolmine [T41,T42] | FINGLAS |  | 53.3973 | -6.4012
MV/LV Substation BL***497X |  | 10 kV | _ | LV | 100 kVA :Pole Substation | 0.1 | --> | 0.1 | 0.051 | 1.1 |  | --> | 0.095 | 0 | 0 | 0.10718 | 0 |  | --> | C17 ex GILLOGUE | Gillogue [T41,T42] | ARDNACRUSHA |  | 52.7107 | -8.5998
MV/LV Substation BL***498Z |  | 20 kV | _ | LV | 200 kVA :Kiosk Substation | 0.2 | --> | 0.2 | 0 | 0 | Constrained,otherwise capacity available =160kVA. | --> | 0.19 | 0 | 0.010374 | 0 | 0 | Constrained,otherwise capacity available =206kW. | --> | E13 ex BLESSINGTON | Blessington [T421,T422] | KILTEEL |  | 53.1713 | -6.5465
MV/LV Substation BL***500Y |  | 10 kV | _ | LV | 200 kVA :Kiosk Substation | 0.2 | --> | 0.2 | 0.169 | 3.9 |  | --> | 0.19 | 0 | 0.008892 | 0.20465 | 0 |  | --> | C20 ex MARSHES | Marshes [T41,T42] | DUNDALK |  | 53.9719 | -6.3673
MV/LV Substation BL***501X |  | 10 kV | _ | LV | 200 kVA :Kiosk Substation | 0.2 | --> | 0.2 | 0.18 | 3.1 |  | --> | 0.19 | 0 | 0.003705 | 0.20301 | 0 |  | --> | C14 ex BELLFIELD | Bellfield [T41,T42] | CRANE |  | 52.5117 | -6.5644
MV/LV Substation BL***505X |  | 10 kV | _ | LV | 100 kVA :Pole Substation | 0.1 | --> | 0.1 | 0 | 0 | Constrained,otherwise capacity available =93kVA. | --> | 0.095 | 0 | 0.062244 | 0.10106 | 0 |  | --> | C15 ex STICKILLEN | Stickillen [T41,T42] | DRYBRIDGE |  | 53.8328 | -6.5347
MV/LV Substation BL***507 |  | 20 kV | _ | LV | 200 kVA :Pole Substation | 0.2 | --> | 0.2 | 0.192 | 2.1 |  | --> | 0.19 | 0 | 0 | 0 | 0 | Constrained,otherwise capacity available =201.2kW. | --> | C18 ex NEWTOWNCUNNINGHAM | Newtowncunningham [T41,T42] | LETTERKENNY |  | 55.0712 | -7.3467
MV/LV Substation BL***510 |  | 10 kV | _ | LV | 400 kVA :Kiosk Substation | 0.4 | --> | 0.4 | 0.237 | 3 |  | --> | 0.38 | 0 | 0.005928 | 0.42402 | 0 |  | --> | C34 ex INCHICORE CENTRAL | Inchicore Central [T43,T45] | INCHICORE 220KV |  | 53.3312 | -6.3401
MV/LV Substation BL***510Y |  | 10 kV | _ | LV | 200 kVA :Pole Substation | 0.2 | --> | 0.2 | 0 | 0 | Constrained,otherwise capacity available =199kVA. | --> | 0.19 | 0 | 0 | 0.20015 | 0 |  | --> | C24 ex KILMONEY | Kilmoney [T41,T42] | TRABEG |  | 51.8456 | -8.4691
MV/LV Substation BL***513Z |  | 20 kV | _ | LV | 200 kVA :Kiosk Substation | 0.2 | --> | 0.2 | 0 | 0 | Constrained,otherwise capacity available =170kVA. | --> | 0.19 | 0 | 0 | 0.2045 | 0 |  | --> | E12 ex KILCOCK | Kilcock [T421,T422] | GRIFFINRATH |  | 53.4331 | -6.565
MV/LV Substation BL***515Z |  | 10 kV | _ | LV | 630 kVA :Building Structure | 0.63 | --> | 0.63 | 0 | 0 | Constrained,otherwise capacity available =500kVA. | --> | 0.5985 | 0 | 0 | 0.5 | 0 |  | --> | C17 ex POPPINTREE | Poppintree [T101,T102] | FINGLAS |  | 53.4021 | -6.2617
MV/LV Substation BL***516 |  | 20 kV | _ | LV | 50 kVA :Pole Substation | 0.05 | --> | 0.05 | 0 | 0 | Constrained,otherwise capacity available =39kVA. | --> | 0.0475 | 0 | 0 | 0.051643 | 0 |  | --> | E17 ex BALLINROBE | Ballinrobe [T421,T422] | DALTON |  | 53.6763 | -9.1308
MV/LV Substation BL***516 |  | 20 kV | _ | LV | 50 kVA :Pole Substation | 0.05 | --> | 0.05 | 0 | 0 | Constrained,otherwise capacity available =42kVA. | --> | 0.0475 | 0 | 0 | 0.0512 | 0 |  | --> | E15 ex GORT | Gort [T41,T42] | ENNIS |  | 53.1185 | -8.748
MV/LV Substation BL***523Z |  | 10 kV | _ | LV | 400 kVA :Kiosk Substation | 0.4 | --> | 0.4 | 0 | 0 | Constrained,otherwise capacity available =316kVA. | --> | 0.38 | 0 | 0 | 0 | 0 | Constrained,otherwise capacity available =412.6kW. | --> | E20 ex BLESSINGTON | Blessington [T421,T422] | KILTEEL |  | 53.1669 | -6.5402
MV/LV Substation BL***526 |  | 10 kV | _ | LV | 630 kVA :Kiosk Substation | 0.63 | --> | 0.63 | 0 | 0 | Constrained,otherwise capacity available =500kVA. | --> | 0.5985 | 0 | 0 | 0 | 0 | Constrained,otherwise capacity available =500kW. | --> | C16 ex DUNGLOE | Dungloe [T41,T42] | ARDNAGAPPARY |  | 54.9793 | -8.4387
MV/LV Substation BL***544 |  | 10 kV | _ | LV | 50 kVA :Pole Substation | 0.05 | --> | 0.05 | 0.046 | 0.3 |  | --> | 0.0475 | 0 | 0 | 0.050604 | 0 |  | --> | C20 ex ABBEYFEALE | Abbeyfeale [T42] | TRIEN |  | 52.4935 | -9.2893
MV/LV Substation BL***545 |  | 20 kV | _ | LV | 50 kVA :Pole Substation | 0.05 | --> | 0.05 | 0 | 0 | Constrained,otherwise capacity available =43kVA. | --> | 0.0475 | 0 | 0 | 0 | 0 | Constrained,otherwise capacity available =51.1kW. | --> | E19 ex PORTLAOISE | Portlaoise [T423,T424] | PORTLAOISE |  | 53.0314 | -7.2677
MV/LV Substation BL***550 |  | 20 kV | _ | LV | 100 kVA :Pole Substation | 0.1 | --> | 0.1 | 0 | 0 | Constrained,otherwise capacity available =92kVA. | --> | 0.095 | 0 | 0.02964 | 0.10121 | 0 |  | --> | C21 ex MACETOWN | Macetown [T101,T102] | MACETOWN |  | 53.4555 | -6.4805
MV/LV Substation BL***552 |  | 20 kV | _ | LV | 400 kVA :Kiosk Substation | 0.4 | --> | 0.4 | 0 | 0 | Constrained,otherwise capacity available =272kVA. | --> | 0.38 | 0 | 0.013338 | 0.41898 | 0 |  | --> | E18 ex MANORHAMILTON | Manorhamilton [T422] | SLIGO |  | 54.3055 | -8.1705
MV/LV Substation BL***553 |  | 20 kV | _ | LV | 200 kVA :Pole Substation | 0.2 | --> | 0.2 | 0.173 | 1.9 |  | --> | 0.19 | 0 | 0 | 0 | 0 | Constrained,otherwise capacity available =204.1kW. | --> | E17 ex CREESLOUGH | Creeslough [T421] | ARDNAGAPPARY |  | 55.1324 | -7.9649
MV/LV Substation BL***554Z |  | 10 kV | _ | LV | 100 kVA :Pole Substation | 0.1 | --> | 0.1 | 0 | 0 | Constrained,otherwise capacity available =94kVA. | --> | 0.095 | 0 | 0 | 0.10091 | 0 |  | --> | C21 ex MONEYCOOLEY | Moneycooley [T41,T42,T44] | GRIFFINRATH |  | 53.381 | -6.5725
MV/LV Substation BL***556 |  | 10 kV | _ | LV | 400 kVA :Building Structure | 0.4 | --> | 0.4 | 0.362 | 3 |  | --> | 0.38 | 0 | 0.002964 | 0.40573 | 0 |  | --> | C34 ex INCHICORE CENTRAL | Inchicore Central [T43,T45] | INCHICORE 220KV |  | 53.3304 | -6.3395
MV/LV Substation BL***558Z |  | 20 kV | _ | LV | 630 kVA :Building Structure | 0.63 | --> | 0.63 | 0 | 0 | Constrained,otherwise capacity available =500kVA. | --> | 0.5985 | 0 | 0 | 0.5 | 0 |  | --> | E21 ex CURRALEIGH | Curraleigh [T421,T422] | KILBARRY |  | 51.9378 | -8.6307
MV/LV Substation BL***563X |  | 10 kV | _ | LV | 200 kVA :Kiosk Substation | 0.2 | --> | 0.2 | 0.151 | 1.9 |  | --> | 0.19 | 0 | 0.002964 | 0 | 0 | Constrained,otherwise capacity available =207.3kW. | --> | C16 ex TURLOUGH ROAD | Turlough Road [T41,T42] | CASTLEBAR |  | 53.855 | -9.3148
MV/LV Substation BL***564 |  | 20 kV | _ | LV | 400 kVA :Building Structure | 0.4 | --> | 0.4 | 0 | 0 | Constrained,otherwise capacity available =397kVA. | --> | 0.38 | 0 | 0 | 0.40046 | 0 |  | --> | E20 ex BALLINDERRY | Ballinderry [T41,T422] | MULLINGAR |  | 53.4887 | -7.3636
MV/LV Substation BL***564Z |  | 10 kV | _ | LV | 630 kVA :Kiosk Substation | 0.63 | --> | 0.63 | 0 | 0 | Constrained,otherwise capacity available =500kVA. | --> | 0.5985 | 0 | 0 | 0.5 | 0 |  | --> | C26 ex KILBARRY | Kilbarry [T101,T43] | KILBARRY |  | 51.9211 | -8.4799
MV/LV Substation BL***566Y |  | 20 kV | _ | LV | 200 kVA :Kiosk Substation | 0.2 | --> | 0.2 | 0.2 | 1.1 |  | --> | 0.19 | 0 | 0 | 0.2 | 0 |  | --> | E12 ex BUNCLODY | Bunclody [T421,T422] | CRANE |  | 52.6614 | -6.6639
MV/LV Substation BL***569Y |  | 10 kV | _ | LV | 200 kVA :Kiosk Substation | 0.2 | --> | 0.2 | 0.134 | 8.2 |  | --> | 0.19 | 0 | 0.011856 | 0.20978 | 0 |  | --> | C12 ex MOUNT MISERY | Mount Misery [T41,T42] | WATERFORD |  | 52.2736 | -7.113
MV/LV Substation BL***569Z |  | 10 kV | _ | LV | 630 kVA :Building Structure | 0.63 | --> | 0.63 | 0 | 0 | Constrained,otherwise capacity available =500kVA. | --> | 0.5985 | 0 | 0 | 0.5 | 0 |  | --> | C17 ex POPPINTREE | Poppintree [T101,T102] | FINGLAS |  | 53.4009 | -6.2592
MV/LV Substation BL***570 |  | 10 kV | _ | LV | 630 kVA :Building Structure | 0.63 | --> | 0.63 | 0.5 | 4.6 |  | --> | 0.5985 | 0 | 0.001482 | 0.5 | 0 |  | --> | C16 ex WATLING STREET | Watling Street [T41,T42] | FRANCIS STREET |  | 53.3569 | -6.2952
MV/LV Substation BL***571 |  | 10 kV | _ | LV | 100 kVA :Pole Substation | 0.1 | --> | 0.1 | 0.066 | 3.1 |  | --> | 0.095 | 0 | 0.004446 | 0.10504 | 0 |  | --> | C13 ex PURCELLS INCH | Purcells Inch [T41,T42] | KILKENNY |  | 52.6427 | -7.2344
MV/LV Substation BL***573Z |  | 10 kV | _ | LV | 630 kVA :Building Structure | 0.63 | --> | 0.63 | 0 | 0 | Constrained,otherwise capacity available =500kVA. | --> | 0.5985 | 0 | 0 | 0.5 | 0 |  | --> | C13 ex GRANGE (DR) | Grange (dr) [T41,T42] | GRANGE (DR) |  | 53.4024 | -6.155
MV/LV Substation BL***578 |  | 10 kV | _ | LV | 200 kVA :Kiosk Substation | 0.2 | --> | 0.2 | 0.174 | 1.5 |  | --> | 0.19 | 0 | 0 | 0.20391 | 0 |  | --> | C22 ex BALLYARD | Ballyard [T41,T42] | TRALEE |  | 52.2566 | -9.734
MV/LV Substation BL***582Y |  | 20 kV | _ | LV | 50 kVA :Pole Substation | 0.05 | --> | 0.05 | 0.048 | 3.5 |  | --> | 0.0475 | 0 | 0 | 0 | 0 | Constrained,otherwise capacity available =50.3kW. | --> | E12 ex DUNFIRTH | Dunfirth [T122] | DUNFIRTH |  | 53.426 | -6.8854
MV/LV Substation BL***583Y |  | 10 kV | _ | LV | 630 kVA :Kiosk Substation | 0.63 | --> | 0.63 | 0 | 0 | Constrained,otherwise capacity available =500kVA. | --> | 0.5985 | 0 | 0 | 0 | 0 | Constrained,otherwise capacity available =500kW. | --> | C13 ex FERMOY NORTH | Fermoy North [T41,T42] | BARRYMORE |  | 52.1486 | -8.2805
MV/LV Substation BL***588Z |  | 10 kV | _ | LV | 1000 kVA :Building Structure | 1 | --> | 1 | 0 | 0 | Constrained,otherwise capacity available =500kVA. | --> | 0.95 | 0 | 0 | 0.5 | 0 |  | --> | C14 ex KILBARRY | Kilbarry [T101,T43] | KILBARRY |  | 51.9159 | -8.4731
MV/LV Substation BL***594X |  | 10 kV | _ | LV | 50 kVA :Pole Substation | 0.05 | --> | 0.05 | 0.042 | 0.9 |  | --> | 0.0475 | 0 | 0.003705 | 0.0512 | 0 |  | --> | C11 ex RATHMORE | Rathmore [T42,T421] | KNOCKEARAGH |  | 52.0759 | -9.2494
MV/LV Substation BL***597X |  | 20 kV | _ | LV | 100 kVA :Pole Substation | 0.1 | --> | 0.1 | 0 | 0 | Constrained,otherwise capacity available =60kVA. | --> | 0.095 | 0 | 0.003705 | 0.1059 | 0 |  | --> | C24 ex MACETOWN | Macetown [T101,T102] | MACETOWN |  | 53.4772 | -6.5025
MV/LV Substation BL***604Z |  | 10 kV | _ | LV | 400 kVA :Kiosk Substation | 0.4 | --> | 0.4 | 0 | 0 | Constrained,otherwise capacity available =243kVA. | --> | 0.38 | 0 | 0.006669 | 0.42316 | 0 |  | --> | E15 ex WHITECHURCH | Whitechurch [T421,T422] | KILBARRY |  | 51.9326 | -8.5696
MV/LV Substation BL***607Z |  | 10 kV | _ | LV | 400 kVA :Building Structure | 0.4 | --> | 0.4 | 0 | 0 | Constrained,otherwise capacity available =333kVA. | --> | 0.38 | 0 | 0.021489 | 0.41005 | 0 |  | --> | C21 ex KILBARRY | Kilbarry [T101,T43] | KILBARRY |  | 51.9197 | -8.5028
MV/LV Substation BL***614X |  | 10 kV | _ | LV | 630 kVA :Kiosk Substation | 0.63 | --> | 0.63 | 0 | 0 | Constrained,otherwise capacity available =500kVA. | --> | 0.5985 | 0 | 0.006669 | 0.5 | 0 |  | --> | C11 ex ROSEHILL | Rosehill [T41,T42] | KILKENNY |  | 52.6539 | -7.2603
MV/LV Substation BL***614X |  | 20 kV | _ | LV | 50 kVA :Pole Substation | 0.05 | --> | 0.05 | 0 | 0 | Constrained,otherwise capacity available =38kVA. | --> | 0.0475 | 0 | 0 | 0 | 0 | Constrained,otherwise capacity available =51.8kW. | --> | E13 ex FOXHOLE | Foxhole [T421,T422] | DUNGARVAN |  | 51.9611 | -7.7152
MV/LV Substation BL***616X |  | 20 kV | _ | LV | 50 kVA :Pole Substation | 0.05 | --> | 0.05 | 0 | 0 | Constrained,otherwise capacity available =21kVA. | --> | 0.0475 | 0 | 0 | 0.05422 | 0 |  | --> | E17 ex BALTRASNA | Baltrasna [T121,T122] | BALTRASNA |  | 53.5267 | -6.5272
MV/LV Substation BL***618 |  | 20 kV | _ | LV | 100 kVA :Pole Substation | 0.1 | --> | 0.1 | 0 | 0 | Constrained,otherwise capacity available =75kVA. | --> | 0.095 | 0 | 0.008151 | 0.10373 | 0 |  | --> | E11 ex KILCARRAGH | Kilcarragh [T421,T422] | BUTLERSTOWN |  | 52.2311 | -7.0464
MV/LV Substation BL***622 |  | 20 kV | _ | LV | 50 kVA :Pole Substation | 0.05 | --> | 0.05 | 0 | 0 | Constrained,otherwise capacity available =46kVA. | --> | 0.0475 | 0 | 0 | 0.050604 | 0 |  | --> | E11 ex KILCARRAGH | Kilcarragh [T421,T422] | BUTLERSTOWN |  | 52.2435 | -7.0407
MV/LV Substation BL***625Y |  | 10 kV | _ | LV | 400 kVA :Kiosk Substation | 0.4 | --> | 0.4 | 0 | 0 | Constrained,otherwise capacity available =400kVA. | --> | 0.38 | 0 | 0 | 0.4 | 0 |  | --> | C30 ex ACADEMY STREET | Academy Street [T421,T422,T44] | NAVAN |  | 53.6568 | -6.6691
MV/LV Substation BL***631X |  | 20 kV | _ | LV | 200 kVA :Pole Substation | 0.2 | --> | 0.2 | 0 | 0 | Constrained,otherwise capacity available =190kVA. | --> | 0.19 | 0 | 0.005187 | 0.20151 | 0 |  | --> | E11 ex GLASMORE | Glasmore [T421,T422] | GLASMORE |  | 53.4687 | -6.2101
MV/LV Substation BL***650Z |  | 10 kV | _ | LV | 50 kVA :Pole Substation | 0.05 | --> | 0.05 | 0.033 | 0.1 |  | --> | 0.0475 | 0 | 0 | 0.052518 | 0 |  | --> | C17 ex KILCULLEN | Kilcullen [T41,T42,T424] | STRATFORD |  | 53.132 | -6.7452
MV/LV Substation BL***664X |  | 10 kV | _ | LV | 630 kVA :Kiosk Substation | 0.63 | --> | 0.63 | 0 | 0 | Constrained,otherwise capacity available =495kVA. | --> | 0.5985 | 0 | 0.048165 | 0.5 | 0 |  | --> | C15 ex ORANMORE | Oranmore [T41,T44] | GALWAY 110KV |  | 53.263 | -8.934
MV/LV Substation BL***666X |  | 10 kV | _ | LV | 200 kVA :Kiosk Substation | 0.2 | --> | 0.2 | 0 | 0 | Constrained,otherwise capacity available =150kVA. | --> | 0.19 | 0 | 0.010374 | 0.20745 | 0 |  | --> | C15 ex ORANMORE | Oranmore [T41,T44] | GALWAY 110KV |  | 53.2633 | -8.9365
MV/LV Substation BL***669X |  | 10 kV | _ | LV | 1000 kVA :Building Structure | 1 | --> | 1 | 0.5 | 11 |  | --> | 0.95 | 0 | 0.027417 | 0.5 | 0 |  | --> | C27 ex MISERY HILL | Misery Hill [T101,T102] | POOLBEG |  | 53.3453 | -6.2358
MV/LV Substation BL***675X |  | 10 kV | _ | LV | 50 kVA :Pole Substation | 0.05 | --> | 0.05 | 0 | 0 | Constrained,otherwise capacity available =50kVA. | --> | 0.0475 | 0 | 0 | 0.05 | 0 |  | --> | C18 ex LITTLE MILLS | Little Mills [T41] | DUNDALK |  | 53.9539 | -6.3806
MV/LV Substation BL***675Y |  | 20 kV | _ | LV | 50 kVA :Pole Substation | 0.05 | --> | 0.05 | 0.045 | 7.2 |  | --> | 0.0475 | 0 | 0.004446 | 0.050753 | 0 |  | --> | C06 ex AHANE | Ahane [T102] | AHANE |  | 52.7046 | -8.422
MV/LV Substation BL***681Z |  | 10 kV | _ | LV | 1000 kVA :Building Structure | 1 | --> | 1 | 0 | 0 | Constrained,otherwise capacity available =500kVA. | --> | 0.95 | 0 | 0 | 0.5 | 0 |  | --> | C13 ex KILBARRY | Kilbarry [T101,T43] | KILBARRY |  | 51.915 | -8.4706
MV/LV Substation BL***687 |  | 20 kV | _ | LV | 200 kVA :Pole Substation | 0.2 | --> | 0.2 | 0 | 0 | Constrained,otherwise capacity available =14kVA. | --> | 0.19 | 0 | 0.003705 | 0.22636 | 0 |  | --> | E15 ex MANORHAMILTON | Manorhamilton [T422] | SLIGO |  | 54.2911 | -7.8778
MV/LV Substation BL***688Y |  | 20 kV | _ | LV | 50 kVA :Pole Substation | 0.05 | --> | 0.05 | 0.047 | 16.1 |  | --> | 0.0475 | 0 | 0 | 0.050453 | 0 |  | --> | E12 ex WEXFORD | Wexford [T121,T122] | WEXFORD |  | 52.3706 | -6.6194
MV/LV Substation BL***691X |  | 10 kV | _ | LV | 50 kVA :Pole Substation | 0.05 | --> | 0.05 | 0.05 | 12.2 |  | --> | 0.0475 | 0 | 0 | 0.05 | 0 |  | --> | C17 ex BALLYBEG | Ballybeg [T101,T102] | CARRICKMINES |  | 52.9423 | -6.0232
MV/LV Substation BL***692Z |  | 10 kV | _ | LV | 1000 kVA :Building Structure | 1 | --> | 1 | 0 | 0 | Constrained,otherwise capacity available =500kVA. | --> | 0.95 | 0 | 0 | 0.5 | 0 |  | --> | C14 ex KILBARRY | Kilbarry [T101,T43] | KILBARRY |  | 51.9178 | -8.4728
MV/LV Substation BL***696 |  | 10 kV | _ | LV | 100 kVA :Pole Substation | 0.1 | --> | 0.1 | 0 | 0 | Constrained,otherwise capacity available =99kVA. | --> | 0.095 | 0 | 0.003705 | 0.10015 | 0 |  | --> | C13 ex MIDLETON | Midleton [T101,T102] | MIDLETON |  | 51.9325 | -8.1727
MV/LV Substation BL***697 |  | 10 kV | _ | LV | 100 kVA :Pole Substation | 0.1 | --> | 0.1 | 0 | 0 | Constrained,otherwise capacity available =56kVA. | --> | 0.095 | 0 | 0 | 0.10647 | 0 |  | --> | C13 ex MIDLETON | Midleton [T101,T102] | MIDLETON |  | 51.9349 | -8.1629
MV/LV Substation BL***702Y |  | 10 kV | _ | LV | 400 kVA :Kiosk Substation | 0.4 | --> | 0.4 | 0.238 | 2.9 |  | --> | 0.38 | 0 | 0.006669 | 0.42388 | 0 |  | --> | C17 ex ABBEYLAND | Abbeyland [T41,T42] | NAVAN |  | 53.6562 | -6.682
MV/LV Substation BL***705Y |  | 20 kV | _ | LV | 50 kVA :Pole Substation | 0.05 | --> | 0.05 | 0.048 | 3.5 |  | --> | 0.0475 | 0 | 0 | 0.050303 | 0 |  | --> | C26 ex DUNDALK | Dundalk [T41,T42] | DUNDALK |  | 54.0173 | -6.4446
MV/LV Substation BL***707X |  | 20 kV | _ | LV | 200 kVA :Kiosk Substation | 0.2 | --> | 0.2 | 0.17 | 1.7 |  | --> | 0.19 | 0 | 0 | 0.2045 | 0 |  | --> | E18 ex NEWPORT | Newport [T421] | CARROWBEG |  | 53.8867 | -9.5357
MV/LV Substation BL***712 |  | 10 kV | _ | LV | 50 kVA :Pole Substation | 0.05 | --> | 0.05 | 0 | 0 | Constrained,otherwise capacity available =41kVA. | --> | 0.0475 | 0 | 0 | 0.051348 | 0 |  | --> | C18 ex NAAS | Naas [T41,T42] | KILTEEL |  | 53.197 | -6.6732
MV/LV Substation BL***720 |  | 10 kV | _ | LV | 630 kVA :Building Structure | 0.63 | --> | 0.63 | 0.5 | 1.5 |  | --> | 0.5985 | 0 | 0.011856 | 0.5 | 0 |  | --> | C22 ex MONKSTOWN | Monkstown [T41,T42] | BLACKROCK |  | 53.3007 | -6.1791
MV/LV Substation BL***722Y |  | 20 kV | _ | LV | 50 kVA :Pole Substation | 0.05 | --> | 0.05 | 0 | 0 | Constrained,otherwise capacity available =43kVA. | --> | 0.0475 | 0 | 0.00741 | 0 | 0 | Constrained,otherwise capacity available =51.1kW. | --> | E17 ex BLESSINGTON | Blessington [T421,T422] | KILTEEL |  | 53.0929 | -6.5316
MV/LV Substation BL***723Z |  | 10 kV | _ | LV | 1000 kVA :Kiosk Substation | 1 | --> | 1 | 0.5 | 6 |  | --> | 0.95 | 0 | 0 | 0.5 | 0 |  | --> | C22 ex TRABEG | Trabeg [T101,T102] | TRABEG |  | 51.8514 | -8.4844
MV/LV Substation BL***725X |  | 10 kV | _ | LV | 100 kVA :Pole Substation | 0.1 | --> | 0.1 | 0.07 | 1.9 |  | --> | 0.095 | 0 | 0 | 0 | 0 | Constrained,otherwise capacity available =104.5kW. | --> | C18 ex TURLOUGH ROAD | Turlough Road [T41,T42] | CASTLEBAR |  | 53.8986 | -9.1771
MV/LV Substation BL***725X |  | 10 kV | _ | LV | 630 kVA :Building Structure | 0.63 | --> | 0.63 | 0.485 | 4 |  | --> | 0.5985 | 0 | 0 | 0.5 | 0 |  | --> | C18 ex WOLFE TONE STREET | Wolfe Tone Street [T101,T102] | FINGLAS |  | 53.3565 | -6.2683
MV/LV Substation BL***728 |  | 10 kV | _ | LV | 100 kVA :Pole Substation | 0.1 | --> | 0.1 | 0.075 | 5.6 |  | --> | 0.095 | 0 | 0.013338 | 0.10373 | 0 |  | --> | C11 ex KILCOOLE | Kilcoole [T41,T42] | FASSAROE |  | 53.0735 | -6.0765
MV/LV Substation BL***731 |  | 20 kV | _ | LV | 200 kVA :Pole Substation | 0.2 | --> | 0.2 | 0.163 | 4.4 |  | --> | 0.19 | 0 | 0.008892 | 0.20554 | 0 |  | --> | E13 ex CRANE | Crane [T122] | CRANE |  | 52.4448 | -6.3486
MV/LV Substation BL***735 |  | 10 kV | _ | LV | 400 kVA :Building Structure | 0.4 | --> | 0.4 | 0 | 0 | Constrained,otherwise capacity available =330kVA. | --> | 0.38 | 0 | 0 | 0.41049 | 0 |  | --> | C14 ex BELFIELD | Belfield [T41,T42] | BLACKROCK |  | 53.3037 | -6.1878
MV/LV Substation BL***738 |  | 10 kV | _ | LV | 630 kVA :Building Structure | 0.63 | --> | 0.63 | 0.5 | 3 |  | --> | 0.5985 | 0 | 0.003705 | 0.5 | 0 |  | --> | C34 ex INCHICORE CENTRAL | Inchicore Central [T43,T45] | INCHICORE 220KV |  | 53.3298 | -6.3423
MV/LV Substation BL***739Z |  | 10 kV | _ | LV | 1000 kVA :Building Structure | 1 | --> | 1 | 0 | 0 | Constrained,otherwise capacity available =500kVA. | --> | 0.95 | 0 | 0 | 0.5 | 0 |  | --> | C14 ex KILBARRY | Kilbarry [T101,T43] | KILBARRY |  | 51.916 | -8.4731
MV/LV Substation BL***741X |  | 10 kV | _ | LV | 200 kVA :Kiosk Substation | 0.2 | --> | 0.2 | 0 | 0 | Constrained,otherwise capacity available =169kVA. | --> | 0.19 | 0 | 0.00741 | 0.20465 | 0 |  | --> | E16 ex GARRANACANTY | Garranacanty [T421,T422] | TIPPERARY |  | 52.4764 | -8.1435
MV/LV Substation BL***742X |  | 10 kV | _ | LV | 200 kVA :Pole Substation | 0.2 | --> | 0.2 | 0 | 0 | Constrained,otherwise capacity available =140kVA. | --> | 0.19 | 0 | 0.008892 | 0.20891 | 0 |  | --> | C21 ex KILBARRY | Kilbarry [T101,T43] | KILBARRY |  | 51.9204 | -8.4978
MV/LV Substation BL***745Z |  | 10 kV | _ | LV | 630 kVA :Kiosk Substation | 0.63 | --> | 0.63 | 0 | 0 | Constrained,otherwise capacity available =500kVA. | --> | 0.5985 | 0 | 0 | 0 | 0 | Constrained,otherwise capacity available =500kW. | --> | E20 ex BLESSINGTON | Blessington [T421,T422] | KILTEEL |  | 53.176 | -6.53
MV/LV Substation BL***751 |  | 10 kV | _ | LV | 100 kVA :Pole Substation | 0.1 | --> | 0.1 | 0 | 0 | Constrained,otherwise capacity available =90kVA. | --> | 0.095 | 0 | 0.006669 | 0.10151 | 0 |  | --> | C16 ex LOUGHSHINNY | Loughshinny [T41,T42] | GLASMORE |  | 53.5796 | -6.1572
MV/LV Substation BL***753X |  | 20 kV | _ | LV | 50 kVA :Pole Substation | 0.05 | --> | 0.05 | 0 | 0 | Constrained,otherwise capacity available =41kVA. | --> | 0.0475 | 0 | 0 | 0.051348 | 0 |  | --> | C18 ex DEERPARK | Deerpark [T41,T42] | BALLYDINE |  | 52.4275 | -7.3242
MV/LV Substation BL***760X |  | 10 kV | _ | LV | 200 kVA :Kiosk Substation | 0.2 | --> | 0.2 | 0 | 0 | Constrained,otherwise capacity available =115kVA. | --> | 0.19 | 0 | 0.003705 | 0.21251 | 0 |  | --> | C12 ex WHITESTOWN | Whitestown [T41,T42] | COOKSTOWN |  | 53.2781 | -6.399
MV/LV Substation BL***772Z |  | 10 kV | _ | LV | 50 kVA :Pole Substation | 0.05 | --> | 0.05 | 0.043 | 5 |  | --> | 0.0475 | 0 | 0 | 0.051052 | 0 |  | --> | C14 ex MCDONAGH | Mcdonagh [T41,T42] | KILKENNY |  | 52.6466 | -7.1118
MV/LV Substation BL***777X |  | 10 kV | _ | LV | 200 kVA :Pole Substation | 0.2 | --> | 0.2 | 0 | 0 | Constrained,otherwise capacity available =186kVA. | --> | 0.19 | 0 | 0 | 0.2 | 0 |  | --> | C17 ex SALLINS | Sallins [T41,T42] | GRIFFINRATH |  | 53.2841 | -6.6808
MV/LV Substation BL***777Y |  | 20 kV | _ | LV | 50 kVA :Pole Substation | 0.05 | --> | 0.05 | 0.049 | 1.7 |  | --> | 0.0475 | 0 | 0 | 0.050152 | 0 |  | --> | E62 ex ATHY | Athy [T101,T102] | ATHY |  | 53.0292 | -6.9473
MV/LV Substation BL***779 |  | 10 kV | _ | LV | 400 kVA :Building Structure | 0.4 | --> | 0.4 | 0.266 | 6 |  | --> | 0.38 | 0 | 0.00741 | 0.41985 | 0 |  | --> | C23 ex PELLETSTOWN | Pelletstown [T101,T102] | FINGLAS |  | 53.3854 | -6.3743
MV/LV Substation BL***785X |  | 10 kV | _ | LV | 630 kVA :Building Structure | 0.63 | --> | 0.63 | 0 | 0 | Constrained,otherwise capacity available =500kVA. | --> | 0.5985 | 0 | 0.071136 | 0.5 | 0 |  | --> | C19 ex BALLYMOUNT | Ballymount [T41,T42] | INCHICORE 220KV |  | 53.3103 | -6.3509
MV/LV Substation BL***785Z |  | 10 kV | _ | LV | 400 kVA :Building Structure | 0.4 | --> | 0.4 | 0 | 0 | Constrained,otherwise capacity available =354kVA. | --> | 0.38 | 0 | 0.00741 | 0.40692 | 0 |  | --> | C19 ex DOUGLAS | Douglas [T41,T42] | TRABEG |  | 51.8927 | -8.4114
MV/LV Substation BL***795 |  | 10 kV | _ | LV | 400 kVA :Kiosk Substation | 0.4 | --> | 0.4 | 0 | 0 | Constrained,otherwise capacity available =215kVA. | --> | 0.38 | 0 | 0.021489 | 0.42715 | 0 |  | --> | C21 ex PHIBSBORO | Phibsboro [T41,T42] | FINGLAS |  | 53.3573 | -6.293
MV/LV Substation BL***795Y |  | 10 kV | _ | LV | 630 kVA :Kiosk Substation | 0.63 | --> | 0.63 | 0 | 0 | Constrained,otherwise capacity available =494kVA. | --> | 0.5985 | 0 | 0.031122 | 0.5 | 0 |  | --> | C30 ex ACADEMY STREET | Academy Street [T421,T422,T44] | NAVAN |  | 53.6605 | -6.6718
MV/LV Substation BL***799 |  | 10 kV | _ | LV | 400 kVA :Kiosk Substation | 0.4 | --> | 0.4 | 0.4 | 13.9 |  | --> | 0.38 | 0 | 0 | 0.4 | 0 |  | --> | C21 ex CENTRAL PARK | Central Park [T101,T102] | CARRICKMINES |  | 53.2885 | -6.1968
MV/LV Substation BL***804Y |  | 10 kV | _ | LV | 400 kVA :Building Structure | 0.4 | --> | 0.4 | 0 | 0 | Constrained,otherwise capacity available =353kVA. | --> | 0.38 | 0 | 0 | 0 | 0 | Constrained,otherwise capacity available =407.1kW. | --> | C13 ex FERMOY NORTH | Fermoy North [T41,T42] | BARRYMORE |  | 52.1458 | -8.2763
MV/LV Substation BL***805Z |  | 10 kV | _ | LV | 630 kVA :Building Structure | 0.63 | --> | 0.63 | 0.5 | 6 |  | --> | 0.5985 | 0 | 0 | 0.5 | 0 |  | --> | C22 ex TRABEG | Trabeg [T101,T102] | TRABEG |  | 51.8515 | -8.48
MV/LV Substation BL***806 |  | 20 kV | _ | LV | 100 kVA :Pole Substation | 0.1 | --> | 0.1 | 0.072 | 1.8 |  | --> | 0.095 | 0 | 0 | 0.10417 | 0 |  | --> | E11 ex BIRDHILL | Birdhill [T421,T422] | ARDNACRUSHA |  | 52.7155 | -8.4084
MV/LV Substation BL***811X |  | 10 kV | _ | LV | 100 kVA :Pole Substation | 0.1 | --> | 0.1 | 0 | 0 | Constrained,otherwise capacity available =91kVA. | --> | 0.095 | 0 | 0 | 0.10136 | 0 |  | --> | C17 ex SALLINS | Sallins [T41,T42] | GRIFFINRATH |  | 53.2855 | -6.6735
MV/LV Substation BL***813X |  | 10 kV | _ | LV | 50 kVA :Pole Substation | 0.05 | --> | 0.05 | 0.048 | 12.2 |  | --> | 0.0475 | 0 | 0 | 0.050303 | 0 |  | --> | C17 ex BALLYBEG | Ballybeg [T101,T102] | CARRICKMINES |  | 52.9461 | -6.0476
MV/LV Substation BL***824Z |  | 10 kV | _ | LV | 630 kVA :Kiosk Substation | 0.63 | --> | 0.63 | 0 | 0 | Constrained,otherwise capacity available =489kVA. | --> | 0.5985 | 0 | 0 | 0.5 | 0 |  | --> | C19 ex DOUGLAS | Douglas [T41,T42] | TRABEG |  | 51.8941 | -8.4112
MV/LV Substation BL***826 |  | 10 kV | _ | LV | 50 kVA :Pole Substation | 0.05 | --> | 0.05 | 0 | 0 | Constrained,otherwise capacity available =46kVA. | --> | 0.0475 | 0 | 0.023712 | 0 | 0 | Constrained,otherwise capacity available =50.6kW. | --> | C15 ex KILCLOHER | Kilcloher [T41,T42] | DUNGARVAN |  | 52.0815 | -7.8403
MV/LV Substation BL***832 |  | 20 kV | _ | LV | 100 kVA :Pole Substation | 0.1 | --> | 0.1 | 0.092 | 1.6 |  | --> | 0.095 | 0 | 0 | 0 | 0 | Constrained,otherwise capacity available =101.2kW. | --> | C17 ex BALLYSHANNON | Ballyshannon [T41,T42] | CATHALEENS FALL |  | 54.5733 | -8.1281
MV/LV Substation BL***834 |  | 10 kV | _ | LV | 1000 kVA :Building Structure | 1 | --> | 1 | 0.5 | 8.1 |  | --> | 0.95 | 0 | 0.004446 | 0.5 | 0 |  | --> | C23 ex MILLTOWN (DR) | Milltown (dr) [T101,T102] | POOLBEG |  | 53.3262 | -6.2443
MV/LV Substation BL***841Z |  | 10 kV | _ | LV | 50 kVA :Pole Substation | 0.05 | --> | 0.05 | 0.035 | 13.1 |  | --> | 0.0475 | 0 | 0 | 0.052228 | 0 |  | --> | C23 ex MONREAD | Monread [T101,T102] | MONREAD |  | 53.2321 | -6.7895
MV/LV Substation BL***842X |  | 10 kV | _ | LV | 400 kVA :Building Structure | 0.4 | --> | 0.4 | 0 | 0 | Constrained,otherwise capacity available =314kVA. | --> | 0.38 | 0 | 0.010374 | 0.41285 | 0 |  | --> | C15 ex SCARTEEN | Scarteen [T41,T42] | MALLOW |  | 52.1212 | -8.657
MV/LV Substation BL***845X |  | 20 kV | _ | LV | 50 kVA :Pole Substation | 0.05 | --> | 0.05 | 0 | 0 | Constrained,otherwise capacity available =49kVA. | --> | 0.0475 | 0 | 0 | 0.050152 | 0 |  | --> | C18 ex DEERPARK | Deerpark [T41,T42] | BALLYDINE |  | 52.4414 | -7.4693
MV/LV Substation BL***845Z |  | 20 kV | _ | LV | 400 kVA :Kiosk Substation | 0.4 | --> | 0.4 | 0 | 0 | Constrained,otherwise capacity available =273kVA. | --> | 0.38 | 0 | 0.02964 | 0 | 0 | Constrained,otherwise capacity available =418.8kW. | --> | E13 ex BLESSINGTON | Blessington [T421,T422] | KILTEEL |  | 53.1668 | -6.5459
MV/LV Substation BL***847X |  | 10 kV | _ | LV | 200 kVA :Building Structure | 0.2 | --> | 0.2 | 0.2 | 2.9 |  | --> | 0.19 | 0 | 0 | 0.2 | 0 |  | --> | C16 ex ABBEYLAND | Abbeyland [T41,T42] | NAVAN |  | 53.656 | -6.6956
MV/LV Substation BL***847Y |  | 20 kV | _ | LV | 50 kVA :Pole Substation | 0.05 | --> | 0.05 | 0 | 0 | Constrained,otherwise capacity available =44kVA. | --> | 0.0475 | 0 | 0 | 0.050903 | 0 |  | --> | C21 ex TERMONFECKIN ROAD | Termonfeckin Road [T41,T42] | DRYBRIDGE |  | 53.7773 | -6.2971
MV/LV Substation BL***848 |  | 10 kV | _ | LV | 200 kVA :Pole Substation | 0.2 | --> | 0.2 | 0 | 0 | Constrained,otherwise capacity available =147kVA. | --> | 0.19 | 0 | 0.016302 | 0.20789 | 0 |  | --> | C18 ex LOUGHSHINNY | Loughshinny [T41,T42] | GLASMORE |  | 53.5422 | -6.1166
MV/LV Substation BL***849Y |  | 10 kV | _ | LV | 50 kVA :Pole Substation | 0.05 | --> | 0.05 | 0.016 | 1.1 |  | --> | 0.0475 | 0 | 0.003705 | 0.05491 | 0 |  | --> | C17 ex GILLOGUE | Gillogue [T41,T42] | ARDNACRUSHA |  | 52.7145 | -8.5958
MV/LV Substation BL***850Z |  | 10 kV | _ | LV | 630 kVA :Building Structure | 0.63 | --> | 0.63 | 0 | 0 | Constrained,otherwise capacity available =500kVA. | --> | 0.5985 | 0 | 0.011856 | 0 | 0 | Constrained,otherwise capacity available =500kW. | --> | E20 ex BLESSINGTON | Blessington [T421,T422] | KILTEEL |  | 53.1649 | -6.5406
MV/LV Substation BL***851X |  | 20 kV | _ | LV | 50 kVA :Pole Substation | 0.05 | --> | 0.05 | 0.05 | 11.9 |  | --> | 0.0475 | 0 | 0 | 0.05 | 0 |  | --> | C36 ex SALTHILL | Salthill [T101,T102] | SALTHILL |  | 53.305 | -9.1176
MV/LV Substation BL***862X |  | 10 kV | _ | LV | 50 kVA :Pole Substation | 0.05 | --> | 0.05 | 0.045 | 4 |  | --> | 0.0475 | 0 | 0 | 0.050753 | 0 |  | --> | C18 ex BALLYJAMESDUFF | Ballyjamesduff [T41,T42] | SHANKILL |  | 53.8534 | -7.1968
MV/LV Substation BL***865Y |  | 10 kV | _ | LV | 100 kVA :Pole Substation | 0.1 | --> | 0.1 | 0 | 0 | Constrained,otherwise capacity available =97kVA. | --> | 0.095 | 0 | 0 | 0.10045 | 0 |  | --> | C30 ex ACADEMY STREET | Academy Street [T421,T422,T44] | NAVAN |  | 53.6609 | -6.6662
MV/LV Substation BL***872X |  | 20 kV | _ | LV | 200 kVA :Kiosk Substation | 0.2 | --> | 0.2 | 0 | 0 | Constrained,otherwise capacity available =115kVA. | --> | 0.19 | 0 | 0 | 0.21251 | 0 |  | --> | E15 ex BATTER LANE TEMPORARY | Batter Lane Temporary 38kv [T421] | GLASMORE |  | 53.5032 | -6.1931
MV/LV Substation BL***872X |  | 10 kV | _ | LV | 25 kVA :Pole Substation | 0.025 | --> | 0.025 | 0.023 | 3.1 |  | --> | 0.02375 | 0 | 0 | 0.025302 | 0 |  | --> | C11 ex BELLFIELD | Bellfield [T41,T42] | CRANE |  | 52.5152 | -6.5954
MV/LV Substation BL***876 |  | 20 kV | _ | LV | 50 kVA :Pole Substation | 0.05 | --> | 0.05 | 0 | 0 | Constrained,otherwise capacity available =49kVA. | --> | 0.0475 | 0 | 0.003705 | 0.050152 | 0 |  | --> | C12 ex DUNLEER | Dunleer [T41,T42] | DRYBRIDGE |  | 53.783 | -6.3015
MV/LV Substation BL***876 |  | 10 kV | _ | LV | 200 kVA :Pole Substation | 0.2 | --> | 0.2 | 0 | 0 | Constrained,otherwise capacity available =145kVA. | --> | 0.19 | 0 | 0 | 0.20818 | 0 |  | --> | C15 ex SCARTEEN | Scarteen [T41,T42] | MALLOW |  | 52.1266 | -8.6645
MV/LV Substation BL***886 |  | 10 kV | _ | LV | 400 kVA :Kiosk Substation | 0.4 | --> | 0.4 | 0 | 0 | Constrained,otherwise capacity available =244kVA. | --> | 0.38 | 0 | 0.05928 | 0.42302 | 0 |  | --> | C15 ex GREYSTONES | Greystones [T41,T42] | FASSAROE |  | 53.1506 | -6.0835
MV/LV Substation BL***887 |  | 10 kV | _ | LV | 400 kVA :Kiosk Substation | 0.4 | --> | 0.4 | 0.118 | 1.5 |  | --> | 0.38 | 0 | 0 | 0.40633 | 0 |  | --> | C20 ex MARROWBONE LANE | Marrowbone Lane [T42] | INCHICORE 220KV |  | 53.3339 | -6.3289
MV/LV Substation BL***889X |  | 20 kV | _ | LV | 100 kVA :Pole Substation | 0.1 | --> | 0.1 | 0 | 0 | Constrained,otherwise capacity available =78kVA. | --> | 0.095 | 0 | 0 | 0.10329 | 0 |  | --> | E15 ex BATTER LANE TEMPORARY | Batter Lane Temporary 38kv [T421] | GLASMORE |  | 53.5007 | -6.1953
MV/LV Substation BL***895 |  | 10 kV | _ | LV | 200 kVA :Pole Substation | 0.2 | --> | 0.2 | 0.196 | 0.7 |  | --> | 0.19 | 0 | 0 | 0.20061 | 0 |  | --> | C16 ex KILRUSH | Kilrush [T41,T42] | TULLABRACK |  | 52.668 | -9.5896
MV/LV Substation BL***901X |  | 10 kV | _ | LV | 630 kVA :Kiosk Substation | 0.63 | --> | 0.63 | 0.5 | 12.2 |  | --> | 0.5985 | 0 | 0 | 0.5 | 0 |  | --> | C17 ex BALLYBEG | Ballybeg [T101,T102] | CARRICKMINES |  | 52.9453 | -6.0217
MV/LV Substation BL***911X |  | 10 kV | _ | LV | 200 kVA :Pole Substation | 0.2 | --> | 0.2 | 0.187 | 6.4 |  | --> | 0.19 | 0 | 0 | 0.20196 | 0 |  | --> | C20 ex GARRYCASTLE | Garrycastle [T41,T42] | ATHLONE |  | 53.4249 | -7.8923
MV/LV Substation BL***918 |  | 10 kV | _ | LV | 50 kVA :Pole Substation | 0.05 | --> | 0.05 | 0.038 | 2.1 |  | --> | 0.0475 | 0 | 0.006669 | 0 | 0 | Constrained,otherwise capacity available =51.8kW. | --> | C16 ex NEWTOWNCUNNINGHAM | Newtowncunningham [T41,T42] | LETTERKENNY |  | 55.007 | -7.4929
MV/LV Substation BL***918Z |  | 10 kV | _ | LV | 1000 kVA :Building Structure | 1 | --> | 1 | 0.5 | 6 |  | --> | 0.95 | 0 | 0 | 0.5 | 0 |  | --> | C22 ex TRABEG | Trabeg [T101,T102] | TRABEG |  | 51.8526 | -8.4867
MV/LV Substation BL***932X |  | 10 kV | _ | LV | 100 kVA :Pole Substation | 0.1 | --> | 0.1 | 0.079 | 1.5 |  | --> | 0.095 | 0 | 0 | 0 | 0 | Constrained,otherwise capacity available =103.1kW. | --> | C19 ex TURLOUGH ROAD | Turlough Road [T43] | CASTLEBAR |  | 53.8666 | -9.2921
MV/LV Substation BL***941 |  | 10 kV | _ | LV | 630 kVA :Kiosk Substation | 0.63 | --> | 0.63 | 0.5 | 6.7 |  | --> | 0.5985 | 0 | 0 | 0.5 | 0 |  | --> | C12 ex EAST WALL ROAD | East Wall Road [T41,T42] | MCDERMOTT |  | 53.3517 | -6.2038
MV/LV Substation BL***955 |  | 10 kV | _ | LV | 200 kVA :Pole Substation | 0.2 | --> | 0.2 | 0 | 0 | Constrained,otherwise capacity available =132kVA. | --> | 0.19 | 0 | 0.001482 | 0.21007 | 0 |  | --> | C15 ex BLAKE | Blake [T41,T42] | BLAKE |  | 53.2927 | -6.8218
MV/LV Substation BL***956 |  | 10 kV | _ | LV | 200 kVA :Pole Substation | 0.2 | --> | 0.2 | 0 | 0 | Constrained,otherwise capacity available =61kVA. | --> | 0.19 | 0 | 0.017784 | 0.22005 | 0 |  | --> | C15 ex BLAKE | Blake [T41,T42] | BLAKE |  | 53.2945 | -6.8198
MV/LV Substation BL***965 |  | 10 kV | _ | LV | 200 kVA :Kiosk Substation | 0.2 | --> | 0.2 | 0 | 0 | Constrained,otherwise capacity available =190kVA. | --> | 0.19 | 0 | 0.00741 | 0.20151 | 0 |  | --> | C15 ex GREYSTONES | Greystones [T41,T42] | FASSAROE |  | 53.1515 | -6.0856
MV/LV Substation BL***982 |  | 20 kV | _ | LV | 100 kVA :Pole Substation | 0.1 | --> | 0.1 | 0 | 0 | Constrained,otherwise capacity available =74kVA. | --> | 0.095 | 0 | 0 | 0 | 0 | Constrained,otherwise capacity available =103.9kW. | --> | E20 ex KILLYBEGS | Killybegs [T422] | BINBANE |  | 54.6278 | -8.5257
MV/LV Substation BL***997 |  | 10 kV | _ | LV | 1000 kVA :Building Structure | 1 | --> | 1 | 0.5 | 4.6 |  | --> | 0.95 | 0 | 0 | 0.5 | 0 |  | --> | C17 ex DUN LAOGHAIRE | Dun Laoghaire [T41,T42] | BLACKROCK |  | 53.2925 | -6.1385
MV/LV Substation BL***997 |  | 20 kV | _ | LV | 50 kVA :Pole Substation | 0.05 | --> | 0.05 | 0.045 | 1.4 |  | --> | 0.0475 | 0 | 0 | 0.050753 | 0 |  | --> | E11 ex KILLINICK | Killinick [T421,T422] | WEXFORD |  | 52.2188 | -6.648
MV/LV Substation BM***206X |  | 20 kV | _ | LV | 100 kVA :Pole Substation | 0.1 | --> | 0.1 | 0.039 | 6.4 |  | --> | 0.095 | 0 | 0 | 0.10886 | 0 |  | --> | C22 ex BUSHFIELD | Bushfield [T41,T42] | ATHLONE |  | 53.439 | -7.8984
MV/LV Substation BN***071Y |  | 10 kV | _ | LV | 50 kVA :Pole Substation | 0.05 | --> | 0.05 | 0.05 | 6.4 |  | --> | 0.0475 | 0 | 0 | 0.05 | 0 |  | --> | C19 ex GARRYCASTLE | Garrycastle [T41,T42] | ATHLONE |  | 53.3471 | -7.9296
MV/LV Substation BN***131Y |  | 20 kV | _ | LV | 50 kVA :Pole Substation | 0.05 | --> | 0.05 | 0 | 0 | Constrained,otherwise capacity available =41kVA. | --> | 0.0475 | 0 | 0 | 0.051348 | 0 |  | --> | E17 ex CREAGH | Creagh [T421,T422] | ATHLONE |  | 53.2731 | -8.1429
MV/LV Substation BN***157 |  | 20 kV | _ | LV | 50 kVA :Pole Substation | 0.05 | --> | 0.05 | 0 | 0 | Constrained,otherwise capacity available =46kVA. | --> | 0.0475 | 0 | 0 | 0.050604 | 0 |  | --> | E15 ex CREAGH | Creagh [T421,T422] | ATHLONE |  | 53.2999 | -8.0474
MV/LV Substation BN***158 |  | 20 kV | _ | LV | 50 kVA :Pole Substation | 0.05 | --> | 0.05 | 0 | 0 | Constrained,otherwise capacity available =50kVA. | --> | 0.0475 | 0 | 0 | 0.05 | 0 |  | --> | E15 ex CREAGH | Creagh [T421,T422] | ATHLONE |  | 53.3275 | -8.0089
MV/LV Substation BN***177 |  | 20 kV | _ | LV | 50 kVA :Pole Substation | 0.05 | --> | 0.05 | 0 | 0 | Constrained,otherwise capacity available =45kVA. | --> | 0.0475 | 0 | 0 | 0.050753 | 0 |  | --> | E15 ex CREAGH | Creagh [T421,T422] | ATHLONE |  | 53.2859 | -8.0648
MV/LV Substation BN***209Y |  | 20 kV | _ | LV | 50 kVA :Pole Substation | 0.05 | --> | 0.05 | 0 | 0 | Constrained,otherwise capacity available =50kVA. | --> | 0.0475 | 0 | 0 | 0.05 | 0 |  | --> | E15 ex CREAGH | Creagh [T421,T422] | ATHLONE |  | 53.3232 | -8.0418
MV/LV Substation BN***4129 |  | 20 kV | _ | LV | 200 kVA :Pole Substation | 0.2 | --> | 0.2 | 0 | 0 | Constrained,otherwise capacity available =193kVA. | --> | 0.19 | 0 | 0 | 0.20106 | 0 |  | --> | E20 ex EDENDERRY | Edenderry [T421,T422] | BLAKE |  | 53.2955 | -7.226
MV/LV Substation BN***4189 |  | 20 kV | _ | LV | 100 kVA :Pole Substation | 0.1 | --> | 0.1 | 0 | 0 | Constrained,otherwise capacity available =100kVA. | --> | 0.095 | 0 | 0 | 0.1 | 0 |  | --> | E20 ex EDENDERRY | Edenderry [T421,T422] | BLAKE |  | 53.2819 | -7.1946
MV/LV Substation BN***483 |  | 20 kV | _ | LV | 100 kVA :Pole Substation | 0.1 | --> | 0.1 | 0.099 | 2.8 |  | --> | 0.095 | 0 | 0 | 0.10015 | 0 |  | --> | E12 ex BANGOR ERRIS | Bangor Erris [T421] | BELLACORICK |  | 54.1453 | -9.8009
MV/LV Substation BN***616X |  | 10 kV | _ | LV | 400 kVA :Kiosk Substation | 0.4 | --> | 0.4 | 0 | 0 | Constrained,otherwise capacity available =400kVA. | --> | 0.38 | 0 | 0.005928 | 0.4 | 0 |  | --> | C17 ex ATHGARVAN | Athgarvan [T41,T44] | NEWBRIDGE |  | 53.1792 | -6.7972
MV/LV Substation BN***719X |  | 20 kV | _ | LV | 100 kVA :Pole Substation | 0.1 | --> | 0.1 | 0 | 0 | Constrained,otherwise capacity available =99kVA. | --> | 0.095 | 0 | 0 | 0.10015 | 0 |  | --> | E15 ex CREAGH | Creagh [T421,T422] | ATHLONE |  | 53.3135 | -8.0552
MV/LV Substation BN***980X |  | 10 kV | _ | LV | 50 kVA :Pole Substation | 0.05 | --> | 0.05 | 0.05 | 0.1 |  | --> | 0.0475 | 0 | 0 | 0.05 | 0 |  | --> | C12 ex BALLYMAHON | Ballymahon [T41,T42] | ATHLONE |  | 53.6288 | -7.9107
MV/LV Substation BO***001Y |  | 10 kV | _ | LV | 100 kVA :Pole Substation | 0.1 | --> | 0.1 | 0 | 0 | Constrained,otherwise capacity available =72kVA. | --> | 0.095 | 0 | 0.016302 | 0 | 0 | Constrained,otherwise capacity available =104.2kW. | --> | C14 ex PORTLAOISE | Portlaoise [T41,T42] | PORTLAOISE |  | 53.0493 | -7.2759
MV/LV Substation BO***002 |  | 10 kV | _ | LV | 400 kVA :Building Structure | 0.4 | --> | 0.4 | 0.388 | 1 |  | --> | 0.38 | 0 | 0 | 0 | 0 | Constrained,otherwise capacity available =400.3kW. | --> | C17 ex BOYLE | Boyle [T41,T42] | CARRICK ON SHANNON |  | 53.975 | -8.2305
MV/LV Substation BO***007 |  | 10 kV | _ | LV | 200 kVA :Pole Substation | 0.2 | --> | 0.2 | 0.136 | 2.6 |  | --> | 0.19 | 0 | 0.003705 | 0.20949 | 0 |  | --> | C12 ex CLOONBANNIN | Cloonbannin [T42] | GLENLARA |  | 52.1579 | -9.0704
MV/LV Substation BO***007 |  | 10 kV | _ | LV | 100 kVA :Pole Substation | 0.1 | --> | 0.1 | 0.07 | 1.1 |  | --> | 0.095 | 0 | 0.008151 | 0.10446 | 0 |  | --> | C19 ex BIRR | Birr [T41,T422] | DALLOW |  | 53.0932 | -7.8966
MV/LV Substation BO***010 |  | 20 kV | _ | LV | 630 kVA :Kiosk Substation | 0.63 | --> | 0.63 | 0 | 0 | Constrained,otherwise capacity available =499kVA. | --> | 0.5985 | 0 | 0 | 0.5 | 0 |  | --> | E12 ex BALLINROBE | Ballinrobe [T421,T422] | DALTON |  | 53.6223 | -9.2237
MV/LV Substation BO***012 |  | 10 kV | _ | LV | 630 kVA :Kiosk Substation | 0.63 | --> | 0.63 | 0 | 0 | Constrained,otherwise capacity available =383kVA. | --> | 0.5985 | 0 | 0.041496 | 0.5 | 0 |  | --> | C14 ex BELFIELD | Belfield [T41,T42] | BLACKROCK |  | 53.3032 | -6.1992
MV/LV Substation BO***012X |  | 10 kV | _ | LV | 200 kVA :Pole Substation | 0.2 | --> | 0.2 | 0 | 0 | Constrained,otherwise capacity available =200kVA. | --> | 0.19 | 0 | 0 | 0.2 | 0 |  | --> | C17 ex TRIM | Trim [T41,T42] | NAVAN |  | 53.5507 | -6.7488
MV/LV Substation BO***015 |  | 20 kV | _ | LV | 50 kVA :Pole Substation | 0.05 | --> | 0.05 | 0.048 | 5.9 |  | --> | 0.0475 | 0 | 0 | 0.050303 | 0 |  | --> | C14 ex CASHEL | Cashel [T41,T42] | CAHIR |  | 52.5736 | -7.8927
MV/LV Substation BO***015 |  | 10 kV | _ | LV | 400 kVA :Kiosk Substation | 0.4 | --> | 0.4 | 0 | 0 | Constrained,otherwise capacity available =299kVA. | --> | 0.38 | 0 | 0.008151 | 0.41505 | 0 |  | --> | C20 ex DRYBRIDGE | Drybridge [T41,T42] | DRYBRIDGE |  | 53.7227 | -6.3521
MV/LV Substation BO***017 |  | 10 kV | _ | LV | 630 kVA :Kiosk Substation | 0.63 | --> | 0.63 | 0.5 | 2.3 |  | --> | 0.5985 | 0 | 0 | 0.5 | 0 |  | --> | C18 ex BALLYRICKARD | Ballyrickard [T41,T42] | TRALEE |  | 52.2696 | -9.7142
MV/LV Substation BO***017Y |  | 20 kV | _ | LV | 400 kVA :Kiosk Substation | 0.4 | --> | 0.4 | 0.285 | 0.4 |  | --> | 0.38 | 0 | 0.002223 | 0.4171 | 0 |  | --> | E15 ex BALLYCONNELL | Ballyconnell [T421,T422] | GORTAWEE |  | 54.1127 | -7.5707
MV/LV Substation BO***021 |  | 10 kV | _ | LV | 200 kVA :Kiosk Substation | 0.2 | --> | 0.2 | 0 | 0 | Constrained,otherwise capacity available =85kVA. | --> | 0.19 | 0 | 0.025935 | 0.21674 | 0 |  | --> | C16 ex GORT | Gort [T41,T42] | ENNIS |  | 53.069 | -8.823
MV/LV Substation BO***021 |  | 10 kV | _ | LV | 200 kVA :Pole Substation | 0.2 | --> | 0.2 | 0.096 | 6.4 |  | --> | 0.19 | 0 | 0.017784 | 0.2152 | 0 |  | --> | C11 ex GARRYCASTLE | Garrycastle [T41,T42] | ATHLONE |  | 53.4192 | -7.9186
MV/LV Substation BO***026 |  | 20 kV | _ | LV | 630 kVA :Building Structure | 0.63 | --> | 0.63 | 0.5 | 0.6 |  | --> | 0.5985 | 0 | 0 | 0.5 | 0 |  | --> | E15 ex FERNS | Ferns [T421] | CRANE |  | 52.5849 | -6.4852
MV/LV Substation BO***027Z |  | 10 kV | _ | LV | 200 kVA :Kiosk Substation | 0.2 | --> | 0.2 | 0.145 | 9.1 |  | --> | 0.19 | 0 | 0.004446 | 0.20818 | 0 |  | --> | C11 ex CENTRE PARK ROAD | Marina [T105,T106] | MARINA |  | 51.8984 | -8.4449
MV/LV Substation BO***029X |  | 10 kV | _ | LV | 400 kVA :Building Structure | 0.4 | --> | 0.4 | 0.15247 | 0.2 | Constrained,otherwise capacity available =364kVA. | --> | 0.38 | 0 | 0 | 0.40543 | 0 |  | --> | C18 ex SANDYFORD | Sandyford [T41,T42] | CARRICKMINES |  | 53.2757 | -6.2171
MV/LV Substation BO***030 |  | 10 kV | _ | LV | 200 kVA :Kiosk Substation | 0.2 | --> | 0.2 | 0.095 | 3 |  | --> | 0.19 | 0 | 0.008151 | 0.21534 | 0 |  | --> | C21 ex NENAGH | Nenagh [T41,T42] | NENAGH |  | 52.8607 | -8.2034
MV/LV Substation BO***030 |  | 10 kV | _ | LV | 630 kVA :Kiosk Substation | 0.63 | --> | 0.63 | 0 | 0 | Constrained,otherwise capacity available =500kVA. | --> | 0.5985 | 0 | 0.002223 | 0.5 | 0 |  | --> | C11 ex MAYFIELD | Mayfield [T41,T42] | KILBARRY |  | 51.9106 | -8.4227
MV/LV Substation BO***032 |  | 10 kV | _ | LV | 200 kVA :Pole Substation | 0.2 | --> | 0.2 | 0 | 0 | Constrained,otherwise capacity available =62kVA. | --> | 0.19 | 0 | 0.013338 | 0 | 0 | Constrained,otherwise capacity available =219.9kW. | --> | C15 ex PALLAS | Pallas [T41,T42] | PORTLAOISE |  | 53.0377 | -7.2908
MV/LV Substation BO***035X |  | 20 kV | _ | LV | 50 kVA :Pole Substation | 0.05 | --> | 0.05 | 0 | 0 | Constrained,otherwise capacity available =32kVA. | --> | 0.0475 | 0 | 0.003705 | 0.052662 | 0 |  | --> | C16 ex MOATE | Moate [T41,T42] | ATHLONE |  | 53.491 | -7.6587
MV/LV Substation BO***037 |  | 10 kV | _ | LV | 100 kVA :Pole Substation | 0.1 | --> | 0.1 | 0.039 | 11.9 |  | --> | 0.095 | 0 | 0.011115 | 0.10886 | 0 |  | --> | C33 ex SALTHILL | Salthill [T101,T102] | SALTHILL |  | 53.2664 | -9.1056
MV/LV Substation BO***038 |  | 10 kV | _ | LV | 200 kVA :Pole Substation | 0.2 | --> | 0.2 | 0 | 0 | Constrained,otherwise capacity available =156kVA. | --> | 0.19 | 0 | 0.008892 | 0 | 0 | Constrained,otherwise capacity available =206.6kW. | --> | C14 ex KNOCKMULLEN | Knockmullen [T42,T421] | GREAT ISLAND |  | 52.4001 | -6.9397
MV/LV Substation BO***038 |  | 10 kV | _ | LV | 1000 kVA :Building Structure | 1 | --> | 1 | 0 | 0 | Constrained,otherwise capacity available =500kVA. | --> | 0.95 | 0 | 0.08892 | 0.5 | 0 |  | --> | C11 ex GLASNEVIN | Glasnevin [T41] | FINGLAS |  | 53.3676 | -6.2688
MV/LV Substation BO***041X |  | 10 kV | _ | LV | 630 kVA :Kiosk Substation | 0.63 | --> | 0.63 | 0 | 0 | Constrained,otherwise capacity available =500kVA. | --> | 0.5985 | 0 | 0 | 0 | 0 | Constrained,otherwise capacity available =500kW. | --> | C18 ex CULLION | Cullion [T41,T42] | LETTERKENNY |  | 54.9464 | -7.7294
MV/LV Substation BO***042X |  | 20 kV | _ | LV | 100 kVA :Pole Substation | 0.1 | --> | 0.1 | 0 | 0 | Constrained,otherwise capacity available =85kVA. | --> | 0.095 | 0 | 0.003705 | 0.10225 | 0 |  | --> | C22 ex ENNISTYMON | Ennistymon [T41,T42] | ENNIS |  | 53.0085 | -9.3572
MV/LV Substation BO***044 |  | 10 kV | _ | LV | 400 kVA :Building Structure | 0.4 | --> | 0.4 | 0.377 | 0.7 |  | --> | 0.38 | 0 | 0 | 0.40348 | 0 |  | --> | C15 ex KILRUSH | Kilrush [T41,T42] | TULLABRACK |  | 52.6342 | -9.4901
MV/LV Substation BO***045Y |  | 10 kV | _ | LV | 50 kVA :Pole Substation | 0.05 | --> | 0.05 | 0 | 0 | Constrained,otherwise capacity available =40kVA. | --> | 0.0475 | 0 | 0 | 0.051496 | 0 |  | --> | C12 ex AGHAMORE | Aghamore [T41,T42] | LANESBORO |  | 53.7005 | -8.0207
MV/LV Substation BO***048 |  | 10 kV | _ | LV | 200 kVA :Kiosk Substation | 0.2 | --> | 0.2 | 0.084 | 4.5 |  | --> | 0.19 | 0 | 0.05187 | 0.21688 | 0 |  | --> | C16 ex BOGHALL ROAD | Boghall Road [T41,T42] | FASSAROE |  | 53.1883 | -6.1176
MV/LV Substation BO***049Y |  | 20 kV | _ | LV | 630 kVA :Kiosk Substation | 0.63 | --> | 0.63 | 0 | 0 | Constrained,otherwise capacity available =500kVA. | --> | 0.5985 | 0 | 0.002964 | 0.5 | 0 |  | --> | E12 ex BALLINROBE | Ballinrobe [T421,T422] | DALTON |  | 53.6243 | -9.2236
MV/LV Substation BO***050X |  | 10 kV | _ | LV | 200 kVA :Building Structure | 0.2 | --> | 0.2 | 0.183 | 13.4 |  | --> | 0.19 | 0 | 0.004446 | 0.20256 | 0 |  | --> | C21 ex POTTERY ROAD | Pottery Road [T101,T102] | CARRICKMINES |  | 53.2599 | -6.1476
MV/LV Substation BO***051 |  | 10 kV | _ | LV | 400 kVA :Kiosk Substation | 0.4 | --> | 0.4 | 0.4 | 1.7 |  | --> | 0.38 | 0 | 0 | 0.4 | 0 |  | --> | C19 ex ATHY | Athy [T101,T102] | ATHY |  | 52.993 | -6.9976
MV/LV Substation BO***053 |  | 10 kV | _ | LV | 630 kVA :Kiosk Substation | 0.63 | --> | 0.63 | 0 | 0 | Constrained,otherwise capacity available =500kVA. | --> | 0.5985 | 0 | 0 | 0 | 0 | Constrained,otherwise capacity available =500kW. | --> | C14 ex KNOCKMULLEN | Knockmullen [T42,T421] | GREAT ISLAND |  | 52.3972 | -6.9337
MV/LV Substation BO***053 |  | 10 kV | _ | LV | 200 kVA :Kiosk Substation | 0.2 | --> | 0.2 | 0 | 0 | Constrained,otherwise capacity available =139kVA. | --> | 0.19 | 0 | 0.003705 | 0 | 0 | Constrained,otherwise capacity available =209.1kW. | --> | C20 ex COLLIGAN | Colligan [T41,T42] | DUNGARVAN |  | 52.0858 | -7.6217
MV/LV Substation BO***053Z |  | 20 kV | _ | LV | 100 kVA :Pole Substation | 0.1 | --> | 0.1 | 0.086 | 1 |  | --> | 0.095 | 0 | 0 | 0.1021 | 0 |  | --> | E18 ex LONGFORD | Longford [T421,T422] | RICHMOND |  | 53.7447 | -7.8043
MV/LV Substation BO***055X |  | 10 kV | _ | LV | 400 kVA :Kiosk Substation | 0.4 | --> | 0.4 | 0 | 0 | Constrained,otherwise capacity available =245kVA. | --> | 0.38 | 0 | 0.010374 | 0.42288 | 0 |  | --> | C13 ex GLASNEVIN | Glasnevin [T41] | FINGLAS |  | 53.372 | -6.2693
MV/LV Substation BO***055Y |  | 20 kV | _ | LV | 630 kVA :Building Structure | 0.63 | --> | 0.63 | 0 | 0 | Constrained,otherwise capacity available =500kVA. | --> | 0.5985 | 0 | 0.003705 | 0.5 | 0 |  | --> | E12 ex BALLINROBE | Ballinrobe [T421,T422] | DALTON |  | 53.6213 | -9.2229
MV/LV Substation BO***057X |  | 10 kV | _ | LV | 50 kVA :Pole Substation | 0.05 | --> | 0.05 | 0.048 | 1 |  | --> | 0.0475 | 0 | 0 | 0 | 0 | Constrained,otherwise capacity available =50.3kW. | --> | C15 ex BOYLE | Boyle [T41,T42] | CARRICK ON SHANNON |  | 53.9799 | -8.2975
MV/LV Substation BO***058 |  | 10 kV | _ | LV | 50 kVA :Pole Substation | 0.05 | --> | 0.05 | 0.045 | 2.2 |  | --> | 0.0475 | 0 | 0 | 0.050753 | 0 |  | --> | C26 ex BAILIEBORO | Bailieboro [T41,T42] | MEATH HILL |  | 53.9267 | -6.9692
MV/LV Substation BO***059X |  | 20 kV | _ | LV | 100 kVA :Pole Substation | 0.1 | --> | 0.1 | 0.094 | 17.8 |  | --> | 0.095 | 0 | 0 | 0.10091 | 0 |  | --> | E22 ex BANOGE | Banoge [T121,T122] | BANOGE |  | 52.6455 | -6.427
MV/LV Substation BO***060X |  | 10 kV | _ | LV | 400 kVA :Building Structure | 0.4 | --> | 0.4 | 0 | 0 | Constrained,otherwise capacity available =400kVA. | --> | 0.38 | 0 | 0 | 0.4 | 0 |  | --> | C24 ex DENNEHYS CROSS | Dennehys Cross [T41,T42] | TRABEG |  | 51.8918 | -8.4986
MV/LV Substation BO***063X |  | 10 kV | _ | LV | 200 kVA :Kiosk Substation | 0.2 | --> | 0.2 | 0.193 | 4.5 |  | --> | 0.19 | 0 | 0 | 0.20106 | 0 |  | --> | C13 ex BOGHALL ROAD | Boghall Road [T41,T42] | FASSAROE |  | 53.187 | -6.1075
MV/LV Substation BO***067Z |  | 10 kV | _ | LV | 630 kVA :Building Structure | 0.63 | --> | 0.63 | 0.5 | 6.4 |  | --> | 0.5985 | 0 | 0 | 0.5 | 0 |  | --> | C14 ex GARRYCASTLE | Garrycastle [T41,T42] | ATHLONE |  | 53.4223 | -7.9215
MV/LV Substation BO***070Y |  | 20 kV | _ | LV | 50 kVA :Pole Substation | 0.05 | --> | 0.05 | 0 | 0 | Constrained,otherwise capacity available =26kVA. | --> | 0.0475 | 0 | 0 | 0.053518 | 0 |  | --> | E30 ex LOUGHREA | Loughrea [T41,T42] | SOMERSET |  | 53.2395 | -8.7016
MV/LV Substation BO***072 |  | 10 kV | _ | LV | 400 kVA :Building Structure | 0.4 | --> | 0.4 | 0.192 | 13.2 |  | --> | 0.38 | 0 | 0.01482 | 0.4304 | 0 |  | --> | C17 ex ARTANE | Artane [T101,T102] | FINGLAS |  | 53.3819 | -6.1885
MV/LV Substation BO***074X |  | 10 kV | _ | LV | 50 kVA :Pole Substation | 0.05 | --> | 0.05 | 0.05 | 0.1 |  | --> | 0.0475 | 0 | 0 | 0.05 | 0 |  | --> | C12 ex BALLYMAHON | Ballymahon [T41,T42] | ATHLONE |  | 53.6217 | -7.8968
MV/LV Substation BO***076 |  | 10 kV | _ | LV | 630 kVA :Kiosk Substation | 0.63 | --> | 0.63 | 0 | 0 | Constrained,otherwise capacity available =480kVA. | --> | 0.5985 | 0 | 0.002223 | 0.5 | 0 |  | --> | C17 ex FORTUNESTOWN | Fortunestown [T101,T102] | INCHICORE 220KV |  | 53.278 | -6.4448
MV/LV Substation BO***077X |  | 10 kV | _ | LV | 100 kVA :Pole Substation | 0.1 | --> | 0.1 | 0 | 0 | Constrained,otherwise capacity available =51kVA. | --> | 0.095 | 0 | 0.012597 | 0.10718 | 0 |  | --> | C19 ex CLONDALKIN | Clondalkin [T41,T42,T44] | INCHICORE 220KV |  | 53.3128 | -6.3979
MV/LV Substation BO***077Y |  | 20 kV | _ | LV | 50 kVA :Pole Substation | 0.05 | --> | 0.05 | 0 | 0 | Constrained,otherwise capacity available =50kVA. | --> | 0.0475 | 0 | 0 | 0.05 | 0 |  | --> | E28 ex LOUGHREA | Loughrea [T41,T42] | SOMERSET |  | 53.1836 | -8.3563
MV/LV Substation BO***080 |  | 10 kV | _ | LV | 400 kVA :Kiosk Substation | 0.4 | --> | 0.4 | 0 | 0 | Constrained,otherwise capacity available =276kVA. | --> | 0.38 | 0 | 0 | 0.4184 | 0 |  | --> | C13 ex MONEENAGEISHA | Moneenageisha [T41,T42] | GALWAY 110KV |  | 53.2825 | -9.0374
MV/LV Substation BO***081 |  | 10 kV | _ | LV | 1000 kVA :Building Structure | 1 | --> | 1 | 0.5 | 3.9 |  | --> | 0.95 | 0 | 0.004446 | 0.5 | 0 |  | --> | C27 ex GALWAY 110KV | Galway 110kv [T102,T103] | GALWAY 110KV |  | 53.2694 | -9.0466
MV/LV Substation BO***086 |  | 10 kV | _ | LV | 630 kVA :Kiosk Substation | 0.63 | --> | 0.63 | 0.492 | 3.5 |  | --> | 0.5985 | 0 | 0.015561 | 0.5 | 0 |  | --> | C21 ex DUNDALK | Dundalk [T41,T42] | DUNDALK |  | 54.0047 | -6.4189
MV/LV Substation BO***089 |  | 20 kV | _ | LV | 100 kVA :Pole Substation | 0.1 | --> | 0.1 | 0.085 | 5.9 |  | --> | 0.095 | 0 | 0 | 0.10225 | 0 |  | --> | C14 ex CASHEL | Cashel [T41,T42] | CAHIR |  | 52.5735 | -7.892
MV/LV Substation BO***091X |  | 10 kV | _ | LV | 400 kVA :Kiosk Substation | 0.4 | --> | 0.4 | 0.249 | 2.2 |  | --> | 0.38 | 0 | 0 | 0.4223 | 0 |  | --> | C12 ex KINGSBRIDGE | Kingsbridge [T41,T42] | INCHICORE 220KV |  | 53.3434 | -6.2947
MV/LV Substation BO***091X |  | 20 kV | _ | LV | 100 kVA :Pole Substation | 0.1 | --> | 0.1 | 0 | 0 | Constrained,otherwise capacity available =96kVA. | --> | 0.095 | 0 | 0 | 0 | 0 | Constrained,otherwise capacity available =100.6kW. | --> | E12 ex KILLYBEGS | Killybegs [T422] | BINBANE |  | 54.6356 | -8.3758
MV/LV Substation BO***093 |  | 10 kV | _ | LV | 50 kVA :Pole Substation | 0.05 | --> | 0.05 | 0.03 | 1.5 |  | --> | 0.0475 | 0 | 0 | 0 | 0 | Constrained,otherwise capacity available =52.9kW. | --> | C19 ex TURLOUGH ROAD | Turlough Road [T43] | CASTLEBAR |  | 53.8682 | -9.2878
MV/LV Substation BO***096X |  | 10 kV | _ | LV | 200 kVA :Pole Substation | 0.2 | --> | 0.2 | 0 | 0 | Constrained,otherwise capacity available =153kVA. | --> | 0.19 | 0 | 0.03705 | 0 | 0 | Constrained,otherwise capacity available =207kW. | --> | C15 ex PALLAS | Pallas [T41,T42] | PORTLAOISE |  | 53.0437 | -7.2869
MV/LV Substation BO***099 |  | 10 kV | _ | LV | 400 kVA :Building Structure | 0.4 | --> | 0.4 | 0 | 0 | Constrained,otherwise capacity available =355kVA. | --> | 0.38 | 0 | 0.006669 | 0.40677 | 0 |  | --> | C11 ex DRYBRIDGE | Drybridge [T41,T42] | DRYBRIDGE |  | 53.7196 | -6.3705
MV/LV Substation BO***107 |  | 20 kV | _ | LV | 200 kVA :Pole Substation | 0.2 | --> | 0.2 | 0.14262 | 0.1 | Constrained,otherwise capacity available =176kVA. | --> | 0.19 | 0 | 0.008151 | 0.2 | 0 |  | --> | C12 ex CARRIGLAWN | Carriglawn [T41,T42] | WEXFORD |  | 52.3522 | -6.4538
MV/LV Substation BO***109X |  | 10 kV | _ | LV | 50 kVA :Pole Substation | 0.05 | --> | 0.05 | 0 | 0 | Constrained,otherwise capacity available =37kVA. | --> | 0.0475 | 0 | 0 | 0 | 0 | Constrained,otherwise capacity available =51.9kW. | --> | C11 ex KILMALLOCK | Kilmallock [T41,T42] | CHARLEVILLE |  | 52.3708 | -8.4902
MV/LV Substation BO***110X |  | 20 kV | _ | LV | 100 kVA :Pole Substation | 0.1 | --> | 0.1 | 0.097 | 2.9 |  | --> | 0.095 | 0 | 0 | 0 | 0 | Constrained,otherwise capacity available =100.5kW. | --> | E13 ex TELAYDON | Telaydon [T42,T421] | LISDRUM |  | 54.2745 | -7.0793
MV/LV Substation BO***112Y |  | 10 kV | _ | LV | 50 kVA :Pole Substation | 0.05 | --> | 0.05 | 0 | 0 | Constrained,otherwise capacity available =42kVA. | --> | 0.0475 | 0 | 0.00741 | 0.0512 | 0 |  | --> | C11 ex KANTURK | Kanturk [T41,T42] | GLENLARA |  | 52.1763 | -8.8778
MV/LV Substation BO***113 |  | 10 kV | _ | LV | 100 kVA :Pole Substation | 0.1 | --> | 0.1 | 0 | 0 | Constrained,otherwise capacity available =96kVA. | --> | 0.095 | 0 | 0 | 0 | 0 | Constrained,otherwise capacity available =100.6kW. | --> | E11 ex KNOCKMULLEN | Knockmullen [T42,T421] | GREAT ISLAND |  | 52.432 | -6.8853
MV/LV Substation BO***116Y |  | 20 kV | _ | LV | 200 kVA :Pole Substation | 0.2 | --> | 0.2 | 0 | 0 | Constrained,otherwise capacity available =199kVA. | --> | 0.19 | 0 | 0 | 0.20015 | 0 |  | --> | E20 ex BALTINGLASS | Baltinglass [T421,T422] | STRATFORD |  | 52.9451 | -6.8275
MV/LV Substation BO***118Y |  | 20 kV | _ | LV | 50 kVA :Pole Substation | 0.05 | --> | 0.05 | 0 | 0 | Constrained,otherwise capacity available =26kVA. | --> | 0.0475 | 0 | 0 | 0.053518 | 0 |  | --> | E20 ex BALTINGLASS | Baltinglass [T421,T422] | STRATFORD |  | 52.9563 | -6.8223
MV/LV Substation BO***119Y |  | 20 kV | _ | LV | 100 kVA :Pole Substation | 0.1 | --> | 0.1 | 0 | 0 | Constrained,otherwise capacity available =100kVA. | --> | 0.095 | 0 | 0 | 0.1 | 0 |  | --> | E20 ex BALTINGLASS | Baltinglass [T421,T422] | STRATFORD |  | 52.9556 | -6.818
MV/LV Substation BO***120 |  | 10 kV | _ | LV | 630 kVA :Kiosk Substation | 0.63 | --> | 0.63 | 0.448 | 2.8 |  | --> | 0.5985 | 0 | 0.005187 | 0.5 | 0 |  | --> | C21 ex MOUNT MERRION | Mount Merrion [T41,T42] | CARRICKMINES |  | 53.2997 | -6.2037
MV/LV Substation BO***122 |  | 20 kV | _ | LV | 100 kVA :Building Structure | 0.1 | --> | 0.1 | 0 | 0 | Constrained,otherwise capacity available =100kVA. | --> | 0.095 | 0 | 0.05928 | 0.1 | 0 |  | --> | C21 ex TRAMORE | Tramore [T41,T42] | BUTLERSTOWN |  | 52.1608 | -7.3709
MV/LV Substation BO***122Y |  | 10 kV | _ | LV | 400 kVA :Kiosk Substation | 0.4 | --> | 0.4 | 0.322 | 3 |  | --> | 0.38 | 0 | 0.025194 | 0.41167 | 0 |  | --> | C16 ex RAMSTOWN | Ramstown [T41,T42] | CRANE |  | 52.6697 | -6.2914
MV/LV Substation BO***123X |  | 10 kV | _ | LV | 400 kVA :Kiosk Substation | 0.4 | --> | 0.4 | 0.232 | 9.1 |  | --> | 0.38 | 0 | 0.040014 | 0.42474 | 0 |  | --> | C20 ex CENTRE PARK ROAD | Marina [T105,T106] | MARINA |  | 51.8922 | -8.4596
MV/LV Substation BO***124Y |  | 20 kV | _ | LV | 1000 kVA :Building Structure | 1 | --> | 1 | 0 | 0 | Constrained,otherwise capacity available =500kVA. | --> | 0.95 | 0 | 0 | 0.5 | 0 |  | --> | E20 ex BALTINGLASS | Baltinglass [T421,T422] | STRATFORD |  | 52.9527 | -6.8414
MV/LV Substation BO***125 |  | 20 kV | _ | LV | 50 kVA :Pole Substation | 0.05 | --> | 0.05 | 0 | 0 | Constrained,otherwise capacity available =49kVA. | --> | 0.0475 | 0 | 0 | 0.050152 | 0 |  | --> | E11 ex WHITECHURCH | Whitechurch [T421,T422] | KILBARRY |  | 52.0444 | -8.5663
MV/LV Substation BO***126 |  | 10 kV | _ | LV | 630 kVA :Building Structure | 0.63 | --> | 0.63 | 0 | 0 | Constrained,otherwise capacity available =490kVA. | --> | 0.5985 | 0 | 0.014079 | 0.5 | 0 |  | --> | C11 ex DRYBRIDGE | Drybridge [T41,T42] | DRYBRIDGE |  | 53.7173 | -6.3553
MV/LV Substation BO***128Y |  | 10 kV | _ | LV | 200 kVA :Kiosk Substation | 0.2 | --> | 0.2 | 0 | 0 | Constrained,otherwise capacity available =158kVA. | --> | 0.19 | 0 | 0.01482 | 0.20628 | 0 |  | --> | E12 ex KILCARRAGH | Kilcarragh [T421,T422] | BUTLERSTOWN |  | 52.238 | -7.0662
MV/LV Substation BO***132Z |  | 20 kV | _ | LV | 50 kVA :Pole Substation | 0.05 | --> | 0.05 | 0 | 0 | Constrained,otherwise capacity available =50kVA. | --> | 0.0475 | 0 | 0 | 0.05 | 0 |  | --> | E17 ex BALTINGLASS | Baltinglass [T421,T422] | STRATFORD |  | 52.8825 | -6.7007
MV/LV Substation BO***136 |  | 10 kV | _ | LV | 200 kVA :Pole Substation | 0.2 | --> | 0.2 | 0.167 | 2.9 |  | --> | 0.19 | 0 | 0.017043 | 0.20495 | 0 |  | --> | C18 ex ABBEYLAND | Abbeyland [T41,T42] | NAVAN |  | 53.6373 | -6.7657
MV/LV Substation BO***138 |  | 10 kV | _ | LV | 630 kVA :Building Structure | 0.63 | --> | 0.63 | 0.5 | 7.2 |  | --> | 0.5985 | 0 | 0 | 0.5 | 0 |  | --> | C07 ex AHANE | Ahane [T102] | AHANE |  | 52.6662 | -8.5021
MV/LV Substation BO***139X |  | 10 kV | _ | LV | 100 kVA :Pole Substation | 0.1 | --> | 0.1 | 0.095 | 2.5 |  | --> | 0.095 | 0 | 0 | 0.10076 | 0 |  | --> | C25 ex EDGEWORTHSTOWN | Edgeworthstown [T421,T422] | RICHMOND |  | 53.6748 | -7.4305
MV/LV Substation BO***140X |  | 10 kV | _ | LV | 400 kVA :Building Structure | 0.4 | --> | 0.4 | 0.4 | 1.4 |  | --> | 0.38 | 0 | 0 | 0.4 | 0 |  | --> | C25 ex SRAH | Srah [T43] | THORNSBERRY |  | 53.284 | -7.5091
MV/LV Substation BO***141 |  | 10 kV | _ | LV | 100 kVA :Pole Substation | 0.1 | --> | 0.1 | 0.056 | 2 |  | --> | 0.095 | 0 | 0 | 0.10647 | 0 |  | --> | C19 ex CAUSEWAY | Causeway [T41,T42] | TRALEE |  | 52.4039 | -9.8258
MV/LV Substation BO***141Y |  | 20 kV | _ | LV | 200 kVA :Kiosk Substation | 0.2 | --> | 0.2 | 0 | 0 | Constrained,otherwise capacity available =111kVA. | --> | 0.19 | 0 | 0.009633 | 0.21308 | 0 |  | --> | E11 ex EDENDERRY | Edenderry [T421,T422] | BLAKE |  | 53.3463 | -7.039
MV/LV Substation BO***142 |  | 10 kV | _ | LV | 50 kVA :Pole Substation | 0.05 | --> | 0.05 | 0.049 | 2.8 |  | --> | 0.0475 | 0 | 0 | 0.050152 | 0 |  | --> | C17 ex CASTLEBLAYNEY | Castleblayney [T41,T42] | DUNDALK |  | 54.1077 | -6.763
MV/LV Substation BO***147X |  | 10 kV | _ | LV | 50 kVA :Pole Substation | 0.05 | --> | 0.05 | 0 | 0 | Constrained,otherwise capacity available =49kVA. | --> | 0.0475 | 0 | 0 | 0 | 0 | Constrained,otherwise capacity available =50.2kW. | --> | C18 ex DUNGLOE | Dungloe [T41,T42] | ARDNAGAPPARY |  | 54.99 | -8.5005
MV/LV Substation BO***148Z |  | 10 kV | _ | LV | 400 kVA :Kiosk Substation | 0.4 | --> | 0.4 | 0 | 0 | Constrained,otherwise capacity available =282kVA. | --> | 0.38 | 0 | 0.01482 | 0.41753 | 0 |  | --> | E17 ex GLASMORE | Glasmore [T421,T422] | GLASMORE |  | 53.4454 | -6.2307
MV/LV Substation BO***150Z |  | 10 kV | _ | LV | 200 kVA :Kiosk Substation | 0.2 | --> | 0.2 | 0 | 0 | Constrained,otherwise capacity available =143kVA. | --> | 0.19 | 0 | 0.006669 | 0.20848 | 0 |  | --> | E17 ex GLASMORE | Glasmore [T421,T422] | GLASMORE |  | 53.4458 | -6.2333
MV/LV Substation BO***151X |  | 10 kV | _ | LV | 50 kVA :Pole Substation | 0.05 | --> | 0.05 | 0.049 | 2.5 |  | --> | 0.0475 | 0 | 0 | 0.050152 | 0 |  | --> | C25 ex EDGEWORTHSTOWN | Edgeworthstown [T421,T422] | RICHMOND |  | 53.6716 | -7.4532
MV/LV Substation BO***153X |  | 10 kV | _ | LV | 400 kVA :Kiosk Substation | 0.4 | --> | 0.4 | 0 | 0 | Constrained,otherwise capacity available =248kVA. | --> | 0.38 | 0 | 0.0741 | 0.40841 | 0 |  | --> | C12 ex BALLINCOLLIG | Ballincollig [T41,T42] | KILBARRY |  | 51.8882 | -8.6126
MV/LV Substation BO***154 |  | 10 kV | _ | LV | 200 kVA :Building Structure | 0.2 | --> | 0.2 | 0 | 0 | Constrained,otherwise capacity available =174kVA. | --> | 0.19 | 0 | 0 | 0.20391 | 0 |  | --> | C18 ex BALLYBEGGAN | Ballybeggan [T43,T44] | TRALEE |  | 52.2749 | -9.6785
MV/LV Substation BO***156Y |  | 10 kV | _ | LV | 50 kVA :Pole Substation | 0.05 | --> | 0.05 | 0 | 0 | Constrained,otherwise capacity available =48kVA. | --> | 0.0475 | 0 | 0.008151 | 0.050303 | 0 |  | --> | C19 ex DRYBRIDGE | Drybridge [T41,T42] | DRYBRIDGE |  | 53.7252 | -6.3611
MV/LV Substation BO***158X |  | 10 kV | _ | LV | 50 kVA :Pole Substation | 0.05 | --> | 0.05 | 0.05 | 1.6 |  | --> | 0.0475 | 0 | 0 | 0 | 0 | Constrained,otherwise capacity available =50kW. | --> | C15 ex BUNDORAN | Bundoran [T41,T42] | CATHALEENS FALL |  | 54.4743 | -8.3018
MV/LV Substation BO***160 |  | 10 kV | _ | LV | 400 kVA :Kiosk Substation | 0.4 | --> | 0.4 | 0 | 0 | Constrained,otherwise capacity available =382kVA. | --> | 0.38 | 0 | 0 | 0.40272 | 0 |  | --> | C16 ex CREGG ROAD | Cregg Road [T41,T42] | BALLYDINE |  | 52.3507 | -7.3902
MV/LV Substation BO***160 |  | 20 kV | _ | LV | 50 kVA :Pole Substation | 0.05 | --> | 0.05 | 0 | 0 | Constrained,otherwise capacity available =11kVA. | --> | 0.0475 | 0 | 0 | 0.05559 | 0 |  | --> | E18 ex CREAGH | Creagh [T421,T422] | ATHLONE |  | 53.4583 | -8.4737
MV/LV Substation BO***162Z |  | 10 kV | _ | LV | 400 kVA :Building Structure | 0.4 | --> | 0.4 | 0 | 0 | Constrained,otherwise capacity available =361kVA. | --> | 0.38 | 0 | 0.008151 | 0.40588 | 0 |  | --> | C20 ex TERMONFECKIN ROAD | Termonfeckin Road [T41,T42] | DRYBRIDGE |  | 53.7253 | -6.3212
MV/LV Substation BO***163 |  | 10 kV | _ | LV | 400 kVA :Building Structure | 0.4 | --> | 0.4 | 0 | 0 | Constrained,otherwise capacity available =264kVA. | --> | 0.38 | 0 | 0.018525 | 0.42014 | 0 |  | --> | C18 ex BALLYBODEN | Ballyboden [T41,T42] | COOKSTOWN |  | 53.289 | -6.287
MV/LV Substation BO***164X |  | 20 kV | _ | LV | 400 kVA :Building Structure | 0.4 | --> | 0.4 | 0.4 | 1.3 |  | --> | 0.38 | 0 | 0.03705 | 0.29347 | 0 | Constrained,otherwise capacity available =400kW. | --> | E23 ex ATHBOY | Athboy [T423] | NAVAN |  | 53.533 | -7.0288
MV/LV Substation BO***166 |  | 10 kV | _ | LV | 50 kVA :Pole Substation | 0.05 | --> | 0.05 | 0 | 0 | Constrained,otherwise capacity available =48kVA. | --> | 0.0475 | 0 | 0 | 0.050303 | 0 |  | --> | C15 ex CRANNY | Cranny [T41] | ENNIS |  | 52.7249 | -9.2104
MV/LV Substation BO***167 |  | 10 kV | _ | LV | 400 kVA :Building Structure | 0.4 | --> | 0.4 | 0 | 0 | Constrained,otherwise capacity available =392kVA. | --> | 0.38 | 0 | 0 | 0.40121 | 0 |  | --> | C30 ex ACADEMY STREET | Academy Street [T421,T422,T44] | NAVAN |  | 53.6498 | -6.6786
MV/LV Substation BO***169 |  | 10 kV | _ | LV | 400 kVA :Building Structure | 0.4 | --> | 0.4 | 0 | 0 | Constrained,otherwise capacity available =337kVA. | --> | 0.38 | 0 | 0.033345 | 0.40945 | 0 |  | --> | C26 ex KILBARRY | Kilbarry [T101,T43] | KILBARRY |  | 51.9216 | -8.4825
MV/LV Substation BO***171X |  | 20 kV | _ | LV | 100 kVA :Pole Substation | 0.1 | --> | 0.1 | 0.086 | 2 |  | --> | 0.095 | 0 | 0.003705 | 0.1021 | 0 |  | --> | E16 ex MOHILL | Mohill [T421,T422] | CARRICK ON SHANNON |  | 53.9153 | -7.8644
MV/LV Substation BO***174 |  | 10 kV | _ | LV | 630 kVA :Building Structure | 0.63 | --> | 0.63 | 0.5 | 4.6 |  | --> | 0.5985 | 0 | 0 | 0.5 | 0 |  | --> | C18 ex WATLING STREET | Watling Street [T41,T42] | FRANCIS STREET |  | 53.3473 | -6.2768
MV/LV Substation BO***175X |  | 10 kV | _ | LV | 400 kVA :Kiosk Substation | 0.4 | --> | 0.4 | 0.37 | 2.8 |  | --> | 0.38 | 0 | 0 | 0.40453 | 0 |  | --> | C21 ex MOUNT MERRION | Mount Merrion [T41,T42] | CARRICKMINES |  | 53.2995 | -6.2036
MV/LV Substation BO***180 |  | 10 kV | _ | LV | 630 kVA :Kiosk Substation | 0.63 | --> | 0.63 | 0.5 | 13.4 |  | --> | 0.5985 | 0 | 0.00741 | 0.5 | 0 |  | --> | C19 ex POTTERY ROAD | Pottery Road [T101,T102] | CARRICKMINES |  | 53.2783 | -6.1602
MV/LV Substation BO***183X |  | 10 kV | _ | LV | 400 kVA :Building Structure | 0.4 | --> | 0.4 | 0.4 | 6.7 |  | --> | 0.38 | 0 | 0 | 0.4 | 0 |  | --> | C12 ex EAST WALL ROAD | East Wall Road [T41,T42] | MCDERMOTT |  | 53.3539 | -6.214
MV/LV Substation BO***183X |  | 20 kV | _ | LV | 50 kVA :Pole Substation | 0.05 | --> | 0.05 | 0 | 0 | Constrained,otherwise capacity available =47kVA. | --> | 0.0475 | 0 | 0 | 0.050453 | 0 |  | --> | E13 ex SHILLELAGH | Shillelagh [T421,T422] | CARLOW |  | 52.767 | -6.5564
MV/LV Substation BO***189Z |  | 10 kV | _ | LV | 400 kVA :Building Structure | 0.4 | --> | 0.4 | 0 | 0 | Constrained,otherwise capacity available =330kVA. | --> | 0.38 | 0 | 0 | 0.41049 | 0 |  | --> | C14 ex MACETOWN | Macetown [T101,T102] | MACETOWN |  | 53.4082 | -6.4141
MV/LV Substation BO***198 |  | 20 kV | _ | LV | 50 kVA :Pole Substation | 0.05 | --> | 0.05 | 0 | 0 | Constrained,otherwise capacity available =46kVA. | --> | 0.0475 | 0 | 0 | 0.050604 | 0 |  | --> | E19 ex KILCOCK | Kilcock [T421,T422] | GRIFFINRATH |  | 53.3309 | -6.6994
MV/LV Substation BO***204 |  | 10 kV | _ | LV | 630 kVA :Building Structure | 0.63 | --> | 0.63 | 0.5 | 3.5 |  | --> | 0.5985 | 0 | 0 | 0.5 | 0 |  | --> | C14 ex DUNDALK | Dundalk [T41,T42] | DUNDALK |  | 54.0137 | -6.4097
MV/LV Substation BO***206X |  | 20 kV | _ | LV | 200 kVA :Kiosk Substation | 0.2 | --> | 0.2 | 0.2 | 7.6 |  | --> | 0.19 | 0 | 0 | 0 | 0 | Constrained,otherwise capacity available =200kW. | --> | E14 ex BELLACORICK | Bellacorick [T122] | BELLACORICK |  | 54.1499 | -9.7672
MV/LV Substation BO***210 |  | 10 kV | _ | LV | 400 kVA :Kiosk Substation | 0.4 | --> | 0.4 | 0 | 0 | Constrained,otherwise capacity available =273kVA. | --> | 0.38 | 0 | 0.014079 | 0.41884 | 0 |  | --> | C18 ex MAYFIELD | Mayfield [T41,T42] | KILBARRY |  | 51.9076 | -8.4378
MV/LV Substation BO***212X |  | 10 kV | _ | LV | 50 kVA :Pole Substation | 0.05 | --> | 0.05 | 0.046 | 2.7 |  | --> | 0.0475 | 0 | 0 | 0.050604 | 0 |  | --> | C13 ex OLDCASTLE | Oldcastle [T41,T422] | MULLINGAR |  | 53.767 | -7.1191
MV/LV Substation BO***212Y |  | 10 kV | _ | LV | 630 kVA :Building Structure | 0.63 | --> | 0.63 | 0.5 | 18.8 |  | --> | 0.5985 | 0 | 0.04446 | 0.5 | 0 |  | --> | E11 ex HARTNETTS CROSS | Hartnetts Cross [T121,T422] | HARTNETTS CROSS |  | 51.9065 | -8.9492
MV/LV Substation BO***213Y |  | 10 kV | _ | LV | 400 kVA :Kiosk Substation | 0.4 | --> | 0.4 | 0 | 0 | Constrained,otherwise capacity available =307kVA. | --> | 0.38 | 0 | 0 | 0.41388 | 0 |  | --> | C20 ex INCHICORE NORTH | Inchicore North [T41] | INCHICORE 220KV |  | 53.3264 | -6.3518
MV/LV Substation BO***214X |  | 10 kV | _ | LV | 200 kVA :Kiosk Substation | 0.2 | --> | 0.2 | 0.036794 | 0 | Constrained,otherwise capacity available =105kVA. | --> | 0.19 | 0 | 0.062985 | 0.21393 | 0 |  | --> | C19 ex CALLAN | Callan [T41,T42] | KILKENNY |  | 52.5416 | -7.3864
MV/LV Substation BO***216 |  | 10 kV | _ | LV | 200 kVA :Pole Substation | 0.2 | --> | 0.2 | 0.198 | 3.7 |  | --> | 0.19 | 0 | 0.003705 | 0.2003 | 0 |  | --> | C11 ex KILFLYNN | Kilflynn [T41,T42] | TRALEE |  | 52.3495 | -9.6751
MV/LV Substation BO***220Y |  | 10 kV | _ | LV | 200 kVA :Kiosk Substation | 0.2 | --> | 0.2 | 0.171 | 0.3 |  | --> | 0.19 | 0 | 0.00741 | 0.20436 | 0 |  | --> | C18 ex BALLYMOTE | Ballymote [T41] | SLIGO |  | 54.0826 | -8.5081
MV/LV Substation BO***221Z |  | 10 kV | _ | LV | 400 kVA :Building Structure | 0.4 | --> | 0.4 | 0.4 | 9.1 |  | --> | 0.38 | 0 | 0 | 0.4 | 0 |  | --> | C24 ex CENTRE PARK ROAD | Marina [T105,T106] | MARINA |  | 51.895 | -8.4616
MV/LV Substation BO***222Z |  | 10 kV | _ | LV | 400 kVA :Building Structure | 0.4 | --> | 0.4 | 0 | 0 | Constrained,otherwise capacity available =373kVA. | --> | 0.38 | 0 | 0 | 0.40408 | 0 |  | --> | C14 ex MORNINGTON ROAD | Mornington Road [T41,T42] | DRYBRIDGE |  | 53.7133 | -6.3492
MV/LV Substation BO***228Z |  | 10 kV | _ | LV | 50 kVA :Pole Substation | 0.05 | --> | 0.05 | 0.042 | 2.7 |  | --> | 0.0475 | 0 | 0 | 0.0512 | 0 |  | --> | C13 ex OLDCASTLE | Oldcastle [T41,T422] | MULLINGAR |  | 53.7632 | -7.1249
MV/LV Substation BO***229X |  | 20 kV | _ | LV | 200 kVA :Pole Substation | 0.2 | --> | 0.2 | 0.15 | 2.9 |  | --> | 0.19 | 0 | 0 | 0 | 0 | Constrained,otherwise capacity available =207.5kW. | --> | E13 ex TELAYDON | Telaydon [T42,T421] | LISDRUM |  | 54.2754 | -7.0704
MV/LV Substation BO***231X |  | 20 kV | _ | LV | 400 kVA :Kiosk Substation | 0.4 | --> | 0.4 | 0.316 | 1.8 |  | --> | 0.38 | 0 | 0.005928 | 0.41256 | 0 |  | --> | E17 ex BIRDHILL | Birdhill [T421,T422] | ARDNACRUSHA |  | 52.8134 | -8.4347
MV/LV Substation BO***234Z |  | 10 kV | _ | LV | 200 kVA :Kiosk Substation | 0.2 | --> | 0.2 | 0 | 0 | Constrained,otherwise capacity available =192kVA. | --> | 0.19 | 0 | 0.002223 | 0.20121 | 0 |  | --> | C29 ex GRANGE CASTLE | Grange Castle [T101,T102] | INCHICORE 220KV |  | 53.3197 | -6.4336
MV/LV Substation BO***239X |  | 10 kV | _ | LV | 100 kVA :Pole Substation | 0.1 | --> | 0.1 | 0.099 | 7.2 |  | --> | 0.095 | 0 | 0 | 0 | 0 | Constrained,otherwise capacity available =100.2kW. | --> | C12 ex CONVOY | Convoy [T41,T42] | LETTERKENNY |  | 54.8581 | -7.7361
MV/LV Substation BO***239X |  | 10 kV | _ | LV | 200 kVA :Pole Substation | 0.2 | --> | 0.2 | 0.182 | 2.8 |  | --> | 0.19 | 0 | 0 | 0.20271 | 0 |  | --> | C18 ex CASTLEBLAYNEY | Castleblayney [T41,T42] | DUNDALK |  | 54.1244 | -6.7413
MV/LV Substation BO***239Y |  | 20 kV | _ | LV | 200 kVA :Pole Substation | 0.2 | --> | 0.2 | 0 | 0 | Constrained,otherwise capacity available =139kVA. | --> | 0.19 | 0 | 0 | 0.20906 | 0 |  | --> | E19 ex SLANE | Slane [T421] | DRYBRIDGE |  | 53.6971 | -6.6153
MV/LV Substation BO***242 |  | 10 kV | _ | LV | 400 kVA :Kiosk Substation | 0.4 | --> | 0.4 | 0.269 | 3.5 |  | --> | 0.38 | 0 | 0 | 0.41942 | 0 |  | --> | C13 ex TRIMMS LANE | Trimms Lane [T41,T42] | SALTHILL |  | 53.2729 | -9.0553
MV/LV Substation BO***243Y |  | 20 kV | _ | LV | 50 kVA :Pole Substation | 0.05 | --> | 0.05 | 0 | 0 | Constrained,otherwise capacity available =43kVA. | --> | 0.0475 | 0 | 0 | 0.051052 | 0 |  | --> | E15 ex DULEEK | Duleek [T421,T422] | DRYBRIDGE |  | 53.6229 | -6.4227
MV/LV Substation BO***244 |  | 10 kV | _ | LV | 630 kVA :Kiosk Substation | 0.63 | --> | 0.63 | 0.5 | 3.9 |  | --> | 0.5985 | 0 | 0.033345 | 0.5 | 0 |  | --> | C17 ex GALWAY 110KV | Galway 110kv [T102,T103] | GALWAY 110KV |  | 53.292 | -9.0164
MV/LV Substation BO***244X |  | 20 kV | _ | LV | 100 kVA :Pole Substation | 0.1 | --> | 0.1 | 0 | 0 | Constrained,otherwise capacity available =87kVA. | --> | 0.095 | 0 | 0 | 0.10195 | 0 |  | --> | E43 ex CLAREGALWAY | Claregalway [T42,T421] | GALWAY 110KV |  | 53.3422 | -8.8614
MV/LV Substation BO***244Y |  | 10 kV | _ | LV | 100 kVA :Pole Substation | 0.1 | --> | 0.1 | 0 | 0 | Constrained,otherwise capacity available =62kVA. | --> | 0.095 | 0 | 0.019266 | 0.10561 | 0 |  | --> | C18 ex DRYBRIDGE | Drybridge [T41,T42] | DRYBRIDGE |  | 53.719 | -6.379
MV/LV Substation BO***246Z |  | 20 kV | _ | LV | 100 kVA :Pole Substation | 0.1 | --> | 0.1 | 0.094 | 1.6 |  | --> | 0.095 | 0 | 0 | 0 | 0 | Constrained,otherwise capacity available =100.9kW. | --> | C17 ex FOYNES | Foynes [T41,T42] | RATHKEALE |  | 52.6116 | -9.1303
MV/LV Substation BO***251X |  | 10 kV | _ | LV | 400 kVA :Kiosk Substation | 0.4 | --> | 0.4 | 0.386 | 2.8 |  | --> | 0.38 | 0 | 0 | 0.40212 | 0 |  | --> | C18 ex CASTLEBLAYNEY | Castleblayney [T41,T42] | DUNDALK |  | 54.1251 | -6.737
MV/LV Substation BO***252X |  | 10 kV | _ | LV | 400 kVA :Building Structure | 0.4 | --> | 0.4 | 0 | 0 | Constrained,otherwise capacity available =378kVA. | --> | 0.38 | 0 | 0 | 0.40333 | 0 |  | --> | C14 ex POPPINTREE | Poppintree [T101,T102] | FINGLAS |  | 53.4055 | -6.2337
MV/LV Substation BO***258Z |  | 10 kV | _ | LV | 400 kVA :Kiosk Substation | 0.4 | --> | 0.4 | 0 | 0 | Constrained,otherwise capacity available =313kVA. | --> | 0.38 | 0 | 0.011115 | 0.413 | 0 |  | --> | E17 ex GLASMORE | Glasmore [T421,T422] | GLASMORE |  | 53.4471 | -6.2351
MV/LV Substation BO***259Z |  | 10 kV | _ | LV | 200 kVA :Kiosk Substation | 0.2 | --> | 0.2 | 0 | 0 | Constrained,otherwise capacity available =138kVA. | --> | 0.19 | 0 | 0.008151 | 0.2092 | 0 |  | --> | E17 ex GLASMORE | Glasmore [T421,T422] | GLASMORE |  | 53.4463 | -6.2331
MV/LV Substation BO***260Z |  | 10 kV | _ | LV | 200 kVA :Kiosk Substation | 0.2 | --> | 0.2 | 0 | 0 | Constrained,otherwise capacity available =159kVA. | --> | 0.19 | 0 | 0 | 0.20613 | 0 |  | --> | E17 ex GLASMORE | Glasmore [T421,T422] | GLASMORE |  | 53.4478 | -6.2335
MV/LV Substation BO***261Y |  | 20 kV | _ | LV | 50 kVA :Pole Substation | 0.05 | --> | 0.05 | 0 | 0 | Constrained,otherwise capacity available =47kVA. | --> | 0.0475 | 0 | 0 | 0.050453 | 0 |  | --> | E21 ex DALTON | Dalton [T421,T422] | DALTON |  | 53.7424 | -9.0905
MV/LV Substation BO***264 |  | 10 kV | _ | LV | 400 kVA :Kiosk Substation | 0.4 | --> | 0.4 | 0 | 0 | Constrained,otherwise capacity available =391kVA. | --> | 0.38 | 0 | 0 | 0 | 0 | Constrained,otherwise capacity available =401.4kW. | --> | C11 ex TEMPLEMORE | Templemore [T41,T42] | IKERRIN |  | 52.7541 | -7.9554
MV/LV Substation BO***264 |  | 20 kV | _ | LV | 50 kVA :Pole Substation | 0.05 | --> | 0.05 | 0.049 | 2 |  | --> | 0.0475 | 0 | 0 | 0 | 0 | Constrained,otherwise capacity available =50.2kW. | --> | E17 ex BALLYMACARRY | Ballymacarry [T421] | TRILLICK |  | 55.1075 | -7.4694
MV/LV Substation BO***264X |  | 10 kV | _ | LV | 50 kVA :Pole Substation | 0.05 | --> | 0.05 | 0 | 0 | Constrained,otherwise capacity available =50kVA. | --> | 0.0475 | 0 | 0 | 0.05 | 0 |  | --> | C20 ex MULGANNON | Mulgannon [T41,T42] | WEXFORD |  | 52.293 | -6.4561
MV/LV Substation BO***266Z |  | 10 kV | _ | LV | 400 kVA :Kiosk Substation | 0.4 | --> | 0.4 | 0 | 0 | Constrained,otherwise capacity available =342kVA. | --> | 0.38 | 0 | 0.00741 | 0.40871 | 0 |  | --> | C19 ex DRYBRIDGE | Drybridge [T41,T42] | DRYBRIDGE |  | 53.7266 | -6.3592
MV/LV Substation BO***267 |  | 10 kV | _ | LV | 200 kVA :Pole Substation | 0.2 | --> | 0.2 | 0.148 | 2.6 |  | --> | 0.19 | 0 | 0 | 0.20775 | 0 |  | --> | C12 ex CLOONBANNIN | Cloonbannin [T42] | GLENLARA |  | 52.1587 | -9.0631
MV/LV Substation BO***267 |  | 10 kV | _ | LV | 50 kVA :Pole Substation | 0.05 | --> | 0.05 | 0 | 0 | Constrained,otherwise capacity available =19kVA. | --> | 0.0475 | 0 | 0 | 0 | 0 | Constrained,otherwise capacity available =54.5kW. | --> | C17 ex ROSCREA | Roscrea [T41,T42] | IKERRIN |  | 52.8866 | -7.7663
MV/LV Substation BO***272 |  | 10 kV | _ | LV | 100 kVA :Pole Substation | 0.1 | --> | 0.1 | 0.058 | 0.4 |  | --> | 0.095 | 0 | 0 | 0 | 0 | Constrained,otherwise capacity available =106.2kW. | --> | C13 ex SWINFORD | Swinford [T41,T42] | CASTLEBAR |  | 53.9023 | -9.0543
MV/LV Substation BO***274X |  | 20 kV | _ | LV | 50 kVA :Pole Substation | 0.05 | --> | 0.05 | 0.05 | 1.8 |  | --> | 0.0475 | 0 | 0 | 0.05 | 0 |  | --> | E13 ex BIRDHILL | Birdhill [T421,T422] | ARDNACRUSHA |  | 52.7659 | -8.549
MV/LV Substation BO***275 |  | 10 kV | _ | LV | 400 kVA :Kiosk Substation | 0.4 | --> | 0.4 | 0 | 0 | Constrained,otherwise capacity available =318kVA. | --> | 0.38 | 0 | 0.002964 | 0.41226 | 0 |  | --> | C20 ex HOWTH JUNCTION | Howth Junction [T41,T42] | GRANGE (DR) |  | 53.3874 | -6.1396
MV/LV Substation BO***277X |  | 20 kV | _ | LV | 200 kVA :Pole Substation | 0.2 | --> | 0.2 | 0.145 | 1.1 |  | --> | 0.19 | 0 | 0.008892 | 0.20818 | 0 |  | --> | E24 ex BIRR | Birr [T41,T422] | DALLOW |  | 53.1717 | -7.7263
MV/LV Substation BO***283 |  | 10 kV | _ | LV | 50 kVA :Pole Substation | 0.05 | --> | 0.05 | 0 | 0 | Constrained,otherwise capacity available =42kVA. | --> | 0.0475 | 0 | 0 | 0.0512 | 0 |  | --> | C20 ex KILMEADEN | Kilmeaden [T42] | BUTLERSTOWN |  | 52.2307 | -7.2415
MV/LV Substation BO***293 |  | 10 kV | _ | LV | 630 kVA :Kiosk Substation | 0.63 | --> | 0.63 | 0 | 0 | Constrained,otherwise capacity available =494kVA. | --> | 0.5985 | 0 | 0.009633 | 0.5 | 0 |  | --> | C13 ex MONEENAGEISHA | Moneenageisha [T41,T42] | GALWAY 110KV |  | 53.2797 | -9.0427
MV/LV Substation BO***294 |  | 10 kV | _ | LV | 100 kVA :Pole Substation | 0.1 | --> | 0.1 | 0.088 | 10.9 |  | --> | 0.095 | 0 | 0 | 0.10181 | 0 |  | --> | C13 ex MULLINGAR | Mullingar [T101,T102] | MULLINGAR |  | 53.5452 | -7.3344
MV/LV Substation BO***294Y |  | 20 kV | _ | LV | 50 kVA :Pole Substation | 0.05 | --> | 0.05 | 0.05 | 0.6 |  | --> | 0.0475 | 0 | 0 | 0 | 0 | Constrained,otherwise capacity available =50kW. | --> | E25 ex LAWLESSTOWN | Lawlesstown [T42,T421] | DOON |  | 52.3776 | -7.6978
MV/LV Substation BO***297 |  | 20 kV | _ | LV | 100 kVA :Pole Substation | 0.1 | --> | 0.1 | 0 | 0 | Constrained,otherwise capacity available =95kVA. | --> | 0.095 | 0 | 0.008151 | 0 | 0 | Constrained,otherwise capacity available =100.8kW. | --> | E13 ex FOXHOLE | Foxhole [T421,T422] | DUNGARVAN |  | 52.0063 | -7.7129
MV/LV Substation BO***309 |  | 10 kV | _ | LV | 200 kVA :Kiosk Substation | 0.2 | --> | 0.2 | 0.149 | 3.8 |  | --> | 0.19 | 0 | 0.011856 | 0.2076 | 0 |  | --> | C14 ex WATERFORD | Waterford [T41,T42] | WATERFORD |  | 52.2674 | -7.1376
MV/LV Substation BO***310X |  | 20 kV | _ | LV | 630 kVA :Building Structure | 0.63 | --> | 0.63 | 0.5 | 4.4 |  | --> | 0.5985 | 0 | 0 | 0 | 0 | Constrained,otherwise capacity available =500kW. | --> | E21 ex STRANORLAR | Stranorlar [T421,T422] | LETTERKENNY |  | 54.7993 | -7.781
MV/LV Substation BO***311X |  | 10 kV | _ | LV | 50 kVA :Pole Substation | 0.05 | --> | 0.05 | 0 | 0 | Constrained,otherwise capacity available =25kVA. | --> | 0.0475 | 0 | 0.000741 | 0.053659 | 0 |  | --> | C11 ex LOUGHTAGALLA | Loughtagalla [T41,T42] | THURLES |  | 52.6756 | -7.7096
MV/LV Substation BO***315Y |  | 10 kV | _ | LV | 400 kVA :Kiosk Substation | 0.4 | --> | 0.4 | 0.371 | 18.7 |  | --> | 0.38 | 0 | 0.008151 | 0.40438 | 0 |  | --> | C22 ex ARKLOW | Arklow [T101,T102] | ARKLOW |  | 52.7893 | -6.1721
MV/LV Substation BO***321 |  | 10 kV | _ | LV | 100 kVA :Pole Substation | 0.1 | --> | 0.1 | 0.091 | 0.4 |  | --> | 0.095 | 0 | 0 | 0 | 0 | Constrained,otherwise capacity available =101.4kW. | --> | C13 ex SWINFORD | Swinford [T41,T42] | CASTLEBAR |  | 53.9019 | -9.0139
MV/LV Substation BO***329 |  | 10 kV | _ | LV | 50 kVA :Pole Substation | 0.05 | --> | 0.05 | 0 | 0 | Constrained,otherwise capacity available =38kVA. | --> | 0.0475 | 0 | 0 | 0.05179 | 0 |  | --> | C11 ex SCARIFF | Scariff [T42] | ENNIS |  | 52.8843 | -8.5965
MV/LV Substation BO***331X |  | 10 kV | _ | LV | 50 kVA :Pole Substation | 0.05 | --> | 0.05 | 0.019092 | 0 | Constrained,otherwise capacity available =29kVA. | --> | 0.0475 | 0 | 0.010374 | 0 | 0 | Constrained,otherwise capacity available =53.1kW. | --> | C12 ex BALLYBAY | Ballybay [T41,T42] | LISDRUM |  | 54.1155 | -7.0189
MV/LV Substation BO***332 |  | 10 kV | _ | LV | 400 kVA :Kiosk Substation | 0.4 | --> | 0.4 | 0 | 0 | Constrained,otherwise capacity available =359kVA. | --> | 0.38 | 0 | 0.003705 | 0.40618 | 0 |  | --> | C11 ex MAYFIELD | Mayfield [T41,T42] | KILBARRY |  | 51.9123 | -8.4207
MV/LV Substation BO***334 |  | 10 kV | _ | LV | 50 kVA :Pole Substation | 0.05 | --> | 0.05 | 0 | 0 | Constrained,otherwise capacity available =49kVA. | --> | 0.0475 | 0 | 0 | 0.050152 | 0 |  | --> | C14 ex HEADFORD | Headford [T41,T42] | CLOON |  | 53.529 | -9.0164
MV/LV Substation BO***334Y |  | 20 kV | _ | LV | 400 kVA :Building Structure | 0.4 | --> | 0.4 | 0.4 | 2.7 |  | --> | 0.38 | 0 | 0 | 0.4 | 0 |  | --> | E12 ex OLDCASTLE | Oldcastle [T41,T422] | MULLINGAR |  | 53.7642 | -7.2326
MV/LV Substation BO***349 |  | 20 kV | _ | LV | 50 kVA :Pole Substation | 0.05 | --> | 0.05 | 0 | 0 | Constrained,otherwise capacity available =41kVA. | --> | 0.0475 | 0 | 0 | 0.051348 | 0 |  | --> | E12 ex WHITECHURCH | Whitechurch [T421,T422] | KILBARRY |  | 52.0086 | -8.498
MV/LV Substation BO***349X |  | 10 kV | _ | LV | 1000 kVA :Building Structure | 1 | --> | 1 | 0 | 0 | Constrained,otherwise capacity available =500kVA. | --> | 0.95 | 0 | 0 | 0.5 | 0 |  | --> | C21 ex CAMDEN ROW | Camden Row [T41] | FRANCIS STREET |  | 53.3402 | -6.2647
MV/LV Substation BO***358 |  | 20 kV | _ | LV | 50 kVA :Pole Substation | 0.05 | --> | 0.05 | 0.05 | 0.6 |  | --> | 0.0475 | 0 | 0 | 0 | 0 | Constrained,otherwise capacity available =50kW. | --> | E23 ex LAWLESSTOWN | Lawlesstown [T42,T421] | DOON |  | 52.2871 | -7.7133
MV/LV Substation BO***360 |  | 10 kV | _ | LV | 200 kVA :Pole Substation | 0.2 | --> | 0.2 | 0 | 0 | Constrained,otherwise capacity available =192kVA. | --> | 0.19 | 0 | 0.003705 | 0.20121 | 0 |  | --> | C24 ex BISHOPSTOWN | Bishopstown [T41,T42] | KILBARRY |  | 51.8556 | -8.5156
MV/LV Substation BO***367 |  | 20 kV | _ | LV | 100 kVA :Pole Substation | 0.1 | --> | 0.1 | 0.096 | 3.1 |  | --> | 0.095 | 0 | 0 | 0.10061 | 0 |  | --> | E14 ex LUMCLOON | Lumcloon [T421,T422] | DALLOW |  | 53.2266 | -7.7331
MV/LV Substation BO***368 |  | 20 kV | _ | LV | 200 kVA :Kiosk Substation | 0.2 | --> | 0.2 | 0.2 | 3.1 |  | --> | 0.19 | 0 | 0 | 0.2 | 0 |  | --> | E14 ex LUMCLOON | Lumcloon [T421,T422] | DALLOW |  | 53.2271 | -7.7313
MV/LV Substation BO***369Y |  | 10 kV | _ | LV | 200 kVA :Kiosk Substation | 0.2 | --> | 0.2 | 0 | 0 | Constrained,otherwise capacity available =189kVA. | --> | 0.19 | 0 | 0.003705 | 0 | 0 | Constrained,otherwise capacity available =201.7kW. | --> | C20 ex COLLIGAN | Colligan [T41,T42] | DUNGARVAN |  | 52.0853 | -7.627
MV/LV Substation BO***378 |  | 10 kV | _ | LV | 50 kVA :Pole Substation | 0.05 | --> | 0.05 | 0.031 | 1 |  | --> | 0.0475 | 0 | 0.003705 | 0 | 0 | Constrained,otherwise capacity available =52.8kW. | --> | C17 ex BOYLE | Boyle [T41,T42] | CARRICK ON SHANNON |  | 53.9688 | -8.2625
MV/LV Substation BO***381Y |  | 10 kV | _ | LV | 200 kVA :Kiosk Substation | 0.2 | --> | 0.2 | 0 | 0 | Constrained,otherwise capacity available =100kVA. | --> | 0.19 | 0 | 0.034086 | 0.21464 | 0 |  | --> | C18 ex DRYBRIDGE | Drybridge [T41,T42] | DRYBRIDGE |  | 53.7197 | -6.3823
MV/LV Substation BO***381Z |  | 10 kV | _ | LV | 630 kVA :Kiosk Substation | 0.63 | --> | 0.63 | 0 | 0 | Constrained,otherwise capacity available =500kVA. | --> | 0.5985 | 0 | 0 | 0.5 | 0 |  | --> | C12 ex GRANGE (DR) | Grange (dr) [T41,T42] | GRANGE (DR) |  | 53.3996 | -6.1482
MV/LV Substation BO***384Y |  | 10 kV | _ | LV | 400 kVA :Kiosk Substation | 0.4 | --> | 0.4 | 0 | 0 | Constrained,otherwise capacity available =332kVA. | --> | 0.38 | 0 | 0 | 0.4102 | 0 |  | --> | E12 ex KILCARRAGH | Kilcarragh [T421,T422] | BUTLERSTOWN |  | 52.2386 | -7.0682
MV/LV Substation BO***398 |  | 20 kV | _ | LV | 200 kVA :Pole Substation | 0.2 | --> | 0.2 | 0 | 0 | Constrained,otherwise capacity available =200kVA. | --> | 0.19 | 0 | 0 | 0.2 | 0 |  | --> | E11 ex WHITECHURCH | Whitechurch [T421,T422] | KILBARRY |  | 52.0596 | -8.5316
MV/LV Substation BO***400 |  | 10 kV | _ | LV | 200 kVA :Pole Substation | 0.2 | --> | 0.2 | 0.136 | 0.2 |  | --> | 0.19 | 0 | 0.02223 | 0 | 0 | Constrained,otherwise capacity available =209.5kW. | --> | C15 ex ROSBERCON | Rosbercon [T41,T42] | WATERFORD |  | 52.3894 | -6.9616
MV/LV Substation BO***4007 |  | 20 kV | _ | LV | 400 kVA :Kiosk Substation | 0.4 | --> | 0.4 | 0 | 0 | Constrained,otherwise capacity available =365kVA. | --> | 0.38 | 0 | 0.017784 | 0.40528 | 0 |  | --> | E11 ex KILCOLGAN | Kilcolgan [T42,T421] | GALWAY 110KV |  | 53.1386 | -8.9265
MV/LV Substation BO***4007 |  | 10 kV | _ | LV | 50 kVA :Pole Substation | 0.05 | --> | 0.05 | 0.034 | 1.9 |  | --> | 0.0475 | 0 | 0 | 0 | 0 | Constrained,otherwise capacity available =52.4kW. | --> | C18 ex TURLOUGH ROAD | Turlough Road [T41,T42] | CASTLEBAR |  | 53.8498 | -9.157
MV/LV Substation BO***400Z |  | 20 kV | _ | LV | 50 kVA :Pole Substation | 0.05 | --> | 0.05 | 0 | 0 | Constrained,otherwise capacity available =45kVA. | --> | 0.0475 | 0 | 0 | 0.050753 | 0 |  | --> | E18 ex GLASMORE | Glasmore [T421,T422] | GLASMORE |  | 53.5312 | -6.2058
MV/LV Substation BO***4012 |  | 10 kV | _ | LV | 50 kVA :Pole Substation | 0.05 | --> | 0.05 | 0 | 0 | Constrained,otherwise capacity available =49kVA. | --> | 0.0475 | 0 | 0 | 0.050152 | 0 |  | --> | C11 ex CRANNY | Cranny [T41] | ENNIS |  | 52.6539 | -9.241
MV/LV Substation BO***4013 |  | 20 kV | _ | LV | 50 kVA :Pole Substation | 0.05 | --> | 0.05 | 0 | 0 | Constrained,otherwise capacity available =49kVA. | --> | 0.0475 | 0 | 0.005187 | 0.050152 | 0 |  | --> | E17 ex INCH | Inch [T421,T422] | OUGHTRAGH |  | 52.2281 | -10.1772
MV/LV Substation BO***4019 |  | 10 kV | _ | LV | 630 kVA :Building Structure | 0.63 | --> | 0.63 | 0 | 0 | Constrained,otherwise capacity available =500kVA. | --> | 0.5985 | 0 | 0 | 0.5 | 0 |  | --> | C28 ex POPPINTREE | Poppintree [T101,T102] | FINGLAS |  | 53.4056 | -6.3023
MV/LV Substation BO***4021 |  | 10 kV | _ | LV | 50 kVA :Pole Substation | 0.05 | --> | 0.05 | 0 | 0 | Constrained,otherwise capacity available =45kVA. | --> | 0.0475 | 0 | 0 | 0.050753 | 0 |  | --> | C11 ex KILSARAN | Kilsaran [T42] | DRYBRIDGE |  | 53.8811 | -6.4185
MV/LV Substation BO***4026 |  | 10 kV | _ | LV | 50 kVA :Pole Substation | 0.05 | --> | 0.05 | 0 | 0 | Constrained,otherwise capacity available =50kVA. | --> | 0.0475 | 0 | 0 | 0.05 | 0 |  | --> | C19 ex CELBRIDGE | Celbridge [T41,T42] | GRIFFINRATH |  | 53.313 | -6.6242
MV/LV Substation BO***4028 |  | 10 kV | _ | LV | 50 kVA :Pole Substation | 0.05 | --> | 0.05 | 0 | 0 | Constrained,otherwise capacity available =50kVA. | --> | 0.0475 | 0 | 0 | 0.05 | 0 |  | --> | C11 ex ATHENRY | Athenry [T41,T42] | GALWAY 110KV |  | 53.2814 | -8.7423
MV/LV Substation BO***4029 |  | 10 kV | _ | LV | 50 kVA :Pole Substation | 0.05 | --> | 0.05 | 0.033 | 6 |  | --> | 0.0475 | 0 | 0 | 0.052518 | 0 |  | --> | C26 ex PELLETSTOWN | Pelletstown [T101,T102] | FINGLAS |  | 53.3905 | -6.3478
MV/LV Substation BO***403 |  | 10 kV | _ | LV | 50 kVA :Pole Substation | 0.05 | --> | 0.05 | 0 | 0 | Constrained,otherwise capacity available =44kVA. | --> | 0.0475 | 0 | 0 | 0.050903 | 0 |  | --> | C19 ex BALLYBAILIE | Ballybailie [T41,T42] | DUNDALK |  | 53.8535 | -6.5693
MV/LV Substation BO***4030 |  | 10 kV | _ | LV | 200 kVA :Pole Substation | 0.2 | --> | 0.2 | 0 | 0 | Constrained,otherwise capacity available =152kVA. | --> | 0.19 | 0 | 0 | 0.20716 | 0 |  | --> | C19 ex BALLYBAILIE | Ballybailie [T41,T42] | DUNDALK |  | 53.8587 | -6.5711
MV/LV Substation BO***4033 |  | 10 kV | _ | LV | 100 kVA :Pole Substation | 0.1 | --> | 0.1 | 0.098 | 7.8 |  | --> | 0.095 | 0 | 0 | 0.1003 | 0 |  | --> | C12 ex CARROWBEG | Carrowbeg [T41,T42] | CARROWBEG |  | 53.805 | -9.5095
MV/LV Substation BO***404 |  | 10 kV | _ | LV | 100 kVA :Pole Substation | 0.1 | --> | 0.1 | 0 | 0 | Constrained,otherwise capacity available =74kVA. | --> | 0.095 | 0 | 0.011115 | 0.10387 | 0 |  | --> | C19 ex BALLYBAILIE | Ballybailie [T41,T42] | DUNDALK |  | 53.8539 | -6.5738
MV/LV Substation BO***4046 |  | 20 kV | _ | LV | 50 kVA :Pole Substation | 0.05 | --> | 0.05 | 0.05 | 2.8 |  | --> | 0.0475 | 0 | 0 | 0.05 | 0 |  | --> | E21 ex CLARA | Clara [T421,T422] | THORNSBERRY |  | 53.3225 | -7.7366
MV/LV Substation BO***4049 |  | 10 kV | _ | LV | 400 kVA :Kiosk Substation | 0.4 | --> | 0.4 | 0.352 | 0.4 |  | --> | 0.38 | 0 | 0.014079 | 0.40722 | 0 |  | --> | C18 ex CARRICKMINES | Carrickmines [T41,T42] | CARRICKMINES |  | 53.2547 | -6.2098
MV/LV Substation BO***4057 |  | 10 kV | _ | LV | 400 kVA :Kiosk Substation | 0.4 | --> | 0.4 | 0 | 0 | Constrained,otherwise capacity available =363kVA. | --> | 0.38 | 0 | 0.002964 | 0.40558 | 0 |  | --> | C12 ex DRYBRIDGE | Drybridge [T41,T42] | DRYBRIDGE |  | 53.721 | -6.3713
MV/LV Substation BO***4066 |  | 20 kV | _ | LV | 100 kVA :Pole Substation | 0.1 | --> | 0.1 | 0.065 | 2.1 |  | --> | 0.095 | 0 | 0 | 0 | 0 | Constrained,otherwise capacity available =105.2kW. | --> | C18 ex NEWTOWNCUNNINGHAM | Newtowncunningham [T41,T42] | LETTERKENNY |  | 55.0171 | -7.4765
MV/LV Substation BO***4068 |  | 10 kV | _ | LV | 50 kVA :Pole Substation | 0.05 | --> | 0.05 | 0.05 | 1.1 |  | --> | 0.0475 | 0 | 0 | 0.05 | 0 |  | --> | C21 ex BIRR | Birr [T41,T422] | DALLOW |  | 53.0803 | -7.8603
MV/LV Substation BO***4070 |  | 10 kV | _ | LV | 50 kVA :Pole Substation | 0.05 | --> | 0.05 | 0.05 | 5.3 |  | --> | 0.0475 | 0 | 0 | 0.05 | 0 |  | --> | C17 ex BALLYTIVNAN | Ballytivnan [T41,T42] | SLIGO |  | 54.3112 | -8.5585
MV/LV Substation BO***4071 |  | 10 kV | _ | LV | 50 kVA :Pole Substation | 0.05 | --> | 0.05 | 0.041 | 2.1 |  | --> | 0.0475 | 0 | 0 | 0.051348 | 0 |  | --> | C18 ex BUTTEVANT | Buttevant [T41,T42] | MALLOW |  | 52.211 | -8.731
MV/LV Substation BO***407X |  | 20 kV | _ | LV | 50 kVA :Pole Substation | 0.05 | --> | 0.05 | 0 | 0 |  | --> | 0.0475 | 0 | 0.02223 | 0.058575 | 0 |  | --> | E15 ex ACADEMY STREET | Academy Street [T421,T422,T44] | NAVAN |  | 53.6255 | -6.662
MV/LV Substation BO***4089 |  | 10 kV | _ | LV | 630 kVA :Building Structure | 0.63 | --> | 0.63 | 0.5 | 11.1 |  | --> | 0.5985 | 0 | 0 | 0.5 | 0 |  | --> | C19 ex CABRA | Cabra [T101,T102] | FINGLAS |  | 53.3731 | -6.2968
MV/LV Substation BO***4115 |  | 20 kV | _ | LV | 50 kVA :Pole Substation | 0.05 | --> | 0.05 | 0.05 | 0.1 |  | --> | 0.0475 | 0 | 0 | 0.05 | 0 |  | --> | E12 ex KILCULLEN | Kilcullen [T41,T42,T424] | STRATFORD |  | 53.0727 | -6.8468
MV/LV Substation BO***4118 |  | 10 kV | _ | LV | 1000 kVA :Building Structure | 1 | --> | 1 | 0.5 | 4.6 |  | --> | 0.95 | 0 | 0 | 0.5 | 0 |  | --> | C15 ex WATLING STREET | Watling Street [T41,T42] | FRANCIS STREET |  | 53.345 | -6.2834
MV/LV Substation BO***4124 |  | 20 kV | _ | LV | 50 kVA :Pole Substation | 0.05 | --> | 0.05 | 0.047 | 4.4 |  | --> | 0.0475 | 0 | 0 | 0.050453 | 0 |  | --> | E13 ex CRANE | Crane [T122] | CRANE |  | 52.4811 | -6.4763
MV/LV Substation BO***4126 |  | 20 kV | _ | LV | 50 kVA :Pole Substation | 0.05 | --> | 0.05 | 0 | 0 | Constrained,otherwise capacity available =47kVA. | --> | 0.0475 | 0 | 0 | 0.050453 | 0 |  | --> | E14 ex DALTON | Dalton [T421,T422] | DALTON |  | 53.7299 | -8.9827
MV/LV Substation BO***4130 |  | 20 kV | _ | LV | 400 kVA :Kiosk Substation | 0.4 | --> | 0.4 | 0 | 0 | Constrained,otherwise capacity available =397kVA. | --> | 0.38 | 0 | 0 | 0 | 0 | Constrained,otherwise capacity available =400.5kW. | --> | C20 ex KNOCKMULLEN | Knockmullen [T42,T421] | GREAT ISLAND |  | 52.2794 | -6.9887
MV/LV Substation BO***413X |  | 10 kV | _ | LV | 1000 kVA :Building Structure | 1 | --> | 1 | 0.5 | 7.9 |  | --> | 0.95 | 0 | 0 | 0.5 | 0 |  | --> | C21 ex TRINITY | Trinity [T101,T102] | POOLBEG |  | 53.3419 | -6.2457
MV/LV Substation BO***4142 |  | 10 kV | _ | LV | 50 kVA :Pole Substation | 0.05 | --> | 0.05 | 0 | 0 | Constrained,otherwise capacity available =50kVA. | --> | 0.0475 | 0 | 0 | 0.05 | 0 |  | --> | C20 ex GARRYOWEN | Garryowen [T41,T42] | LIMERICK |  | 52.6405 | -8.5845
MV/LV Substation BO***4143 |  | 20 kV | _ | LV | 50 kVA :Pole Substation | 0.05 | --> | 0.05 | 0.046 | 3.5 |  | --> | 0.0475 | 0 | 0 | 0.050604 | 0 |  | --> | E15 ex BELVIEW | Belview [T421,T422] | WATERFORD |  | 52.2642 | -7.0483
MV/LV Substation BO***4151 |  | 20 kV | _ | LV | 200 kVA :Kiosk Substation | 0.2 | --> | 0.2 | 0 | 0 | Constrained,otherwise capacity available =172kVA. | --> | 0.19 | 0 | 0.046683 | 0.20421 | 0 |  | --> | E14 ex KILCOCK | Kilcock [T421,T422] | GRIFFINRATH |  | 53.4054 | -6.6812
MV/LV Substation BO***415Y |  | 10 kV | _ | LV | 50 kVA :Pole Substation | 0.05 | --> | 0.05 | 0.05 | 2.7 |  | --> | 0.0475 | 0 | 0 | 0.05 | 0 |  | --> | C13 ex OLDCASTLE | Oldcastle [T41,T422] | MULLINGAR |  | 53.7662 | -7.1325
MV/LV Substation BO***416X |  | 10 kV | _ | LV | 400 kVA :Kiosk Substation | 0.4 | --> | 0.4 | 0 | 0 | Constrained,otherwise capacity available =395kVA. | --> | 0.38 | 0 | 0 | 0.40076 | 0 |  | --> | C12 ex MORNINGTON ROAD | Mornington Road [T41,T42] | DRYBRIDGE |  | 53.7089 | -6.3137
MV/LV Substation BO***4176 |  | 10 kV | _ | LV | 400 kVA :Kiosk Substation | 0.4 | --> | 0.4 | 0.282 | 12.2 |  | --> | 0.38 | 0 | 0.02964 | 0.41753 | 0 |  | --> | C25 ex BALLYBEG | Ballybeg [T101,T102] | CARRICKMINES |  | 52.9865 | -6.0576
MV/LV Substation BO***4177 |  | 10 kV | _ | LV | 1000 kVA :Building Structure | 1 | --> | 1 | 0 | 0 | Constrained,otherwise capacity available =500kVA. | --> | 0.95 | 0 | 0 | 0.5 | 0 |  | --> | C12 ex MONEENAGEISHA | Moneenageisha [T41,T42] | GALWAY 110KV |  | 53.2722 | -9.0487
MV/LV Substation BO***417X |  | 10 kV | _ | LV | 1000 kVA :Building Structure | 1 | --> | 1 | 0.5 | 6.7 |  | --> | 0.95 | 0 | 0 | 0.5 | 0 |  | --> | C12 ex EAST WALL ROAD | East Wall Road [T41,T42] | MCDERMOTT |  | 53.3542 | -6.2221
MV/LV Substation BO***4181 |  | 20 kV | _ | LV | 50 kVA :Pole Substation | 0.05 | --> | 0.05 | 0.05 | 17.8 |  | --> | 0.0475 | 0 | 0 | 0.05 | 0 |  | --> | E13 ex BANOGE | Banoge [T121,T122] | BANOGE |  | 52.6359 | -6.277
MV/LV Substation BO***4197 |  | 10 kV | _ | LV | 50 kVA :Pole Substation | 0.05 | --> | 0.05 | 0.046 | 0.5 |  | --> | 0.0475 | 0 | 0.00741 | 0 | 0 | Constrained,otherwise capacity available =50.6kW. | --> | C20 ex KILMARTIN | Kilmartin [T41] | ARKLOW |  | 53.0337 | -6.1676
MV/LV Substation BO***420 |  | 10 kV | _ | LV | 100 kVA :Pole Substation | 0.1 | --> | 0.1 | 0 | 0 | Constrained,otherwise capacity available =91kVA. | --> | 0.095 | 0 | 0 | 0.10136 | 0 |  | --> | C21 ex OLDBAWN | Oldbawn [T41,T42] | COOKSTOWN |  | 53.2721 | -6.3582
MV/LV Substation BO***4205 |  | 10 kV | _ | LV | 1000 kVA :Building Structure | 1 | --> | 1 | 0 | 0 | Constrained,otherwise capacity available =500kVA. | --> | 0.95 | 0 | 0 | 0.5 | 0 |  | --> | C19 ex CLONDALKIN | Clondalkin [T41,T42,T44] | INCHICORE 220KV |  | 53.3165 | -6.3967
MV/LV Substation BO***4227 |  | 20 kV | _ | LV | 50 kVA :Pole Substation | 0.05 | --> | 0.05 | 0 | 0 | Constrained,otherwise capacity available =50kVA. | --> | 0.0475 | 0 | 0 | 0 | 0 | Constrained,otherwise capacity available =50kW. | --> | C15 ex MOUNTRATH | Mountrath [T41,T42] | PORTLAOISE |  | 52.9096 | -7.4167
MV/LV Substation BO***4227 |  | 20 kV | _ | LV | 50 kVA :Pole Substation | 0.05 | --> | 0.05 | 0.046 | 17.8 |  | --> | 0.0475 | 0 | 0 | 0.050604 | 0 |  | --> | E22 ex BANOGE | Banoge [T121,T122] | BANOGE |  | 52.6407 | -6.4243
MV/LV Substation BO***422X |  | 10 kV | _ | LV | 50 kVA :Pole Substation | 0.05 | --> | 0.05 | 0.029 | 2.7 |  | --> | 0.0475 | 0 | 0.010374 | 0.053092 | 0 |  | --> | C13 ex MONFIN | Monfin [T41,T42] | WEXFORD |  | 52.461 | -6.5782
MV/LV Substation BO***4236 |  | 10 kV | _ | LV | 50 kVA :Pole Substation | 0.05 | --> | 0.05 | 0 | 0 | Constrained,otherwise capacity available =50kVA. | --> | 0.0475 | 0 | 0 | 0 | 0 | Constrained,otherwise capacity available =50kW. | --> | C14 ex TEMPLEMORE | Templemore [T41,T42] | IKERRIN |  | 52.7731 | -7.6995
MV/LV Substation BO***4246 |  | 10 kV | _ | LV | 100 kVA :Pole Substation | 0.1 | --> | 0.1 | 0 | 0 | Constrained,otherwise capacity available =100kVA. | --> | 0.095 | 0 | 0 | 0 | 0 | Constrained,otherwise capacity available =100kW. | --> | C23 ex TINAHASK | Tinahask [T41,T42] | ARKLOW |  | 52.7387 | -6.2762
MV/LV Substation BO***4254 |  | 20 kV | _ | LV | 50 kVA :Pole Substation | 0.05 | --> | 0.05 | 0 | 0 | Constrained,otherwise capacity available =50kVA. | --> | 0.0475 | 0 | 0 | 0.05 | 0 |  | --> | E13 ex KILCOCK | Kilcock [T421,T422] | GRIFFINRATH |  | 53.4777 | -6.6121
MV/LV Substation BO***425Z |  | 10 kV | _ | LV | 400 kVA :Kiosk Substation | 0.4 | --> | 0.4 | 0 | 0 | Constrained,otherwise capacity available =284kVA. | --> | 0.38 | 0 | 0.026676 | 0.41724 | 0 |  | --> | E17 ex GLASMORE | Glasmore [T421,T422] | GLASMORE |  | 53.446 | -6.2392
MV/LV Substation BO***4263 |  | 10 kV | _ | LV | 1000 kVA :Building Structure | 1 | --> | 1 | 0.5 | 3.3 |  | --> | 0.95 | 0 | 0 | 0.5 | 0 |  | --> | C12 ex PEMBROKE | Pembroke [T41,T42,T43,T44] | RINGSEND |  | 53.3419 | -6.2365
MV/LV Substation BO***4264 |  | 10 kV | _ | LV | 1000 kVA :Building Structure | 1 | --> | 1 | 0.5 | 3.3 |  | --> | 0.95 | 0 | 0.00741 | 0.5 | 0 |  | --> | C12 ex PEMBROKE | Pembroke [T41,T42,T43,T44] | RINGSEND |  | 53.3411 | -6.2367
MV/LV Substation BO***4265 |  | 10 kV | _ | LV | 1000 kVA :Building Structure | 1 | --> | 1 | 0.5 | 3.3 |  | --> | 0.95 | 0 | 0 | 0.5 | 0 |  | --> | C12 ex PEMBROKE | Pembroke [T41,T42,T43,T44] | RINGSEND |  | 53.3411 | -6.2369
MV/LV Substation BO***426Z |  | 10 kV | _ | LV | 400 kVA :Kiosk Substation | 0.4 | --> | 0.4 | 0 | 0 | Constrained,otherwise capacity available =101kVA. | --> | 0.38 | 0 | 0.023712 | 0.44296 | 0 |  | --> | E17 ex GLASMORE | Glasmore [T421,T422] | GLASMORE |  | 53.4458 | -6.2369
MV/LV Substation BO***4273 |  | 10 kV | _ | LV | 400 kVA :Kiosk Substation | 0.4 | --> | 0.4 | 0 | 0 | Constrained,otherwise capacity available =367kVA. | --> | 0.38 | 0 | 0.008151 | 0.40498 | 0 |  | --> | C15 ex BLAKE | Blake [T41,T42] | BLAKE |  | 53.2822 | -6.8599
MV/LV Substation BO***4279 |  | 10 kV | _ | LV | 50 kVA :Pole Substation | 0.05 | --> | 0.05 | 0.05 | 3 |  | --> | 0.0475 | 0 | 0 | 0.05 | 0 |  | --> | C23 ex NENAGH | Nenagh [T41,T42] | NENAGH |  | 52.8148 | -8.2007
MV/LV Substation BO***4293 |  | 10 kV | _ | LV | 50 kVA :Pole Substation | 0.05 | --> | 0.05 | 0.042 | 3.1 |  | --> | 0.0475 | 0 | 0 | 0.0512 | 0 |  | --> | C12 ex PURCELLS INCH | Purcells Inch [T41,T42] | KILKENNY |  | 52.5919 | -7.1551
MV/LV Substation BO***4294 |  | 10 kV | _ | LV | 630 kVA :Building Structure | 0.63 | --> | 0.63 | 0 | 0 | Constrained,otherwise capacity available =491kVA. | --> | 0.5985 | 0 | 0 | 0.5 | 0 |  | --> | C11 ex DERRYCRAMPH | Derrycramph [T41,T42] | SHANKILL |  | 53.9575 | -7.3769
MV/LV Substation BO***430 |  | 10 kV | _ | LV | 630 kVA :Building Structure | 0.63 | --> | 0.63 | 0 | 0 | Constrained,otherwise capacity available =500kVA. | --> | 0.5985 | 0 | 0 | 0.5 | 0 |  | --> | E16 ex DRUMLINE | Drumline [T421,T422] | DRUMLINE |  | 52.7193 | -8.872
MV/LV Substation BO***431 |  | 10 kV | _ | LV | 100 kVA :Pole Substation | 0.1 | --> | 0.1 | 0.089 | 3 |  | --> | 0.095 | 0 | 0 | 0.10166 | 0 |  | --> | C23 ex NENAGH | Nenagh [T41,T42] | NENAGH |  | 52.7951 | -8.2283
MV/LV Substation BO***4341 |  | 20 kV | _ | LV | 50 kVA :Pole Substation | 0.05 | --> | 0.05 | 0 | 0 | Constrained,otherwise capacity available =47kVA. | --> | 0.0475 | 0 | 0 | 0.050453 | 0 |  | --> | E17 ex BALTRASNA | Baltrasna [T121,T122] | BALTRASNA |  | 53.5304 | -6.4692
MV/LV Substation BO***4354 |  | 10 kV | _ | LV | 50 kVA :Pole Substation | 0.05 | --> | 0.05 | 0.05 | 1.9 |  | --> | 0.0475 | 0 | 0 | 0 | 0 | Constrained,otherwise capacity available =50kW. | --> | C17 ex MILFORD (MWR) | Milford (mwr) [T41] | CHARLEVILLE |  | 52.3147 | -8.846
MV/LV Substation BO***4365 |  | 10 kV | _ | LV | 400 kVA :Kiosk Substation | 0.4 | --> | 0.4 | 0 | 0 | Constrained,otherwise capacity available =397kVA. | --> | 0.38 | 0 | 0.001482 | 0.40046 | 0 |  | --> | C14 ex SWORDS | Swords [T41,T42] | GLASMORE |  | 53.4645 | -6.234
MV/LV Substation BO***4392 |  | 10 kV | _ | LV | 50 kVA :Pole Substation | 0.05 | --> | 0.05 | 0 | 0 | Constrained,otherwise capacity available =50kVA. | --> | 0.0475 | 0 | 0 | 0 | 0 | Constrained,otherwise capacity available =50kW. | --> | C18 ex PORTARLINGTON | Portarlington [T41,T42] | PORTLAOISE |  | 53.178 | -7.2598
MV/LV Substation BO***4395 |  | 10 kV | _ | LV | 50 kVA :Pole Substation | 0.05 | --> | 0.05 | 0.047 | 3 |  | --> | 0.0475 | 0 | 0 | 0.050453 | 0 |  | --> | C23 ex NENAGH | Nenagh [T41,T42] | NENAGH |  | 52.8113 | -8.2007
MV/LV Substation BO***4398 |  | 20 kV | _ | LV | 400 kVA :Kiosk Substation | 0.4 | --> | 0.4 | 0.391 | 17.7 |  | --> | 0.38 | 0 | 0 | 0.40136 | 0 |  | --> | E13 ex COOLROE | Coolroe [T121,T122] | COOLROE |  | 51.8826 | -8.6307
MV/LV Substation BO***4422 |  | 10 kV | _ | LV | 400 kVA :Kiosk Substation | 0.4 | --> | 0.4 | 0 | 0 | Constrained,otherwise capacity available =354kVA. | --> | 0.38 | 0 | 0.004446 | 0.40692 | 0 |  | --> | C11 ex DRYBRIDGE | Drybridge [T41,T42] | DRYBRIDGE |  | 53.7205 | -6.374
MV/LV Substation BO***4438 |  | 10 kV | _ | LV | 400 kVA :Kiosk Substation | 0.4 | --> | 0.4 | 0.341 | 6.4 |  | --> | 0.38 | 0 | 0.009633 | 0.40886 | 0 |  | --> | C14 ex GARRYCASTLE | Garrycastle [T41,T42] | ATHLONE |  | 53.4228 | -7.9268
MV/LV Substation BO***4456 |  | 10 kV | _ | LV | 630 kVA :Kiosk Substation | 0.63 | --> | 0.63 | 0.5 | 6.4 |  | --> | 0.5985 | 0 | 0 | 0.5 | 0 |  | --> | C18 ex BUSHFIELD | Bushfield [T41,T42] | ATHLONE |  | 53.4351 | -7.9245
MV/LV Substation BO***446X |  | 20 kV | _ | LV | 200 kVA :Pole Substation | 0.2 | --> | 0.2 | 0.2 | 1.7 |  | --> | 0.19 | 0 | 0 | 0.2 | 0 |  | --> | E62 ex ATHY | Athy [T101,T102] | ATHY |  | 53.0738 | -6.9371
MV/LV Substation BO***4470 |  | 10 kV | _ | LV | 630 kVA :Building Structure | 0.63 | --> | 0.63 | 0.5 | 4.6 |  | --> | 0.5985 | 0 | 0 | 0.5 | 0 |  | --> | C15 ex WATLING STREET | Watling Street [T41,T42] | FRANCIS STREET |  | 53.3452 | -6.2834
MV/LV Substation BO***450X |  | 20 kV | _ | LV | 50 kVA :Pole Substation | 0.05 | --> | 0.05 | 0.05 | 2.8 |  | --> | 0.0475 | 0 | 0 | 0.05 | 0 |  | --> | E12 ex CLARA | Clara [T421,T422] | THORNSBERRY |  | 53.3708 | -7.5099
MV/LV Substation BO***450X |  | 20 kV | _ | LV | 100 kVA :Pole Substation | 0.1 | --> | 0.1 | 0.099 | 2.9 |  | --> | 0.095 | 0 | 0.003705 | 0 | 0 | Constrained,otherwise capacity available =100.2kW. | --> | E13 ex TELAYDON | Telaydon [T42,T421] | LISDRUM |  | 54.2776 | -7.0766
MV/LV Substation BO***4516 |  | 10 kV | _ | LV | 1000 kVA :Building Structure | 1 | --> | 1 | 0.5 | 6.7 |  | --> | 0.95 | 0 | 0 | 0.5 | 0 |  | --> | C12 ex EAST WALL ROAD | East Wall Road [T41,T42] | MCDERMOTT |  | 53.3556 | -6.2123
MV/LV Substation BO***451Y |  | 20 kV | _ | LV | 400 kVA :Building Structure | 0.4 | --> | 0.4 | 0 | 0 | Constrained,otherwise capacity available =400kVA. | --> | 0.38 | 0 | 0 | 0 | 0 | Constrained,otherwise capacity available =400kW. | --> | E13 ex ABBEYLEIX | Abbeyleix [T422] | PORTLAOISE |  | 52.8897 | -7.3378
MV/LV Substation BO***4530 |  | 10 kV | _ | LV | 1000 kVA :Building Structure | 1 | --> | 1 | 0.5 | 6.7 |  | --> | 0.95 | 0 | 0.004446 | 0.5 | 0 |  | --> | C11 ex EAST WALL ROAD | East Wall Road [T41,T42] | MCDERMOTT |  | 53.3501 | -6.2346
MV/LV Substation BO***457Y |  | 10 kV | _ | LV | 400 kVA :Kiosk Substation | 0.4 | --> | 0.4 | 0.257 | 12.2 |  | --> | 0.38 | 0 | 0.05187 | 0.42115 | 0 |  | --> | C25 ex BALLYBEG | Ballybeg [T101,T102] | CARRICKMINES |  | 52.9867 | -6.0632
MV/LV Substation BO***457Z |  | 20 kV | _ | LV | 50 kVA :Pole Substation | 0.05 | --> | 0.05 | 0 | 0 | Constrained,otherwise capacity available =50kVA. | --> | 0.0475 | 0 | 0 | 0.05 | 0 |  | --> | E11 ex WHITECHURCH | Whitechurch [T421,T422] | KILBARRY |  | 52.0438 | -8.7258
MV/LV Substation BO***457Z |  | 10 kV | _ | LV | 50 kVA :Pole Substation | 0.05 | --> | 0.05 | 0 | 0 | Constrained,otherwise capacity available =44kVA. | --> | 0.0475 | 0 | 0 | 0.050903 | 0 |  | --> | C19 ex CELBRIDGE | Celbridge [T41,T42] | GRIFFINRATH |  | 53.3123 | -6.6204
MV/LV Substation BO***459Y |  | 20 kV | _ | LV | 50 kVA :Pole Substation | 0.05 | --> | 0.05 | 0 | 0 | Constrained,otherwise capacity available =46kVA. | --> | 0.0475 | 0 | 0 | 0.050604 | 0 |  | --> | E11 ex BALLYDEHOB | Ballydehob [T421] | DUNMANWAY |  | 51.5736 | -9.4399
MV/LV Substation BO***464 |  | 20 kV | _ | LV | 200 kVA :Pole Substation | 0.2 | --> | 0.2 | 0 | 0 | Constrained,otherwise capacity available =161kVA. | --> | 0.19 | 0 | 0 | 0.20584 | 0 |  | --> | E17 ex DRUMLINE | Drumline [T421,T422] | DRUMLINE |  | 52.7586 | -8.8939
MV/LV Substation BO***467Z |  | 10 kV | _ | LV | 630 kVA :Building Structure | 0.63 | --> | 0.63 | 0 | 0 | Constrained,otherwise capacity available =500kVA. | --> | 0.5985 | 0 | 0 | 0.5 | 0 |  | --> | C26 ex KILBARRY | Kilbarry [T101,T43] | KILBARRY |  | 51.922 | -8.4839
MV/LV Substation BO***470Y |  | 10 kV | _ | LV | 100 kVA :Pole Substation | 0.1 | --> | 0.1 | 0.09 | 1.6 |  | --> | 0.095 | 0 | 0 | 0.10151 | 0 |  | --> | C15 ex TULLYNAMALRA | Tullynamalra [T41,T42] | MEATH HILL |  | 54.0384 | -6.791
MV/LV Substation BO***471X |  | 20 kV | _ | LV | 100 kVA :Pole Substation | 0.1 | --> | 0.1 | 0 | 0 | Constrained,otherwise capacity available =76kVA. | --> | 0.095 | 0 | 0.008151 | 0.10358 | 0 |  | --> | E17 ex BALTRASNA | Baltrasna [T121,T122] | BALTRASNA |  | 53.5336 | -6.4664
MV/LV Substation BO***475X |  | 20 kV | _ | LV | 100 kVA :Pole Substation | 0.1 | --> | 0.1 | 0 | 0 | Constrained,otherwise capacity available =84kVA. | --> | 0.095 | 0 | 0 | 0.1024 | 0 |  | --> | E23 ex BALTRASNA | Baltrasna [T121,T122] | BALTRASNA |  | 53.5468 | -6.4147
MV/LV Substation BO***489Z |  | 20 kV | _ | LV | 50 kVA :Pole Substation | 0.05 | --> | 0.05 | 0 | 0 | Constrained,otherwise capacity available =50kVA. | --> | 0.0475 | 0 | 0 | 0.05 | 0 |  | --> | E17 ex BALTRASNA | Baltrasna [T121,T122] | BALTRASNA |  | 53.5182 | -6.531
MV/LV Substation BO***490 |  | 10 kV | _ | LV | 50 kVA :Pole Substation | 0.05 | --> | 0.05 | 0 | 0 | Constrained,otherwise capacity available =45kVA. | --> | 0.0475 | 0 | 0.005187 | 0.050753 | 0 |  | --> | C11 ex KILSARAN | Kilsaran [T42] | DRYBRIDGE |  | 53.8768 | -6.4247
MV/LV Substation BO***490 |  | 10 kV | _ | LV | 630 kVA :Kiosk Substation | 0.63 | --> | 0.63 | 0 | 0 | Constrained,otherwise capacity available =477kVA. | --> | 0.5985 | 0 | 0.038532 | 0.5 | 0 |  | --> | C12 ex BALLYBODEN | Ballyboden [T41,T42] | COOKSTOWN |  | 53.2806 | -6.3052
MV/LV Substation BO***490X |  | 10 kV | _ | LV | 400 kVA :Building Structure | 0.4 | --> | 0.4 | 0.4 | 3 |  | --> | 0.38 | 0 | 0 | 0.4 | 0 |  | --> | C16 ex RAMSTOWN | Ramstown [T41,T42] | CRANE |  | 52.671 | -6.2872
MV/LV Substation BO***491 |  | 10 kV | _ | LV | 50 kVA :Pole Substation | 0.05 | --> | 0.05 | 0 | 0 | Constrained,otherwise capacity available =37kVA. | --> | 0.0475 | 0 | 0 | 0.051937 | 0 |  | --> | C11 ex KILSARAN | Kilsaran [T42] | DRYBRIDGE |  | 53.8798 | -6.418
MV/LV Substation BO***491Y |  | 10 kV | _ | LV | 50 kVA :Pole Substation | 0.05 | --> | 0.05 | 0.05 | 0.2 |  | --> | 0.0475 | 0 | 0.003705 | 0 | 0 | Constrained,otherwise capacity available =50kW. | --> | E17 ex BEALISTOWN | Bealistown [T421,T422] | GREAT ISLAND |  | 52.2028 | -6.8504
MV/LV Substation BO***495Y |  | 20 kV | _ | LV | 200 kVA :Kiosk Substation | 0.2 | --> | 0.2 | 0 | 0 | Constrained,otherwise capacity available =145kVA. | --> | 0.19 | 0 | 0.012597 | 0.20818 | 0 |  | --> | E11 ex EDENDERRY | Edenderry [T421,T422] | BLAKE |  | 53.3481 | -7.0376
MV/LV Substation BO***504X |  | 20 kV | _ | LV | 100 kVA :Pole Substation | 0.1 | --> | 0.1 | 0.048 | 1.4 |  | --> | 0.095 | 0 | 0.003705 | 0.1076 | 0 |  | --> | E12 ex KILLINICK | Killinick [T421,T422] | WEXFORD |  | 52.2472 | -6.3453
MV/LV Substation BO***505 |  | 10 kV | _ | LV | 50 kVA :Pole Substation | 0.05 | --> | 0.05 | 0 | 0 | Constrained,otherwise capacity available =31kVA. | --> | 0.0475 | 0 | 0.004446 | 0.052806 | 0 |  | --> | C11 ex SCARIFF | Scariff [T42] | ENNIS |  | 52.883 | -8.6003
MV/LV Substation BO***505 |  | 10 kV | _ | LV | 50 kVA :Pole Substation | 0.05 | --> | 0.05 | 0 | 0 | Constrained,otherwise capacity available =37kVA. | --> | 0.0475 | 0 | 0.00741 | 0 | 0 | Constrained,otherwise capacity available =51.9kW. | --> | C12 ex CULLION | Cullion [T41,T42] | LETTERKENNY |  | 54.9364 | -7.7792
MV/LV Substation BO***508X |  | 10 kV | _ | LV | 400 kVA :Building Structure | 0.4 | --> | 0.4 | 0 | 0 | Constrained,otherwise capacity available =346kVA. | --> | 0.38 | 0 | 0 | 0.40812 | 0 |  | --> | C12 ex HEADFORD ROAD | Headford Road [T41,T42] | GALWAY 110KV |  | 53.2764 | -9.0505
MV/LV Substation BO***512 |  | 20 kV | _ | LV | 50 kVA :Pole Substation | 0.05 | --> | 0.05 | 0.05 | 1.4 |  | --> | 0.0475 | 0 | 0 | 0.05 | 0 |  | --> | E12 ex CONG | Cong [T421,T422] | CLOON |  | 53.5115 | -9.4687
MV/LV Substation BO***515 |  | 10 kV | _ | LV | 630 kVA :Kiosk Substation | 0.63 | --> | 0.63 | 0 | 0 | Constrained,otherwise capacity available =500kVA. | --> | 0.5985 | 0 | 0.005928 | 0.5 | 0 |  | --> | C19 ex BALLYBODEN | Ballyboden [T41,T42] | COOKSTOWN |  | 53.282 | -6.2994
MV/LV Substation BO***515Z |  | 10 kV | _ | LV | 400 kVA :Kiosk Substation | 0.4 | --> | 0.4 | 0 | 0 | Constrained,otherwise capacity available =400kVA. | --> | 0.38 | 0 | 0 | 0.4 | 0 |  | --> | C20 ex MOUNTGORRY | Mountgorry [T41,T42] | GRANGE (DR) |  | 53.4437 | -6.2371
MV/LV Substation BO***516Z |  | 10 kV | _ | LV | 400 kVA :Kiosk Substation | 0.4 | --> | 0.4 | 0 | 0 | Constrained,otherwise capacity available =400kVA. | --> | 0.38 | 0 | 0 | 0.4 | 0 |  | --> | C20 ex MOUNTGORRY | Mountgorry [T41,T42] | GRANGE (DR) |  | 53.4439 | -6.234
MV/LV Substation BO***525 |  | 10 kV | _ | LV | 400 kVA :Kiosk Substation | 0.4 | --> | 0.4 | 0 | 0 | Constrained,otherwise capacity available =263kVA. | --> | 0.38 | 0 | 0.016302 | 0.42029 | 0 |  | --> | C18 ex BALLYBODEN | Ballyboden [T41,T42] | COOKSTOWN |  | 53.2905 | -6.2905
MV/LV Substation BO***528X |  | 10 kV | _ | LV | 50 kVA :Pole Substation | 0.05 | --> | 0.05 | 0 | 0 | Constrained,otherwise capacity available =31kVA. | --> | 0.0475 | 0 | 0.006669 | 0.052806 | 0 |  | --> | C14 ex SALLINS | Sallins [T41,T42] | GRIFFINRATH |  | 53.2587 | -6.667
MV/LV Substation BO***532 |  | 10 kV | _ | LV | 400 kVA :Kiosk Substation | 0.4 | --> | 0.4 | 0.277 | 1.4 |  | --> | 0.38 | 0 | 0.006669 | 0.41826 | 0 |  | --> | C14 ex RINEANNA | Rineanna [T41,T42] | DRUMLINE |  | 52.7579 | -8.8957
MV/LV Substation BO***537Y |  | 10 kV | _ | LV | 200 kVA :Pole Substation | 0.2 | --> | 0.2 | 0 | 0 | Constrained,otherwise capacity available =141kVA. | --> | 0.19 | 0 | 0 | 0.20877 | 0 |  | --> | C17 ex CARRIGALINE | Carrigaline [T41,T42] | BARNAHELY |  | 51.7952 | -8.3567
MV/LV Substation BO***541 |  | 10 kV | _ | LV | 200 kVA :Pole Substation | 0.2 | --> | 0.2 | 0.194 | 3.4 |  | --> | 0.19 | 0 | 0 | 0.20091 | 0 |  | --> | C19 ex GLENGOOLE | Glengoole [T41] | THURLES |  | 52.6171 | -7.5666
MV/LV Substation BO***548 |  | 10 kV | _ | LV | 50 kVA :Pole Substation | 0.05 | --> | 0.05 | 0.048 | 4.4 |  | --> | 0.0475 | 0 | 0 | 0.050303 | 0 |  | --> | C19 ex KINGSCOURT | Kingscourt [T41,T42] | MEATH HILL |  | 53.8467 | -6.7996
MV/LV Substation BO***550 |  | 10 kV | _ | LV | 100 kVA :Pole Substation | 0.1 | --> | 0.1 | 0 | 0 | Constrained,otherwise capacity available =66kVA. | --> | 0.095 | 0 | 0.015561 | 0 | 0 | Constrained,otherwise capacity available =105kW. | --> | C12 ex CULLION | Cullion [T41,T42] | LETTERKENNY |  | 54.9319 | -7.7818
MV/LV Substation BO***561 |  | 10 kV | _ | LV | 200 kVA :Pole Substation | 0.2 | --> | 0.2 | 0.166 | 0.3 |  | --> | 0.19 | 0 | 0 | 0.2051 | 0 |  | --> | C18 ex BANAGHER | Banagher [T41,T42] | DALLOW |  | 53.173 | -7.9488
MV/LV Substation BO***565 |  | 10 kV | _ | LV | 100 kVA :Pole Substation | 0.1 | --> | 0.1 | 0 | 0 | Constrained,otherwise capacity available =89kVA. | --> | 0.095 | 0 | 0 | 0.10166 | 0 |  | --> | C16 ex BLAKE | Blake [T41,T42] | BLAKE |  | 53.2321 | -6.9213
MV/LV Substation BO***567X |  | 20 kV | _ | LV | 50 kVA :Pole Substation | 0.05 | --> | 0.05 | 0.039 | 1.1 |  | --> | 0.0475 | 0 | 0 | 0.051643 | 0 |  | --> | E18 ex BUNCLODY | Bunclody [T421,T422] | CRANE |  | 52.5816 | -6.7074
MV/LV Substation BO***575 |  | 10 kV | _ | LV | 400 kVA :Building Structure | 0.4 | --> | 0.4 | 0 | 0 | Constrained,otherwise capacity available =360kVA. | --> | 0.38 | 0 | 0 | 0.4 | 0 |  | --> | E16 ex DRUMLINE | Drumline [T421,T422] | DRUMLINE |  | 52.7199 | -8.8727
MV/LV Substation BO***578X |  | 10 kV | _ | LV | 50 kVA :Pole Substation | 0.05 | --> | 0.05 | 0.029 | 9.5 |  | --> | 0.0475 | 0 | 0 | 0.053092 | 0 |  | --> | C17 ex BANDON | Bandon [T101,T42] | BANDON |  | 51.7682 | -8.6508
MV/LV Substation BO***579 |  | 20 kV | _ | LV | 200 kVA :Pole Substation | 0.2 | --> | 0.2 | 0.169 | 2.8 |  | --> | 0.19 | 0 | 0 | 0.20465 | 0 |  | --> | E13 ex BALLYRAGGET | Ballyragget [T421,T422] | BALLYRAGGET |  | 52.7356 | -7.3997
MV/LV Substation BO***582Y |  | 10 kV | _ | LV | 100 kVA :Pole Substation | 0.1 | --> | 0.1 | 0.1 | 5.7 |  | --> | 0.095 | 0 | 0 | 0.1 | 0 |  | --> | C19 ex RAMPARTS | Ramparts [T41,T42] | DUNDALK |  | 54.0174 | -6.3944
MV/LV Substation BO***584X |  | 10 kV | _ | LV | 400 kVA :Kiosk Substation | 0.4 | --> | 0.4 | 0.348 | 3.9 |  | --> | 0.38 | 0 | 0.008151 | 0.40782 | 0 |  | --> | C28 ex GALWAY 110KV | Galway 110kv [T102,T103] | GALWAY 110KV |  | 53.2944 | -9.0318
MV/LV Substation BO***584Y |  | 10 kV | _ | LV | 400 kVA :Building Structure | 0.4 | --> | 0.4 | 0 | 0 | Constrained,otherwise capacity available =348kVA. | --> | 0.38 | 0 | 0 | 0 | 0 | Constrained,otherwise capacity available =402kW. | --> | C15 ex PORTARLINGTON | Portarlington [T41,T42] | PORTLAOISE |  | 53.1642 | -7.1963
MV/LV Substation BO***585X |  | 10 kV | _ | LV | 400 kVA :Kiosk Substation | 0.4 | --> | 0.4 | 0.318 | 3.9 |  | --> | 0.38 | 0 | 0.005928 | 0.41226 | 0 |  | --> | C28 ex GALWAY 110KV | Galway 110kv [T102,T103] | GALWAY 110KV |  | 53.2958 | -9.0311
MV/LV Substation BO***590 |  | 20 kV | _ | LV | 100 kVA :Pole Substation | 0.1 | --> | 0.1 | 0.099 | 4.4 |  | --> | 0.095 | 0 | 0 | 0 | 0 | Constrained,otherwise capacity available =100.2kW. | --> | E19 ex STRANORLAR | Stranorlar [T421,T422] | LETTERKENNY |  | 54.8715 | -8.1615
MV/LV Substation BO***596 |  | 10 kV | _ | LV | 400 kVA :Kiosk Substation | 0.4 | --> | 0.4 | 0 | 0 | Constrained,otherwise capacity available =229kVA. | --> | 0.38 | 0 | 0.018525 | 0.42516 | 0 |  | --> | C12 ex GLASNEVIN | Glasnevin [T41] | FINGLAS |  | 53.3699 | -6.2639
MV/LV Substation BO***599X |  | 20 kV | _ | LV | 50 kVA :Pole Substation | 0.05 | --> | 0.05 | 0.043 | 1.3 |  | --> | 0.0475 | 0 | 0 | 0.051052 | 0 |  | --> | C24 ex CLIFDEN | Clifden [T41,T42] | SCREEB |  | 53.6145 | -10.2124
MV/LV Substation BO***609X |  | 20 kV | _ | LV | 50 kVA :Pole Substation | 0.05 | --> | 0.05 | 0.046 | 1.3 |  | --> | 0.0475 | 0 | 0 | 0.050604 | 0 |  | --> | C24 ex CLIFDEN | Clifden [T41,T42] | SCREEB |  | 53.6138 | -10.2096
MV/LV Substation BO***614Y |  | 20 kV | _ | LV | 100 kVA :Pole Substation | 0.1 | --> | 0.1 | 0 | 0 | Constrained,otherwise capacity available =70kVA. | --> | 0.095 | 0 | 0 | 0 | 0 | Constrained,otherwise capacity available =104.5kW. | --> | C12 ex BANTRY | Bantry [T41,T42] | BALLYLICKY |  | 51.6768 | -9.4401
MV/LV Substation BO***616Y |  | 20 kV | _ | LV | 200 kVA :Pole Substation | 0.2 | --> | 0.2 | 0.096 | 2.5 |  | --> | 0.19 | 0 | 0 | 0.2152 | 0 |  | --> | E18 ex BAGENALSTOWN | Bagenalstown [T421,T422] | CARLOW |  | 52.7222 | -6.88
MV/LV Substation BO***617 |  | 20 kV | _ | LV | 400 kVA :Building Structure | 0.4 | --> | 0.4 | 0 | 0 | Constrained,otherwise capacity available =399kVA. | --> | 0.38 | 0 | 0.13709 | 0.40015 | 0 |  | --> | E16 ex PATRICKSWELL | Patrickswell [T421,T422] | LIMERICK |  | 52.5532 | -8.7859
MV/LV Substation BO***617Z |  | 10 kV | _ | LV | 200 kVA :Kiosk Substation | 0.2 | --> | 0.2 | 0 | 0 | Constrained,otherwise capacity available =200kVA. | --> | 0.19 | 0 | 0 | 0.2 | 0 |  | --> | E17 ex GLASMORE | Glasmore [T421,T422] | GLASMORE |  | 53.4445 | -6.2412
MV/LV Substation BO***619Z |  | 10 kV | _ | LV | 200 kVA :Pole Substation | 0.2 | --> | 0.2 | 0.036794 | 0 | Constrained,otherwise capacity available =200kVA. | --> | 0.19 | 0 | 0 | 0.2 | 0 |  | --> | C11 ex CALLAN | Callan [T41,T42] | KILKENNY |  | 52.5413 | -7.3819
MV/LV Substation BO***623 |  | 10 kV | _ | LV | 200 kVA :Kiosk Substation | 0.2 | --> | 0.2 | 0.163 | 9.5 |  | --> | 0.19 | 0 | 0.033345 | 0.20554 | 0 |  | --> | C17 ex BANDON | Bandon [T101,T42] | BANDON |  | 51.7683 | -8.6545
MV/LV Substation BO***624X |  | 20 kV | _ | LV | 50 kVA :Pole Substation | 0.05 | --> | 0.05 | 0.036 | 1.3 |  | --> | 0.0475 | 0 | 0 | 0.052083 | 0 |  | --> | C24 ex CLIFDEN | Clifden [T41,T42] | SCREEB |  | 53.6219 | -10.2165
MV/LV Substation BO***629Y |  | 10 kV | _ | LV | 200 kVA :Pole Substation | 0.2 | --> | 0.2 | 0 | 0 | Constrained,otherwise capacity available =181kVA. | --> | 0.19 | 0 | 0 | 0.20286 | 0 |  | --> | C14 ex HEADFORD | Headford [T41,T42] | CLOON |  | 53.4703 | -9.0222
MV/LV Substation BO***630X |  | 20 kV | _ | LV | 200 kVA :Pole Substation | 0.2 | --> | 0.2 | 0 | 0 | Constrained,otherwise capacity available =179kVA. | --> | 0.19 | 0 | 0 | 0.20316 | 0 |  | --> | C16 ex CAPPAMORE | Cappamore [T41,T42] | ARDNACRUSHA |  | 52.6065 | -8.2549
MV/LV Substation BO***635 |  | 10 kV | _ | LV | 50 kVA :Pole Substation | 0.05 | --> | 0.05 | 0 | 0 | Constrained,otherwise capacity available =41kVA. | --> | 0.0475 | 0 | 0.00741 | 0 | 0 | Constrained,otherwise capacity available =51.3kW. | --> | C23 ex GLENTIES | Glenties [T41,T42] | BINBANE |  | 54.7658 | -8.3737
MV/LV Substation BO***649Y |  | 10 kV | _ | LV | 630 kVA :Building Structure | 0.63 | --> | 0.63 | 0 | 0 | Constrained,otherwise capacity available =500kVA. | --> | 0.5985 | 0 | 0 | 0.5 | 0 |  | --> | C19 ex TERMONFECKIN ROAD | Termonfeckin Road [T41,T42] | DRYBRIDGE |  | 53.7252 | -6.3238
MV/LV Substation BO***652X |  | 10 kV | _ | LV | 100 kVA :Pole Substation | 0.1 | --> | 0.1 | 0 | 0 | Constrained,otherwise capacity available =67kVA. | --> | 0.095 | 0 | 0.03705 | 0.10489 | 0 |  | --> | C16 ex CASTLECOMER | Castlecomer [T41,T42] | BALLYRAGGET |  | 52.878 | -7.2658
MV/LV Substation BO***654Z |  | 20 kV | _ | LV | 200 kVA :Pole Substation | 0.2 | --> | 0.2 | 0 | 0 | Constrained,otherwise capacity available =200kVA. | --> | 0.19 | 0 | 0 | 0.2 | 0 |  | --> | C14 ex KILDARE | Kildare [T41,T42] | NEWBRIDGE |  | 53.203 | -6.9546
MV/LV Substation BO***656X |  | 10 kV | _ | LV | 50 kVA :Pole Substation | 0.05 | --> | 0.05 | 0 | 0 | Constrained,otherwise capacity available =44kVA. | --> | 0.0475 | 0 | 0.003705 | 0 | 0 | Constrained,otherwise capacity available =50.9kW. | --> | C11 ex PORTARLINGTON | Portarlington [T41,T42] | PORTLAOISE |  | 53.1654 | -7.1935
MV/LV Substation BO***657Y |  | 10 kV | _ | LV | 100 kVA :Pole Substation | 0.1 | --> | 0.1 | 0 | 0 | Constrained,otherwise capacity available =86kVA. | --> | 0.095 | 0 | 0 | 0.1021 | 0 |  | --> | C14 ex GORESBRIDGE | Goresbridge [T41,T42] | KILKENNY |  | 52.5998 | -6.929
MV/LV Substation BO***658Y |  | 10 kV | _ | LV | 400 kVA :Kiosk Substation | 0.4 | --> | 0.4 | 0 | 0 | Constrained,otherwise capacity available =354kVA. | --> | 0.38 | 0 | 0.008151 | 0.40692 | 0 |  | --> | C14 ex GORESBRIDGE | Goresbridge [T41,T42] | KILKENNY |  | 52.6017 | -6.9271
MV/LV Substation BO***659X |  | 20 kV | _ | LV | 200 kVA :Pole Substation | 0.2 | --> | 0.2 | 0.2 | 3.5 |  | --> | 0.19 | 0 | 0 | 0 | 0 | Constrained,otherwise capacity available =200kW. | --> | E13 ex DUNFIRTH | Dunfirth [T122] | DUNFIRTH |  | 53.4089 | -6.6992
MV/LV Substation BO***660Y |  | 10 kV | _ | LV | 200 kVA :Pole Substation | 0.2 | --> | 0.2 | 0 | 0 | Constrained,otherwise capacity available =175kVA. | --> | 0.19 | 0 | 0 | 0.20376 | 0 |  | --> | C14 ex GORESBRIDGE | Goresbridge [T41,T42] | KILKENNY |  | 52.6052 | -6.9233
MV/LV Substation BO***662Y |  | 10 kV | _ | LV | 630 kVA :Building Structure | 0.63 | --> | 0.63 | 0 | 0 | Constrained,otherwise capacity available =500kVA. | --> | 0.5985 | 0 | 0 | 0.5 | 0 |  | --> | C14 ex GORESBRIDGE | Goresbridge [T41,T42] | KILKENNY |  | 52.6069 | -6.9242
MV/LV Substation BO***662Z |  | 10 kV | _ | LV | 400 kVA :Kiosk Substation | 0.4 | --> | 0.4 | 0 | 0 | Constrained,otherwise capacity available =332kVA. | --> | 0.38 | 0 | 0.002223 | 0.4102 | 0 |  | --> | E17 ex GLASMORE | Glasmore [T421,T422] | GLASMORE |  | 53.4436 | -6.2319
MV/LV Substation BO***663X |  | 20 kV | _ | LV | 50 kVA :Pole Substation | 0.05 | --> | 0.05 | 0.049 | 1.6 |  | --> | 0.0475 | 0 | 0 | 0.050152 | 0 |  | --> | C16 ex CURRA | Curra [T41] | SOMERSET |  | 53.0529 | -8.3799
MV/LV Substation BO***666 |  | 10 kV | _ | LV | 100 kVA :Pole Substation | 0.1 | --> | 0.1 | 0.065 | 0.4 |  | --> | 0.095 | 0 | 0.003705 | 0 | 0 | Constrained,otherwise capacity available =105.2kW. | --> | C19 ex SWINFORD | Swinford [T41,T42] | CASTLEBAR |  | 53.9459 | -8.9568
MV/LV Substation BO***668Y |  | 10 kV | _ | LV | 200 kVA :Pole Substation | 0.2 | --> | 0.2 | 0 | 0 | Constrained,otherwise capacity available =116kVA. | --> | 0.19 | 0 | 0 | 0.21237 | 0 |  | --> | C14 ex GORESBRIDGE | Goresbridge [T41,T42] | KILKENNY |  | 52.5977 | -6.9198
MV/LV Substation BO***669X |  | 10 kV | _ | LV | 50 kVA :Pole Substation | 0.05 | --> | 0.05 | 0 | 0 | Constrained,otherwise capacity available =47kVA. | --> | 0.0475 | 0 | 0.002964 | 0.050453 | 0 |  | --> | C17 ex CARRIGALINE | Carrigaline [T41,T42] | BARNAHELY |  | 51.796 | -8.356
MV/LV Substation BO***670 |  | 10 kV | _ | LV | 25 kVA :Pole Substation | 0.025 | --> | 0.025 | 0.024 | 2.1 |  | --> | 0.02375 | 0 | 0 | 0.025151 | 0 |  | --> | C13 ex BUTTEVANT | Buttevant [T41,T42] | MALLOW |  | 52.2183 | -8.6068
MV/LV Substation BO***673 |  | 20 kV | _ | LV | 200 kVA :Pole Substation | 0.2 | --> | 0.2 | 0.177 | 1.3 |  | --> | 0.19 | 0 | 0 | 0.20346 | 0 |  | --> | E16 ex BALLYCROSSAUN | Ballycrossaun [T421,T422] | SOMERSET |  | 53.0983 | -8.1881
MV/LV Substation BO***677X |  | 10 kV | _ | LV | 1000 kVA :Building Structure | 1 | --> | 1 | 0.5 | 3.3 |  | --> | 0.95 | 0 | 0.001482 | 0.5 | 0 |  | --> | C24 ex PEMBROKE | Pembroke [T41,T42,T43,T44] | RINGSEND |  | 53.3412 | -6.2261
MV/LV Substation BO***678X |  | 10 kV | _ | LV | 400 kVA :Kiosk Substation | 0.4 | --> | 0.4 | 0 | 0 | Constrained,otherwise capacity available =356kVA. | --> | 0.38 | 0 | 0.003705 | 0.40663 | 0 |  | --> | C16 ex TALBOTS INCH | Talbots Inch [T41,T42] | KILKENNY |  | 52.6562 | -7.2484
MV/LV Substation BO***704X |  | 20 kV | _ | LV | 200 kVA :Kiosk Substation | 0.2 | --> | 0.2 | 0 | 0 | Constrained,otherwise capacity available =185kVA. | --> | 0.19 | 0 | 0 | 0.20226 | 0 |  | --> | E14 ex KILCOCK | Kilcock [T421,T422] | GRIFFINRATH |  | 53.4059 | -6.6813
MV/LV Substation BO***707 |  | 10 kV | _ | LV | 100 kVA :Pole Substation | 0.1 | --> | 0.1 | 0.092 | 2 |  | --> | 0.095 | 0 | 0.003705 | 0.10121 | 0 |  | --> | C19 ex CAUSEWAY | Causeway [T41,T42] | TRALEE |  | 52.4034 | -9.8153
MV/LV Substation BO***707X |  | 20 kV | _ | LV | 400 kVA :Kiosk Substation | 0.4 | --> | 0.4 | 0.353 | 11.9 |  | --> | 0.38 | 0 | 0.011115 | 0.40707 | 0 |  | --> | C27 ex SALTHILL | Salthill [T101,T102] | SALTHILL |  | 53.3345 | -9.182
MV/LV Substation BO***719X |  | 10 kV | _ | LV | 50 kVA :Pole Substation | 0.05 | --> | 0.05 | 0 | 0 | Constrained,otherwise capacity available =49kVA. | --> | 0.0475 | 0 | 0 | 0.050152 | 0 |  | --> | C12 ex CAPPAMORE | Cappamore [T41,T42] | ARDNACRUSHA |  | 52.6698 | -8.4038
MV/LV Substation BO***722Y |  | 10 kV | _ | LV | 400 kVA :Kiosk Substation | 0.4 | --> | 0.4 | 0 | 0 | Constrained,otherwise capacity available =371kVA. | --> | 0.38 | 0 | 0 | 0.40438 | 0 |  | --> | C18 ex DRYBRIDGE | Drybridge [T41,T42] | DRYBRIDGE |  | 53.7179 | -6.3951
MV/LV Substation BO***723 |  | 10 kV | _ | LV | 200 kVA :Pole Substation | 0.2 | --> | 0.2 | 0 | 0 | Constrained,otherwise capacity available =197kVA. | --> | 0.19 | 0 | 0 | 0.20045 | 0 |  | --> | C11 ex ATHENRY | Athenry [T41,T42] | GALWAY 110KV |  | 53.2804 | -8.7433
MV/LV Substation BO***728 |  | 10 kV | _ | LV | 200 kVA :Kiosk Substation | 0.2 | --> | 0.2 | 0 | 0 | Constrained,otherwise capacity available =128kVA. | --> | 0.19 | 0 | 0.00741 | 0.21065 | 0 |  | --> | E12 ex KILCARRAGH | Kilcarragh [T421,T422] | BUTLERSTOWN |  | 52.2395 | -7.067
MV/LV Substation BO***736Y |  | 20 kV | _ | LV | 200 kVA :Kiosk Substation | 0.2 | --> | 0.2 | 0 | 0 | Constrained,otherwise capacity available =101kVA. | --> | 0.19 | 0 | 0.011115 | 0.2145 | 0 |  | --> | E12 ex ACADEMY STREET | Academy Street [T421,T422,T44] | NAVAN |  | 53.6386 | -6.6563
MV/LV Substation BO***745 |  | 10 kV | _ | LV | 630 kVA :Building Structure | 0.63 | --> | 0.63 | 0.5 | 3.4 |  | --> | 0.5985 | 0 | 0 | 0.5 | 0 |  | --> | C11 ex MERRION SQUARE | Merrion Square [T41,T42] | RINGSEND |  | 53.3347 | -6.2467
MV/LV Substation BO***745Z |  | 10 kV | _ | LV | 630 kVA :Kiosk Substation | 0.63 | --> | 0.63 | 0 | 0 | Constrained,otherwise capacity available =500kVA. | --> | 0.5985 | 0 | 0 | 0.5 | 0 |  | --> | E17 ex GLASMORE | Glasmore [T421,T422] | GLASMORE |  | 53.4488 | -6.2326
MV/LV Substation BO***746Y |  | 10 kV | _ | LV | 630 kVA :Kiosk Substation | 0.63 | --> | 0.63 | 0 | 0 | Constrained,otherwise capacity available =479kVA. | --> | 0.5985 | 0 | 0.025194 | 0.5 | 0 |  | --> | C22 ex MIDLETON | Midleton [T101,T102] | MIDLETON |  | 51.9115 | -8.1828
MV/LV Substation BO***754Y |  | 10 kV | _ | LV | 100 kVA :Pole Substation | 0.1 | --> | 0.1 | 0.092 | 0.2 |  | --> | 0.095 | 0 | 0.003705 | 0 | 0 | Constrained,otherwise capacity available =101.2kW. | --> | E17 ex BEALISTOWN | Bealistown [T421,T422] | GREAT ISLAND |  | 52.2034 | -6.8552
MV/LV Substation BO***757 |  | 20 kV | _ | LV | 50 kVA :Pole Substation | 0.05 | --> | 0.05 | 0.035 | 1.8 |  | --> | 0.0475 | 0 | 0 | 0.052228 | 0 |  | --> | E14 ex BIRDHILL | Birdhill [T421,T422] | ARDNACRUSHA |  | 52.7887 | -8.3792
MV/LV Substation BO***757X |  | 10 kV | _ | LV | 400 kVA :Building Structure | 0.4 | --> | 0.4 | 0.388 | 9.1 |  | --> | 0.38 | 0 | 0 | 0.40182 | 0 |  | --> | C18 ex CENTRE PARK ROAD | Marina [T105,T106] | MARINA |  | 51.8846 | -8.4152
MV/LV Substation BO***759Z |  | 10 kV | _ | LV | 200 kVA :Building Structure | 0.2 | --> | 0.2 | 0 | 0 | Constrained,otherwise capacity available =200kVA. | --> | 0.19 | 0 | 0.004446 | 0.2 | 0 |  | --> | C14 ex GORESBRIDGE | Goresbridge [T41,T42] | KILKENNY |  | 52.5976 | -6.9174
MV/LV Substation BO***761 |  | 20 kV | _ | LV | 100 kVA :Pole Substation | 0.1 | --> | 0.1 | 0 | 0 | Constrained,otherwise capacity available =69kVA. | --> | 0.095 | 0 | 0 | 0.1046 | 0 |  | --> | E11 ex MILLTOWN (SR) | Milltown (sr) [T421,T422] | OUGHTRAGH |  | 52.1769 | -9.7553
MV/LV Substation BO***768 |  | 10 kV | _ | LV | 25 kVA :Pole Substation | 0.025 | --> | 0.025 | 0.024 | 1.6 |  | --> | 0.02375 | 0 | 0 | 0 | 0 | Constrained,otherwise capacity available =25.2kW. | --> | C18 ex BUNDORAN | Bundoran [T41,T42] | CATHALEENS FALL |  | 54.4666 | -8.1982
MV/LV Substation BO***768 |  | 10 kV | _ | LV | 100 kVA :Pole Substation | 0.1 | --> | 0.1 | 0 | 0 | Constrained,otherwise capacity available =91kVA. | --> | 0.095 | 0 | 0 | 0 | 0 | Constrained,otherwise capacity available =101.4kW. | --> | E11 ex KNOCKMULLEN | Knockmullen [T42,T421] | GREAT ISLAND |  | 52.4398 | -6.883
MV/LV Substation BO***775X |  | 10 kV | _ | LV | 25 kVA :Pole Substation | 0.025 | --> | 0.025 | 0 | 0 | Constrained,otherwise capacity available =9kVA. | --> | 0.02375 | 0 | 0 | 0.027318 | 0 |  | --> | C11 ex PORTLAW | Portlaw [T41,T42] | BUTLERSTOWN |  | 52.3183 | -7.3202
MV/LV Substation BO***783 |  | 20 kV | _ | LV | 50 kVA :Pole Substation | 0.05 | --> | 0.05 | 0.05 | 3.1 |  | --> | 0.0475 | 0 | 0 | 0.05 | 0 |  | --> | E14 ex LUMCLOON | Lumcloon [T421,T422] | DALLOW |  | 53.2372 | -7.6886
MV/LV Substation BO***787Z |  | 10 kV | _ | LV | 200 kVA :Kiosk Substation | 0.2 | --> | 0.2 | 0.14262 | 0.1 | Constrained,otherwise capacity available =151kVA. | --> | 0.19 | 0 | 0 | 0.20731 | 0 |  | --> | C16 ex CARRIGLAWN | Carriglawn [T41,T42] | WEXFORD |  | 52.3426 | -6.4859
MV/LV Substation BO***790X |  | 10 kV | _ | LV | 100 kVA :Pole Substation | 0.1 | --> | 0.1 | 0 | 0 | Constrained,otherwise capacity available =78kVA. | --> | 0.095 | 0 | 0 | 0.10329 | 0 |  | --> | C17 ex HOLYCROSS ROAD | Holycross Road [T41,T42] | THURLES |  | 52.7515 | -7.9514
MV/LV Substation BO***791 |  | 10 kV | _ | LV | 50 kVA :Pole Substation | 0.05 | --> | 0.05 | 0 | 0 | Constrained,otherwise capacity available =49kVA. | --> | 0.0475 | 0 | 0 | 0.050152 | 0 |  | --> | C15 ex TALBOTS INCH | Talbots Inch [T41,T42] | KILKENNY |  | 52.6675 | -7.3083
MV/LV Substation BO***793Y |  | 10 kV | _ | LV | 200 kVA :Kiosk Substation | 0.2 | --> | 0.2 | 0.174 | 3.8 |  | --> | 0.19 | 0 | 0 | 0.20391 | 0 |  | --> | C14 ex WATERFORD | Waterford [T41,T42] | WATERFORD |  | 52.2693 | -7.1411
MV/LV Substation BO***794 |  | 20 kV | _ | LV | 100 kVA :Pole Substation | 0.1 | --> | 0.1 | 0 | 0 | Constrained,otherwise capacity available =70kVA. | --> | 0.095 | 0 | 0 | 0.10402 | 0 |  | --> | C22 ex ATHLONE | Athlone [T41,T42] | ATHLONE |  | 53.4298 | -7.9635
MV/LV Substation BO***794X |  | 10 kV | _ | LV | 200 kVA :Pole Substation | 0.2 | --> | 0.2 | 0 | 0 | Constrained,otherwise capacity available =111kVA. | --> | 0.19 | 0 | 0.003705 | 0.21308 | 0 |  | --> | C19 ex ROSCOMMON | Roscommon [T41,T42] | LANESBORO |  | 53.6426 | -8.2111
MV/LV Substation BO***796Z |  | 10 kV | _ | LV | 400 kVA :Kiosk Substation | 0.4 | --> | 0.4 | 0.036794 | 0 | Constrained,otherwise capacity available =321kVA. | --> | 0.38 | 0 | 0.003705 | 0.41182 | 0 |  | --> | C19 ex CALLAN | Callan [T41,T42] | KILKENNY |  | 52.539 | -7.3888
MV/LV Substation BO***803X |  | 10 kV | _ | LV | 50 kVA :Pole Substation | 0.05 | --> | 0.05 | 0.042 | 1.9 |  | --> | 0.0475 | 0 | 0 | 0 | 0 | Constrained,otherwise capacity available =51.2kW. | --> | C18 ex TURLOUGH ROAD | Turlough Road [T41,T42] | CASTLEBAR |  | 53.883 | -9.237
MV/LV Substation BO***806X |  | 10 kV | _ | LV | 100 kVA :Kiosk Substation | 0.1 | --> | 0.1 | 0.083 | 0.6 |  | --> | 0.095 | 0 | 0 | 0 | 0 | Constrained,otherwise capacity available =102.5kW. | --> | E25 ex LAWLESSTOWN | Lawlesstown [T42,T421] | DOON |  | 52.3626 | -7.6803
MV/LV Substation BO***807 |  | 10 kV | _ | LV | 50 kVA :Pole Substation | 0.05 | --> | 0.05 | 0 | 0 | Constrained,otherwise capacity available =21kVA. | --> | 0.0475 | 0 | 0.012597 | 0.05422 | 0 |  | --> | C17 ex HOLYCROSS ROAD | Holycross Road [T41,T42] | THURLES |  | 52.7489 | -7.9567
MV/LV Substation BO***808Y |  | 10 kV | _ | LV | 200 kVA :Kiosk Substation | 0.2 | --> | 0.2 | 0 | 0 | Constrained,otherwise capacity available =170kVA. | --> | 0.19 | 0 | 0.018525 | 0.2045 | 0 |  | --> | C14 ex DRYBRIDGE | Drybridge [T41,T42] | DRYBRIDGE |  | 53.7919 | -6.4196
MV/LV Substation BO***810X |  | 10 kV | _ | LV | 630 kVA :Building Structure | 0.63 | --> | 0.63 | 0.464 | 0.8 |  | --> | 0.5985 | 0 | 0 | 0.5 | 0 |  | --> | C20 ex MANOR STREET | Manor Street [T41,T42] | WATERFORD |  | 52.2479 | -7.1234
MV/LV Substation BO***811Z |  | 10 kV | _ | LV | 50 kVA :Pole Substation | 0.05 | --> | 0.05 | 0.036794 | 0 | Constrained,otherwise capacity available =50kVA. | --> | 0.0475 | 0 | 0 | 0.05 | 0 |  | --> | C18 ex CALLAN | Callan [T41,T42] | KILKENNY |  | 52.5364 | -7.3882
MV/LV Substation BO***813X |  | 10 kV | _ | LV | 50 kVA :Pole Substation | 0.05 | --> | 0.05 | 0.046 | 6.2 |  | --> | 0.0475 | 0 | 0 | 0.050604 | 0 |  | --> | C20 ex CAHIR | Cahir [T41,T42] | CAHIR |  | 52.3371 | -8.0133
MV/LV Substation BO***813X |  | 10 kV | _ | LV | 630 kVA :Building Structure | 0.63 | --> | 0.63 | 0.5 | 3.4 |  | --> | 0.5985 | 0 | 0 | 0.5 | 0 |  | --> | C13 ex MERRION SQUARE | Merrion Square [T41,T42] | RINGSEND |  | 53.3415 | -6.2538
MV/LV Substation BO***814 |  | 10 kV | _ | LV | 25 kVA :Pole Substation | 0.025 | --> | 0.025 | 0.021 | 4.4 |  | --> | 0.02375 | 0 | 0 | 0.0256 | 0 |  | --> | C19 ex KINGSCOURT | Kingscourt [T41,T42] | MEATH HILL |  | 53.8456 | -6.8014
MV/LV Substation BO***816 |  | 20 kV | _ | LV | 100 kVA :Pole Substation | 0.1 | --> | 0.1 | 0 | 0 | Constrained,otherwise capacity available =91kVA. | --> | 0.095 | 0 | 0 | 0.10136 | 0 |  | --> | C12 ex SPIDDAL | Spiddal [T42] | SCREEB |  | 53.2484 | -9.3169
MV/LV Substation BO***817X |  | 10 kV | _ | LV | 630 kVA :Building Structure | 0.63 | --> | 0.63 | 0 | 0 | Constrained,otherwise capacity available =500kVA. | --> | 0.5985 | 0 | 0.00741 | 0.5 | 0 |  | --> | C22 ex MONEENAGEISHA | Moneenageisha [T41,T42] | GALWAY 110KV |  | 53.278 | -9.0193
MV/LV Substation BO***823X |  | 20 kV | _ | LV | 50 kVA :Pole Substation | 0.05 | --> | 0.05 | 0.048 | 3.5 |  | --> | 0.0475 | 0 | 0 | 0 | 0 | Constrained,otherwise capacity available =50.3kW. | --> | E13 ex DUNFIRTH | Dunfirth [T122] | DUNFIRTH |  | 53.4099 | -6.7084
MV/LV Substation BO***824Y |  | 20 kV | _ | LV | 630 kVA :Kiosk Substation | 0.63 | --> | 0.63 | 0 | 0 | Constrained,otherwise capacity available =494kVA. | --> | 0.5985 | 0 | 0.022971 | 0.5 | 0 |  | --> | E12 ex ACADEMY STREET | Academy Street [T421,T422,T44] | NAVAN |  | 53.6375 | -6.6519
MV/LV Substation BO***826 |  | 10 kV | _ | LV | 630 kVA :Kiosk Substation | 0.63 | --> | 0.63 | 0 | 0 | Constrained,otherwise capacity available =500kVA. | --> | 0.5985 | 0 | 0.006669 | 0.5 | 0 |  | --> | C19 ex BALLYBODEN | Ballyboden [T41,T42] | COOKSTOWN |  | 53.2822 | -6.3005
MV/LV Substation BO***827Y |  | 20 kV | _ | LV | 200 kVA :Kiosk Substation | 0.2 | --> | 0.2 | 0.162 | 4.2 |  | --> | 0.19 | 0 | 0.008892 | 0.20569 | 0 |  | --> | E18 ex JENKINSTOWN | Jenkinstown [T421,T422] | DUNDALK |  | 54.0834 | -6.2547
MV/LV Substation BO***835Y |  | 20 kV | _ | LV | 200 kVA :Kiosk Substation | 0.2 | --> | 0.2 | 0 | 0 | Constrained,otherwise capacity available =200kVA. | --> | 0.19 | 0 | 0.002964 | 0.2 | 0 |  | --> | E15 ex JULIANSTOWN | Julianstown [T421,T422] | DRYBRIDGE |  | 53.6382 | -6.2221
MV/LV Substation BO***837X |  | 10 kV | _ | LV | 50 kVA :Pole Substation | 0.05 | --> | 0.05 | 0 | 0 | Constrained,otherwise capacity available =47kVA. | --> | 0.0475 | 0 | 0 | 0.050453 | 0 |  | --> | C18 ex GORT | Gort [T41,T42] | ENNIS |  | 53.0541 | -8.834
MV/LV Substation BO***838X |  | 10 kV | _ | LV | 50 kVA :Pole Substation | 0.05 | --> | 0.05 | 0 | 0 | Constrained,otherwise capacity available =31kVA. | --> | 0.0475 | 0 | 0.00741 | 0 | 0 | Constrained,otherwise capacity available =52.8kW. | --> | C20 ex TEMPLEMORE | Templemore [T41,T42] | IKERRIN |  | 52.8031 | -7.8304
MV/LV Substation BO***854Y |  | 10 kV | _ | LV | 50 kVA :Pole Substation | 0.05 | --> | 0.05 | 0.05 | 1.6 |  | --> | 0.0475 | 0 | 0 | 0 | 0 | Constrained,otherwise capacity available =50kW. | --> | C18 ex FOYNES | Foynes [T41,T42] | RATHKEALE |  | 52.5952 | -9.0496
MV/LV Substation BO***856 |  | 10 kV | _ | LV | 630 kVA :Building Structure | 0.63 | --> | 0.63 | 0.5 | 2.6 |  | --> | 0.5985 | 0 | 0 | 0.5 | 0 |  | --> | C12 ex CLOONBANNIN | Cloonbannin [T42] | GLENLARA |  | 52.1587 | -9.0721
MV/LV Substation BO***856 |  | 20 kV | _ | LV | 400 kVA :Kiosk Substation | 0.4 | --> | 0.4 | 0 | 0 | Constrained,otherwise capacity available =295kVA. | --> | 0.38 | 0 | 0.033345 | 0.41564 | 0 |  | --> | E15 ex ASHBOURNE | Ashbourne [T421,T422] | FINGLAS |  | 53.5046 | -6.4044
MV/LV Substation BO***858 |  | 20 kV | _ | LV | 50 kVA :Pole Substation | 0.05 | --> | 0.05 | 0 | 0 | Constrained,otherwise capacity available =50kVA. | --> | 0.0475 | 0 | 0 | 0.05 | 0 |  | --> | C11 ex DRUMQUIN | Drumquin [T42] | ENNIS |  | 52.7865 | -9.2086
MV/LV Substation BO***859 |  | 10 kV | _ | LV | 50 kVA :Pole Substation | 0.05 | --> | 0.05 | 0 | 0 | Constrained,otherwise capacity available =48kVA. | --> | 0.0475 | 0 | 0 | 0.050303 | 0 |  | --> | C14 ex DRUMQUIN | Drumquin [T42] | ENNIS |  | 52.8047 | -8.9883
MV/LV Substation BO***862X |  | 10 kV | _ | LV | 630 kVA :Kiosk Substation | 0.63 | --> | 0.63 | 0 | 0 | Constrained,otherwise capacity available =424kVA. | --> | 0.5985 | 0 | 0.023712 | 0.5 | 0 |  | --> | C12 ex ORANMORE | Oranmore [T41,T44] | GALWAY 110KV |  | 53.2766 | -8.9673
MV/LV Substation BO***862X |  | 20 kV | _ | LV | 100 kVA :Pole Substation | 0.1 | --> | 0.1 | 0 | 0 | Constrained,otherwise capacity available =77kVA. | --> | 0.095 | 0 | 0.003705 | 0.10343 | 0 |  | --> | E17 ex BALTINGLASS | Baltinglass [T421,T422] | STRATFORD |  | 52.8864 | -6.7013
MV/LV Substation BO***875 |  | 10 kV | _ | LV | 50 kVA :Pole Substation | 0.05 | --> | 0.05 | 0 | 0 | Constrained,otherwise capacity available =48kVA. | --> | 0.0475 | 0 | 0 | 0.050303 | 0 |  | --> | C15 ex DRUMQUIN | Drumquin [T42] | ENNIS |  | 52.6248 | -9.1619
MV/LV Substation BO***876X |  | 10 kV | _ | LV | 630 kVA :Kiosk Substation | 0.63 | --> | 0.63 | 0 | 0 | Constrained,otherwise capacity available =500kVA. | --> | 0.5985 | 0 | 0 | 0.5 | 0 |  | --> | C12 ex ORANMORE | Oranmore [T41,T44] | GALWAY 110KV |  | 53.2762 | -8.966
MV/LV Substation BO***883 |  | 10 kV | _ | LV | 50 kVA :Pole Substation | 0.05 | --> | 0.05 | 0.027 | 0.5 |  | --> | 0.0475 | 0 | 0 | 0 | 0 | Constrained,otherwise capacity available =53.4kW. | --> | C15 ex KILMARTIN | Kilmartin [T41] | ARKLOW |  | 53.0338 | -6.1144
MV/LV Substation BO***885Y |  | 10 kV | _ | LV | 50 kVA :Pole Substation | 0.05 | --> | 0.05 | 0 | 0 | Constrained,otherwise capacity available =37kVA. | --> | 0.0475 | 0 | 0.018525 | 0.051937 | 0 |  | --> | C14 ex GORESBRIDGE | Goresbridge [T41,T42] | KILKENNY |  | 52.6059 | -6.9328
MV/LV Substation BO***886 |  | 20 kV | _ | LV | 50 kVA :Pole Substation | 0.05 | --> | 0.05 | 0.047 | 1.3 |  | --> | 0.0475 | 0 | 0 | 0.050453 | 0 |  | --> | C24 ex CLIFDEN | Clifden [T41,T42] | SCREEB |  | 53.5214 | -10.1184
MV/LV Substation BO***890Z |  | 10 kV | _ | LV | 100 kVA :Pole Substation | 0.1 | --> | 0.1 | 0 | 0 | Constrained,otherwise capacity available =100kVA. | --> | 0.095 | 0 | 0 | 0.1 | 0 |  | --> | C19 ex SALLINS | Sallins [T41,T42] | GRIFFINRATH |  | 53.3077 | -6.7544
MV/LV Substation BO***895 |  | 20 kV | _ | LV | 50 kVA :Pole Substation | 0.05 | --> | 0.05 | 0 | 0 | Constrained,otherwise capacity available =32kVA. | --> | 0.0475 | 0 | 0 | 0.052662 | 0 |  | --> | E15 ex BRUFF | Bruff [T42,T421] | LIMERICK |  | 52.562 | -8.5034
MV/LV Substation BO***896X |  | 10 kV | _ | LV | 200 kVA :Kiosk Substation | 0.2 | --> | 0.2 | 0 | 0 | Constrained,otherwise capacity available =164kVA. | --> | 0.19 | 0 | 0.011856 | 0.20539 | 0 |  | --> | C23 ex POLLERTON | Pollerton [T41,T42] | CARLOW |  | 52.8224 | -6.9343
MV/LV Substation BO***913Z |  | 20 kV | _ | LV | 400 kVA :Kiosk Substation | 0.4 | --> | 0.4 | 0 | 0 | Constrained,otherwise capacity available =341kVA. | --> | 0.38 | 0 | 0 | 0.40886 | 0 |  | --> | E19 ex EDENDERRY | Edenderry [T421,T422] | BLAKE |  | 53.4581 | -7.0986
MV/LV Substation BO***914X |  | 10 kV | _ | LV | 630 kVA :Building Structure | 0.63 | --> | 0.63 | 0.5 | 11.1 |  | --> | 0.5985 | 0 | 0 | 0.5 | 0 |  | --> | C24 ex CABRA | Cabra [T101,T102] | FINGLAS |  | 53.3762 | -6.3065
MV/LV Substation BO***916 |  | 10 kV | _ | LV | 400 kVA :Kiosk Substation | 0.4 | --> | 0.4 | 0.321 | 1.1 |  | --> | 0.38 | 0 | 0 | 0 | 0 | Constrained,otherwise capacity available =411.8kW. | --> | C15 ex NEWCASTLEWEST | Newcastlewest [T41,T42] | RATHKEALE |  | 52.4449 | -9.0587
MV/LV Substation BO***917 |  | 20 kV | _ | LV | 50 kVA :Pole Substation | 0.05 | --> | 0.05 | 0.031 | 8.5 |  | --> | 0.0475 | 0 | 0.003705 | 0 | 0 | Constrained,otherwise capacity available =52.8kW. | --> | E14 ex ARIGNA | Arigna [T121] | ARIGNA |  | 54.0435 | -8.0345
MV/LV Substation BO***918 |  | 20 kV | _ | LV | 50 kVA :Pole Substation | 0.05 | --> | 0.05 | 0.05 | 1.3 |  | --> | 0.0475 | 0 | 0 | 0.05 | 0 |  | --> | C22 ex CASTLEREA | Castlerea [T41,T42] | CARRICK ON SHANNON |  | 53.8002 | -8.2755
MV/LV Substation BO***918X |  | 20 kV | _ | LV | 50 kVA :Pole Substation | 0.05 | --> | 0.05 | 0 | 0 | Constrained,otherwise capacity available =41kVA. | --> | 0.0475 | 0 | 0.004446 | 0.051348 | 0 |  | --> | E19 ex KILCOCK | Kilcock [T421,T422] | GRIFFINRATH |  | 53.3229 | -6.7006
MV/LV Substation BO***920 |  | 20 kV | _ | LV | 630 kVA :Kiosk Substation | 0.63 | --> | 0.63 | 0.393 | 4.4 |  | --> | 0.5985 | 0 | 0.008892 | 0 | 0 | Constrained,otherwise capacity available =500kW. | --> | E21 ex STRANORLAR | Stranorlar [T421,T422] | LETTERKENNY |  | 54.7973 | -7.7824
MV/LV Substation BO***920 |  | 10 kV | _ | LV | 100 kVA :Pole Substation | 0.1 | --> | 0.1 | 0 | 0 | Constrained,otherwise capacity available =97kVA. | --> | 0.095 | 0 | 0 | 0 | 0 | Constrained,otherwise capacity available =100.5kW. | --> | C23 ex TINAHASK | Tinahask [T41,T42] | ARKLOW |  | 52.729 | -6.2428
MV/LV Substation BO***923X |  | 10 kV | _ | LV | 630 kVA :Kiosk Substation | 0.63 | --> | 0.63 | 0 | 0 | Constrained,otherwise capacity available =500kVA. | --> | 0.5985 | 0 | 0 | 0.5 | 0 |  | --> | C12 ex ORANMORE | Oranmore [T41,T44] | GALWAY 110KV |  | 53.2762 | -8.966
MV/LV Substation BO***924X |  | 10 kV | _ | LV | 400 kVA :Kiosk Substation | 0.4 | --> | 0.4 | 0 | 0 | Constrained,otherwise capacity available =358kVA. | --> | 0.38 | 0 | 0.00741 | 0.40633 | 0 |  | --> | C12 ex ORANMORE | Oranmore [T41,T44] | GALWAY 110KV |  | 53.2748 | -8.9655
MV/LV Substation BO***925X |  | 10 kV | _ | LV | 50 kVA :Pole Substation | 0.05 | --> | 0.05 | 0.05 | 1.1 |  | --> | 0.0475 | 0 | 0 | 0.05 | 0 |  | --> | C21 ex BIRR | Birr [T41,T422] | DALLOW |  | 53.0811 | -7.8721
MV/LV Substation BO***925Z |  | 10 kV | _ | LV | 1000 kVA :Building Structure | 1 | --> | 1 | 0.5 | 7.2 |  | --> | 0.95 | 0 | 0 | 0.5 | 0 |  | --> | C30 ex LIBERTY STREET | Liberty Street [T101,T102] | LIBERTY STREET |  | 51.8991 | -8.4721
MV/LV Substation BO***926Z |  | 10 kV | _ | LV | 1000 kVA :Building Structure | 1 | --> | 1 | 0.5 | 7.2 |  | --> | 0.95 | 0 | 0 | 0.5 | 0 |  | --> | C30 ex LIBERTY STREET | Liberty Street [T101,T102] | LIBERTY STREET |  | 51.899 | -8.472
MV/LV Substation BO***927Z |  | 10 kV | _ | LV | 1000 kVA :Building Structure | 1 | --> | 1 | 0.5 | 7.2 |  | --> | 0.95 | 0 | 0 | 0.5 | 0 |  | --> | C21 ex LIBERTY STREET | Liberty Street [T101,T102] | LIBERTY STREET |  | 51.8993 | -8.4722
MV/LV Substation BO***928Z |  | 10 kV | _ | LV | 1000 kVA :Building Structure | 1 | --> | 1 | 0.5 | 7.2 |  | --> | 0.95 | 0 | 0 | 0.5 | 0 |  | --> | C21 ex LIBERTY STREET | Liberty Street [T101,T102] | LIBERTY STREET |  | 51.8995 | -8.4724
MV/LV Substation BO***930 |  | 10 kV | _ | LV | 400 kVA :Kiosk Substation | 0.4 | --> | 0.4 | 0 | 0 | Constrained,otherwise capacity available =336kVA. | --> | 0.38 | 0 | 0.23416 | 0.40061 | 0 |  | --> | C19 ex BALLYBAILIE | Ballybailie [T41,T42] | DUNDALK |  | 53.8548 | -6.5567
MV/LV Substation BO***939X |  | 10 kV | _ | LV | 400 kVA :Kiosk Substation | 0.4 | --> | 0.4 | 0 | 0 | Constrained,otherwise capacity available =391kVA. | --> | 0.38 | 0 | 0 | 0.40136 | 0 |  | --> | C15 ex OLDBAWN | Oldbawn [T41,T42] | COOKSTOWN |  | 53.2861 | -6.3426
MV/LV Substation BO***939X |  | 10 kV | _ | LV | 400 kVA :Building Structure | 0.4 | --> | 0.4 | 0 | 0 | Constrained,otherwise capacity available =400kVA. | --> | 0.38 | 0 | 0 | 0.4 | 0 |  | --> | C17 ex CARRIGSHANE | Carrigshane [T41] | MIDLETON |  | 51.8899 | -8.1574
MV/LV Substation BO***940 |  | 20 kV | _ | LV | 200 kVA :Pole Substation | 0.2 | --> | 0.2 | 0 | 0 | Constrained,otherwise capacity available =186kVA. | --> | 0.19 | 0 | 0 | 0.20211 | 0 |  | --> | C11 ex DRUMQUIN | Drumquin [T42] | ENNIS |  | 52.7752 | -9.2396
MV/LV Substation BO***940Z |  | 10 kV | _ | LV | 630 kVA :Building Structure | 0.63 | --> | 0.63 | 0 | 0 | Constrained,otherwise capacity available =496kVA. | --> | 0.5985 | 0 | 0 | 0.5 | 0 |  | --> | C19 ex ROSEHILL | Rosehill [T41,T42] | KILKENNY |  | 52.6407 | -7.2463
MV/LV Substation BO***942 |  | 20 kV | _ | LV | 400 kVA :Kiosk Substation | 0.4 | --> | 0.4 | 0 | 0 | Constrained,otherwise capacity available =326kVA. | --> | 0.38 | 0 | 0.002223 | 0 | 0 | Constrained,otherwise capacity available =411.1kW. | --> | E20 ex ROSCREA | Roscrea [T41,T42] | IKERRIN |  | 52.9382 | -7.627
MV/LV Substation BO***946X |  | 10 kV | _ | LV | 400 kVA :Kiosk Substation | 0.4 | --> | 0.4 | 0 | 0 | Constrained,otherwise capacity available =340kVA. | --> | 0.38 | 0 | 0 | 0.40901 | 0 |  | --> | C17 ex HOLYCROSS ROAD | Holycross Road [T41,T42] | THURLES |  | 52.7534 | -7.9638
MV/LV Substation BO***949 |  | 10 kV | _ | LV | 630 kVA :Building Structure | 0.63 | --> | 0.63 | 0.5 | 7.9 |  | --> | 0.5985 | 0 | 0.002964 | 0.5 | 0 |  | --> | C28 ex TRINITY | Trinity [T101,T102] | POOLBEG |  | 53.3396 | -6.2405
MV/LV Substation BO***949 |  | 10 kV | _ | LV | 100 kVA :Pole Substation | 0.1 | --> | 0.1 | 0.079 | 2.4 |  | --> | 0.095 | 0 | 0.003705 | 0.10314 | 0 |  | --> | C16 ex BRAY | Bray [T41,T42] | FASSAROE |  | 53.1697 | -6.1438
MV/LV Substation BO***953Y |  | 10 kV | _ | LV | 200 kVA :Kiosk Substation | 0.2 | --> | 0.2 | 0 | 0 | Constrained,otherwise capacity available =132kVA. | --> | 0.19 | 0 | 0.009633 | 0.21007 | 0 |  | --> | C18 ex DRYBRIDGE | Drybridge [T41,T42] | DRYBRIDGE |  | 53.721 | -6.3859
MV/LV Substation BO***957X |  | 20 kV | _ | LV | 50 kVA :Pole Substation | 0.05 | --> | 0.05 | 0 | 0 | Constrained,otherwise capacity available =40kVA. | --> | 0.0475 | 0 | 0.003705 | 0.051496 | 0 |  | --> | E30 ex LOUGHREA | Loughrea [T41,T42] | SOMERSET |  | 53.1927 | -8.6466
MV/LV Substation BO***957Y |  | 10 kV | _ | LV | 1000 kVA :Building Structure | 1 | --> | 1 | 0 | 0 | Constrained,otherwise capacity available =500kVA. | --> | 0.95 | 0 | 0 | 0.5 | 0 |  | --> | C20 ex ROSEHILL | Rosehill [T41,T42] | KILKENNY |  | 52.6338 | -7.235
MV/LV Substation BO***959Y |  | 20 kV | _ | LV | 50 kVA :Pole Substation | 0.05 | --> | 0.05 | 0 | 0 | Constrained,otherwise capacity available =46kVA. | --> | 0.0475 | 0 | 0.003705 | 0.050604 | 0 |  | --> | C20 ex ROSCOMMON | Roscommon [T41,T42] | LANESBORO |  | 53.6499 | -8.2005
MV/LV Substation BO***959Y |  | 10 kV | _ | LV | 400 kVA :Kiosk Substation | 0.4 | --> | 0.4 | 0 | 0 | Constrained,otherwise capacity available =349kVA. | --> | 0.38 | 0 | 0 | 0 | 0 | Constrained,otherwise capacity available =407.7kW. | --> | C15 ex PORTARLINGTON | Portarlington [T41,T42] | PORTLAOISE |  | 53.1647 | -7.1939
MV/LV Substation BO***967X |  | 10 kV | _ | LV | 50 kVA :Pole Substation | 0.05 | --> | 0.05 | 0.049 | 0.1 |  | --> | 0.0475 | 0 | 0 | 0.050152 | 0 |  | --> | C12 ex BALLYMAHON | Ballymahon [T41,T42] | ATHLONE |  | 53.607 | -7.9038
MV/LV Substation BO***968 |  | 20 kV | _ | LV | 50 kVA :Pole Substation | 0.05 | --> | 0.05 | 0.038 | 6.4 |  | --> | 0.0475 | 0 | 0 | 0.05179 | 0 |  | --> | C18 ex GARRYCASTLE | Garrycastle [T41,T42] | ATHLONE |  | 53.3974 | -7.8502
MV/LV Substation BO***972 |  | 10 kV | _ | LV | 200 kVA :Pole Substation | 0.2 | --> | 0.2 | 0 | 0 | Constrained,otherwise capacity available =152kVA. | --> | 0.19 | 0 | 0 | 0.20716 | 0 |  | --> | C17 ex TRIM | Trim [T41,T42] | NAVAN |  | 53.5574 | -6.7674
MV/LV Substation BO***973 |  | 20 kV | _ | LV | 200 kVA :Pole Substation | 0.2 | --> | 0.2 | 0.188 | 0.9 |  | --> | 0.19 | 0 | 0 | 0.20181 | 0 |  | --> | E17 ex RATHMORE | Rathmore [T42,T421] | KNOCKEARAGH |  | 52.0766 | -9.0716
MV/LV Substation BO***974 |  | 20 kV | _ | LV | 200 kVA :Pole Substation | 0.2 | --> | 0.2 | 0 | 0 | Constrained,otherwise capacity available =200kVA. | --> | 0.19 | 0 | 0 | 0 | 0 | Constrained,otherwise capacity available =200kW. | --> | C17 ex COLLIGAN | Colligan [T41,T42] | DUNGARVAN |  | 52.0941 | -7.6983
MV/LV Substation BO***974Z |  | 20 kV | _ | LV | 100 kVA :Pole Substation | 0.1 | --> | 0.1 | 0 | 0 | Constrained,otherwise capacity available =73kVA. | --> | 0.095 | 0 | 0.003705 | 0.10402 | 0 |  | --> | E18 ex BALLINDERRY | Ballinderry [T41,T422] | MULLINGAR |  | 53.509 | -7.1349
MV/LV Substation BO***976X |  | 20 kV | _ | LV | 100 kVA :Pole Substation | 0.1 | --> | 0.1 | 0.082 | 8.1 |  | --> | 0.095 | 0 | 0 | 0 | 0 | Constrained,otherwise capacity available =102.7kW. | --> | E18 ex WESTPORT | Westport [T421,T422] | CASTLEBAR |  | 53.8284 | -9.4869
MV/LV Substation BO***984X |  | 20 kV | _ | LV | 50 kVA :Pole Substation | 0.05 | --> | 0.05 | 0.047 | 17.8 |  | --> | 0.0475 | 0 | 0 | 0.050453 | 0 |  | --> | E19 ex BANOGE | Banoge [T121,T122] | BANOGE |  | 52.5968 | -6.3428
MV/LV Substation BO***993Y |  | 20 kV | _ | LV | 50 kVA :Pole Substation | 0.05 | --> | 0.05 | 0.039 | 1.4 |  | --> | 0.0475 | 0 | 0.020007 | 0.051643 | 0 |  | --> | E12 ex KILLINICK | Killinick [T421,T422] | WEXFORD |  | 52.24 | -6.3324
MV/LV Substation BO***994X |  | 10 kV | _ | LV | 25 kVA :Pole Substation | 0.025 | --> | 0.025 | 0 | 0 | Constrained,otherwise capacity available =16kVA. | --> | 0.02375 | 0 | 0 | 0.026331 | 0 |  | --> | C11 ex LOUGHTAGALLA | Loughtagalla [T41,T42] | THURLES |  | 52.6758 | -7.714
MV/LV Substation BP***169Y |  | 20 kV | _ | LV | 100 kVA :Pole Substation | 0.1 | --> | 0.1 | 0.098 | 0.2 |  | --> | 0.095 | 0 | 0 | 0.1003 | 0 |  | --> | C16 ex KILSHANNY | Kilshanny [T41,T42] | CAHIR |  | 52.2723 | -8.0982
MV/LV Substation BP***858 |  | 20 kV | _ | LV | 50 kVA :Pole Substation | 0.05 | --> | 0.05 | 0.027 | 0.2 |  | --> | 0.0475 | 0 | 0.004446 | 0.053377 | 0 |  | --> | C16 ex KILSHANNY | Kilshanny [T41,T42] | CAHIR |  | 52.272 | -8.1011
MV/LV Substation BR***001 |  | 10 kV | _ | LV | 200 kVA :Pole Substation | 0.2 | --> | 0.2 | 0.094 | 7.9 |  | --> | 0.19 | 0 | 0.002223 | 0.21548 | 0 |  | --> | C11 ex DUNMANWAY | Dunmanway [T422,T43] | DUNMANWAY |  | 51.7212 | -9.1122
MV/LV Substation BR***002 |  | 10 kV | _ | LV | 630 kVA :Kiosk Substation | 0.63 | --> | 0.63 | 0.5 | 18.7 |  | --> | 0.5985 | 0 | 0 | 0.5 | 0 |  | --> | C17 ex ARKLOW | Arklow [T101,T102] | ARKLOW |  | 52.7984 | -6.1463
MV/LV Substation BR***002 |  | 10 kV | _ | LV | 400 kVA :Kiosk Substation | 0.4 | --> | 0.4 | 0.271 | 4.5 |  | --> | 0.38 | 0 | 0 | 0.41913 | 0 |  | --> | C11 ex MALLOW | Mallow [T41,T42] | MALLOW |  | 52.1339 | -8.6406
MV/LV Substation BR***003 |  | 10 kV | _ | LV | 630 kVA :Kiosk Substation | 0.63 | --> | 0.63 | 0 | 0 | Constrained,otherwise capacity available =500kVA. | --> | 0.5985 | 0 | 0 | 0.5 | 0 |  | --> | C17 ex KILBARRY | Kilbarry [T101,T43] | KILBARRY |  | 51.9094 | -8.4583
MV/LV Substation BR***003 |  | 10 kV | _ | LV | 400 kVA :Kiosk Substation | 0.4 | --> | 0.4 | 0 | 0 | Constrained,otherwise capacity available =257kVA. | --> | 0.38 | 0 | 0.006669 | 0.42115 | 0 |  | --> | C18 ex CARRICKMACROSS | Carrickmacross [T41,T42] | MEATH HILL |  | 53.9772 | -6.7208
MV/LV Substation BR***003 |  | 10 kV | _ | LV | 400 kVA :Building Structure | 0.4 | --> | 0.4 | 0.254 | 3.8 |  | --> | 0.38 | 0 | 0 | 0.42158 | 0 |  | --> | C13 ex WATERFORD | Waterford [T41,T42] | WATERFORD |  | 52.2642 | -7.1194
MV/LV Substation BR***004 |  | 10 kV | _ | LV | 630 kVA :Kiosk Substation | 0.63 | --> | 0.63 | 0 | 0 | Constrained,otherwise capacity available =456kVA. | --> | 0.5985 | 0 | 0.01482 | 0.5 | 0 |  | --> | C11 ex CRANMORE | Cranmore [T41,T42] | SLIGO |  | 54.2722 | -8.4717
MV/LV Substation BR***004Y |  | 20 kV | _ | LV | 50 kVA :Pole Substation | 0.05 | --> | 0.05 | 0.05 | 1.4 |  | --> | 0.0475 | 0 | 0 | 0.05 | 0 |  | --> | E20 ex KILLINICK | Killinick [T421,T422] | WEXFORD |  | 52.2327 | -6.537
MV/LV Substation BR***005 |  | 20 kV | _ | LV | 200 kVA :Pole Substation | 0.2 | --> | 0.2 | 0 | 0 | Constrained,otherwise capacity available =166kVA. | --> | 0.19 | 0 | 0 | 0.2051 | 0 |  | --> | E17 ex BRUFF | Bruff [T42,T421] | LIMERICK |  | 52.4786 | -8.5462
MV/LV Substation BR***006 |  | 10 kV | _ | LV | 200 kVA :Kiosk Substation | 0.2 | --> | 0.2 | 0 | 0 | Constrained,otherwise capacity available =76kVA. | --> | 0.19 | 0 | 0.00741 | 0 | 0 | Constrained,otherwise capacity available =218kW. | --> | C15 ex MOUNTMELLICK | Mountmellick [T41,T42] | PORTLAOISE |  | 53.1155 | -7.3213
MV/LV Substation BR***006 |  | 20 kV | _ | LV | 200 kVA :Kiosk Substation | 0.2 | --> | 0.2 | 0 | 0 | Constrained,otherwise capacity available =89kVA. | --> | 0.19 | 0 | 0 | 0.21618 | 0 |  | --> | E12 ex BALLINROBE | Ballinrobe [T421,T422] | DALTON |  | 53.6253 | -9.2241
MV/LV Substation BR***006 |  | 20 kV | _ | LV | 200 kVA :Pole Substation | 0.2 | --> | 0.2 | 0 | 0 | Constrained,otherwise capacity available =142kVA. | --> | 0.19 | 0 | 0 | 0.20862 | 0 |  | --> | E16 ex MILLTOWN (SR) | Milltown (sr) [T421,T422] | OUGHTRAGH |  | 52.106 | -9.7811
MV/LV Substation BR***006 |  | 20 kV | _ | LV | 200 kVA :Pole Substation | 0.2 | --> | 0.2 | 0 | 0 | Constrained,otherwise capacity available =32kVA. | --> | 0.19 | 0 | 0.013338 | 0.22397 | 0 |  | --> | E17 ex BRUFF | Bruff [T42,T421] | LIMERICK |  | 52.4751 | -8.5449
MV/LV Substation BR***006X |  | 10 kV | _ | LV | 630 kVA :Kiosk Substation | 0.63 | --> | 0.63 | 0.478 | 4.5 |  | --> | 0.5985 | 0 | 0.012597 | 0.5 | 0 |  | --> | C21 ex BOGHALL ROAD | Boghall Road [T41,T42] | FASSAROE |  | 53.2053 | -6.1013
MV/LV Substation BR***006X |  | 10 kV | _ | LV | 50 kVA :Pole Substation | 0.05 | --> | 0.05 | 0.04 | 3.9 |  | --> | 0.0475 | 0 | 0 | 0.051496 | 0 |  | --> | C21 ex GALWAY 110KV | Galway 110kv [T102,T103] | GALWAY 110KV |  | 53.2899 | -8.9889
MV/LV Substation BR***006Z |  | 20 kV | _ | LV | 50 kVA :Pole Substation | 0.05 | --> | 0.05 | 0 | 0 | Constrained,otherwise capacity available =45kVA. | --> | 0.0475 | 0 | 0 | 0.050753 | 0 |  | --> | E11 ex ACADEMY STREET | Academy Street [T421,T422,T44] | NAVAN |  | 53.6264 | -6.5544
MV/LV Substation BR***007 |  | 20 kV | _ | LV | 100 kVA :Pole Substation | 0.1 | --> | 0.1 | 0 | 0 |  | --> | 0.095 | 0 | 0.014079 | 0.11448 | 0 |  | --> | E17 ex BRUFF | Bruff [T42,T421] | LIMERICK |  | 52.4731 | -8.55
MV/LV Substation BR***009 |  | 10 kV | _ | LV | 400 kVA :Building Structure | 0.4 | --> | 0.4 | 0.056 | 2.8 |  | --> | 0.38 | 0 | 0.11337 | 0.44901 | 0 |  | --> | E14 ex CLARA | Clara [T421,T422] | THORNSBERRY |  | 53.3424 | -7.6157
MV/LV Substation BR***010 |  | 10 kV | _ | LV | 400 kVA :Kiosk Substation | 0.4 | --> | 0.4 | 0.301 | 1.5 |  | --> | 0.38 | 0 | 0 | 0.41476 | 0 |  | --> | C11 ex SMEARLA | Smearla [T41,T42] | TRIEN |  | 52.4424 | -9.4779
MV/LV Substation BR***011X |  | 10 kV | _ | LV | 400 kVA :Kiosk Substation | 0.4 | --> | 0.4 | 0.15247 | 0.2 | Constrained,otherwise capacity available =331kVA. | --> | 0.38 | 0 | 0.00741 | 0.41034 | 0 |  | --> | C13 ex SANDYFORD | Sandyford [T41,T42] | CARRICKMINES |  | 53.2675 | -6.2642
MV/LV Substation BR***012 |  | 10 kV | _ | LV | 630 kVA :Kiosk Substation | 0.63 | --> | 0.63 | 0 | 0 | Constrained,otherwise capacity available =500kVA. | --> | 0.5985 | 0 | 0 | 0.5 | 0 |  | --> | C22 ex UNIDARE | Unidare [T41,T42] | FINGLAS |  | 53.3908 | -6.301
MV/LV Substation BR***013X |  | 10 kV | _ | LV | 50 kVA :Pole Substation | 0.05 | --> | 0.05 | 0.05 | 2.8 |  | --> | 0.0475 | 0 | 0 | 0.05 | 0 |  | --> | C20 ex CASTLEBLAYNEY | Castleblayney [T41,T42] | DUNDALK |  | 54.065 | -6.7022
MV/LV Substation BR***013X |  | 10 kV | _ | LV | 200 kVA :Pole Substation | 0.2 | --> | 0.2 | 0.14 | 3 |  | --> | 0.19 | 0 | 0.008151 | 0 | 0 | Constrained,otherwise capacity available =208.9kW. | --> | C21 ex BALLYRAINE | Ballyraine [T41,T42] | LETTERKENNY |  | 54.9834 | -7.7197
MV/LV Substation BR***013X |  | 10 kV | _ | LV | 630 kVA :Building Structure | 0.63 | --> | 0.63 | 0 | 0 | Constrained,otherwise capacity available =414kVA. | --> | 0.5985 | 0 | 0 | 0.5 | 0 |  | --> | C21 ex BELGARD | Belgard [T41,T42] | COOKSTOWN |  | 53.2879 | -6.3514
MV/LV Substation BR***014 |  | 10 kV | _ | LV | 400 kVA :Kiosk Substation | 0.4 | --> | 0.4 | 0.256 | 2.2 |  | --> | 0.38 | 0 | 0.008892 | 0.4213 | 0 |  | --> | C17 ex BALLINASLOE | Ballinasloe [T41,T42] | SOMERSET |  | 53.3234 | -8.2386
MV/LV Substation BR***014 |  | 10 kV | _ | LV | 50 kVA :Pole Substation | 0.05 | --> | 0.05 | 0 | 0 | Constrained,otherwise capacity available =40kVA. | --> | 0.0475 | 0 | 0 | 0.051496 | 0 |  | --> | C17 ex LOUGHTAGALLA | Loughtagalla [T41,T42] | THURLES |  | 52.6844 | -7.8096
MV/LV Substation BR***014 |  | 10 kV | _ | LV | 400 kVA :Building Structure | 0.4 | --> | 0.4 | 0 | 0 | Constrained,otherwise capacity available =374kVA. | --> | 0.38 | 0 | 0 | 0.37742 | 0 | Constrained,otherwise capacity available =403.9kW. | --> | C22 ex CASTLEISLAND | Castleisland [T41,T42] | TRALEE |  | 52.2287 | -9.4648
MV/LV Substation BR***014Y |  | 10 kV | _ | LV | 400 kVA :Kiosk Substation | 0.4 | --> | 0.4 | 0 | 0 | Constrained,otherwise capacity available =334kVA. | --> | 0.38 | 0 | 0 | 0.4099 | 0 |  | --> | C21 ex KILBARRY | Kilbarry [T101,T43] | KILBARRY |  | 51.917 | -8.4899
MV/LV Substation BR***017 |  | 10 kV | _ | LV | 200 kVA :Kiosk Substation | 0.2 | --> | 0.2 | 0 | 0 | Constrained,otherwise capacity available =147kVA. | --> | 0.19 | 0 | 0.031863 | 0.20789 | 0 |  | --> | C16 ex TALBOTS INCH | Talbots Inch [T41,T42] | KILKENNY |  | 52.6613 | -7.2533
MV/LV Substation BR***018X |  | 10 kV | _ | LV | 50 kVA :Pole Substation | 0.05 | --> | 0.05 | 0 | 0 | Constrained,otherwise capacity available =49kVA. | --> | 0.0475 | 0 | 0 | 0.050152 | 0 |  | --> | C23 ex CASTLEISLAND | Castleisland [T41,T42] | TRALEE |  | 52.2374 | -9.4593
MV/LV Substation BR***018Z |  | 20 kV | _ | LV | 50 kVA :Pole Substation | 0.05 | --> | 0.05 | 0 | 0 | Constrained,otherwise capacity available =39kVA. | --> | 0.0475 | 0 | 0 | 0.051643 | 0 |  | --> | E17 ex JULIANSTOWN | Julianstown [T421,T422] | DRYBRIDGE |  | 53.6988 | -6.271
MV/LV Substation BR***020X |  | 10 kV | _ | LV | 400 kVA :Kiosk Substation | 0.4 | --> | 0.4 | 0 | 0 | Constrained,otherwise capacity available =305kVA. | --> | 0.38 | 0 | 0 | 0.41417 | 0 |  | --> | C11 ex FINISKLIN | Finisklin [T41,T42] | SLIGO |  | 54.2744 | -8.483
MV/LV Substation BR***021X |  | 10 kV | _ | LV | 100 kVA :Pole Substation | 0.1 | --> | 0.1 | 0 | 0 | Constrained,otherwise capacity available =83kVA. | --> | 0.095 | 0 | 0 | 0 | 0 | Constrained,otherwise capacity available =102.5kW. | --> | C15 ex CULLION | Cullion [T41,T42] | LETTERKENNY |  | 54.9451 | -7.6987
MV/LV Substation BR***023 |  | 10 kV | _ | LV | 50 kVA :Pole Substation | 0.05 | --> | 0.05 | 0 | 0 | Constrained,otherwise capacity available =34kVA. | --> | 0.0475 | 0 | 0.003705 | 0.052373 | 0 |  | --> | C19 ex PARKMORE | Parkmore [T41,T42] | GALWAY 110KV |  | 53.2955 | -8.9794
MV/LV Substation BR***023X |  | 10 kV | _ | LV | 200 kVA :Kiosk Substation | 0.2 | --> | 0.2 | 0.175 | 4.4 |  | --> | 0.19 | 0 | 0.002964 | 0.20376 | 0 |  | --> | C19 ex KINGSCOURT | Kingscourt [T41,T42] | MEATH HILL |  | 53.8208 | -6.748
MV/LV Substation BR***023X |  | 10 kV | _ | LV | 400 kVA :Kiosk Substation | 0.4 | --> | 0.4 | 0.15247 | 0.2 | Constrained,otherwise capacity available =281kVA. | --> | 0.38 | 0 | 0.012597 | 0.41768 | 0 |  | --> | C19 ex SANDYFORD | Sandyford [T41,T42] | CARRICKMINES |  | 53.2716 | -6.2545
MV/LV Substation BR***024 |  | 10 kV | _ | LV | 630 kVA :Kiosk Substation | 0.63 | --> | 0.63 | 0.355 | 1.4 |  | --> | 0.5985 | 0 | 0.071877 | 0.5 | 0 |  | --> | C13 ex DODDER ROAD | Dodder Road [T42] | MILLTOWN (DR) |  | 53.3027 | -6.2673
MV/LV Substation BR***024X |  | 20 kV | _ | LV | 200 kVA :Pole Substation | 0.2 | --> | 0.2 | 0 | 0 | Constrained,otherwise capacity available =150kVA. | --> | 0.19 | 0 | 0.004446 | 0.20745 | 0 |  | --> | C16 ex TULLA | Tulla [T41,T42] | ENNIS |  | 52.803 | -8.6317
MV/LV Substation BR***025 |  | 10 kV | _ | LV | 200 kVA :Pole Substation | 0.2 | --> | 0.2 | 0 | 0 | Constrained,otherwise capacity available =139kVA. | --> | 0.19 | 0 | 0.011115 | 0.20906 | 0 |  | --> | C11 ex PORTLAW | Portlaw [T41,T42] | BUTLERSTOWN |  | 52.2897 | -7.3149
MV/LV Substation BR***028 |  | 10 kV | _ | LV | 200 kVA :Pole Substation | 0.2 | --> | 0.2 | 0 | 0 | Constrained,otherwise capacity available =112kVA. | --> | 0.19 | 0 | 0.002964 | 0.21294 | 0 |  | --> | C12 ex SKIBBEREEN | Skibbereen [T41,T42] | DUNMANWAY |  | 51.5506 | -9.2795
MV/LV Substation BR***028 |  | 10 kV | _ | LV | 630 kVA :Building Structure | 0.63 | --> | 0.63 | 0 | 0 | Constrained,otherwise capacity available =301kVA. | --> | 0.5985 | 0 | 0.00741 | 0.5 | 0 |  | --> | E16 ex GARRANACANTY | Garranacanty [T421,T422] | TIPPERARY |  | 52.4734 | -8.1616
MV/LV Substation BR***028 |  | 10 kV | _ | LV | 400 kVA :Building Structure | 0.4 | --> | 0.4 | 0.276 | 0.7 |  | --> | 0.38 | 0 | 0 | 0.4184 | 0 |  | --> | C14 ex KILRUSH | Kilrush [T41,T42] | TULLABRACK |  | 52.6447 | -9.4828
MV/LV Substation BR***029 |  | 10 kV | _ | LV | 630 kVA :Kiosk Substation | 0.63 | --> | 0.63 | 0.33 | 7.8 |  | --> | 0.5985 | 0 | 0 | 0.5 | 0 |  | --> | C13 ex CARROWBEG | Carrowbeg [T41,T42] | CARROWBEG |  | 53.7996 | -9.5215
MV/LV Substation BR***029 |  | 10 kV | _ | LV | 50 kVA :Pole Substation | 0.05 | --> | 0.05 | 0 | 1.9 |  | --> | 0.0475 | 0 | 0.003705 | 0 | 0 | Constrained,otherwise capacity available =57kW. | --> | C17 ex MILFORD (MWR) | Milford (mwr) [T41] | CHARLEVILLE |  | 52.3457 | -8.977
MV/LV Substation BR***029X |  | 20 kV | _ | LV | 100 kVA :Pole Substation | 0.1 | --> | 0.1 | 0.097 | 1.6 |  | --> | 0.095 | 0 | 0 | 0.10045 | 0 |  | --> | E17 ex CARRIGALLEN | Carrigallen [T421] | CARRICK ON SHANNON |  | 53.9723 | -7.6968
MV/LV Substation BR***030Z |  | 10 kV | _ | LV | 400 kVA :Kiosk Substation | 0.4 | --> | 0.4 | 0.253 | 5.7 |  | --> | 0.38 | 0 | 0.001482 | 0.42173 | 0 |  | --> | C19 ex RAMPARTS | Ramparts [T41,T42] | DUNDALK |  | 54.0174 | -6.3986
MV/LV Substation BR***032 |  | 10 kV | _ | LV | 200 kVA :Kiosk Substation | 0.2 | --> | 0.2 | 0 | 0 | Constrained,otherwise capacity available =133kVA. | --> | 0.19 | 0 | 0.006669 | 0 | 0 | Constrained,otherwise capacity available =209.9kW. | --> | C15 ex PORTARLINGTON | Portarlington [T41,T42] | PORTLAOISE |  | 53.1545 | -7.1784
MV/LV Substation BR***032Z |  | 10 kV | _ | LV | 200 kVA :Kiosk Substation | 0.2 | --> | 0.2 | 0 | 0 | Constrained,otherwise capacity available =102kVA. | --> | 0.19 | 0 | 0.040755 | 0.21436 | 0 |  | --> | C18 ex NAAS | Naas [T41,T42] | KILTEEL |  | 53.203 | -6.6704
MV/LV Substation BR***033 |  | 20 kV | _ | LV | 200 kVA :Pole Substation | 0.2 | --> | 0.2 | 0.133 | 1.5 |  | --> | 0.19 | 0 | 0 | 0.20993 | 0 |  | --> | C14 ex SMEARLA | Smearla [T41,T42] | TRIEN |  | 52.5726 | -9.377
MV/LV Substation BR***033Y |  | 10 kV | _ | LV | 400 kVA :Kiosk Substation | 0.4 | --> | 0.4 | 0.334 | 13.8 |  | --> | 0.38 | 0 | 0.003705 | 0.4099 | 0 |  | --> | C18 ex SINGLAND | Singland [T101,T102] | SINGLAND |  | 52.6665 | -8.5578
MV/LV Substation BR***034 |  | 10 kV | _ | LV | 400 kVA :Building Structure | 0.4 | --> | 0.4 | 0.379 | 6.2 |  | --> | 0.38 | 0 | 0.14598 | 0.40318 | 0 |  | --> | C19 ex CAHIR | Cahir [T41,T42] | CAHIR |  | 52.3756 | -7.9283
MV/LV Substation BR***037 |  | 10 kV | _ | LV | 100 kVA :Pole Substation | 0.1 | --> | 0.1 | 0.089 | 12.2 |  | --> | 0.095 | 0 | 0.004446 | 0.10166 | 0 |  | --> | C25 ex BALLYBEG | Ballybeg [T101,T102] | CARRICKMINES |  | 52.9853 | -6.0487
MV/LV Substation BR***037Z |  | 20 kV | _ | LV | 630 kVA :Kiosk Substation | 0.63 | --> | 0.63 | 0 | 0 | Constrained,otherwise capacity available =500kVA. | --> | 0.5985 | 0 | 0 | 0.5 | 0 |  | --> | E15 ex GLENAMADDY | Glenamaddy [T422] | ATHLONE |  | 53.6017 | -8.5593
MV/LV Substation BR***038 |  | 10 kV | _ | LV | 400 kVA :Kiosk Substation | 0.4 | --> | 0.4 | 0.277 | 0.4 |  | --> | 0.38 | 0 | 0.030381 | 0.41826 | 0 |  | --> | C13 ex CARRICKMINES | Carrickmines [T41,T42] | CARRICKMINES |  | 53.2576 | -6.1684
MV/LV Substation BR***039 |  | 10 kV | _ | LV | 630 kVA :Building Structure | 0.63 | --> | 0.63 | 0.498 | 1.9 |  | --> | 0.5985 | 0 | 0.00741 | 0 | 0 | Constrained,otherwise capacity available =500kW. | --> | C13 ex TURLOUGH ROAD | Turlough Road [T41,T42] | CASTLEBAR |  | 53.8569 | -9.2977
MV/LV Substation BR***039X |  | 10 kV | _ | LV | 1000 kVA :Building Structure | 1 | --> | 1 | 0 | 0 | Constrained,otherwise capacity available =500kVA. | --> | 0.95 | 0 | 0 | 0.5 | 0 |  | --> | C19 ex BELGARD | Belgard [T41,T42] | COOKSTOWN |  | 53.2977 | -6.3614
MV/LV Substation BR***041Y |  | 10 kV | _ | LV | 400 kVA :Building Structure | 0.4 | --> | 0.4 | 0 | 0 | Constrained,otherwise capacity available =383kVA. | --> | 0.38 | 0 | 0 | 0.40257 | 0 |  | --> | C18 ex BALLYHALE | Ballyhale [T42,T421] | KILKENNY |  | 52.4648 | -7.3774
MV/LV Substation BR***042 |  | 10 kV | _ | LV | 1000 kVA :Building Structure | 1 | --> | 1 | 0 | 0 | Constrained,otherwise capacity available =500kVA. | --> | 0.95 | 0 | 0.025935 | 0.5 | 0 |  | --> | C17 ex CAHIRCALLA | Cahircalla [T41,T42] | ENNIS |  | 52.8403 | -8.9801
MV/LV Substation BR***043 |  | 20 kV | _ | LV | 200 kVA :Pole Substation | 0.2 | --> | 0.2 | 0 | 0 | Constrained,otherwise capacity available =94kVA. | --> | 0.19 | 0 | 0.03705 | 0.21548 | 0 |  | --> | E17 ex KILCOLGAN | Kilcolgan [T42,T421] | GALWAY 110KV |  | 53.1642 | -8.8121
MV/LV Substation BR***043 |  | 20 kV | _ | LV | 200 kVA :Pole Substation | 0.2 | --> | 0.2 | 0 | 0 | Constrained,otherwise capacity available =166kVA. | --> | 0.19 | 0 | 0 | 0.2051 | 0 |  | --> | E17 ex BRUFF | Bruff [T42,T421] | LIMERICK |  | 52.4814 | -8.5486
MV/LV Substation BR***044 |  | 10 kV | _ | LV | 200 kVA :Kiosk Substation | 0.2 | --> | 0.2 | 0.107 | 4.2 |  | --> | 0.19 | 0 | 0 | 0.21365 | 0 |  | --> | C19 ex ERRIGAL | Errigal [T41,T422] | SHANKILL |  | 54.0736 | -7.0843
MV/LV Substation BR***045 |  | 10 kV | _ | LV | 400 kVA :Kiosk Substation | 0.4 | --> | 0.4 | 0 | 0 | Constrained,otherwise capacity available =313kVA. | --> | 0.38 | 0 | 0.008151 | 0.413 | 0 |  | --> | C11 ex GRAIGUENAMANAGH | Graiguenamanagh [T41,T42] | KILKENNY |  | 52.5386 | -6.9625
MV/LV Substation BR***045Z |  | 10 kV | _ | LV | 50 kVA :Pole Substation | 0.05 | --> | 0.05 | 0 | 0 | Constrained,otherwise capacity available =40kVA. | --> | 0.0475 | 0 | 0 | 0 | 0 | Constrained,otherwise capacity available =51.5kW. | --> | C11 ex PORTARLINGTON | Portarlington [T41,T42] | PORTLAOISE |  | 53.2162 | -7.1421
MV/LV Substation BR***047Y |  | 10 kV | _ | LV | 50 kVA :Pole Substation | 0.05 | --> | 0.05 | 0.043 | 3.4 |  | --> | 0.0475 | 0 | 0.004446 | 0.051052 | 0 |  | --> | C19 ex GLENGOOLE | Glengoole [T41] | THURLES |  | 52.5809 | -7.6212
MV/LV Substation BR***047Z |  | 10 kV | _ | LV | 400 kVA :Kiosk Substation | 0.4 | --> | 0.4 | 0 | 0 | Constrained,otherwise capacity available =313kVA. | --> | 0.38 | 0 | 0 | 0.413 | 0 |  | --> | C21 ex BALLINDERRY | Ballinderry [T41,T422] | MULLINGAR |  | 53.5164 | -7.3419
MV/LV Substation BR***049Y |  | 20 kV | _ | LV | 630 kVA :Building Structure | 0.63 | --> | 0.63 | 0 | 0 | Constrained,otherwise capacity available =500kVA. | --> | 0.5985 | 0 | 0 | 0.5 | 0 |  | --> | E17 ex BALTRASNA | Baltrasna [T121,T122] | BALTRASNA |  | 53.5166 | -6.5396
MV/LV Substation BR***050 |  | 10 kV | _ | LV | 400 kVA :Kiosk Substation | 0.4 | --> | 0.4 | 0.228 | 13.2 |  | --> | 0.38 | 0 | 0.039273 | 0.42531 | 0 |  | --> | C30 ex ARTANE | Artane [T101,T102] | FINGLAS |  | 53.3805 | -6.1999
MV/LV Substation BR***051Y |  | 20 kV | _ | LV | 400 kVA :Building Structure | 0.4 | --> | 0.4 | 0 | 0 | Constrained,otherwise capacity available =348kVA. | --> | 0.38 | 0 | 0 | 0.40782 | 0 |  | --> | C12 ex SPIDDAL | Spiddal [T42] | SCREEB |  | 53.2449 | -9.3067
MV/LV Substation BR***053X |  | 10 kV | _ | LV | 400 kVA :Kiosk Substation | 0.4 | --> | 0.4 | 0.362 | 13.4 |  | --> | 0.38 | 0 | 0 | 0.40573 | 0 |  | --> | C18 ex POTTERY ROAD | Pottery Road [T101,T102] | CARRICKMINES |  | 53.2843 | -6.1127
MV/LV Substation BR***053Y |  | 20 kV | _ | LV | 200 kVA :Pole Substation | 0.2 | --> | 0.2 | 0 | 0 | Constrained,otherwise capacity available =186kVA. | --> | 0.19 | 0 | 0 | 0.20211 | 0 |  | --> | E12 ex KILCOCK | Kilcock [T421,T422] | GRIFFINRATH |  | 53.4242 | -6.5758
MV/LV Substation BR***055 |  | 10 kV | _ | LV | 400 kVA :Kiosk Substation | 0.4 | --> | 0.4 | 0 | 0 | Constrained,otherwise capacity available =323kVA. | --> | 0.38 | 0 | 0.00741 | 0.41153 | 0 |  | --> | C16 ex TRAMORE | Tramore [T41,T42] | BUTLERSTOWN |  | 52.1637 | -7.149
MV/LV Substation BR***056 |  | 10 kV | _ | LV | 400 kVA :Kiosk Substation | 0.4 | --> | 0.4 | 0.225 | 1.8 |  | --> | 0.38 | 0 | 0.043719 | 0.42573 | 0 |  | --> | C12 ex CAHERDAVIN | Caherdavin [T41,T42] | ARDNACRUSHA |  | 52.6652 | -8.6592
MV/LV Substation BR***056 |  | 10 kV | _ | LV | 100 kVA :Building Structure | 0.1 | --> | 0.1 | 0.077 | 3.5 |  | --> | 0.095 | 0 | 0 | 0.10343 | 0 |  | --> | C13 ex DUNDALK | Dundalk [T41,T42] | DUNDALK |  | 53.9952 | -6.4135
MV/LV Substation BR***058Y |  | 10 kV | _ | LV | 200 kVA :Kiosk Substation | 0.2 | --> | 0.2 | 0.156 | 18.7 |  | --> | 0.19 | 0 | 0 | 0.20657 | 0 |  | --> | C19 ex ARKLOW | Arklow [T101,T102] | ARKLOW |  | 52.7967 | -6.1505
MV/LV Substation BR***059 |  | 10 kV | _ | LV | 50 kVA :Pole Substation | 0.05 | --> | 0.05 | 0 | 0 | Constrained,otherwise capacity available =44kVA. | --> | 0.0475 | 0 | 0.003705 | 0.050903 | 0 |  | --> | C15 ex SKIBBEREEN | Skibbereen [T41,T42] | DUNMANWAY |  | 51.5068 | -9.3494
MV/LV Substation BR***059 |  | 10 kV | _ | LV | 400 kVA :Kiosk Substation | 0.4 | --> | 0.4 | 0.332 | 1.5 |  | --> | 0.38 | 0 | 0.008151 | 0.4102 | 0 |  | --> | C20 ex MONKSTOWN | Monkstown [T41,T42] | BLACKROCK |  | 53.3012 | -6.1861
MV/LV Substation BR***061 |  | 10 kV | _ | LV | 400 kVA :Building Structure | 0.4 | --> | 0.4 | 0.302 | 6 |  | --> | 0.38 | 0 | 0 | 0 | 0 | Constrained,otherwise capacity available =414.6kW. | --> | C11 ex ARDGEEHA | Ardgeeha [T41,T42] | DOON |  | 52.3522 | -7.7043
MV/LV Substation BR***061X |  | 10 kV | _ | LV | 400 kVA :Kiosk Substation | 0.4 | --> | 0.4 | 0.267 | 2.4 |  | --> | 0.38 | 0 | 0.005928 | 0.41971 | 0 |  | --> | C13 ex BRAY | Bray [T41,T42] | FASSAROE |  | 53.2016 | -6.1113
MV/LV Substation BR***062 |  | 10 kV | _ | LV | 630 kVA :Kiosk Substation | 0.63 | --> | 0.63 | 0.5 | 12.2 |  | --> | 0.5985 | 0 | 0.002223 | 0.5 | 0 |  | --> | C20 ex BALLYBEG | Ballybeg [T101,T102] | CARRICKMINES |  | 52.9754 | -6.0532
MV/LV Substation BR***062X |  | 20 kV | _ | LV | 50 kVA :Pole Substation | 0.05 | --> | 0.05 | 0.046 | 2.3 |  | --> | 0.0475 | 0 | 0 | 0.050604 | 0 |  | --> | E14 ex MOY | Moy [T421,T422] | MOY |  | 54.1363 | -9.1665
MV/LV Substation BR***064Y |  | 10 kV | _ | LV | 400 kVA :Kiosk Substation | 0.4 | --> | 0.4 | 0.303 | 1 |  | --> | 0.38 | 0 | 0 | 0.41447 | 0 |  | --> | C16 ex CORBALLY | Corbally [T41,T42] | ARDNACRUSHA |  | 52.6657 | -8.6204
MV/LV Substation BR***065 |  | 10 kV | _ | LV | 100 kVA :Pole Substation | 0.1 | --> | 0.1 | 0 | 0 | Constrained,otherwise capacity available =89kVA. | --> | 0.095 | 0 | 0.009633 | 0.10166 | 0 |  | --> | C19 ex PARKMORE | Parkmore [T41,T42] | GALWAY 110KV |  | 53.2967 | -8.9746
MV/LV Substation BR***066X |  | 10 kV | _ | LV | 400 kVA :Building Structure | 0.4 | --> | 0.4 | 0.15247 | 0.2 | Constrained,otherwise capacity available =342kVA. | --> | 0.38 | 0 | 0 | 0.40871 | 0 |  | --> | C18 ex SANDYFORD | Sandyford [T41,T42] | CARRICKMINES |  | 53.2754 | -6.2159
MV/LV Substation BR***066X |  | 10 kV | _ | LV | 50 kVA :Pole Substation | 0.05 | --> | 0.05 | 0.042 | 0.7 |  | --> | 0.0475 | 0 | 0.018525 | 0.0512 | 0 |  | --> | C11 ex KILRUSH | Kilrush [T41,T42] | TULLABRACK |  | 52.6161 | -9.3804
MV/LV Substation BR***067 |  | 10 kV | _ | LV | 400 kVA :Kiosk Substation | 0.4 | --> | 0.4 | 0 | 0 | Constrained,otherwise capacity available =279kVA. | --> | 0.38 | 0 | 0.006669 | 0.41797 | 0 |  | --> | C21 ex STEPHENSTOWN | Stephenstown [T101,T102] | FINGLAS |  | 53.6137 | -6.1916
MV/LV Substation BR***067 |  | 10 kV | _ | LV | 100 kVA :Pole Substation | 0.1 | --> | 0.1 | 0.086 | 1.7 |  | --> | 0.095 | 0 | 0 | 0.1021 | 0 |  | --> | C21 ex ATHY | Athy [T101,T102] | ATHY |  | 53.0185 | -7.1381
MV/LV Substation BR***067 |  | 10 kV | _ | LV | 630 kVA :Kiosk Substation | 0.63 | --> | 0.63 | 0.425 | 4.3 |  | --> | 0.5985 | 0 | 0.049647 | 0.5 | 0 |  | --> | C21 ex DEANSGRANGE | Deansgrange [T41,T42] | CARRICKMINES |  | 53.2651 | -6.1824
MV/LV Substation BR***068 |  | 10 kV | _ | LV | 200 kVA :Kiosk Substation | 0.2 | --> | 0.2 | 0 | 0 | Constrained,otherwise capacity available =183kVA. | --> | 0.19 | 0 | 0 | 0.20256 | 0 |  | --> | C12 ex COOLCORCORAN | Coolcorcoran [T41,T42] | KNOCKEARAGH |  | 52.0662 | -9.5124
MV/LV Substation BR***068Y |  | 10 kV | _ | LV | 400 kVA :Kiosk Substation | 0.4 | --> | 0.4 | 0 | 0 | Constrained,otherwise capacity available =227kVA. | --> | 0.38 | 0 | 0.034086 | 0.42545 | 0 |  | --> | C17 ex DOUGLAS | Douglas [T41,T42] | TRABEG |  | 51.8612 | -8.4358
MV/LV Substation BR***068Z |  | 10 kV | _ | LV | 630 kVA :Building Structure | 0.63 | --> | 0.63 | 0 | 0 | Constrained,otherwise capacity available =500kVA. | --> | 0.5985 | 0 | 0.002964 | 0.5 | 0 |  | --> | C16 ex BALBRIGGAN | Balbriggan [T42] | GLASMORE |  | 53.6092 | -6.1828
MV/LV Substation BR***069X |  | 10 kV | _ | LV | 400 kVA :Kiosk Substation | 0.4 | --> | 0.4 | 0.358 | 0.9 |  | --> | 0.38 | 0 | 0 | 0.40633 | 0 |  | --> | C16 ex KENMARE | Kenmare [T42] | KNOCKEARAGH |  | 51.8838 | -9.5912
MV/LV Substation BR***069Y |  | 20 kV | _ | LV | 100 kVA :Pole Substation | 0.1 | --> | 0.1 | 0.099 | 1.2 |  | --> | 0.095 | 0 | 0 | 0.10015 | 0 |  | --> | E21 ex CRATLOE | Cratloe [T421,T422] | ARDNACRUSHA |  | 52.7011 | -8.7734
MV/LV Substation BR***069Z |  | 10 kV | _ | LV | 400 kVA :Building Structure | 0.4 | --> | 0.4 | 0.387 | 3.5 |  | --> | 0.38 | 0 | 0 | 0.40197 | 0 |  | --> | C19 ex DUNDALK | Dundalk [T41,T42] | DUNDALK |  | 53.9936 | -6.4152
MV/LV Substation BR***071 |  | 20 kV | _ | LV | 50 kVA :Pole Substation | 0.05 | --> | 0.05 | 0.032 | 2.8 |  | --> | 0.0475 | 0 | 0.018525 | 0.052662 | 0 |  | --> | E13 ex BALLYRAGGET | Ballyragget [T421,T422] | BALLYRAGGET |  | 52.7831 | -7.3308
MV/LV Substation BR***073 |  | 20 kV | _ | LV | 50 kVA :Pole Substation | 0.05 | --> | 0.05 | 0 | 0 | Constrained,otherwise capacity available =41kVA. | --> | 0.0475 | 0 | 0 | 0.051348 | 0 |  | --> | E11 ex BEALNABLATH | Bealnablath [T421] | BANDON |  | 51.8634 | -8.7272
MV/LV Substation BR***073X |  | 20 kV | _ | LV | 50 kVA :Pole Substation | 0.05 | --> | 0.05 | 0.024 | 2.5 |  | --> | 0.0475 | 0 | 0.002223 | 0.0538 | 0 |  | --> | E17 ex EDGEWORTHSTOWN | Edgeworthstown [T421,T422] | RICHMOND |  | 53.6987 | -7.6094
MV/LV Substation BR***074 |  | 10 kV | _ | LV | 1000 kVA :Building Structure | 1 | --> | 1 | 0.5 | 3.9 |  | --> | 0.95 | 0 | 0 | 0.5 | 0 |  | --> | C22 ex GALWAY 110KV | Galway 110kv [T102,T103] | GALWAY 110KV |  | 53.2896 | -9.0033
MV/LV Substation BR***075Z |  | 10 kV | _ | LV | 400 kVA :Kiosk Substation | 0.4 | --> | 0.4 | 0 | 0 | Constrained,otherwise capacity available =298kVA. | --> | 0.38 | 0 | 0.030381 | 0.4152 | 0 |  | --> | C12 ex CARRIGALINE | Carrigaline [T41,T42] | BARNAHELY |  | 51.8212 | -8.382
MV/LV Substation BR***077X |  | 10 kV | _ | LV | 400 kVA :Building Structure | 0.4 | --> | 0.4 | 0.4 | 2.4 |  | --> | 0.38 | 0 | 0 | 0.4 | 0 |  | --> | C20 ex BRAY | Bray [T41,T42] | FASSAROE |  | 53.1834 | -6.1235
MV/LV Substation BR***077X |  | 10 kV | _ | LV | 400 kVA :Kiosk Substation | 0.4 | --> | 0.4 | 0 | 0 | Constrained,otherwise capacity available =315kVA. | --> | 0.38 | 0 | 0.019266 | 0.41271 | 0 |  | --> | C14 ex SWORDS | Swords [T41,T42] | GLASMORE |  | 53.4659 | -6.2294
MV/LV Substation BR***078Y |  | 20 kV | _ | LV | 50 kVA :Pole Substation | 0.05 | --> | 0.05 | 0 | 0 | Constrained,otherwise capacity available =39kVA. | --> | 0.0475 | 0 | 0 | 0 | 0 | Constrained,otherwise capacity available =51.6kW. | --> | E17 ex BLESSINGTON | Blessington [T421,T422] | KILTEEL |  | 53.0866 | -6.5815
MV/LV Substation BR***082Z |  | 10 kV | _ | LV | 100 kVA :Pole Substation | 0.1 | --> | 0.1 | 0 | 0 | Constrained,otherwise capacity available =53kVA. | --> | 0.095 | 0 | 0 | 0.10689 | 0 |  | --> | E11 ex ASHBOURNE | Ashbourne [T421,T422] | FINGLAS |  | 53.4326 | -6.3295
MV/LV Substation BR***084 |  | 10 kV | _ | LV | 1000 kVA :Kiosk Substation | 1 | --> | 1 | 0.5 | 3 |  | --> | 0.95 | 0 | 0 | 0 | 0 | Constrained,otherwise capacity available =500kW. | --> | E17 ex CHARLEVILLE | Charleville [T421,T422] | CHARLEVILLE |  | 52.355 | -8.6825
MV/LV Substation BR***086Y |  | 20 kV | _ | LV | 630 kVA :Building Structure | 0.63 | --> | 0.63 | 0 | 0 | Constrained,otherwise capacity available =500kVA. | --> | 0.5985 | 0 | 0.008151 | 0 | 0 | Constrained,otherwise capacity available =500kW. | --> | E16 ex WINDSOR | Windsor [T421,T422] | CASTLEBAR |  | 53.8474 | -9.2798
MV/LV Substation BR***086Y |  | 10 kV | _ | LV | 400 kVA :Building Structure | 0.4 | --> | 0.4 | 0.4 | 0.4 |  | --> | 0.38 | 0 | 0 | 0 | 0 | Constrained,otherwise capacity available =400kW. | --> | C15 ex KILMAGIG | Kilmagig [T42] | ARKLOW |  | 52.8808 | -6.3306
MV/LV Substation BR***092 |  | 10 kV | _ | LV | 400 kVA :Kiosk Substation | 0.4 | --> | 0.4 | 0 | 0 | Constrained,otherwise capacity available =381kVA. | --> | 0.38 | 0 | 0.004446 | 0.40287 | 0 |  | --> | C19 ex DRYBRIDGE | Drybridge [T41,T42] | DRYBRIDGE |  | 53.7257 | -6.351
MV/LV Substation BR***093 |  | 10 kV | _ | LV | 100 kVA :Pole Substation | 0.1 | --> | 0.1 | 0 | 0 | Constrained,otherwise capacity available =100kVA. | --> | 0.095 | 0 | 0 | 0.1 | 0 |  | --> | C15 ex LOUGHSHINNY | Loughshinny [T41,T42] | GLASMORE |  | 53.5241 | -6.0928
MV/LV Substation BR***093Y |  | 10 kV | _ | LV | 200 kVA :Kiosk Substation | 0.2 | --> | 0.2 | 0 | 0 | Constrained,otherwise capacity available =126kVA. | --> | 0.19 | 0 | 0.00741 | 0.21094 | 0 |  | --> | C16 ex MALAHIDE | Malahide [T41,T42] | GLASMORE |  | 53.4405 | -6.1504
MV/LV Substation BR***094Y |  | 20 kV | _ | LV | 50 kVA :Pole Substation | 0.05 | --> | 0.05 | 0 | 0 | Constrained,otherwise capacity available =45kVA. | --> | 0.0475 | 0 | 0 | 0.050753 | 0 |  | --> | E17 ex BRUFF | Bruff [T42,T421] | LIMERICK |  | 52.4781 | -8.5426
MV/LV Substation BR***094Z |  | 10 kV | _ | LV | 200 kVA :Kiosk Substation | 0.2 | --> | 0.2 | 0 | 0 | Constrained,otherwise capacity available =123kVA. | --> | 0.19 | 0 | 0.008151 | 0.21137 | 0 |  | --> | C41 ex COLLEGE PARK | College Park [T101,T102,T103] | COLLEGE PARK |  | 53.4048 | -6.414
MV/LV Substation BR***095 |  | 10 kV | _ | LV | 400 kVA :Kiosk Substation | 0.4 | --> | 0.4 | 0 | 0 | Constrained,otherwise capacity available =289kVA. | --> | 0.38 | 0 | 0.017784 | 0.41651 | 0 |  | --> | C20 ex DRYBRIDGE | Drybridge [T41,T42] | DRYBRIDGE |  | 53.7269 | -6.3449
MV/LV Substation BR***095Z |  | 10 kV | _ | LV | 100 kVA :Pole Substation | 0.1 | --> | 0.1 | 0 | 0 | Constrained,otherwise capacity available =87kVA. | --> | 0.095 | 0 | 0 | 0.10195 | 0 |  | --> | C31 ex KILBARRY | Kilbarry [T101,T43] | KILBARRY |  | 51.9445 | -8.4387
MV/LV Substation BR***096Z |  | 10 kV | _ | LV | 400 kVA :Kiosk Substation | 0.4 | --> | 0.4 | 0 | 0 | Constrained,otherwise capacity available =329kVA. | --> | 0.38 | 0 | 0.003705 | 0.41064 | 0 |  | --> | C41 ex COLLEGE PARK | College Park [T101,T102,T103] | COLLEGE PARK |  | 53.4045 | -6.4107
MV/LV Substation BR***098Z |  | 20 kV | _ | LV | 100 kVA :Pole Substation | 0.1 | --> | 0.1 | 0 | 0 | Constrained,otherwise capacity available =45kVA. | --> | 0.095 | 0 | 0.014079 | 0.10802 | 0 |  | --> | E17 ex BALTRASNA | Baltrasna [T121,T122] | BALTRASNA |  | 53.5082 | -6.4777
MV/LV Substation BR***098Z |  | 10 kV | _ | LV | 400 kVA :Kiosk Substation | 0.4 | --> | 0.4 | 0 | 0 | Constrained,otherwise capacity available =320kVA. | --> | 0.38 | 0 | 0.014079 | 0.41197 | 0 |  | --> | C30 ex ACADEMY STREET | Academy Street [T421,T422,T44] | NAVAN |  | 53.6589 | -6.6695
MV/LV Substation BR***100Z |  | 10 kV | _ | LV | 400 kVA :Kiosk Substation | 0.4 | --> | 0.4 | 0 | 0 | Constrained,otherwise capacity available =332kVA. | --> | 0.38 | 0 | 0.002223 | 0 | 0 | Constrained,otherwise capacity available =410.2kW. | --> | C22 ex PORTLAOISE | Portlaoise [T41,T42] | PORTLAOISE |  | 53.0447 | -7.2612
MV/LV Substation BR***103X |  | 10 kV | _ | LV | 200 kVA :Kiosk Substation | 0.2 | --> | 0.2 | 0 | 0 | Constrained,otherwise capacity available =173kVA. | --> | 0.19 | 0 | 0 | 0.20406 | 0 |  | --> | C19 ex PARKMORE | Parkmore [T41,T42] | GALWAY 110KV |  | 53.2982 | -8.992
MV/LV Substation BR***105 |  | 10 kV | _ | LV | 200 kVA :Kiosk Substation | 0.2 | --> | 0.2 | 0.060409 | 0.1 | Constrained,otherwise capacity available =180kVA. | --> | 0.19 | 0 | 0.002964 | 0.20301 | 0 |  | --> | C15 ex TUBBERCURRY | Tubbercurry [T41,T42] | TONROE |  | 54.0979 | -8.7777
MV/LV Substation BR***106 |  | 20 kV | _ | LV | 200 kVA :Building Structure | 0.2 | --> | 0.2 | 0 | 0 | Constrained,otherwise capacity available =117kVA. | --> | 0.19 | 0 | 0 | 0 | 0 | Constrained,otherwise capacity available =212.2kW. | --> | E14 ex FOXHOLE | Foxhole [T421,T422] | DUNGARVAN |  | 51.9707 | -7.8651
MV/LV Substation BR***107 |  | 10 kV | _ | LV | 630 kVA :Kiosk Substation | 0.63 | --> | 0.63 | 0.5 | 9.5 |  | --> | 0.5985 | 0 | 0.008151 | 0.5 | 0 |  | --> | C14 ex BANDON | Bandon [T101,T42] | BANDON |  | 51.7475 | -8.7151
MV/LV Substation BR***107 |  | 10 kV | _ | LV | 200 kVA :Kiosk Substation | 0.2 | --> | 0.2 | 0 | 0 | Constrained,otherwise capacity available =117kVA. | --> | 0.19 | 0 | 0.040755 | 0.21223 | 0 |  | --> | C20 ex RATHMULLAN | Rathmullan [T41,T42] | DRYBRIDGE |  | 53.7076 | -6.3334
MV/LV Substation BR***109 |  | 10 kV | _ | LV | 400 kVA :Building Structure | 0.4 | --> | 0.4 | 0.127 | 13.2 |  | --> | 0.38 | 0 | 0.0741 | 0.43942 | 0 |  | --> | C30 ex ARTANE | Artane [T101,T102] | FINGLAS |  | 53.379 | -6.1977
MV/LV Substation BR***110X |  | 20 kV | _ | LV | 100 kVA :Pole Substation | 0.1 | --> | 0.1 | 0 | 0 | Constrained,otherwise capacity available =58kVA. | --> | 0.095 | 0 | 0 | 0.10618 | 0 |  | --> | E12 ex FINEA | Finea [T421,T422] | SHANKILL |  | 53.7923 | -7.4122
MV/LV Substation BR***110Y |  | 10 kV | _ | LV | 400 kVA :Building Structure | 0.4 | --> | 0.4 | 0 | 0 | Constrained,otherwise capacity available =386kVA. | --> | 0.38 | 0 | 0 | 0.40212 | 0 |  | --> | C14 ex TOGHER | Togher [T41,T42] | TRABEG |  | 51.8742 | -8.4878
MV/LV Substation BR***112 |  | 20 kV | _ | LV | 50 kVA :Pole Substation | 0.05 | --> | 0.05 | 0 | 0 | Constrained,otherwise capacity available =26kVA. | --> | 0.0475 | 0 | 0 | 0.053518 | 0 |  | --> | E47 ex CLAREGALWAY | Claregalway [T42,T421] | GALWAY 110KV |  | 53.429 | -8.7953
MV/LV Substation BR***112Z |  | 10 kV | _ | LV | 200 kVA :Kiosk Substation | 0.2 | --> | 0.2 | 0 | 0 | Constrained,otherwise capacity available =147kVA. | --> | 0.19 | 0 | 0 | 0.20789 | 0 |  | --> | C11 ex MACETOWN | Macetown [T101,T102] | MACETOWN |  | 53.4033 | -6.4129
MV/LV Substation BR***114X |  | 20 kV | _ | LV | 100 kVA :Pole Substation | 0.1 | --> | 0.1 | 0.052 | 1.8 |  | --> | 0.095 | 0 | 0.003705 | 0.10704 | 0 |  | --> | E13 ex BIRDHILL | Birdhill [T421,T422] | ARDNACRUSHA |  | 52.7634 | -8.5253
MV/LV Substation BR***114Y |  | 10 kV | _ | LV | 630 kVA :Building Structure | 0.63 | --> | 0.63 | 0.5 | 9.1 |  | --> | 0.5985 | 0 | 0.11115 | 0.5 | 0 |  | --> | C19 ex CENTRE PARK ROAD | Marina [T105,T106] | MARINA |  | 51.8987 | -8.4701
MV/LV Substation BR***115 |  | 20 kV | _ | LV | 50 kVA :Pole Substation | 0.05 | --> | 0.05 | 0.05 | 2 |  | --> | 0.0475 | 0 | 0 | 0.05 | 0 |  | --> | E11 ex MOHILL | Mohill [T421,T422] | CARRICK ON SHANNON |  | 53.8615 | -7.815
MV/LV Substation BR***115 |  | 20 kV | _ | LV | 50 kVA :Pole Substation | 0.05 | --> | 0.05 | 0.04 | 3.3 |  | --> | 0.0475 | 0 | 0 | 0.051496 | 0 |  | --> | E15 ex BALLYBUNION | Ballybunion [T421,T422] | TRIEN |  | 52.5316 | -9.6543
MV/LV Substation BR***115X |  | 20 kV | _ | LV | 100 kVA :Pole Substation | 0.1 | --> | 0.1 | 0.09 | 1.8 |  | --> | 0.095 | 0 | 0.017043 | 0.10151 | 0 |  | --> | E13 ex BIRDHILL | Birdhill [T421,T422] | ARDNACRUSHA |  | 52.763 | -8.524
MV/LV Substation BR***115Z |  | 10 kV | _ | LV | 50 kVA :Pole Substation | 0.05 | --> | 0.05 | 0 | 0 | Constrained,otherwise capacity available =45kVA. | --> | 0.0475 | 0 | 0.004446 | 0.050753 | 0 |  | --> | C18 ex CELBRIDGE | Celbridge [T41,T42] | GRIFFINRATH |  | 53.3174 | -6.4932
MV/LV Substation BR***116X |  | 20 kV | _ | LV | 50 kVA :Pole Substation | 0.05 | --> | 0.05 | 0.048 | 1.3 |  | --> | 0.0475 | 0 | 0 | 0.050303 | 0 |  | --> | C22 ex CASTLEREA | Castlerea [T41,T42] | CARRICK ON SHANNON |  | 53.787 | -8.2394
MV/LV Substation BR***117X |  | 10 kV | _ | LV | 400 kVA :Kiosk Substation | 0.4 | --> | 0.4 | 0 | 0 | Constrained,otherwise capacity available =228kVA. | --> | 0.38 | 0 | 0.003705 | 0.42531 | 0 |  | --> | C22 ex LOUGHLINSTOWN | Loughlinstown [T41,T42] | CARRICKMINES |  | 53.2571 | -6.1503
MV/LV Substation BR***117Y |  | 10 kV | _ | LV | 200 kVA :Kiosk Substation | 0.2 | --> | 0.2 | 0.157 | 1 |  | --> | 0.19 | 0 | 0.012597 | 0.20643 | 0 |  | --> | C18 ex CORBALLY | Corbally [T41,T42] | ARDNACRUSHA |  | 52.6834 | -8.6212
MV/LV Substation BR***121 |  | 20 kV | _ | LV | 50 kVA :Pole Substation | 0.05 | --> | 0.05 | 0 | 0 | Constrained,otherwise capacity available =49kVA. | --> | 0.0475 | 0 | 0 | 0 | 0 | Constrained,otherwise capacity available =50.2kW. | --> | E12 ex EMYVALE | Emyvale [T422] | LISDRUM |  | 54.3594 | -7.0797
MV/LV Substation BR***123X |  | 10 kV | _ | LV | 50 kVA :Pole Substation | 0.05 | --> | 0.05 | 0 | 0.3 |  | --> | 0.0475 | 0 | 0 | 0.057563 | 0 |  | --> | C12 ex ABBEYFEALE | Abbeyfeale [T42] | TRIEN |  | 52.3126 | -9.2735
MV/LV Substation BR***123Y |  | 10 kV | _ | LV | 400 kVA :Building Structure | 0.4 | --> | 0.4 | 0 | 0 | Constrained,otherwise capacity available =400kVA. | --> | 0.38 | 0 | 0 | 0.4 | 0 |  | --> | C20 ex RATHMULLAN | Rathmullan [T41,T42] | DRYBRIDGE |  | 53.7044 | -6.3697
MV/LV Substation BR***128Y |  | 10 kV | _ | LV | 100 kVA :Pole Substation | 0.1 | --> | 0.1 | 0.043 | 18.7 |  | --> | 0.095 | 0 | 0.020007 | 0.1083 | 0 |  | --> | C13 ex ARKLOW | Arklow [T101,T102] | ARKLOW |  | 52.8479 | -6.2031
MV/LV Substation BR***130Y |  | 20 kV | _ | LV | 50 kVA :Pole Substation | 0.05 | --> | 0.05 | 0 | 0 | Constrained,otherwise capacity available =50kVA. | --> | 0.0475 | 0 | 0 | 0.05 | 0 |  | --> | C18 ex KANTURK | Kanturk [T41,T42] | GLENLARA |  | 52.0436 | -8.9679
MV/LV Substation BR***131X |  | 20 kV | _ | LV | 50 kVA :Pole Substation | 0.05 | --> | 0.05 | 0 | 0 | Constrained,otherwise capacity available =36kVA. | --> | 0.0475 | 0 | 0 | 0 | 0 | Constrained,otherwise capacity available =52.1kW. | --> | E19 ex FOXHOLE | Foxhole [T421,T422] | DUNGARVAN |  | 51.9771 | -7.9144
MV/LV Substation BR***131X |  | 10 kV | _ | LV | 630 kVA :Building Structure | 0.63 | --> | 0.63 | 0 | 0 | Constrained,otherwise capacity available =500kVA. | --> | 0.5985 | 0 | 0 | 0.5 | 0 |  | --> | C14 ex BALLYBEGGAN | Ballybeggan [T43,T44] | TRALEE |  | 52.2737 | -9.6739
MV/LV Substation BR***133 |  | 20 kV | _ | LV | 200 kVA :Kiosk Substation | 0.2 | --> | 0.2 | 0 | 0 | Constrained,otherwise capacity available =92kVA. | --> | 0.19 | 0 | 0.025194 | 0.21576 | 0 |  | --> | E16 ex JULIANSTOWN | Julianstown [T421,T422] | DRYBRIDGE |  | 53.6955 | -6.2454
MV/LV Substation BR***134Y |  | 10 kV | _ | LV | 400 kVA :Kiosk Substation | 0.4 | --> | 0.4 | 0.378 | 18.7 |  | --> | 0.38 | 0 | 0 | 0.40333 | 0 |  | --> | C18 ex ARKLOW | Arklow [T101,T102] | ARKLOW |  | 52.8782 | -6.0769
MV/LV Substation BR***135 |  | 20 kV | _ | LV | 50 kVA :Pole Substation | 0.05 | --> | 0.05 | 0 | 0 | Constrained,otherwise capacity available =44kVA. | --> | 0.0475 | 0 | 0 | 0.050903 | 0 |  | --> | E18 ex BEALNABLATH | Bealnablath [T421] | BANDON |  | 51.8516 | -8.8285
MV/LV Substation BR***135X |  | 10 kV | _ | LV | 100 kVA :Pole Substation | 0.1 | --> | 0.1 | 0.027 | 5.3 |  | --> | 0.095 | 0 | 0 | 0.1105 | 0 |  | --> | C15 ex BALLYTIVNAN | Ballytivnan [T41,T42] | SLIGO |  | 54.2773 | -8.454
MV/LV Substation BR***136X |  | 10 kV | _ | LV | 400 kVA :Kiosk Substation | 0.4 | --> | 0.4 | 0 | 0 | Constrained,otherwise capacity available =154kVA. | --> | 0.38 | 0 | 0 | 0 | 0 | Constrained,otherwise capacity available =435.7kW. | --> | E16 ex BUNCRANA | Buncrana [T421,T422] | TRILLICK |  | 55.1354 | -7.4551
MV/LV Substation BR***137 |  | 10 kV | _ | LV | 400 kVA :Kiosk Substation | 0.4 | --> | 0.4 | 0 | 0 | Constrained,otherwise capacity available =319kVA. | --> | 0.38 | 0 | 0 | 0.41212 | 0 |  | --> | C21 ex STEPHENSTOWN | Stephenstown [T101,T102] | FINGLAS |  | 53.6117 | -6.1897
MV/LV Substation BR***138 |  | 20 kV | _ | LV | 200 kVA :Pole Substation | 0.2 | --> | 0.2 | 0.1 | 0.4 |  | --> | 0.19 | 0 | 0 | 0.21464 | 0 |  | --> | E15 ex BALLYCONNELL | Ballyconnell [T421,T422] | GORTAWEE |  | 54.1018 | -7.446
MV/LV Substation BR***140Z |  | 10 kV | _ | LV | 200 kVA :Kiosk Substation | 0.2 | --> | 0.2 | 0 | 0 | Constrained,otherwise capacity available =141kVA. | --> | 0.19 | 0 | 0.00741 | 0.20877 | 0 |  | --> | C12 ex KILBARRY | Kilbarry [T101,T43] | KILBARRY |  | 51.9245 | -8.4569
MV/LV Substation BR***141Y |  | 10 kV | _ | LV | 100 kVA :Pole Substation | 0.1 | --> | 0.1 | 0.089 | 3 |  | --> | 0.095 | 0 | 0 | 0 | 0 | Constrained,otherwise capacity available =101.7kW. | --> | E17 ex CHARLEVILLE | Charleville [T421,T422] | CHARLEVILLE |  | 52.3597 | -8.6914
MV/LV Substation BR***142 |  | 10 kV | _ | LV | 400 kVA :Kiosk Substation | 0.4 | --> | 0.4 | 0.15247 | 0.2 | Constrained,otherwise capacity available =212kVA. | --> | 0.38 | 0 | 0.09633 | 0.42758 | 0 |  | --> | C19 ex SANDYFORD | Sandyford [T41,T42] | CARRICKMINES |  | 53.2766 | -6.2552
MV/LV Substation BR***143 |  | 10 kV | _ | LV | 400 kVA :Kiosk Substation | 0.4 | --> | 0.4 | 0 | 0 | Constrained,otherwise capacity available =305kVA. | --> | 0.38 | 0 | 0.02964 | 0.41417 | 0 |  | --> | C14 ex DUNDRUM | Dundrum [T41,T42] | BLACKROCK |  | 53.2759 | -6.2592
MV/LV Substation BR***143Y |  | 20 kV | _ | LV | 200 kVA :Pole Substation | 0.2 | --> | 0.2 | 0.182 | 2.6 |  | --> | 0.19 | 0 | 0 | 0.20271 | 0 |  | --> | C18 ex KILLESHANDRA | Killeshandra [T41,T42] | GORTAWEE |  | 53.921 | -7.574
MV/LV Substation BR***143Z |  | 10 kV | _ | LV | 400 kVA :Kiosk Substation | 0.4 | --> | 0.4 | 0 | 0 | Constrained,otherwise capacity available =382kVA. | --> | 0.38 | 0 | 0 | 0.40272 | 0 |  | --> | C20 ex RATHMULLAN | Rathmullan [T41,T42] | DRYBRIDGE |  | 53.7085 | -6.3366
MV/LV Substation BR***144 |  | 10 kV | _ | LV | 400 kVA :Kiosk Substation | 0.4 | --> | 0.4 | 0.15247 | 0.2 | Constrained,otherwise capacity available =255kVA. | --> | 0.38 | 0 | 0.048906 | 0.42144 | 0 |  | --> | C19 ex SANDYFORD | Sandyford [T41,T42] | CARRICKMINES |  | 53.2788 | -6.2553
MV/LV Substation BR***145 |  | 10 kV | _ | LV | 400 kVA :Kiosk Substation | 0.4 | --> | 0.4 | 0 | 0 | Constrained,otherwise capacity available =245kVA. | --> | 0.38 | 0 | 0.002964 | 0.42288 | 0 |  | --> | C23 ex SWORDS | Swords [T41,T42] | GLASMORE |  | 53.4595 | -6.2224
MV/LV Substation BR***145 |  | 10 kV | _ | LV | 400 kVA :Building Structure | 0.4 | --> | 0.4 | 0.213 | 3 |  | --> | 0.38 | 0 | 0.005187 | 0.42744 | 0 |  | --> | C11 ex GREENHILLS | Greenhills [T42] | INCHICORE 220KV |  | 53.3157 | -6.3357
MV/LV Substation BR***145 |  | 10 kV | _ | LV | 400 kVA :Kiosk Substation | 0.4 | --> | 0.4 | 0 | 0 | Constrained,otherwise capacity available =260kVA. | --> | 0.38 | 0 | 0.075582 | 0.42072 | 0 |  | --> | C14 ex DUNDRUM | Dundrum [T41,T42] | BLACKROCK |  | 53.2784 | -6.2613
MV/LV Substation BR***145Y |  | 10 kV | _ | LV | 400 kVA :Kiosk Substation | 0.4 | --> | 0.4 | 0.268 | 10.9 |  | --> | 0.38 | 0 | 0.040014 | 0.41956 | 0 |  | --> | C14 ex MULLINGAR | Mullingar [T101,T102] | MULLINGAR |  | 53.5347 | -7.356
MV/LV Substation BR***146 |  | 10 kV | _ | LV | 630 kVA :Building Structure | 0.63 | --> | 0.63 | 0 | 0 | Constrained,otherwise capacity available =272kVA. | --> | 0.5985 | 0 | 0.009633 | 0.5 | 0 |  | --> | C17 ex PHIBSBORO | Phibsboro [T41,T42] | FINGLAS |  | 53.3603 | -6.271
MV/LV Substation BR***146X |  | 20 kV | _ | LV | 50 kVA :Pole Substation | 0.05 | --> | 0.05 | 0.05 | 0.2 |  | --> | 0.0475 | 0 | 0 | 0 | 0 | Constrained,otherwise capacity available =50kW. | --> | C12 ex ROSSGEIR | Rossgeir [T41,T42] | LETTERKENNY |  | 54.8219 | -7.6012
MV/LV Substation BR***150 |  | 10 kV | _ | LV | 400 kVA :Kiosk Substation | 0.4 | --> | 0.4 | 0.359 | 13.9 |  | --> | 0.38 | 0 | 0.011115 | 0.40618 | 0 |  | --> | C21 ex CENTRAL PARK | Central Park [T101,T102] | CARRICKMINES |  | 53.2828 | -6.1949
MV/LV Substation BR***151Z |  | 10 kV | _ | LV | 200 kVA :Pole Substation | 0.2 | --> | 0.2 | 0.14764 | 0.1 | Constrained,otherwise capacity available =200kVA. | --> | 0.19 | 0 | 0 | 0.2 | 0 |  | --> | C17 ex KILCULLEN | Kilcullen [T41,T42,T424] | STRATFORD |  | 53.1468 | -6.718
MV/LV Substation BR***152Y |  | 10 kV | _ | LV | 200 kVA :Pole Substation | 0.2 | --> | 0.2 | 0 | 0 | Constrained,otherwise capacity available =188kVA. | --> | 0.19 | 0 | 0 | 0 | 0 | Constrained,otherwise capacity available =201.8kW. | --> | C14 ex TEMPLEMORE | Templemore [T41,T42] | IKERRIN |  | 52.7526 | -7.6069
MV/LV Substation BR***152Y |  | 10 kV | _ | LV | 400 kVA :Kiosk Substation | 0.4 | --> | 0.4 | 0 | 0 | Constrained,otherwise capacity available =318kVA. | --> | 0.38 | 0 | 0.003705 | 0.41226 | 0 |  | --> | C13 ex MIDLETON | Midleton [T101,T102] | MIDLETON |  | 51.9246 | -8.18
MV/LV Substation BR***152Z |  | 10 kV | _ | LV | 400 kVA :Kiosk Substation | 0.4 | --> | 0.4 | 0.14764 | 0.1 | Constrained,otherwise capacity available =400kVA. | --> | 0.38 | 0 | 0 | 0.4 | 0 |  | --> | C17 ex KILCULLEN | Kilcullen [T41,T42,T424] | STRATFORD |  | 53.1447 | -6.7218
MV/LV Substation BR***153X |  | 10 kV | _ | LV | 630 kVA :Building Structure | 0.63 | --> | 0.63 | 0.15247 | 0.2 | Constrained,otherwise capacity available =500kVA. | --> | 0.5985 | 0 | 0 | 0.5 | 0 |  | --> | C14 ex SANDYFORD | Sandyford [T41,T42] | CARRICKMINES |  | 53.2703 | -6.2362
MV/LV Substation BR***153Y |  | 20 kV | _ | LV | 50 kVA :Pole Substation | 0.05 | --> | 0.05 | 0.047 | 0.6 |  | --> | 0.0475 | 0 | 0 | 0 | 0 | Constrained,otherwise capacity available =50.5kW. | --> | E19 ex LAWLESSTOWN | Lawlesstown [T42,T421] | DOON |  | 52.4668 | -7.7021
MV/LV Substation BR***157Z |  | 10 kV | _ | LV | 50 kVA :Pole Substation | 0.05 | --> | 0.05 | 0 | 0 | Constrained,otherwise capacity available =22kVA. | --> | 0.0475 | 0 | 0 | 0 | 0 | Constrained,otherwise capacity available =54.1kW. | --> | C12 ex MOUNTRATH | Mountrath [T41,T42] | PORTLAOISE |  | 53.0481 | -7.4301
MV/LV Substation BR***163 |  | 10 kV | _ | LV | 1000 kVA :Building Structure | 1 | --> | 1 | 0.5 | 14.2 |  | --> | 0.95 | 0 | 0 | 0.5 | 0 |  | --> | C21 ex COOKSTOWN | Cookstown [T101,T102] | CARRICKMINES |  | 53.2879 | -6.3739
MV/LV Substation BR***163 |  | 10 kV | _ | LV | 400 kVA :Kiosk Substation | 0.4 | --> | 0.4 | 0.311 | 1.5 |  | --> | 0.38 | 0 | 0.00741 | 0.41329 | 0 |  | --> | C11 ex MONKSTOWN | Monkstown [T41,T42] | BLACKROCK |  | 53.2952 | -6.179
MV/LV Substation BR***166X |  | 10 kV | _ | LV | 50 kVA :Pole Substation | 0.05 | --> | 0.05 | 0 | 0 | Constrained,otherwise capacity available =40kVA. | --> | 0.0475 | 0 | 0 | 0.051496 | 0 |  | --> | C17 ex SKIBBEREEN | Skibbereen [T41,T42] | DUNMANWAY |  | 51.5645 | -9.1699
MV/LV Substation BR***166Y |  | 10 kV | _ | LV | 50 kVA :Pole Substation | 0.05 | --> | 0.05 | 0 | 0 | Constrained,otherwise capacity available =35kVA. | --> | 0.0475 | 0 | 0.002223 | 0.052228 | 0 |  | --> | C17 ex VIRGINIA | Virginia [T41,T42] | MEATH HILL |  | 53.8313 | -7.0731
MV/LV Substation BR***169Y |  | 20 kV | _ | LV | 200 kVA :Pole Substation | 0.2 | --> | 0.2 | 0 | 0 | Constrained,otherwise capacity available =200kVA. | --> | 0.19 | 0 | 0 | 0.2 | 0 |  | --> | E15 ex JULIANSTOWN | Julianstown [T421,T422] | DRYBRIDGE |  | 53.6295 | -6.3002
MV/LV Substation BR***171 |  | 10 kV | _ | LV | 400 kVA :Kiosk Substation | 0.4 | --> | 0.4 | 0 | 0 | Constrained,otherwise capacity available =345kVA. | --> | 0.38 | 0 | 0.006669 | 0.40827 | 0 |  | --> | C22 ex COBH | Cobh [T41,T42] | COW CROSS |  | 51.8499 | -8.3115
MV/LV Substation BR***171 |  | 10 kV | _ | LV | 400 kVA :Building Structure | 0.4 | --> | 0.4 | 0.256 | 1.8 |  | --> | 0.38 | 0 | 0.008892 | 0.4213 | 0 |  | --> | C13 ex CAHERDAVIN | Caherdavin [T41,T42] | ARDNACRUSHA |  | 52.6725 | -8.6535
MV/LV Substation BR***171X |  | 10 kV | _ | LV | 630 kVA :Building Structure | 0.63 | --> | 0.63 | 0.5 | 2.8 |  | --> | 0.5985 | 0 | 0 | 0.5 | 0 |  | --> | C24 ex MOUNT MERRION | Mount Merrion [T41,T42] | CARRICKMINES |  | 53.2988 | -6.179
MV/LV Substation BR***174Y |  | 10 kV | _ | LV | 50 kVA :Pole Substation | 0.05 | --> | 0.05 | 0 | 0 | Constrained,otherwise capacity available =46kVA. | --> | 0.0475 | 0 | 0 | 0.050604 | 0 |  | --> | C17 ex LOUGHTAGALLA | Loughtagalla [T41,T42] | THURLES |  | 52.6864 | -7.8101
MV/LV Substation BR***174Y |  | 10 kV | _ | LV | 50 kVA :Pole Substation | 0.05 | --> | 0.05 | 0 | 0 | Constrained,otherwise capacity available =41kVA. | --> | 0.0475 | 0 | 0.004446 | 0 | 0 | Constrained,otherwise capacity available =51.3kW. | --> | C20 ex CLOONLOUGH | Cloonlough [T41,T42] | BARRYMORE |  | 52.2555 | -8.2648
MV/LV Substation BR***176 |  | 10 kV | _ | LV | 400 kVA :Kiosk Substation | 0.4 | --> | 0.4 | 0 | 0 | Constrained,otherwise capacity available =303kVA. | --> | 0.38 | 0 | 0.032604 | 0.41447 | 0 |  | --> | C14 ex DUNDRUM | Dundrum [T41,T42] | BLACKROCK |  | 53.2803 | -6.2593
MV/LV Substation BR***178 |  | 20 kV | _ | LV | 200 kVA :Pole Substation | 0.2 | --> | 0.2 | 0.191 | 1.6 |  | --> | 0.19 | 0 | 0 | 0.20136 | 0 |  | --> | E17 ex CARRIGALLEN | Carrigallen [T421] | CARRICK ON SHANNON |  | 53.943 | -7.7867
MV/LV Substation BR***178 |  | 10 kV | _ | LV | 400 kVA :Building Structure | 0.4 | --> | 0.4 | 0 | 0 | Constrained,otherwise capacity available =46kVA. | --> | 0.38 | 0 | 0.009633 | 0.45034 | 0 |  | --> | C21 ex KILBARRY | Kilbarry [T101,T43] | KILBARRY |  | 51.912 | -8.4747
MV/LV Substation BR***178Z |  | 10 kV | _ | LV | 200 kVA :Kiosk Substation | 0.2 | --> | 0.2 | 0 | 0 | Constrained,otherwise capacity available =145kVA. | --> | 0.19 | 0 | 0 | 0.20818 | 0 |  | --> | C24 ex DENNEHYS CROSS | Dennehys Cross [T41,T42] | TRABEG |  | 51.8916 | -8.5019
MV/LV Substation BR***181 |  | 20 kV | _ | LV | 200 kVA :Pole Substation | 0.2 | --> | 0.2 | 0.151 | 2.6 |  | --> | 0.19 | 0 | 0 | 0.20731 | 0 |  | --> | C18 ex KILLESHANDRA | Killeshandra [T41,T42] | GORTAWEE |  | 53.9208 | -7.578
MV/LV Substation BR***181X |  | 10 kV | _ | LV | 400 kVA :Kiosk Substation | 0.4 | --> | 0.4 | 0 | 0 | Constrained,otherwise capacity available =357kVA. | --> | 0.38 | 0 | 0 | 0.40648 | 0 |  | --> | C16 ex BALLYHAUNIS | Ballyhaunis [T41,T42] | DALTON |  | 53.7611 | -8.7665
MV/LV Substation BR***183Y |  | 20 kV | _ | LV | 200 kVA :Kiosk Substation | 0.2 | --> | 0.2 | 0.172 | 8.2 |  | --> | 0.19 | 0 | 0.00741 | 0.20421 | 0 |  | --> | C17 ex MOUNT MISERY | Mount Misery [T41,T42] | WATERFORD |  | 52.2877 | -7.0696
MV/LV Substation BR***184Y |  | 20 kV | _ | LV | 50 kVA :Pole Substation | 0.05 | --> | 0.05 | 0.028 | 3.5 |  | --> | 0.0475 | 0 | 0.012597 | 0 | 0 | Constrained,otherwise capacity available =53.2kW. | --> | E11 ex DUNFIRTH | Dunfirth [T122] | DUNFIRTH |  | 53.4016 | -6.8523
MV/LV Substation BR***187Y |  | 10 kV | _ | LV | 200 kVA :Kiosk Substation | 0.2 | --> | 0.2 | 0 | 0 | Constrained,otherwise capacity available =143kVA. | --> | 0.19 | 0 | 0.006669 | 0.20848 | 0 |  | --> | C19 ex CLONDALKIN | Clondalkin [T41,T42,T44] | INCHICORE 220KV |  | 53.2975 | -6.4206
MV/LV Substation BR***187Z |  | 10 kV | _ | LV | 630 kVA :Kiosk Substation | 0.63 | --> | 0.63 | 0 | 0 | Constrained,otherwise capacity available =500kVA. | --> | 0.5985 | 0 | 0 | 0.5 | 0 |  | --> | C20 ex RATHMULLAN | Rathmullan [T41,T42] | DRYBRIDGE |  | 53.7085 | -6.3366
MV/LV Substation BR***187Z |  | 10 kV | _ | LV | 400 kVA :Kiosk Substation | 0.4 | --> | 0.4 | 0.351 | 1.1 |  | --> | 0.38 | 0 | 0 | 0.40737 | 0 |  | --> | C16 ex GILLOGUE | Gillogue [T41,T42] | ARDNACRUSHA |  | 52.6785 | -8.6
MV/LV Substation BR***188X |  | 10 kV | _ | LV | 400 kVA :Kiosk Substation | 0.4 | --> | 0.4 | 0 | 0 | Constrained,otherwise capacity available =263kVA. | --> | 0.38 | 0 | 0.008892 | 0.42029 | 0 |  | --> | C13 ex SUTTON | Sutton [T41,T42] | GRANGE (DR) |  | 53.3933 | -6.1321
MV/LV Substation BR***191 |  | 10 kV | _ | LV | 400 kVA :Kiosk Substation | 0.4 | --> | 0.4 | 0.233 | 1.5 |  | --> | 0.38 | 0 | 0.014079 | 0.42459 | 0 |  | --> | C16 ex MONKSTOWN | Monkstown [T41,T42] | BLACKROCK |  | 53.2948 | -6.1573
MV/LV Substation BR***192 |  | 10 kV | _ | LV | 400 kVA :Kiosk Substation | 0.4 | --> | 0.4 | 0.14764 | 0.1 | Constrained,otherwise capacity available =366kVA. | --> | 0.38 | 0 | 0 | 0.40513 | 0 |  | --> | C17 ex KILCULLEN | Kilcullen [T41,T42,T424] | STRATFORD |  | 53.1355 | -6.737
MV/LV Substation BR***193 |  | 10 kV | _ | LV | 400 kVA :Kiosk Substation | 0.4 | --> | 0.4 | 0.14764 | 0.1 | Constrained,otherwise capacity available =370kVA. | --> | 0.38 | 0 | 0 | 0.40453 | 0 |  | --> | C17 ex KILCULLEN | Kilcullen [T41,T42,T424] | STRATFORD |  | 53.1355 | -6.736
MV/LV Substation BR***194Y |  | 10 kV | _ | LV | 50 kVA :Pole Substation | 0.05 | --> | 0.05 | 0 | 0 | Constrained,otherwise capacity available =38kVA. | --> | 0.0475 | 0 | 0.00741 | 0.05179 | 0 |  | --> | C15 ex RIVERSTOWN | Riverstown [T41,T42] | KILBARRY |  | 51.9345 | -8.3619
MV/LV Substation BR***196Y |  | 10 kV | _ | LV | 50 kVA :Pole Substation | 0.05 | --> | 0.05 | 0.05 | 1.8 |  | --> | 0.0475 | 0 | 0 | 0.05 | 0 |  | --> | C15 ex RANDALSTOWN | Randalstown [T41] | NAVAN |  | 53.6908 | -6.7792
MV/LV Substation BR***197X |  | 20 kV | _ | LV | 630 kVA :Building Structure | 0.63 | --> | 0.63 | 0.5 | 1.6 |  | --> | 0.5985 | 0 | 0 | 0 | 0 | Constrained,otherwise capacity available =500kW. | --> | E12 ex BELMULLET | Belmullet [T421] | BELLACORICK |  | 54.2187 | -9.9777
MV/LV Substation BR***198 |  | 10 kV | _ | LV | 100 kVA :Pole Substation | 0.1 | --> | 0.1 | 0 | 0 | Constrained,otherwise capacity available =64kVA. | --> | 0.095 | 0 | 0 | 0 | 0 | Constrained,otherwise capacity available =105.3kW. | --> | E14 ex CASTLELYONS | Castlelyons [T421,T422] | BARRYMORE |  | 52.0741 | -8.2248
MV/LV Substation BR***202X |  | 10 kV | _ | LV | 400 kVA :Kiosk Substation | 0.4 | --> | 0.4 | 0.37 | 9.1 |  | --> | 0.38 | 0 | 0.011856 | 0.40453 | 0 |  | --> | C18 ex ARDNAREE | Ardnaree [T42,T421] | MOY |  | 54.1102 | -9.1386
MV/LV Substation BR***205X |  | 20 kV | _ | LV | 200 kVA :Pole Substation | 0.2 | --> | 0.2 | 0.147 | 2.5 |  | --> | 0.19 | 0 | 0.00741 | 0.20789 | 0 |  | --> | E16 ex EDGEWORTHSTOWN | Edgeworthstown [T421,T422] | RICHMOND |  | 53.702 | -7.6157
MV/LV Substation BR***209 |  | 20 kV | _ | LV | 400 kVA :Kiosk Substation | 0.4 | --> | 0.4 | 0 | 0 | Constrained,otherwise capacity available =333kVA. | --> | 0.38 | 0 | 0.030381 | 0.41005 | 0 |  | --> | E11 ex BEALNABLATH | Bealnablath [T421] | BANDON |  | 51.8544 | -8.7305
MV/LV Substation BR***209Z |  | 20 kV | _ | LV | 200 kVA :Kiosk Substation | 0.2 | --> | 0.2 | 0 | 0 | Constrained,otherwise capacity available =145kVA. | --> | 0.19 | 0 | 0 | 0.20818 | 0 |  | --> | E15 ex ASHBOURNE | Ashbourne [T421,T422] | FINGLAS |  | 53.5099 | -6.398
MV/LV Substation BR***210Y |  | 20 kV | _ | LV | 50 kVA :Pole Substation | 0.05 | --> | 0.05 | 0 | 0 | Constrained,otherwise capacity available =48kVA. | --> | 0.0475 | 0 | 0 | 0.050303 | 0 |  | --> | E13 ex HEADFORD | Headford [T41,T42] | CLOON |  | 53.5174 | -9.1207
MV/LV Substation BR***212Y |  | 10 kV | _ | LV | 200 kVA :Kiosk Substation | 0.2 | --> | 0.2 | 0.127 | 0.9 |  | --> | 0.19 | 0 | 0.052611 | 0.21079 | 0 |  | --> | C15 ex COES ROAD | Coes Road [T41,T42] | DUNDALK |  | 54.0002 | -6.3714
MV/LV Substation BR***213X |  | 10 kV | _ | LV | 630 kVA :Building Structure | 0.63 | --> | 0.63 | 0 | 0 | Constrained,otherwise capacity available =495kVA. | --> | 0.5985 | 0 | 0 | 0.5 | 0 |  | --> | C17 ex CLONMINCH | Clonminch [T41,T422] | THORNSBERRY |  | 53.2746 | -7.4938
MV/LV Substation BR***213X |  | 10 kV | _ | LV | 200 kVA :Kiosk Substation | 0.2 | --> | 0.2 | 0 | 0 | Constrained,otherwise capacity available =174kVA. | --> | 0.19 | 0 | 0.002964 | 0.20391 | 0 |  | --> | C16 ex LITTLE BRAY | Little Bray [T41,T42] | FASSAROE |  | 53.2392 | -6.1456
MV/LV Substation BR***215X |  | 10 kV | _ | LV | 400 kVA :Kiosk Substation | 0.4 | --> | 0.4 | 0 | 0 | Constrained,otherwise capacity available =355kVA. | --> | 0.38 | 0 | 0.011856 | 0 | 0 | Constrained,otherwise capacity available =406.8kW. | --> | C13 ex DONEGAL | Donegal [T41,T42] | CATHALEENS FALL |  | 54.6492 | -8.0949
MV/LV Substation BR***218X |  | 20 kV | _ | LV | 50 kVA :Pole Substation | 0.05 | --> | 0.05 | 0.049 | 2.8 |  | --> | 0.0475 | 0 | 0 | 0.050152 | 0 |  | --> | E12 ex CLARA | Clara [T421,T422] | THORNSBERRY |  | 53.3761 | -7.3873
MV/LV Substation BR***219 |  | 10 kV | _ | LV | 100 kVA :Pole Substation | 0.1 | --> | 0.1 | 0 | 0 | Constrained,otherwise capacity available =98kVA. | --> | 0.095 | 0 | 0 | 0.1003 | 0 |  | --> | C16 ex SAGGART | Saggart [T41,T42] | GRANGE CASTLE |  | 53.2915 | -6.4421
MV/LV Substation BR***219X |  | 10 kV | _ | LV | 400 kVA :Kiosk Substation | 0.4 | --> | 0.4 | 0 | 0 | Constrained,otherwise capacity available =304kVA. | --> | 0.38 | 0 | 0 | 0.41432 | 0 |  | --> | C17 ex BALLYBEGGAN | Ballybeggan [T43,T44] | TRALEE |  | 52.276 | -9.6971
MV/LV Substation BR***221Z |  | 10 kV | _ | LV | 200 kVA :Kiosk Substation | 0.2 | --> | 0.2 | 0 | 0 | Constrained,otherwise capacity available =137kVA. | --> | 0.19 | 0 | 0.010374 | 0.20935 | 0 |  | --> | C21 ex MAYFIELD | Mayfield [T41,T42] | KILBARRY |  | 51.9171 | -8.4444
MV/LV Substation BR***222Y |  | 10 kV | _ | LV | 400 kVA :Building Structure | 0.4 | --> | 0.4 | 0 | 0 | Constrained,otherwise capacity available =369kVA. | --> | 0.38 | 0 | 0 | 0.40468 | 0 |  | --> | C16 ex RATHMULLAN | Rathmullan [T41,T42] | DRYBRIDGE |  | 53.71 | -6.371
MV/LV Substation BR***227X |  | 10 kV | _ | LV | 400 kVA :Kiosk Substation | 0.4 | --> | 0.4 | 0.307 | 13.2 |  | --> | 0.38 | 0 | 0.006669 | 0.41388 | 0 |  | --> | C17 ex ARTANE | Artane [T101,T102] | FINGLAS |  | 53.3845 | -6.1917
MV/LV Substation BR***227Z |  | 10 kV | _ | LV | 200 kVA :Kiosk Substation | 0.2 | --> | 0.2 | 0 | 0 | Constrained,otherwise capacity available =146kVA. | --> | 0.19 | 0 | 0.021489 | 0.20804 | 0 |  | --> | C12 ex CARRIGALINE | Carrigaline [T41,T42] | BARNAHELY |  | 51.8223 | -8.3844
MV/LV Substation BR***228 |  | 10 kV | _ | LV | 200 kVA :Pole Substation | 0.2 | --> | 0.2 | 0 | 0 | Constrained,otherwise capacity available =197kVA. | --> | 0.19 | 0 | 0 | 0.20045 | 0 |  | --> | C15 ex LITTLE BRAY | Little Bray [T41,T42] | FASSAROE |  | 53.2106 | -6.1031
MV/LV Substation BR***229X |  | 20 kV | _ | LV | 100 kVA :Pole Substation | 0.1 | --> | 0.1 | 0.1 | 2 |  | --> | 0.095 | 0 | 0 | 0.1 | 0 |  | --> | E11 ex MOHILL | Mohill [T421,T422] | CARRICK ON SHANNON |  | 53.9148 | -7.7808
MV/LV Substation BR***230X |  | 20 kV | _ | LV | 50 kVA :Pole Substation | 0.05 | --> | 0.05 | 0.048 | 2.8 |  | --> | 0.0475 | 0 | 0 | 0.050303 | 0 |  | --> | E21 ex CLARA | Clara [T421,T422] | THORNSBERRY |  | 53.325 | -7.6806
MV/LV Substation BR***232 |  | 10 kV | _ | LV | 50 kVA :Pole Substation | 0.05 | --> | 0.05 | 0 | 0 | Constrained,otherwise capacity available =43kVA. | --> | 0.0475 | 0 | 0 | 0.051052 | 0 |  | --> | C16 ex BALLAGHADERREEN | Ballaghaderreen [T41,T42] | TONROE |  | 53.9215 | -8.6362
MV/LV Substation BR***236Y |  | 20 kV | _ | LV | 630 kVA :Kiosk Substation | 0.63 | --> | 0.63 | 0.43064 | 0.4 | Constrained,otherwise capacity available =500kVA. | --> | 0.5985 | 0 | 0.003705 | 0.5 | 0 |  | --> | E15 ex TULLOW | Tullow [T421,T422] | CARLOW |  | 52.8005 | -6.7397
MV/LV Substation BR***237X |  | 20 kV | _ | LV | 50 kVA :Pole Substation | 0.05 | --> | 0.05 | 0.045 | 7.6 |  | --> | 0.0475 | 0 | 0 | 0 | 0 | Constrained,otherwise capacity available =50.8kW. | --> | E14 ex BELLACORICK | Bellacorick [T122] | BELLACORICK |  | 54.1361 | -9.7118
MV/LV Substation BR***239X |  | 10 kV | _ | LV | 630 kVA :Building Structure | 0.63 | --> | 0.63 | 0 | 0 | Constrained,otherwise capacity available =500kVA. | --> | 0.5985 | 0 | 0 | 0.5 | 0 |  | --> | C11 ex CAMDEN ROW | Camden Row [T41] | FRANCIS STREET |  | 53.3394 | -6.2701
MV/LV Substation BR***240Z |  | 10 kV | _ | LV | 400 kVA :Kiosk Substation | 0.4 | --> | 0.4 | 0 | 0 | Constrained,otherwise capacity available =305kVA. | --> | 0.38 | 0 | 0.004446 | 0.41417 | 0 |  | --> | C21 ex STEPHENSTOWN | Stephenstown [T101,T102] | FINGLAS |  | 53.6146 | -6.1996
MV/LV Substation BR***241 |  | 10 kV | _ | LV | 200 kVA :Kiosk Substation | 0.2 | --> | 0.2 | 0.097 | 6 |  | --> | 0.19 | 0 | 0.042237 | 0.21506 | 0 |  | --> | C23 ex PELLETSTOWN | Pelletstown [T101,T102] | FINGLAS |  | 53.3805 | -6.3824
MV/LV Substation BR***244 |  | 10 kV | _ | LV | 630 kVA :Kiosk Substation | 0.63 | --> | 0.63 | 0.326 | 0.9 |  | --> | 0.5985 | 0 | 0.027417 | 0.5 | 0 |  | --> | C20 ex GARVILLE AVENUE | Garville Avenue [T42] | MILLTOWN (DR) |  | 53.3124 | -6.2771
MV/LV Substation BR***250Z |  | 10 kV | _ | LV | 100 kVA :Pole Substation | 0.1 | --> | 0.1 | 0.09 | 0.1 |  | --> | 0.095 | 0 | 0 | 0.10151 | 0 |  | --> | C14 ex BALLYMAHON | Ballymahon [T41,T42] | ATHLONE |  | 53.6209 | -7.8132
MV/LV Substation BR***251 |  | 20 kV | _ | LV | 50 kVA :Pole Substation | 0.05 | --> | 0.05 | 0.049 | 2.5 |  | --> | 0.0475 | 0 | 0 | 0.050152 | 0 |  | --> | E18 ex EDGEWORTHSTOWN | Edgeworthstown [T421,T422] | RICHMOND |  | 53.6562 | -7.5398
MV/LV Substation BR***253 |  | 10 kV | _ | LV | 400 kVA :Kiosk Substation | 0.4 | --> | 0.4 | 0 | 0 | Constrained,otherwise capacity available =336kVA. | --> | 0.38 | 0 | 0.013338 | 0.4096 | 0 |  | --> | C24 ex BALLYCOOLIN | Ballycoolin [T41,T42,T43] | FINGLAS |  | 53.3984 | -6.3847
MV/LV Substation BR***253Z |  | 20 kV | _ | LV | 200 kVA :Kiosk Substation | 0.2 | --> | 0.2 | 0 | 0 | Constrained,otherwise capacity available =128kVA. | --> | 0.19 | 0 | 0.011115 | 0.21065 | 0 |  | --> | E13 ex GLASMORE | Glasmore [T421,T422] | GLASMORE |  | 53.4688 | -6.236
MV/LV Substation BR***254 |  | 10 kV | _ | LV | 630 kVA :Kiosk Substation | 0.63 | --> | 0.63 | 0 | 0 | Constrained,otherwise capacity available =500kVA. | --> | 0.5985 | 0 | 0.008151 | 0.5 | 0 |  | --> | C24 ex BALLYCOOLIN | Ballycoolin [T41,T42,T43] | FINGLAS |  | 53.3972 | -6.3839
MV/LV Substation BR***255 |  | 10 kV | _ | LV | 400 kVA :Kiosk Substation | 0.4 | --> | 0.4 | 0 | 0 | Constrained,otherwise capacity available =332kVA. | --> | 0.38 | 0 | 0.006669 | 0.4102 | 0 |  | --> | C24 ex BALLYCOOLIN | Ballycoolin [T41,T42,T43] | FINGLAS |  | 53.3978 | -6.3858
MV/LV Substation BR***256 |  | 10 kV | _ | LV | 200 kVA :Pole Substation | 0.2 | --> | 0.2 | 0.2 | 3.4 |  | --> | 0.19 | 0 | 0 | 0.2 | 0 |  | --> | C17 ex GLENGOOLE | Glengoole [T41] | THURLES |  | 52.6142 | -7.7016
MV/LV Substation BR***256X |  | 10 kV | _ | LV | 400 kVA :Building Structure | 0.4 | --> | 0.4 | 0 | 0 | Constrained,otherwise capacity available =374kVA. | --> | 0.38 | 0 | 0 | 0.40393 | 0 |  | --> | C14 ex LITTLE BRAY | Little Bray [T41,T42] | FASSAROE |  | 53.2062 | -6.1272
MV/LV Substation BR***256Y |  | 20 kV | _ | LV | 200 kVA :Pole Substation | 0.2 | --> | 0.2 | 0.088 | 1.3 |  | --> | 0.19 | 0 | 0.036309 | 0.21632 | 0 |  | --> | C17 ex ROOSKY | Roosky [T41] | RICHMOND |  | 53.7751 | -8.1038
MV/LV Substation BR***257X |  | 10 kV | _ | LV | 50 kVA :Pole Substation | 0.05 | --> | 0.05 | 0 | 0 | Constrained,otherwise capacity available =50kVA. | --> | 0.0475 | 0 | 0 | 0.05 | 0 |  | --> | C11 ex COOLMINE | Coolmine [T41,T42] | FINGLAS |  | 53.3691 | -6.417
MV/LV Substation BR***261 |  | 20 kV | _ | LV | 50 kVA :Pole Substation | 0.05 | --> | 0.05 | 0 | 0 | Constrained,otherwise capacity available =41kVA. | --> | 0.0475 | 0 | 0 | 0.051348 | 0 |  | --> | C15 ex DELVIN | Delvin [T41,T42] | MULLINGAR |  | 53.572 | -7.0993
MV/LV Substation BR***262Y |  | 10 kV | _ | LV | 100 kVA :Pole Substation | 0.1 | --> | 0.1 | 0.062 | 5.9 |  | --> | 0.095 | 0 | 0 | 0.10561 | 0 |  | --> | C18 ex CASHEL | Cashel [T41,T42] | CAHIR |  | 52.5153 | -7.8158
MV/LV Substation BR***263 |  | 20 kV | _ | LV | 200 kVA :Pole Substation | 0.2 | --> | 0.2 | 0 | 0 | Constrained,otherwise capacity available =193kVA. | --> | 0.19 | 0 | 0 | 0.20106 | 0 |  | --> | C15 ex DELVIN | Delvin [T41,T42] | MULLINGAR |  | 53.5709 | -7.0894
MV/LV Substation BR***263Z |  | 10 kV | _ | LV | 400 kVA :Kiosk Substation | 0.4 | --> | 0.4 | 0.14764 | 0.1 | Constrained,otherwise capacity available =262kVA. | --> | 0.38 | 0 | 0.012597 | 0.42043 | 0 |  | --> | C16 ex KILCULLEN | Kilcullen [T41,T42,T424] | STRATFORD |  | 53.138 | -6.8374
MV/LV Substation BR***265X |  | 10 kV | _ | LV | 630 kVA :Kiosk Substation | 0.63 | --> | 0.63 | 0.5 | 2.8 |  | --> | 0.5985 | 0 | 0 | 0.5 | 0 |  | --> | C13 ex CASTLEBLAYNEY | Castleblayney [T41,T42] | DUNDALK |  | 54.1216 | -6.7364
MV/LV Substation BR***266Z |  | 10 kV | _ | LV | 400 kVA :Kiosk Substation | 0.4 | --> | 0.4 | 0 | 0 | Constrained,otherwise capacity available =378kVA. | --> | 0.38 | 0 | 0.003705 | 0.40333 | 0 |  | --> | C16 ex TALBOTS INCH | Talbots Inch [T41,T42] | KILKENNY |  | 52.6681 | -7.264
MV/LV Substation BR***267 |  | 10 kV | _ | LV | 630 kVA :Building Structure | 0.63 | --> | 0.63 | 0.16 | 11.1 |  | --> | 0.5985 | 0 | 0.015561 | 0.5 | 0 |  | --> | C11 ex CABRA | Cabra [T101,T102] | FINGLAS |  | 53.3672 | -6.3017
MV/LV Substation BR***267 |  | 10 kV | _ | LV | 200 kVA :Pole Substation | 0.2 | --> | 0.2 | 0.2 | 7.2 |  | --> | 0.19 | 0 | 0 | 0 | 0 | Constrained,otherwise capacity available =200kW. | --> | C18 ex CONVOY | Convoy [T41,T42] | LETTERKENNY |  | 54.8699 | -7.5512
MV/LV Substation BR***271 |  | 10 kV | _ | LV | 100 kVA :Pole Substation | 0.1 | --> | 0.1 | 0.064 | 0.3 |  | --> | 0.095 | 0 | 0 | 0.10532 | 0 |  | --> | C12 ex ABBEYFEALE | Abbeyfeale [T42] | TRIEN |  | 52.3127 | -9.2658
MV/LV Substation BR***274Y |  | 10 kV | _ | LV | 50 kVA :Pole Substation | 0.05 | --> | 0.05 | 0 | 0 | Constrained,otherwise capacity available =45kVA. | --> | 0.0475 | 0 | 0 | 0.050753 | 0 |  | --> | C23 ex CREGG ROAD | Cregg Road [T41,T42] | BALLYDINE |  | 52.3745 | -7.3339
MV/LV Substation BR***275X |  | 10 kV | _ | LV | 400 kVA :Kiosk Substation | 0.4 | --> | 0.4 | 0.19 | 6.4 |  | --> | 0.38 | 0 | 0.003705 | 0.43068 | 0 |  | --> | C11 ex GARRYCASTLE | Garrycastle [T41,T42] | ATHLONE |  | 53.4212 | -7.9262
MV/LV Substation BR***279X |  | 10 kV | _ | LV | 400 kVA :Kiosk Substation | 0.4 | --> | 0.4 | 0 | 0 | Constrained,otherwise capacity available =292kVA. | --> | 0.38 | 0 | 0.015561 | 0 | 0 | Constrained,otherwise capacity available =416.1kW. | --> | C14 ex PORTLAOISE | Portlaoise [T41,T42] | PORTLAOISE |  | 53.0407 | -7.2803
MV/LV Substation BR***280Z |  | 10 kV | _ | LV | 400 kVA :Kiosk Substation | 0.4 | --> | 0.4 | 0 | 0 | Constrained,otherwise capacity available =318kVA. | --> | 0.38 | 0 | 0 | 0.41226 | 0 |  | --> | C22 ex STEPHENSTOWN | Stephenstown [T101,T102] | FINGLAS |  | 53.6151 | -6.2029
MV/LV Substation BR***281 |  | 10 kV | _ | LV | 630 kVA :Kiosk Substation | 0.63 | --> | 0.63 | 0 | 0 | Constrained,otherwise capacity available =437kVA. | --> | 0.5985 | 0 | 0.15413 | 0.5 | 0 |  | --> | C12 ex SAGGART | Saggart [T41,T42] | GRANGE CASTLE |  | 53.278 | -6.4846
MV/LV Substation BR***283Z |  | 10 kV | _ | LV | 200 kVA :Kiosk Substation | 0.2 | --> | 0.2 | 0 | 0 | Constrained,otherwise capacity available =148kVA. | --> | 0.19 | 0 | 0.008151 | 0.20775 | 0 |  | --> | C21 ex STEPHENSTOWN | Stephenstown [T101,T102] | FINGLAS |  | 53.6152 | -6.1969
MV/LV Substation BR***284Y |  | 10 kV | _ | LV | 630 kVA :Kiosk Substation | 0.63 | --> | 0.63 | 0 | 0 | Constrained,otherwise capacity available =471kVA. | --> | 0.5985 | 0 | 0.003705 | 0.5 | 0 |  | --> | C24 ex DENNEHYS CROSS | Dennehys Cross [T41,T42] | TRABEG |  | 51.8907 | -8.5017
MV/LV Substation BR***287X |  | 10 kV | _ | LV | 400 kVA :Building Structure | 0.4 | --> | 0.4 | 0.15247 | 0.2 | Constrained,otherwise capacity available =347kVA. | --> | 0.38 | 0 | 0 | 0.40797 | 0 |  | --> | C19 ex SANDYFORD | Sandyford [T41,T42] | CARRICKMINES |  | 53.2689 | -6.243
MV/LV Substation BR***290 |  | 10 kV | _ | LV | 400 kVA :Kiosk Substation | 0.4 | --> | 0.4 | 0 | 0 | Constrained,otherwise capacity available =190kVA. | --> | 0.38 | 0 | 0.017784 | 0.43068 | 0 |  | --> | C20 ex COOLMINE | Coolmine [T41,T42] | FINGLAS |  | 53.3987 | -6.4057
MV/LV Substation BR***290Y |  | 10 kV | _ | LV | 200 kVA :Kiosk Substation | 0.2 | --> | 0.2 | 0.154 | 18.7 |  | --> | 0.19 | 0 | 0.004446 | 0.20687 | 0 |  | --> | C18 ex ARKLOW | Arklow [T101,T102] | ARKLOW |  | 52.8777 | -6.0732
MV/LV Substation BR***291 |  | 10 kV | _ | LV | 100 kVA :Pole Substation | 0.1 | --> | 0.1 | 0.065 | 0.4 |  | --> | 0.095 | 0 | 0.000741 | 0 | 0 | Constrained,otherwise capacity available =105.2kW. | --> | C13 ex SWINFORD | Swinford [T41,T42] | CASTLEBAR |  | 53.9366 | -8.9473
MV/LV Substation BR***296Z |  | 10 kV | _ | LV | 100 kVA :Pole Substation | 0.1 | --> | 0.1 | 0 | 0 | Constrained,otherwise capacity available =62kVA. | --> | 0.095 | 0 | 0.013338 | 0.10561 | 0 |  | --> | E15 ex WHITECHURCH | Whitechurch [T421,T422] | KILBARRY |  | 51.9386 | -8.5699
MV/LV Substation BR***302X |  | 10 kV | _ | LV | 1000 kVA :Building Structure | 1 | --> | 1 | 0 | 0 | Constrained,otherwise capacity available =500kVA. | --> | 0.95 | 0 | 0.03705 | 0.5 | 0 |  | --> | C19 ex PARKMORE | Parkmore [T41,T42] | GALWAY 110KV |  | 53.2939 | -8.9898
MV/LV Substation BR***306 |  | 10 kV | _ | LV | 630 kVA :Kiosk Substation | 0.63 | --> | 0.63 | 0 | 0 | Constrained,otherwise capacity available =159kVA. | --> | 0.5985 | 0 | 0 | 0.5 | 0 |  | --> | C17 ex GLOUCESTER PLACE | Gloucester Place [T41,T42] | MCDERMOTT |  | 53.3534 | -6.2588
MV/LV Substation BR***306Y |  | 10 kV | _ | LV | 50 kVA :Pole Substation | 0.05 | --> | 0.05 | 0 | 0 | Constrained,otherwise capacity available =50kVA. | --> | 0.0475 | 0 | 0 | 0.05 | 0 |  | --> | C15 ex MONEYCOOLEY | Moneycooley [T41,T42,T44] | GRIFFINRATH |  | 53.3482 | -6.6221
MV/LV Substation BR***309Z |  | 20 kV | _ | LV | 400 kVA :Kiosk Substation | 0.4 | --> | 0.4 | 0 | 0 | Constrained,otherwise capacity available =259kVA. | --> | 0.38 | 0 | 0.017784 | 0.42086 | 0 |  | --> | E13 ex GLASMORE | Glasmore [T421,T422] | GLASMORE |  | 53.4693 | -6.2383
MV/LV Substation BR***310 |  | 10 kV | _ | LV | 50 kVA :Pole Substation | 0.05 | --> | 0.05 | 0 | 0 | Constrained,otherwise capacity available =50kVA. | --> | 0.0475 | 0 | 0 | 0 | 0 | Constrained,otherwise capacity available =50kW. | --> | E19 ex FOXHOLE | Foxhole [T421,T422] | DUNGARVAN |  | 52.0729 | -7.8804
MV/LV Substation BR***310Y |  | 10 kV | _ | LV | 200 kVA :Kiosk Substation | 0.2 | --> | 0.2 | 0.144 | 2.4 |  | --> | 0.19 | 0 | 0.002964 | 0.20833 | 0 |  | --> | C18 ex GRAIGUE | Graigue [T41,T42] | CARLOW |  | 52.8434 | -6.9413
MV/LV Substation BR***312Z |  | 20 kV | _ | LV | 400 kVA :Building Structure | 0.4 | --> | 0.4 | 0 | 0 | Constrained,otherwise capacity available =251kVA. | --> | 0.38 | 0 | 0 | 0.42202 | 0 |  | --> | E13 ex GLASMORE | Glasmore [T421,T422] | GLASMORE |  | 53.4712 | -6.2315
MV/LV Substation BR***313X |  | 10 kV | _ | LV | 200 kVA :Kiosk Substation | 0.2 | --> | 0.2 | 0 | 0 | Constrained,otherwise capacity available =161kVA. | --> | 0.19 | 0 | 0.00741 | 0.20584 | 0 |  | --> | C12 ex BALLAGHADERREEN | Ballaghaderreen [T41,T42] | TONROE |  | 53.8974 | -8.5848
MV/LV Substation BR***315X |  | 10 kV | _ | LV | 400 kVA :Kiosk Substation | 0.4 | --> | 0.4 | 0.366 | 11.9 |  | --> | 0.38 | 0 | 0.010374 | 0.40513 | 0 |  | --> | C33 ex SALTHILL | Salthill [T101,T102] | SALTHILL |  | 53.2684 | -9.0897
MV/LV Substation BR***318Y |  | 10 kV | _ | LV | 1000 kVA :Building Structure | 1 | --> | 1 | 0.5 | 7.8 |  | --> | 0.95 | 0 | 0 | 0.5 | 0 |  | --> | C12 ex CARROWBEG | Carrowbeg [T41,T42] | CARROWBEG |  | 53.7981 | -9.5117
MV/LV Substation BR***320Z |  | 10 kV | _ | LV | 630 kVA :Kiosk Substation | 0.63 | --> | 0.63 | 0 | 0 | Constrained,otherwise capacity available =460kVA. | --> | 0.5985 | 0 | 0.01482 | 0.5 | 0 |  | --> | C22 ex HOWTH JUNCTION | Howth Junction [T41,T42] | GRANGE (DR) |  | 53.3845 | -6.1642
MV/LV Substation BR***321 |  | 10 kV | _ | LV | 630 kVA :Building Structure | 0.63 | --> | 0.63 | 0.5 | 3.9 |  | --> | 0.5985 | 0 | 0 | 0.5 | 0 |  | --> | C21 ex GALWAY 110KV | Galway 110kv [T102,T103] | GALWAY 110KV |  | 53.2833 | -9.0038
MV/LV Substation BR***324X |  | 10 kV | _ | LV | 400 kVA :Kiosk Substation | 0.4 | --> | 0.4 | 0.327 | 4.6 |  | --> | 0.38 | 0 | 0.025194 | 0.41094 | 0 |  | --> | C18 ex CASTLEVIEW | Castleview [T101,T102] | CASTLEVIEW |  | 51.9258 | -8.3876
MV/LV Substation BR***325X |  | 10 kV | _ | LV | 400 kVA :Kiosk Substation | 0.4 | --> | 0.4 | 0.38 | 1.5 |  | --> | 0.38 | 0 | 0 | 0.40302 | 0 |  | --> | C15 ex SCREEB | Screeb [T41] | SCREEB |  | 53.3249 | -9.8377
MV/LV Substation BR***326Y |  | 20 kV | _ | LV | 200 kVA :Pole Substation | 0.2 | --> | 0.2 | 0.16 | 2.7 |  | --> | 0.19 | 0 | 0.04446 | 0.2 | 0 |  | --> | E12 ex OLDCASTLE | Oldcastle [T41,T422] | MULLINGAR |  | 53.765 | -7.2427
MV/LV Substation BR***331 |  | 10 kV | _ | LV | 400 kVA :Kiosk Substation | 0.4 | --> | 0.4 | 0 | 0 | Constrained,otherwise capacity available =254kVA. | --> | 0.38 | 0 | 0.047424 | 0.42158 | 0 |  | --> | C19 ex SWORDS | Swords [T41,T42] | GLASMORE |  | 53.4579 | -6.2293
MV/LV Substation BR***331 |  | 10 kV | _ | LV | 400 kVA :Building Structure | 0.4 | --> | 0.4 | 0.339 | 3.9 |  | --> | 0.38 | 0 | 0 | 0.40916 | 0 |  | --> | C22 ex GALWAY 110KV | Galway 110kv [T102,T103] | GALWAY 110KV |  | 53.2895 | -9.0023
MV/LV Substation BR***335 |  | 10 kV | _ | LV | 100 kVA :Pole Substation | 0.1 | --> | 0.1 | 0 | 0 | Constrained,otherwise capacity available =39kVA. | --> | 0.095 | 0 | 0 | 0.10886 | 0 |  | --> | C15 ex SAGGART | Saggart [T41,T42] | GRANGE CASTLE |  | 53.2367 | -6.454
MV/LV Substation BR***335X |  | 10 kV | _ | LV | 400 kVA :Kiosk Substation | 0.4 | --> | 0.4 | 0 | 0 | Constrained,otherwise capacity available =280kVA. | --> | 0.38 | 0 | 0.015561 | 0.41782 | 0 |  | --> | E12 ex GLASMORE | Glasmore [T421,T422] | GLASMORE |  | 53.454 | -6.2488
MV/LV Substation BR***336Z |  | 10 kV | _ | LV | 400 kVA :Kiosk Substation | 0.4 | --> | 0.4 | 0 | 0 | Constrained,otherwise capacity available =324kVA. | --> | 0.38 | 0 | 0 | 0 | 0 | Constrained,otherwise capacity available =411.4kW. | --> | C18 ex KNOCKMULLEN | Knockmullen [T42,T421] | GREAT ISLAND |  | 52.3856 | -6.9393
MV/LV Substation BR***337Y |  | 10 kV | _ | LV | 630 kVA :Kiosk Substation | 0.63 | --> | 0.63 | 0 | 0 | Constrained,otherwise capacity available =435kVA. | --> | 0.5985 | 0 | 0.040014 | 0.5 | 0 |  | --> | C18 ex DOUGLAS | Douglas [T41,T42] | TRABEG |  | 51.8651 | -8.4109
MV/LV Substation BR***340Z |  | 10 kV | _ | LV | 400 kVA :Kiosk Substation | 0.4 | --> | 0.4 | 0 | 0 | Constrained,otherwise capacity available =357kVA. | --> | 0.38 | 0 | 0.005187 | 0.40648 | 0 |  | --> | C11 ex ROSEHILL | Rosehill [T41,T42] | KILKENNY |  | 52.6536 | -7.2645
MV/LV Substation BR***342 |  | 10 kV | _ | LV | 1000 kVA :Building Structure | 1 | --> | 1 | 0.5 | 3.5 |  | --> | 0.95 | 0 | 0.003705 | 0.5 | 0 |  | --> | C17 ex TRIMMS LANE | Trimms Lane [T41,T42] | SALTHILL |  | 53.2713 | -9.0548
MV/LV Substation BR***344Z |  | 10 kV | _ | LV | 400 kVA :Kiosk Substation | 0.4 | --> | 0.4 | 0 | 0 | Constrained,otherwise capacity available =303kVA. | --> | 0.38 | 0 | 0.036309 | 0.41447 | 0 |  | --> | C19 ex CLONDALKIN | Clondalkin [T41,T42,T44] | INCHICORE 220KV |  | 53.2989 | -6.4191
MV/LV Substation BR***346 |  | 10 kV | _ | LV | 630 kVA :Kiosk Substation | 0.63 | --> | 0.63 | 0.5 | 6 |  | --> | 0.5985 | 0 | 0.04446 | 0.5 | 0 |  | --> | C24 ex PELLETSTOWN | Pelletstown [T101,T102] | FINGLAS |  | 53.3741 | -6.3194
MV/LV Substation BR***349X |  | 10 kV | _ | LV | 400 kVA :Kiosk Substation | 0.4 | --> | 0.4 | 0 | 0 | Constrained,otherwise capacity available =251kVA. | --> | 0.38 | 0 | 0.039273 | 0.42202 | 0 |  | --> | C19 ex SWORDS | Swords [T41,T42] | GLASMORE |  | 53.4583 | -6.2376
MV/LV Substation BR***352X |  | 20 kV | _ | LV | 200 kVA :Pole Substation | 0.2 | --> | 0.2 | 0 | 0 | Constrained,otherwise capacity available =200kVA. | --> | 0.19 | 0 | 0 | 0.2 | 0 |  | --> | E17 ex DALTON | Dalton [T421,T422] | DALTON |  | 53.7689 | -8.8755
MV/LV Substation BR***352Y |  | 20 kV | _ | LV | 200 kVA :Kiosk Substation | 0.2 | --> | 0.2 | 0 | 0 | Constrained,otherwise capacity available =154kVA. | --> | 0.19 | 0 | 0.013338 | 0.20687 | 0 |  | --> | E18 ex CLONROCHE | Clonroche [T421,T422] | WEXFORD |  | 52.4371 | -6.608
MV/LV Substation BR***356X |  | 10 kV | _ | LV | 630 kVA :Building Structure | 0.63 | --> | 0.63 | 0.5 | 13.9 |  | --> | 0.5985 | 0 | 0 | 0.5 | 0 |  | --> | C19 ex CENTRAL PARK | Central Park [T101,T102] | CARRICKMINES |  | 53.2682 | -6.1991
MV/LV Substation BR***356Z |  | 10 kV | _ | LV | 400 kVA :Kiosk Substation | 0.4 | --> | 0.4 | 0 | 0 | Constrained,otherwise capacity available =288kVA. | --> | 0.38 | 0 | 0 | 0.41666 | 0 |  | --> | C22 ex STEPHENSTOWN | Stephenstown [T101,T102] | FINGLAS |  | 53.6132 | -6.208
MV/LV Substation BR***357Z |  | 20 kV | _ | LV | 50 kVA :Pole Substation | 0.05 | --> | 0.05 | 0 | 0 | Constrained,otherwise capacity available =45kVA. | --> | 0.0475 | 0 | 0 | 0 | 0 | Constrained,otherwise capacity available =50.8kW. | --> | E17 ex BLESSINGTON | Blessington [T421,T422] | KILTEEL |  | 53.0908 | -6.5829
MV/LV Substation BR***358Z |  | 10 kV | _ | LV | 400 kVA :Kiosk Substation | 0.4 | --> | 0.4 | 0 | 0 | Constrained,otherwise capacity available =304kVA. | --> | 0.38 | 0 | 0.020007 | 0.41432 | 0 |  | --> | C18 ex LOUGHSHINNY | Loughshinny [T41,T42] | GLASMORE |  | 53.5243 | -6.1053
MV/LV Substation BR***360Y |  | 10 kV | _ | LV | 400 kVA :Kiosk Substation | 0.4 | --> | 0.4 | 0 | 0 | Constrained,otherwise capacity available =337kVA. | --> | 0.38 | 0 | 0.009633 | 0.40945 | 0 |  | --> | C11 ex KYLEERAGH | Kyleeragh [T41,T42] | NENAGH |  | 52.8724 | -8.1949
MV/LV Substation BR***362Y |  | 20 kV | _ | LV | 100 kVA :Pole Substation | 0.1 | --> | 0.1 | 0 | 0 | Constrained,otherwise capacity available =87kVA. | --> | 0.095 | 0 | 0 | 0.10195 | 0 |  | --> | E17 ex BALTINGLASS | Baltinglass [T421,T422] | STRATFORD |  | 52.913 | -6.6217
MV/LV Substation BR***363Y |  | 20 kV | _ | LV | 50 kVA :Pole Substation | 0.05 | --> | 0.05 | 0.05 | 1.1 |  | --> | 0.0475 | 0 | 0 | 0.05 | 0 |  | --> | E12 ex BIRR | Birr [T41,T422] | DALLOW |  | 53.0848 | -7.7788
MV/LV Substation BR***370 |  | 10 kV | _ | LV | 100 kVA :Pole Substation | 0.1 | --> | 0.1 | 0 | 0 | Constrained,otherwise capacity available =93kVA. | --> | 0.095 | 0 | 0.004446 | 0.10106 | 0 |  | --> | C12 ex KANTURK | Kanturk [T41,T42] | GLENLARA |  | 52.1699 | -8.9147
MV/LV Substation BR***370Y |  | 20 kV | _ | LV | 400 kVA :Kiosk Substation | 0.4 | --> | 0.4 | 0 | 0 | Constrained,otherwise capacity available =302kVA. | --> | 0.38 | 0 | 0.020748 | 0.41461 | 0 |  | --> | E12 ex CARRIGSHANE | Carrigshane [T422] | MIDLETON |  | 51.9086 | -8.05
MV/LV Substation BR***372Y |  | 10 kV | _ | LV | 400 kVA :Kiosk Substation | 0.4 | --> | 0.4 | 0 | 0 | Constrained,otherwise capacity available =272kVA. | --> | 0.38 | 0 | 0.045201 | 0.41898 | 0 |  | --> | C18 ex DOUGLAS | Douglas [T41,T42] | TRABEG |  | 51.8655 | -8.407
MV/LV Substation BR***374Y |  | 10 kV | _ | LV | 200 kVA :Kiosk Substation | 0.2 | --> | 0.2 | 0 | 0 | Constrained,otherwise capacity available =155kVA. | --> | 0.19 | 0 | 0.00741 | 0.20672 | 0 |  | --> | C12 ex GRANGE (SR) | Grange (sr) [T41,T42] | BUTLERSTOWN |  | 52.2358 | -7.1135
MV/LV Substation BR***376 |  | 10 kV | _ | LV | 400 kVA :Kiosk Substation | 0.4 | --> | 0.4 | 0.369 | 11.1 |  | --> | 0.38 | 0 | 0 | 0.40468 | 0 |  | --> | C14 ex CABRA | Cabra [T101,T102] | FINGLAS |  | 53.3704 | -6.2924
MV/LV Substation BR***379X |  | 10 kV | _ | LV | 50 kVA :Pole Substation | 0.05 | --> | 0.05 | 0.05 | 2.8 |  | --> | 0.0475 | 0 | 0 | 0.05 | 0 |  | --> | E16 ex BALLYRAGGET | Ballyragget [T421,T422] | BALLYRAGGET |  | 52.8048 | -7.3411
MV/LV Substation BR***382 |  | 10 kV | _ | LV | 100 kVA :Pole Substation | 0.1 | --> | 0.1 | 0.099 | 2.2 |  | --> | 0.095 | 0 | 0 | 0.10015 | 0 |  | --> | C13 ex CASTLETOWNROCHE | Castletownroche [T41] | MALLOW |  | 52.154 | -8.4696
MV/LV Substation BR***382 |  | 20 kV | _ | LV | 100 kVA :Pole Substation | 0.1 | --> | 0.1 | 0.094 | 3 |  | --> | 0.095 | 0 | 0 | 0 | 0 | Constrained,otherwise capacity available =100.9kW. | --> | E11 ex CHARLEVILLE | Charleville [T421,T422] | CHARLEVILLE |  | 52.4261 | -8.6796
MV/LV Substation BR***387 |  | 20 kV | _ | LV | 100 kVA :Pole Substation | 0.1 | --> | 0.1 | 0.047 | 3 |  | --> | 0.095 | 0 | 0.008151 | 0 | 0 | Constrained,otherwise capacity available =107.7kW. | --> | E11 ex CHARLEVILLE | Charleville [T421,T422] | CHARLEVILLE |  | 52.4172 | -8.6607
MV/LV Substation BR***388X |  | 10 kV | _ | LV | 100 kVA :Pole Substation | 0.1 | --> | 0.1 | 0 | 0 | Constrained,otherwise capacity available =99kVA. | --> | 0.095 | 0 | 0 | 0.10015 | 0 |  | --> | C22 ex SKIBBEREEN | Skibbereen [T41,T42] | DUNMANWAY |  | 51.4495 | -9.4846
MV/LV Substation BR***390X |  | 10 kV | _ | LV | 100 kVA :Pole Substation | 0.1 | --> | 0.1 | 0 | 0 | Constrained,otherwise capacity available =84kVA. | --> | 0.095 | 0 | 0.003705 | 0.1024 | 0 |  | --> | C15 ex MALAHIDE | Malahide [T41,T42] | GLASMORE |  | 53.4402 | -6.1553
MV/LV Substation BR***390Y |  | 10 kV | _ | LV | 400 kVA :Building Structure | 0.4 | --> | 0.4 | 0.224 | 18.7 |  | --> | 0.38 | 0 | 0.025935 | 0.42588 | 0 |  | --> | C22 ex ARKLOW | Arklow [T101,T102] | ARKLOW |  | 52.7995 | -6.1491
MV/LV Substation BR***391Y |  | 10 kV | _ | LV | 400 kVA :Building Structure | 0.4 | --> | 0.4 | 0.38 | 18.7 |  | --> | 0.38 | 0 | 0 | 0.40242 | 0 |  | --> | C22 ex ARKLOW | Arklow [T101,T102] | ARKLOW |  | 52.7992 | -6.1477
MV/LV Substation BR***392Y |  | 10 kV | _ | LV | 1000 kVA :Building Structure | 1 | --> | 1 | 0.5 | 18.7 |  | --> | 0.95 | 0 | 0 | 0.5 | 0 |  | --> | C17 ex ARKLOW | Arklow [T101,T102] | ARKLOW |  | 52.7988 | -6.1491
MV/LV Substation BR***393 |  | 10 kV | _ | LV | 400 kVA :Building Structure | 0.4 | --> | 0.4 | 0.368 | 2.8 |  | --> | 0.38 | 0 | 0.00741 | 0.40483 | 0 |  | --> | C13 ex RECESS | Recess [T41] | SCREEB |  | 53.4711 | -9.7631
MV/LV Substation BR***393Y |  | 10 kV | _ | LV | 630 kVA :Building Structure | 0.63 | --> | 0.63 | 0.5 | 18.7 |  | --> | 0.5985 | 0 | 0 | 0.5 | 0 |  | --> | C22 ex ARKLOW | Arklow [T101,T102] | ARKLOW |  | 52.7997 | -6.1473
MV/LV Substation BR***394X |  | 10 kV | _ | LV | 50 kVA :Pole Substation | 0.05 | --> | 0.05 | 0 | 0 | Constrained,otherwise capacity available =50kVA. | --> | 0.0475 | 0 | 0 | 0.05 | 0 |  | --> | C12 ex SAGGART | Saggart [T41,T42] | GRANGE CASTLE |  | 53.2499 | -6.5415
MV/LV Substation BR***394Y |  | 10 kV | _ | LV | 630 kVA :Building Structure | 0.63 | --> | 0.63 | 0.5 | 18.7 |  | --> | 0.5985 | 0 | 0 | 0.5 | 0 |  | --> | C22 ex ARKLOW | Arklow [T101,T102] | ARKLOW |  | 52.7997 | -6.1472
MV/LV Substation BR***398X |  | 10 kV | _ | LV | 400 kVA :Kiosk Substation | 0.4 | --> | 0.4 | 0 | 0 | Constrained,otherwise capacity available =208kVA. | --> | 0.38 | 0 | 0.00741 | 0.42815 | 0 |  | --> | E12 ex GLASMORE | Glasmore [T421,T422] | GLASMORE |  | 53.4555 | -6.2474
MV/LV Substation BR***4004 |  | 10 kV | _ | LV | 630 kVA :Kiosk Substation | 0.63 | --> | 0.63 | 0 | 0 | Constrained,otherwise capacity available =500kVA. | --> | 0.5985 | 0 | 0 | 0.5 | 0 |  | --> | C15 ex LITTLE BRAY | Little Bray [T41,T42] | FASSAROE |  | 53.2097 | -6.1065
MV/LV Substation BR***4006 |  | 10 kV | _ | LV | 400 kVA :Kiosk Substation | 0.4 | --> | 0.4 | 0.371 | 3.5 |  | --> | 0.38 | 0 | 0 | 0.40438 | 0 |  | --> | C19 ex DUNDALK | Dundalk [T41,T42] | DUNDALK |  | 53.9934 | -6.4123
MV/LV Substation BR***4006 |  | 10 kV | _ | LV | 200 kVA :Pole Substation | 0.2 | --> | 0.2 | 0 | 0 | Constrained,otherwise capacity available =162kVA. | --> | 0.19 | 0 | 0 | 0.20569 | 0 |  | --> | C15 ex KINSALE | Kinsale [T41,T42] | BANDON |  | 51.7013 | -8.4997
MV/LV Substation BR***4007 |  | 10 kV | _ | LV | 200 kVA :Kiosk Substation | 0.2 | --> | 0.2 | 0.189 | 3.5 |  | --> | 0.19 | 0 | 0 | 0.20166 | 0 |  | --> | C19 ex DUNDALK | Dundalk [T41,T42] | DUNDALK |  | 53.9924 | -6.4116
MV/LV Substation BR***4007 |  | 20 kV | _ | LV | 100 kVA :Pole Substation | 0.1 | --> | 0.1 | 0.088 | 17.8 |  | --> | 0.095 | 0 | 0 | 0.10181 | 0 |  | --> | E19 ex BANOGE | Banoge [T121,T122] | BANOGE |  | 52.6227 | -6.3186
MV/LV Substation BR***4009 |  | 10 kV | _ | LV | 200 kVA :Kiosk Substation | 0.2 | --> | 0.2 | 0.117 | 0.4 |  | --> | 0.19 | 0 | 0.003705 | 0.21223 | 0 |  | --> | C13 ex CARRICKMINES | Carrickmines [T41,T42] | CARRICKMINES |  | 53.2542 | -6.1676
MV/LV Substation BR***4009 |  | 10 kV | _ | LV | 200 kVA :Pole Substation | 0.2 | --> | 0.2 | 0 | 0 | Constrained,otherwise capacity available =200kVA. | --> | 0.19 | 0 | 0 | 0.2 | 0 |  | --> | C15 ex BALLYBAILIE | Ballybailie [T41,T42] | DUNDALK |  | 53.9081 | -6.6179
MV/LV Substation BR***400Z |  | 20 kV | _ | LV | 50 kVA :Pole Substation | 0.05 | --> | 0.05 | 0 | 0 | Constrained,otherwise capacity available =46kVA. | --> | 0.0475 | 0 | 0 | 0.050604 | 0 |  | --> | C15 ex KILMONEY | Kilmoney [T41,T42] | TRABEG |  | 51.8267 | -8.5405
MV/LV Substation BR***4010 |  | 20 kV | _ | LV | 50 kVA :Pole Substation | 0.05 | --> | 0.05 | 0 | 0 | Constrained,otherwise capacity available =50kVA. | --> | 0.0475 | 0 | 0 | 0.05 | 0 |  | --> | E12 ex MILLTOWN (SR) | Milltown (sr) [T421,T422] | OUGHTRAGH |  | 52.0219 | -9.792
MV/LV Substation BR***4013 |  | 10 kV | _ | LV | 200 kVA :Kiosk Substation | 0.2 | --> | 0.2 | 0.199 | 2.9 |  | --> | 0.19 | 0 | 0.004446 | 0.20015 | 0 |  | --> | C21 ex BREWERY ROAD | Brewery Road [T41,T42] | CARRICKMINES |  | 53.2761 | -6.1991
MV/LV Substation BR***4013 |  | 10 kV | _ | LV | 50 kVA :Pole Substation | 0.05 | --> | 0.05 | 0 | 0 | Constrained,otherwise capacity available =48kVA. | --> | 0.0475 | 0 | 0 | 0.050303 | 0 |  | --> | C12 ex CHARLESTOWN | Charlestown [T41] | TONROE |  | 53.981 | -8.7818
MV/LV Substation BR***4017 |  | 20 kV | _ | LV | 400 kVA :Kiosk Substation | 0.4 | --> | 0.4 | 0 | 0 | Constrained,otherwise capacity available =297kVA. | --> | 0.38 | 0 | 0.025935 | 0.41535 | 0 |  | --> | C11 ex KILDARE | Kildare [T41,T42] | NEWBRIDGE |  | 53.1396 | -7.0527
MV/LV Substation BR***402 |  | 10 kV | _ | LV | 50 kVA :Pole Substation | 0.05 | --> | 0.05 | 0 | 0 | Constrained,otherwise capacity available =32kVA. | --> | 0.0475 | 0 | 0.00741 | 0 | 0 | Constrained,otherwise capacity available =52.7kW. | --> | C20 ex CLOONLOUGH | Cloonlough [T41,T42] | BARRYMORE |  | 52.2606 | -8.2611
MV/LV Substation BR***4020 |  | 10 kV | _ | LV | 630 kVA :Building Structure | 0.63 | --> | 0.63 | 0.5 | 2.4 |  | --> | 0.5985 | 0 | 0 | 0.5 | 0 |  | --> | C13 ex BRAY | Bray [T41,T42] | FASSAROE |  | 53.2005 | -6.1124
MV/LV Substation BR***4022 |  | 10 kV | _ | LV | 50 kVA :Pole Substation | 0.05 | --> | 0.05 | 0.05 | 2.3 |  | --> | 0.0475 | 0 | 0 | 0.05 | 0 |  | --> | E17 ex MOY | Moy [T421,T422] | MOY |  | 54.1153 | -9.1748
MV/LV Substation BR***4030 |  | 20 kV | _ | LV | 200 kVA :Kiosk Substation | 0.2 | --> | 0.2 | 0 | 0 | Constrained,otherwise capacity available =200kVA. | --> | 0.19 | 0 | 0 | 0.2 | 0 |  | --> | E15 ex BATTER LANE TEMPORARY | Batter Lane Temporary 38kv [T421] | GLASMORE |  | 53.5192 | -6.1309
MV/LV Substation BR***4034 |  | 10 kV | _ | LV | 400 kVA :Kiosk Substation | 0.4 | --> | 0.4 | 0 | 0 | Constrained,otherwise capacity available =378kVA. | --> | 0.38 | 0 | 0 | 0.40333 | 0 |  | --> | C19 ex BELGARD | Belgard [T41,T42] | COOKSTOWN |  | 53.2958 | -6.362
MV/LV Substation BR***4037 |  | 20 kV | _ | LV | 100 kVA :Pole Substation | 0.1 | --> | 0.1 | 0.1 | 0.3 |  | --> | 0.095 | 0 | 0 | 0.1 | 0 |  | --> | E33 ex TRIM | Trim [T421] | NAVAN |  | 53.5238 | -6.7741
MV/LV Substation BR***403Y |  | 10 kV | _ | LV | 100 kVA :Pole Substation | 0.1 | --> | 0.1 | 0 | 0 | Constrained,otherwise capacity available =100kVA. | --> | 0.095 | 0 | 0 | 0.1 | 0 |  | --> | E11 ex SLANE | Slane [T421] | DRYBRIDGE |  | 53.7582 | -6.5053
MV/LV Substation BR***4040 |  | 10 kV | _ | LV | 630 kVA :Kiosk Substation | 0.63 | --> | 0.63 | 0.5 | 5.6 |  | --> | 0.5985 | 0 | 0 | 0.5 | 0 |  | --> | C14 ex KILCOOLE | Kilcoole [T41,T42] | FASSAROE |  | 53.116 | -6.0958
MV/LV Substation BR***4044 |  | 20 kV | _ | LV | 50 kVA :Pole Substation | 0.05 | --> | 0.05 | 0 | 0 | Constrained,otherwise capacity available =50kVA. | --> | 0.0475 | 0 | 0 | 0.05 | 0 |  | --> | E16 ex GLENAMADDY | Glenamaddy [T422] | ATHLONE |  | 53.4677 | -8.6499
MV/LV Substation BR***4049 |  | 10 kV | _ | LV | 630 kVA :Building Structure | 0.63 | --> | 0.63 | 0 | 0 | Constrained,otherwise capacity available =434kVA. | --> | 0.5985 | 0 | 0 | 0.5 | 0 |  | --> | C17 ex GREYSTONES | Greystones [T41,T42] | FASSAROE |  | 53.1517 | -6.0677
MV/LV Substation BR***404X |  | 10 kV | _ | LV | 50 kVA :Pole Substation | 0.05 | --> | 0.05 | 0.049 | 3.3 |  | --> | 0.0475 | 0 | 0 | 0 | 0 | Constrained,otherwise capacity available =50.2kW. | --> | C20 ex ENNISKEANE | Enniskeane [T41,T42] | BANDON |  | 51.7247 | -8.8903
MV/LV Substation BR***4053 |  | 10 kV | _ | LV | 400 kVA :Kiosk Substation | 0.4 | --> | 0.4 | 0.299 | 1.2 |  | --> | 0.38 | 0 | 0.45201 | 0.41505 | 0 |  | --> | C20 ex SALLYNOGGIN ROAD | Sallynoggin Road [T41,T42] | CHERRYWOOD |  | 53.2787 | -6.1478
MV/LV Substation BR***4055 |  | 10 kV | _ | LV | 50 kVA :Pole Substation | 0.05 | --> | 0.05 | 0.048 | 0.1 |  | --> | 0.0475 | 0 | 0 | 0.050303 | 0 |  | --> | C18 ex TUBBERCURRY | Tubbercurry [T41,T42] | TONROE |  | 54.044 | -8.6476
MV/LV Substation BR***405Z |  | 10 kV | _ | LV | 630 kVA :Kiosk Substation | 0.63 | --> | 0.63 | 0 | 0 | Constrained,otherwise capacity available =463kVA. | --> | 0.5985 | 0 | 0.016302 | 0.5 | 0 |  | --> | C22 ex STEPHENSTOWN | Stephenstown [T101,T102] | FINGLAS |  | 53.6122 | -6.21
MV/LV Substation BR***4060 |  | 20 kV | _ | LV | 50 kVA :Pole Substation | 0.05 | --> | 0.05 | 0 | 0 | Constrained,otherwise capacity available =46kVA. | --> | 0.0475 | 0 | 0 | 0 | 0 | Constrained,otherwise capacity available =50.6kW. | --> | E17 ex WINDSOR | Windsor [T421,T422] | CASTLEBAR |  | 53.8437 | -9.2363
MV/LV Substation BR***4060 |  | 20 kV | _ | LV | 50 kVA :Pole Substation | 0.05 | --> | 0.05 | 0 | 0 | Constrained,otherwise capacity available =50kVA. | --> | 0.0475 | 0 | 0 | 0.05 | 0 |  | --> | C15 ex KANTURK | Kanturk [T41,T42] | GLENLARA |  | 52.1151 | -8.7751
MV/LV Substation BR***4062 |  | 20 kV | _ | LV | 200 kVA :Kiosk Substation | 0.2 | --> | 0.2 | 0 | 0 | Constrained,otherwise capacity available =191kVA. | --> | 0.19 | 0 | 0.003705 | 0.20136 | 0 |  | --> | E11 ex CLONROCHE | Clonroche [T421,T422] | WEXFORD |  | 52.3985 | -6.643
MV/LV Substation BR***4064 |  | 10 kV | _ | LV | 50 kVA :Pole Substation | 0.05 | --> | 0.05 | 0 | 0 | Constrained,otherwise capacity available =50kVA. | --> | 0.0475 | 0 | 0 | 0.05 | 0 |  | --> | C15 ex LOUGHSHINNY | Loughshinny [T41,T42] | GLASMORE |  | 53.5358 | -6.09
MV/LV Substation BR***4065 |  | 10 kV | _ | LV | 400 kVA :Kiosk Substation | 0.4 | --> | 0.4 | 0 | 0 | Constrained,otherwise capacity available =275kVA. | --> | 0.38 | 0 | 0.051129 | 0.41855 | 0 |  | --> | C20 ex COLLEGE PARK | College Park [T101,T102,T103] | COLLEGE PARK |  | 53.3931 | -6.3659
MV/LV Substation BR***4069 |  | 10 kV | _ | LV | 400 kVA :Kiosk Substation | 0.4 | --> | 0.4 | 0.4 | 0.5 |  | --> | 0.38 | 0 | 0 | 0 | 0 | Constrained,otherwise capacity available =400kW. | --> | C20 ex KILMARTIN | Kilmartin [T41] | ARKLOW |  | 53.0672 | -6.2228
MV/LV Substation BR***406Y |  | 10 kV | _ | LV | 400 kVA :Kiosk Substation | 0.4 | --> | 0.4 | 0.268 | 12.2 |  | --> | 0.38 | 0 | 0.026676 | 0.41956 | 0 |  | --> | C21 ex BALLYBEG | Ballybeg [T101,T102] | CARRICKMINES |  | 52.9882 | -6.0747
MV/LV Substation BR***4070 |  | 10 kV | _ | LV | 50 kVA :Pole Substation | 0.05 | --> | 0.05 | 0 | 0 | Constrained,otherwise capacity available =46kVA. | --> | 0.0475 | 0 | 0 | 0.050604 | 0 |  | --> | C16 ex GRAIGUENAMANAGH | Graiguenamanagh [T41,T42] | KILKENNY |  | 52.5098 | -7.0546
MV/LV Substation BR***4071 |  | 20 kV | _ | LV | 50 kVA :Pole Substation | 0.05 | --> | 0.05 | 0 | 0 | Constrained,otherwise capacity available =40kVA. | --> | 0.0475 | 0 | 0.018525 | 0.051496 | 0 |  | --> | C18 ex DEERPARK | Deerpark [T41,T42] | BALLYDINE |  | 52.4355 | -7.3808
MV/LV Substation BR***4071 |  | 10 kV | _ | LV | 100 kVA :Pole Substation | 0.1 | --> | 0.1 | 0 | 0 | Constrained,otherwise capacity available =43kVA. | --> | 0.095 | 0 | 0 | 0.1083 | 0 |  | --> | E11 ex SLANE | Slane [T421] | DRYBRIDGE |  | 53.7595 | -6.5178
MV/LV Substation BR***4075 |  | 10 kV | _ | LV | 400 kVA :Kiosk Substation | 0.4 | --> | 0.4 | 0 | 0 | Constrained,otherwise capacity available =279kVA. | --> | 0.38 | 0 | 0.31196 | 0.41797 | 0 |  | --> | C17 ex CASTLEKNOCK | Castleknock [T41,T42] | FINGLAS |  | 53.3742 | -6.3752
MV/LV Substation BR***4077 |  | 10 kV | _ | LV | 400 kVA :Kiosk Substation | 0.4 | --> | 0.4 | 0.4 | 4 |  | --> | 0.38 | 0 | 0 | 0.4 | 0 |  | --> | C19 ex BALLINCLEA | Ballinclea [T41] | CHERRYWOOD |  | 53.2677 | -6.1307
MV/LV Substation BR***4079 |  | 10 kV | _ | LV | 200 kVA :Kiosk Substation | 0.2 | --> | 0.2 | 0 | 0 | Constrained,otherwise capacity available =173kVA. | --> | 0.19 | 0 | 0 | 0.20406 | 0 |  | --> | C21 ex STEPHENSTOWN | Stephenstown [T101,T102] | FINGLAS |  | 53.618 | -6.1907
MV/LV Substation BR***4079 |  | 10 kV | _ | LV | 400 kVA :Kiosk Substation | 0.4 | --> | 0.4 | 0.294 | 4.3 |  | --> | 0.38 | 0 | 0 | 0.41578 | 0 |  | --> | C21 ex DEANSGRANGE | Deansgrange [T41,T42] | CARRICKMINES |  | 53.2617 | -6.1823
MV/LV Substation BR***407Y |  | 20 kV | _ | LV | 630 kVA :Kiosk Substation | 0.63 | --> | 0.63 | 0.5 | 3 |  | --> | 0.5985 | 0 | 0.02223 | 0 | 0 | Constrained,otherwise capacity available =500kW. | --> | E17 ex CHARLEVILLE | Charleville [T421,T422] | CHARLEVILLE |  | 52.3463 | -8.6781
MV/LV Substation BR***4080 |  | 20 kV | _ | LV | 50 kVA :Pole Substation | 0.05 | --> | 0.05 | 0.037 | 2.1 |  | --> | 0.0475 | 0 | 0.033345 | 0 | 0 | Constrained,otherwise capacity available =51.9kW. | --> | E17 ex LISDRUM | Lisdrum [T422] | LISDRUM |  | 54.2323 | -7.022
MV/LV Substation BR***4081 |  | 20 kV | _ | LV | 100 kVA :Pole Substation | 0.1 | --> | 0.1 | 0 | 0 | Constrained,otherwise capacity available =100kVA. | --> | 0.095 | 0 | 0 | 0 | 0 | Constrained,otherwise capacity available =100kW. | --> | E18 ex KILLYBEGS | Killybegs [T422] | BINBANE |  | 54.6425 | -8.437
MV/LV Substation BR***4084 |  | 10 kV | _ | LV | 1000 kVA :Building Structure | 1 | --> | 1 | 0 | 0 | Constrained,otherwise capacity available =500kVA. | --> | 0.95 | 0 | 0 | 0.5 | 0 |  | --> | C21 ex TYMON | Tymon [T41,T42] | COOKSTOWN |  | 53.2974 | -6.3577
MV/LV Substation BR***4084 |  | 10 kV | _ | LV | 50 kVA :Pole Substation | 0.05 | --> | 0.05 | 0.05 | 2.8 |  | --> | 0.0475 | 0 | 0 | 0.05 | 0 |  | --> | C20 ex CASTLEBLAYNEY | Castleblayney [T41,T42] | DUNDALK |  | 54.0647 | -6.7013
MV/LV Substation BR***409 |  | 10 kV | _ | LV | 100 kVA :Pole Substation | 0.1 | --> | 0.1 | 0.014 | 5.8 |  | --> | 0.095 | 0 | 0.008151 | 0.11225 | 0 |  | --> | C20 ex OAKFIELD | Oakfield [T41,T42] | SLIGO |  | 54.2715 | -8.5813
MV/LV Substation BR***4090 |  | 10 kV | _ | LV | 400 kVA :Building Structure | 0.4 | --> | 0.4 | 0.4 | 4.5 |  | --> | 0.38 | 0 | 0 | 0.4 | 0 |  | --> | C14 ex MALLOW | Mallow [T41,T42] | MALLOW |  | 52.1442 | -8.6422
MV/LV Substation BR***4094 |  | 10 kV | _ | LV | 1000 kVA :Building Structure | 1 | --> | 1 | 0 | 0 | Constrained,otherwise capacity available =500kVA. | --> | 0.95 | 0 | 0 | 0.5 | 0 |  | --> | C17 ex POPPINTREE | Poppintree [T101,T102] | FINGLAS |  | 53.4062 | -6.257
MV/LV Substation BR***4095 |  | 10 kV | _ | LV | 100 kVA :Pole Substation | 0.1 | --> | 0.1 | 0.1 | 2.1 |  | --> | 0.095 | 0 | 0 | 0.1 | 0 |  | --> | C14 ex BUTTEVANT | Buttevant [T41,T42] | MALLOW |  | 52.2401 | -8.71
MV/LV Substation BR***409X |  | 20 kV | _ | LV | 100 kVA :Pole Substation | 0.1 | --> | 0.1 | 0 | 0 | Constrained,otherwise capacity available =74kVA. | --> | 0.095 | 0 | 0 | 0.10387 | 0 |  | --> | E17 ex DULEEK | Duleek [T421,T422] | DRYBRIDGE |  | 53.6394 | -6.5593
MV/LV Substation BR***4103 |  | 10 kV | _ | LV | 630 kVA :Kiosk Substation | 0.63 | --> | 0.63 | 0.138 | 0.4 |  | --> | 0.5985 | 0 | 0.025935 | 0.5 | 0 |  | --> | C14 ex CARRICKMINES | Carrickmines [T41,T42] | CARRICKMINES |  | 53.2544 | -6.2003
MV/LV Substation BR***4106 |  | 10 kV | _ | LV | 33 kVA :Pole Substation | 0.033 | --> | 0.033 | 0 | 0 | Constrained,otherwise capacity available =33kVA. | --> | 0.03135 | 0 | 0 | 0.033 | 0 |  | --> | C22 ex GREYSTONES | Greystones [T41,T42] | FASSAROE |  | 53.1273 | -6.1115
MV/LV Substation BR***4108 |  | 10 kV | _ | LV | 100 kVA :Pole Substation | 0.1 | --> | 0.1 | 0 | 0 | Constrained,otherwise capacity available =93kVA. | --> | 0.095 | 0 | 0 | 0.10106 | 0 |  | --> | C12 ex PARKMORE | Parkmore [T41,T42] | GALWAY 110KV |  | 53.3328 | -9.0179
MV/LV Substation BR***410X |  | 10 kV | _ | LV | 200 kVA :Pole Substation | 0.2 | --> | 0.2 | 0 | 0 | Constrained,otherwise capacity available =160kVA. | --> | 0.19 | 0 | 0.002223 | 0.20598 | 0 |  | --> | C22 ex TERMONFECKIN ROAD | Termonfeckin Road [T41,T42] | DRYBRIDGE |  | 53.7222 | -6.3352
MV/LV Substation BR***410X |  | 10 kV | _ | LV | 200 kVA :Kiosk Substation | 0.2 | --> | 0.2 | 0 | 0 | Constrained,otherwise capacity available =132kVA. | --> | 0.19 | 0 | 0.009633 | 0.21007 | 0 |  | --> | C12 ex FORTUNESTOWN | Fortunestown [T101,T102] | INCHICORE 220KV |  | 53.2863 | -6.4137
MV/LV Substation BR***4110 |  | 10 kV | _ | LV | 630 kVA :Kiosk Substation | 0.63 | --> | 0.63 | 0.335 | 20.8 |  | --> | 0.5985 | 0 | 0.016302 | 0.5 | 0 |  | --> | C23 ex HEUSTON SQUARE | Heuston Square [T101,T102] | INCHICORE 220KV |  | 53.3395 | -6.3007
MV/LV Substation BR***4115 |  | 10 kV | _ | LV | 400 kVA :Kiosk Substation | 0.4 | --> | 0.4 | 0 | 0 | Constrained,otherwise capacity available =259kVA. | --> | 0.38 | 0 | 0.02964 | 0.42086 | 0 |  | --> | C22 ex GREYSTONES | Greystones [T41,T42] | FASSAROE |  | 53.1299 | -6.0747
MV/LV Substation BR***4117 |  | 20 kV | _ | LV | 100 kVA :Pole Substation | 0.1 | --> | 0.1 | 0.1 | 1.4 |  | --> | 0.095 | 0 | 0 | 0.1 | 0 |  | --> | E13 ex KILLINICK | Killinick [T421,T422] | WEXFORD |  | 52.2176 | -6.3816
MV/LV Substation BR***4119 |  | 10 kV | _ | LV | 100 kVA :Pole Substation | 0.1 | --> | 0.1 | 0.1 | 18.7 |  | --> | 0.095 | 0 | 0 | 0.1 | 0 |  | --> | C13 ex ARKLOW | Arklow [T101,T102] | ARKLOW |  | 52.8507 | -6.2024
MV/LV Substation BR***411X |  | 10 kV | _ | LV | 200 kVA :Pole Substation | 0.2 | --> | 0.2 | 0 | 0 | Constrained,otherwise capacity available =192kVA. | --> | 0.19 | 0 | 0 | 0.20121 | 0 |  | --> | C26 ex KYLEERAGH | Kyleeragh [T41,T42] | NENAGH |  | 52.8804 | -8.2001
MV/LV Substation BR***412 |  | 10 kV | _ | LV | 50 kVA :Pole Substation | 0.05 | --> | 0.05 | 0 | 0 | Constrained,otherwise capacity available =45kVA. | --> | 0.0475 | 0 | 0 | 0.050753 | 0 |  | --> | C21 ex CARRIGTWOHILL | Carrigtwohill [T42] | COW CROSS |  | 51.883 | -8.2445
MV/LV Substation BR***4120 |  | 10 kV | _ | LV | 50 kVA :Pole Substation | 0.05 | --> | 0.05 | 0.036 | 0.2 |  | --> | 0.0475 | 0 | 0 | 0 | 0 | Constrained,otherwise capacity available =52.1kW. | --> | C11 ex ROSSGEIR | Rossgeir [T41,T42] | LETTERKENNY |  | 54.8517 | -7.488
MV/LV Substation BR***4122 |  | 10 kV | _ | LV | 400 kVA :Kiosk Substation | 0.4 | --> | 0.4 | 0.356 | 0.4 |  | --> | 0.38 | 0 | 0.008151 | 0.40663 | 0 |  | --> | C13 ex CARRICKMINES | Carrickmines [T41,T42] | CARRICKMINES |  | 53.2576 | -6.1626
MV/LV Substation BR***4125 |  | 10 kV | _ | LV | 100 kVA :Pole Substation | 0.1 | --> | 0.1 | 0 | 0 | Constrained,otherwise capacity available =87kVA. | --> | 0.095 | 0 | 0 | 0.10195 | 0 |  | --> | C18 ex KILDARE | Kildare [T41,T42] | NEWBRIDGE |  | 53.1485 | -6.9051
MV/LV Substation BR***412X |  | 20 kV | _ | LV | 400 kVA :Kiosk Substation | 0.4 | --> | 0.4 | 0 | 0 | Constrained,otherwise capacity available =265kVA. | --> | 0.38 | 0 | 0.040014 | 0.42 | 0 |  | --> | E16 ex ASHBOURNE | Ashbourne [T421,T422] | FINGLAS |  | 53.5145 | -6.3965
MV/LV Substation BR***413 |  | 20 kV | _ | LV | 50 kVA :Pole Substation | 0.05 | --> | 0.05 | 0 | 0 | Constrained,otherwise capacity available =42kVA. | --> | 0.0475 | 0 | 0 | 0.0512 | 0 |  | --> | E25 ex PATRICKSWELL | Patrickswell [T421,T422] | LIMERICK |  | 52.6157 | -8.7295
MV/LV Substation BR***413 |  | 10 kV | _ | LV | 50 kVA :Pole Substation | 0.05 | --> | 0.05 | 0.038 | 7.2 |  | --> | 0.0475 | 0 | 0 | 0 | 0 | Constrained,otherwise capacity available =51.8kW. | --> | C18 ex CONVOY | Convoy [T41,T42] | LETTERKENNY |  | 54.8696 | -7.5486
MV/LV Substation BR***4131 |  | 20 kV | _ | LV | 50 kVA :Pole Substation | 0.05 | --> | 0.05 | 0 | 0 | Constrained,otherwise capacity available =50kVA. | --> | 0.0475 | 0 | 0 | 0.05 | 0 |  | --> | E14 ex BALLINROBE | Ballinrobe [T421,T422] | DALTON |  | 53.6722 | -9.2096
MV/LV Substation BR***4134 |  | 20 kV | _ | LV | 50 kVA :Pole Substation | 0.05 | --> | 0.05 | 0.041 | 1.6 |  | --> | 0.0475 | 0 | 0 | 0 | 0 | Constrained,otherwise capacity available =51.3kW. | --> | E17 ex BELMULLET | Belmullet [T421] | BELLACORICK |  | 54.2146 | -9.9701
MV/LV Substation BR***4135 |  | 10 kV | _ | LV | 50 kVA :Pole Substation | 0.05 | --> | 0.05 | 0.05 | 1 |  | --> | 0.0475 | 0 | 0 | 0 | 0 | Constrained,otherwise capacity available =50kW. | --> | C12 ex BOYLE | Boyle [T41,T42] | CARRICK ON SHANNON |  | 53.9032 | -8.3856
MV/LV Substation BR***4137 |  | 10 kV | _ | LV | 50 kVA :Pole Substation | 0.05 | --> | 0.05 | 0.05 | 3.4 |  | --> | 0.0475 | 0 | 0 | 0.05 | 0 |  | --> | C19 ex GLENGOOLE | Glengoole [T41] | THURLES |  | 52.5816 | -7.625
MV/LV Substation BR***4138 |  | 10 kV | _ | LV | 1000 kVA :Building Structure | 1 | --> | 1 | 0.5 | 0.8 |  | --> | 0.95 | 0 | 0.01482 | 0.5 | 0 |  | --> | C11 ex DONNYBROOK | Donnybrook [T41,T42] | MILLTOWN (DR) |  | 53.3198 | -6.234
MV/LV Substation BR***4139 |  | 20 kV | _ | LV | 50 kVA :Pole Substation | 0.05 | --> | 0.05 | 0 | 0 | Constrained,otherwise capacity available =46kVA. | --> | 0.0475 | 0 | 0 | 0 | 0 | Constrained,otherwise capacity available =50.6kW. | --> | E12 ex CASTLELYONS | Castlelyons [T421,T422] | BARRYMORE |  | 52.0569 | -8.3954
MV/LV Substation BR***413Y |  | 10 kV | _ | LV | 100 kVA :Pole Substation | 0.1 | --> | 0.1 | 0 | 0 | Constrained,otherwise capacity available =87kVA. | --> | 0.095 | 0 | 0 | 0.10195 | 0 |  | --> | C18 ex MIDLETON | Midleton [T101,T102] | MIDLETON |  | 51.9659 | -8.2648
MV/LV Substation BR***4142 |  | 10 kV | _ | LV | 50 kVA :Pole Substation | 0.05 | --> | 0.05 | 0 | 0 | Constrained,otherwise capacity available =50kVA. | --> | 0.0475 | 0 | 0 | 0 | 0 | Constrained,otherwise capacity available =50kW. | --> | C19 ex LISMORE | Lismore [T41,T42] | DUNGARVAN |  | 52.1088 | -7.9045
MV/LV Substation BR***4142 |  | 10 kV | _ | LV | 630 kVA :Kiosk Substation | 0.63 | --> | 0.63 | 0.5 | 11.1 |  | --> | 0.5985 | 0 | 0 | 0.5 | 0 |  | --> | C24 ex CABRA | Cabra [T101,T102] | FINGLAS |  | 53.3674 | -6.2948
MV/LV Substation BR***4147 |  | 10 kV | _ | LV | 100 kVA :Pole Substation | 0.1 | --> | 0.1 | 0 | 0 | Constrained,otherwise capacity available =85kVA. | --> | 0.095 | 0 | 0 | 0.10225 | 0 |  | --> | C14 ex SWORDS | Swords [T41,T42] | GLASMORE |  | 53.4595 | -6.2714
MV/LV Substation BR***4150 |  | 10 kV | _ | LV | 50 kVA :Pole Substation | 0.05 | --> | 0.05 | 0 | 0 | Constrained,otherwise capacity available =41kVA. | --> | 0.0475 | 0 | 0 | 0.051348 | 0 |  | --> | C19 ex KILDARE | Kildare [T41,T42] | NEWBRIDGE |  | 53.2198 | -7.0274
MV/LV Substation BR***4154 |  | 20 kV | _ | LV | 50 kVA :Pole Substation | 0.05 | --> | 0.05 | 0 | 0 | Constrained,otherwise capacity available =46kVA. | --> | 0.0475 | 0 | 0 | 0.050604 | 0 |  | --> | E14 ex BALLINROBE | Ballinrobe [T421,T422] | DALTON |  | 53.6796 | -9.2108
MV/LV Substation BR***4156 |  | 20 kV | _ | LV | 50 kVA :Pole Substation | 0.05 | --> | 0.05 | 0 | 0 | Constrained,otherwise capacity available =50kVA. | --> | 0.0475 | 0 | 0 | 0.05 | 0 |  | --> | E18 ex GURRANEBANE | Gurranebane [T421,T422] | OUGHTRAGH |  | 51.8382 | -10.2619
MV/LV Substation BR***4158 |  | 10 kV | _ | LV | 1000 kVA :Building Structure | 1 | --> | 1 | 0.5 | 4.2 |  | --> | 0.95 | 0 | 0.006669 | 0.5 | 0 |  | --> | C11 ex CRUMLIN | Crumlin [T41,T42] | INCHICORE 220KV |  | 53.3298 | -6.304
MV/LV Substation BR***4159 |  | 10 kV | _ | LV | 1000 kVA :Building Structure | 1 | --> | 1 | 0.5 | 4.2 |  | --> | 0.95 | 0 | 0 | 0.5 | 0 |  | --> | C11 ex CRUMLIN | Crumlin [T41,T42] | INCHICORE 220KV |  | 53.3298 | -6.304
MV/LV Substation BR***4165 |  | 10 kV | _ | LV | 630 kVA :Kiosk Substation | 0.63 | --> | 0.63 | 0.482 | 11.1 |  | --> | 0.5985 | 0 | 0.003705 | 0.5 | 0 |  | --> | C24 ex CABRA | Cabra [T101,T102] | FINGLAS |  | 53.3725 | -6.3001
MV/LV Substation BR***4177 |  | 20 kV | _ | LV | 400 kVA :Kiosk Substation | 0.4 | --> | 0.4 | 0 | 0 | Constrained,otherwise capacity available =220kVA. | --> | 0.38 | 0 | 0.048906 | 0.42644 | 0 |  | --> | E18 ex BALTRASNA | Baltrasna [T121,T122] | BALTRASNA |  | 53.5002 | -6.4533
MV/LV Substation BR***4180 |  | 20 kV | _ | LV | 50 kVA :Pole Substation | 0.05 | --> | 0.05 | 0.049 | 6 |  | --> | 0.0475 | 0 | 0 | 0 | 0 | Constrained,otherwise capacity available =50.2kW. | --> | C14 ex ARDGEEHA | Ardgeeha [T41,T42] | DOON |  | 52.4761 | -7.599
MV/LV Substation BR***4188 |  | 10 kV | _ | LV | 100 kVA :Pole Substation | 0.1 | --> | 0.1 | 0.1 | 1.6 |  | --> | 0.095 | 0 | 0 | 0 | 0 | Constrained,otherwise capacity available =100kW. | --> | C15 ex DERRYBEG | Derrybeg [T41,T42] | ARDNAGAPPARY |  | 55.1288 | -8.2728
MV/LV Substation BR***418Y |  | 10 kV | _ | LV | 400 kVA :Kiosk Substation | 0.4 | --> | 0.4 | 0 | 0 | Constrained,otherwise capacity available =336kVA. | --> | 0.38 | 0 | 0.00741 | 0.4096 | 0 |  | --> | C12 ex GRANGE (SR) | Grange (sr) [T41,T42] | BUTLERSTOWN |  | 52.2366 | -7.1101
MV/LV Substation BR***4197 |  | 20 kV | _ | LV | 50 kVA :Pole Substation | 0.05 | --> | 0.05 | 0.05 | 17.7 |  | --> | 0.0475 | 0 | 0 | 0.05 | 0 |  | --> | E12 ex COOLROE | Coolroe [T121,T122] | COOLROE |  | 51.8874 | -8.7052
MV/LV Substation BR***4207 |  | 10 kV | _ | LV | 400 kVA :Kiosk Substation | 0.4 | --> | 0.4 | 0 | 0 | Constrained,otherwise capacity available =357kVA. | --> | 0.38 | 0 | 0 | 0.40648 | 0 |  | --> | C20 ex POLLERTON | Pollerton [T41,T42] | CARLOW |  | 52.8353 | -6.9004
MV/LV Substation BR***4208 |  | 10 kV | _ | LV | 630 kVA :Building Structure | 0.63 | --> | 0.63 | 0 | 0 | Constrained,otherwise capacity available =500kVA. | --> | 0.5985 | 0 | 0 | 0.5 | 0 |  | --> | C14 ex POPPINTREE | Poppintree [T101,T102] | FINGLAS |  | 53.405 | -6.2329
MV/LV Substation BR***421 |  | 20 kV | _ | LV | 400 kVA :Kiosk Substation | 0.4 | --> | 0.4 | 0 | 0 | Constrained,otherwise capacity available =334kVA. | --> | 0.38 | 0 | 0.00741 | 0 | 0 | Constrained,otherwise capacity available =409.9kW. | --> | E12 ex KILLYBEGS | Killybegs [T422] | BINBANE |  | 54.64 | -8.389
MV/LV Substation BR***4214 |  | 10 kV | _ | LV | 400 kVA :Building Structure | 0.4 | --> | 0.4 | 0 | 0 | Constrained,otherwise capacity available =349kVA. | --> | 0.38 | 0 | 0 | 0.40767 | 0 |  | --> | C20 ex CAVAN | Cavan [T42,T421] | SHANKILL |  | 53.99 | -7.3223
MV/LV Substation BR***4216 |  | 10 kV | _ | LV | 200 kVA :Pole Substation | 0.2 | --> | 0.2 | 0.171 | 12.2 |  | --> | 0.19 | 0 | 0 | 0.20436 | 0 |  | --> | C17 ex BALLYBEG | Ballybeg [T101,T102] | CARRICKMINES |  | 52.8913 | -6.0564
MV/LV Substation BR***4217 |  | 10 kV | _ | LV | 630 kVA :Kiosk Substation | 0.63 | --> | 0.63 | 0 | 0 | Constrained,otherwise capacity available =500kVA. | --> | 0.5985 | 0 | 0 | 0.5 | 0 |  | --> | C16 ex OLDBAWN | Oldbawn [T41,T42] | COOKSTOWN |  | 53.2806 | -6.3589
MV/LV Substation BR***4219 |  | 20 kV | _ | LV | 50 kVA :Pole Substation | 0.05 | --> | 0.05 | 0 | 0 | Constrained,otherwise capacity available =39kVA. | --> | 0.0475 | 0 | 0 | 0.051643 | 0 |  | --> | E11 ex ACADEMY STREET | Academy Street [T421,T422,T44] | NAVAN |  | 53.629 | -6.5582
MV/LV Substation BR***4229 |  | 10 kV | _ | LV | 200 kVA :Pole Substation | 0.2 | --> | 0.2 | 0 | 0 | Constrained,otherwise capacity available =171kVA. | --> | 0.19 | 0 | 0.00741 | 0.20436 | 0 |  | --> | C20 ex TERMONFECKIN ROAD | Termonfeckin Road [T41,T42] | DRYBRIDGE |  | 53.7385 | -6.2745
MV/LV Substation BR***4230 |  | 20 kV | _ | LV | 630 kVA :Building Structure | 0.63 | --> | 0.63 | 0 | 0 | Constrained,otherwise capacity available =500kVA. | --> | 0.5985 | 0 | 0 | 0.5 | 0 |  | --> | C21 ex MACETOWN | Macetown [T101,T102] | MACETOWN |  | 53.4292 | -6.4572
MV/LV Substation BR***4237 |  | 20 kV | _ | LV | 400 kVA :Kiosk Substation | 0.4 | --> | 0.4 | 0.385 | 13.5 |  | --> | 0.38 | 0 | 0 | 0.40227 | 0 |  | --> | C19 ex ENNIS | Ennis [T101,T102] | ENNIS |  | 52.8165 | -8.8696
MV/LV Substation BR***4240 |  | 10 kV | _ | LV | 1000 kVA :Building Structure | 1 | --> | 1 | 0.5 | 7.2 |  | --> | 0.95 | 0 | 0 | 0.5 | 0 |  | --> | C17 ex LIBERTY STREET | Liberty Street [T101,T102] | LIBERTY STREET |  | 51.897 | -8.4771
MV/LV Substation BR***4242 |  | 20 kV | _ | LV | 400 kVA :Kiosk Substation | 0.4 | --> | 0.4 | 0 | 0 | Constrained,otherwise capacity available =400kVA. | --> | 0.38 | 0 | 0 | 0.4 | 0 |  | --> | C21 ex MACETOWN | Macetown [T101,T102] | MACETOWN |  | 53.4223 | -6.4469
MV/LV Substation BR***425 |  | 20 kV | _ | LV | 50 kVA :Pole Substation | 0.05 | --> | 0.05 | 0.034 | 2.3 |  | --> | 0.0475 | 0 | 0.004446 | 0.052373 | 0 |  | --> | E13 ex MOY | Moy [T421,T422] | MOY |  | 54.0235 | -9.1742
MV/LV Substation BR***4250 |  | 10 kV | _ | LV | 50 kVA :Pole Substation | 0.05 | --> | 0.05 | 0 | 0 | Constrained,otherwise capacity available =50kVA. | --> | 0.0475 | 0 | 0 | 0 | 0 | Constrained,otherwise capacity available =50kW. | --> | C16 ex RATHDRUM | Rathdrum [T42] | ARKLOW |  | 53.0098 | -6.3112
MV/LV Substation BR***4251 |  | 10 kV | _ | LV | 1000 kVA :Building Structure | 1 | --> | 1 | 0 | 0 | Constrained,otherwise capacity available =500kVA. | --> | 0.95 | 0 | 0 | 0.5 | 0 |  | --> | C23 ex PHIBSBORO | Phibsboro [T41,T42] | FINGLAS |  | 53.3513 | -6.2787
MV/LV Substation BR***4254 |  | 20 kV | _ | LV | 630 kVA :Building Structure | 0.63 | --> | 0.63 | 0 | 0 | Constrained,otherwise capacity available =500kVA. | --> | 0.5985 | 0 | 0 | 0.5 | 0 |  | --> | C21 ex MACETOWN | Macetown [T101,T102] | MACETOWN |  | 53.4316 | -6.4494
MV/LV Substation BR***4254 |  | 10 kV | _ | LV | 50 kVA :Pole Substation | 0.05 | --> | 0.05 | 0.038 | 1.8 |  | --> | 0.0475 | 0 | 0 | 0.05179 | 0 |  | --> | C15 ex RANDALSTOWN | Randalstown [T41] | NAVAN |  | 53.6825 | -6.7484
MV/LV Substation BR***4258 |  | 20 kV | _ | LV | 400 kVA :Kiosk Substation | 0.4 | --> | 0.4 | 0 | 0 | Constrained,otherwise capacity available =384kVA. | --> | 0.38 | 0 | 0 | 0 | 0 | Constrained,otherwise capacity available =402.4kW. | --> | E11 ex CASTLELYONS | Castlelyons [T421,T422] | BARRYMORE |  | 52.0717 | -8.2827
MV/LV Substation BR***4266 |  | 10 kV | _ | LV | 630 kVA :Kiosk Substation | 0.63 | --> | 0.63 | 0.5 | 12.2 |  | --> | 0.5985 | 0 | 0 | 0.5 | 0 |  | --> | C21 ex BALLYBEG | Ballybeg [T101,T102] | CARRICKMINES |  | 52.9856 | -6.0814
MV/LV Substation BR***426X |  | 10 kV | _ | LV | 50 kVA :Pole Substation | 0.05 | --> | 0.05 | 0 | 0 | Constrained,otherwise capacity available =31kVA. | --> | 0.0475 | 0 | 0.011856 | 0.052806 | 0 |  | --> | C17 ex BALLYHAUNIS | Ballyhaunis [T41,T42] | DALTON |  | 53.7643 | -8.7947
MV/LV Substation BR***4274 |  | 10 kV | _ | LV | 630 kVA :Building Structure | 0.63 | --> | 0.63 | 0.5 | 11 |  | --> | 0.5985 | 0 | 0 | 0.5 | 0 |  | --> | C14 ex MISERY HILL | Misery Hill [T101,T102] | POOLBEG |  | 53.3448 | -6.2307
MV/LV Substation BR***4276 |  | 20 kV | _ | LV | 50 kVA :Pole Substation | 0.05 | --> | 0.05 | 0 | 0 | Constrained,otherwise capacity available =48kVA. | --> | 0.0475 | 0 | 0 | 0.050303 | 0 |  | --> | C18 ex NEWBROOK | Newbrook [T42] | MULLINGAR |  | 53.5044 | -7.4544
MV/LV Substation BR***4277 |  | 10 kV | _ | LV | 630 kVA :Kiosk Substation | 0.63 | --> | 0.63 | 0.14764 | 0.1 | Constrained,otherwise capacity available =500kVA. | --> | 0.5985 | 0 | 0.00741 | 0.5 | 0 |  | --> | C16 ex KILCULLEN | Kilcullen [T41,T42,T424] | STRATFORD |  | 53.1377 | -6.8411
MV/LV Substation BR***4280 |  | 10 kV | _ | LV | 1000 kVA :Building Structure | 1 | --> | 1 | 0.5 | 1 |  | --> | 0.95 | 0 | 0 | 0.5 | 0 |  | --> | C14 ex NEWMARKET (DR) | Newmarket (dr) [T41] | FRANCIS STREET |  | 53.337 | -6.283
MV/LV Substation BR***4281 |  | 20 kV | _ | LV | 630 kVA :Building Structure | 0.63 | --> | 0.63 | 0 | 0 | Constrained,otherwise capacity available =500kVA. | --> | 0.5985 | 0 | 0 | 0.5 | 0 |  | --> | C21 ex MACETOWN | Macetown [T101,T102] | MACETOWN |  | 53.4318 | -6.449
MV/LV Substation BR***4284 |  | 10 kV | _ | LV | 400 kVA :Kiosk Substation | 0.4 | --> | 0.4 | 0 | 0 | Constrained,otherwise capacity available =342kVA. | --> | 0.38 | 0 | 0.008151 | 0.40871 | 0 |  | --> | C20 ex POLLERTON | Pollerton [T41,T42] | CARLOW |  | 52.835 | -6.9047
MV/LV Substation BR***4290 |  | 10 kV | _ | LV | 630 kVA :Building Structure | 0.63 | --> | 0.63 | 0.5 | 13.2 |  | --> | 0.5985 | 0 | 0 | 0.5 | 0 |  | --> | C28 ex ARTANE | Artane [T101,T102] | FINGLAS |  | 53.379 | -6.2043
MV/LV Substation BR***4291 |  | 20 kV | _ | LV | 50 kVA :Pole Substation | 0.05 | --> | 0.05 | 0.05 | 3 |  | --> | 0.0475 | 0 | 0 | 0 | 0 | Constrained,otherwise capacity available =50kW. | --> | E11 ex CHARLEVILLE | Charleville [T421,T422] | CHARLEVILLE |  | 52.4229 | -8.6695
MV/LV Substation BR***4306 |  | 10 kV | _ | LV | 400 kVA :Kiosk Substation | 0.4 | --> | 0.4 | 0 | 0 | Constrained,otherwise capacity available =275kVA. | --> | 0.38 | 0 | 0.003705 | 0.41855 | 0 |  | --> | C20 ex RATHMULLAN | Rathmullan [T41,T42] | DRYBRIDGE |  | 53.7007 | -6.3471
MV/LV Substation BR***432 |  | 20 kV | _ | LV | 50 kVA :Pole Substation | 0.05 | --> | 0.05 | 0 | 0 | Constrained,otherwise capacity available =45kVA. | --> | 0.0475 | 0 | 0 | 0.050753 | 0 |  | --> | E23 ex ATHENRY | Athenry [T423] | GALWAY 110KV |  | 53.2864 | -8.5773
MV/LV Substation BR***4327 |  | 10 kV | _ | LV | 50 kVA :Pole Substation | 0.05 | --> | 0.05 | 0 | 0 | Constrained,otherwise capacity available =32kVA. | --> | 0.0475 | 0 | 0 | 0 | 0 | Constrained,otherwise capacity available =52.7kW. | --> | C19 ex ROSCREA | Roscrea [T41,T42] | IKERRIN |  | 52.9294 | -7.8751
MV/LV Substation BR***4327 |  | 10 kV | _ | LV | 400 kVA :Building Structure | 0.4 | --> | 0.4 | 0 | 0 | Constrained,otherwise capacity available =338kVA. | --> | 0.38 | 0 | 0 | 0.40931 | 0 |  | --> | C17 ex DENNEHYS CROSS | Dennehys Cross [T41,T42] | TRABEG |  | 51.8976 | -8.4821
MV/LV Substation BR***432Y |  | 10 kV | _ | LV | 200 kVA :Kiosk Substation | 0.2 | --> | 0.2 | 0 | 0 | Constrained,otherwise capacity available =148kVA. | --> | 0.19 | 0 | 0.011856 | 0.20775 | 0 |  | --> | C26 ex BISHOPSTOWN | Bishopstown [T41,T42] | KILBARRY |  | 51.8921 | -8.5703
MV/LV Substation BR***4330 |  | 10 kV | _ | LV | 630 kVA :Kiosk Substation | 0.63 | --> | 0.63 | 0 | 0 | Constrained,otherwise capacity available =482kVA. | --> | 0.5985 | 0 | 0.014079 | 0.5 | 0 |  | --> | C20 ex RATHMULLAN | Rathmullan [T41,T42] | DRYBRIDGE |  | 53.6993 | -6.3463
MV/LV Substation BR***4339 |  | 20 kV | _ | LV | 200 kVA :Pole Substation | 0.2 | --> | 0.2 | 0.2 | 1.4 |  | --> | 0.19 | 0 | 0 | 0.2 | 0 |  | --> | E12 ex KILLINICK | Killinick [T421,T422] | WEXFORD |  | 52.2467 | -6.3456
MV/LV Substation BR***4339 |  | 10 kV | _ | LV | 400 kVA :Kiosk Substation | 0.4 | --> | 0.4 | 0 | 0 | Constrained,otherwise capacity available =400kVA. | --> | 0.38 | 0 | 0 | 0.4 | 0 |  | --> | C15 ex RIVERSTOWN | Riverstown [T41,T42] | KILBARRY |  | 51.9334 | -8.3622
MV/LV Substation BR***434X |  | 20 kV | _ | LV | 100 kVA :Pole Substation | 0.1 | --> | 0.1 | 0.099 | 1.4 |  | --> | 0.095 | 0 | 0 | 0.10015 | 0 |  | --> | E17 ex KILROSS ROAD | Kilross Road [T421] | TIPPERARY |  | 52.4496 | -8.1886
MV/LV Substation BR***4359 |  | 10 kV | _ | LV | 50 kVA :Pole Substation | 0.05 | --> | 0.05 | 0 | 0 | Constrained,otherwise capacity available =46kVA. | --> | 0.0475 | 0 | 0 | 0.050604 | 0 |  | --> | C15 ex TALBOTS INCH | Talbots Inch [T41,T42] | KILKENNY |  | 52.6744 | -7.4414
MV/LV Substation BR***4359 |  | 10 kV | _ | LV | 400 kVA :Kiosk Substation | 0.4 | --> | 0.4 | 0 | 0 | Constrained,otherwise capacity available =400kVA. | --> | 0.38 | 0 | 0 | 0.4 | 0 |  | --> | C21 ex WATERFORD IND EST | Waterford Ind Est [T41,T42,T44] | BUTLERSTOWN |  | 52.2317 | -7.1318
MV/LV Substation BR***436Y |  | 20 kV | _ | LV | 200 kVA :Pole Substation | 0.2 | --> | 0.2 | 0 | 0 | Constrained,otherwise capacity available =200kVA. | --> | 0.19 | 0 | 0 | 0.2 | 0 |  | --> | E19 ex CAVAN | Cavan [T42,T421] | SHANKILL |  | 53.9996 | -7.4157
MV/LV Substation BR***4378 |  | 10 kV | _ | LV | 630 kVA :Kiosk Substation | 0.63 | --> | 0.63 | 0 | 0 | Constrained,otherwise capacity available =500kVA. | --> | 0.5985 | 0 | 0 | 0.5 | 0 |  | --> | C15 ex LOUGHSHINNY | Loughshinny [T41,T42] | GLASMORE |  | 53.5238 | -6.0928
MV/LV Substation BR***437X |  | 20 kV | _ | LV | 50 kVA :Pole Substation | 0.05 | --> | 0.05 | 0 | 0 | Constrained,otherwise capacity available =33kVA. | --> | 0.0475 | 0 | 0 | 0.052518 | 0 |  | --> | E16 ex JULIANSTOWN | Julianstown [T421,T422] | DRYBRIDGE |  | 53.6586 | -6.2469
MV/LV Substation BR***4386 |  | 10 kV | _ | LV | 400 kVA :Kiosk Substation | 0.4 | --> | 0.4 | 0 | 0 | Constrained,otherwise capacity available =400kVA. | --> | 0.38 | 0 | 0 | 0.4 | 0 |  | --> | C23 ex CLONMINCH | Clonminch [T41,T422] | THORNSBERRY |  | 53.2778 | -7.4838
MV/LV Substation BR***4389 |  | 20 kV | _ | LV | 50 kVA :Pole Substation | 0.05 | --> | 0.05 | 0 | 0 | Constrained,otherwise capacity available =32kVA. | --> | 0.0475 | 0 | 0.003705 | 0.052662 | 0 |  | --> | E21 ex ASHBOURNE | Ashbourne [T421,T422] | FINGLAS |  | 53.4866 | -6.2989
MV/LV Substation BR***4391 |  | 20 kV | _ | LV | 630 kVA :Kiosk Substation | 0.63 | --> | 0.63 | 0 | 0 | Constrained,otherwise capacity available =500kVA. | --> | 0.5985 | 0 | 0.009633 | 0.5 | 0 |  | --> | E17 ex ACADEMY STREET | Academy Street [T421,T422,T44] | NAVAN |  | 53.5645 | -6.6651
MV/LV Substation BR***4400 |  | 10 kV | _ | LV | 50 kVA :Pole Substation | 0.05 | --> | 0.05 | 0.05 | 1.9 |  | --> | 0.0475 | 0 | 0 | 0 | 0 | Constrained,otherwise capacity available =50kW. | --> | C17 ex MILFORD (MWR) | Milford (mwr) [T41] | CHARLEVILLE |  | 52.3446 | -8.9849
MV/LV Substation BR***4419 |  | 10 kV | _ | LV | 1000 kVA :Building Structure | 1 | --> | 1 | 0.5 | 11 |  | --> | 0.95 | 0 | 0 | 0.5 | 0 |  | --> | C17 ex MISERY HILL | Misery Hill [T101,T102] | POOLBEG |  | 53.3463 | -6.2519
MV/LV Substation BR***4419 |  | 20 kV | _ | LV | 100 kVA :Pole Substation | 0.1 | --> | 0.1 | 0 | 0 | Constrained,otherwise capacity available =100kVA. | --> | 0.095 | 0 | 0 | 0.1 | 0 |  | --> | E17 ex DULEEK | Duleek [T421,T422] | DRYBRIDGE |  | 53.6316 | -6.552
MV/LV Substation BR***441X |  | 10 kV | _ | LV | 400 kVA :Kiosk Substation | 0.4 | --> | 0.4 | 0 | 0 | Constrained,otherwise capacity available =218kVA. | --> | 0.38 | 0 | 0.006669 | 0.42673 | 0 |  | --> | C12 ex FORTUNESTOWN | Fortunestown [T101,T102] | INCHICORE 220KV |  | 53.2872 | -6.4077
MV/LV Substation BR***4421 |  | 10 kV | _ | LV | 1000 kVA :Building Structure | 1 | --> | 1 | 0.5 | 11 |  | --> | 0.95 | 0 | 0 | 0.5 | 0 |  | --> | C17 ex MISERY HILL | Misery Hill [T101,T102] | POOLBEG |  | 53.3461 | -6.2511
MV/LV Substation BR***442X |  | 20 kV | _ | LV | 50 kVA :Pole Substation | 0.05 | --> | 0.05 | 0 | 0 | Constrained,otherwise capacity available =40kVA. | --> | 0.0475 | 0 | 0.00741 | 0.051496 | 0 |  | --> | C15 ex KILMONEY | Kilmoney [T41,T42] | TRABEG |  | 51.8281 | -8.5408
MV/LV Substation BR***442X |  | 10 kV | _ | LV | 200 kVA :Kiosk Substation | 0.2 | --> | 0.2 | 0 | 0 | Constrained,otherwise capacity available =149kVA. | --> | 0.19 | 0 | 0.003705 | 0.2076 | 0 |  | --> | C12 ex FORTUNESTOWN | Fortunestown [T101,T102] | INCHICORE 220KV |  | 53.2892 | -6.4066
MV/LV Substation BR***442Y |  | 10 kV | _ | LV | 200 kVA :Kiosk Substation | 0.2 | --> | 0.2 | 0 | 0 | Constrained,otherwise capacity available =142kVA. | --> | 0.19 | 0 | 0.00741 | 0 | 0 | Constrained,otherwise capacity available =208.6kW. | --> | C15 ex MOUNTMELLICK | Mountmellick [T41,T42] | PORTLAOISE |  | 53.1111 | -7.3195
MV/LV Substation BR***442Y |  | 20 kV | _ | LV | 50 kVA :Pole Substation | 0.05 | --> | 0.05 | 0 | 0 | Constrained,otherwise capacity available =50kVA. | --> | 0.0475 | 0 | 0 | 0.05 | 0 |  | --> | E11 ex CREAGH | Creagh [T421,T422] | ATHLONE |  | 53.3384 | -8.2035
MV/LV Substation BR***4449 |  | 10 kV | _ | LV | 1000 kVA :Building Structure | 1 | --> | 1 | 0 | 0 | Constrained,otherwise capacity available =500kVA. | --> | 0.95 | 0 | 0.045201 | 0.5 | 0 |  | --> | C12 ex WHITEHALL | Whitehall [T41] | FINGLAS |  | 53.3773 | -6.2444
MV/LV Substation BR***445Z |  | 10 kV | _ | LV | 100 kVA :Pole Substation | 0.1 | --> | 0.1 | 0 | 0 | Constrained,otherwise capacity available =59kVA. | --> | 0.095 | 0 | 0 | 0.10604 | 0 |  | --> | C16 ex RIVERSTOWN | Riverstown [T41,T42] | KILBARRY |  | 51.9957 | -8.3501
MV/LV Substation BR***446 |  | 10 kV | _ | LV | 100 kVA :Pole Substation | 0.1 | --> | 0.1 | 0 | 0 | Constrained,otherwise capacity available =89kVA. | --> | 0.095 | 0 | 0 | 0.10166 | 0 |  | --> | E11 ex ASHBOURNE | Ashbourne [T421,T422] | FINGLAS |  | 53.4343 | -6.3335
MV/LV Substation BR***447 |  | 10 kV | _ | LV | 630 kVA :Kiosk Substation | 0.63 | --> | 0.63 | 0.138 | 1.9 |  | --> | 0.5985 | 0 | 0.033345 | 0.5 | 0 |  | --> | C20 ex FAIRVIEW | Fairview [T41] | MCDERMOTT |  | 53.3661 | -6.2397
MV/LV Substation BR***447 |  | 10 kV | _ | LV | 50 kVA :Building Structure | 0.05 | --> | 0.05 | 0 | 0 | Constrained,otherwise capacity available =41kVA. | --> | 0.0475 | 0 | 0.00741 | 0.051348 | 0 |  | --> | C21 ex PORTARLINGTON | Portarlington [T43] | BLAKE |  | 53.1515 | -7.1633
MV/LV Substation BR***447Z |  | 10 kV | _ | LV | 400 kVA :Kiosk Substation | 0.4 | --> | 0.4 | 0 | 0 | Constrained,otherwise capacity available =367kVA. | --> | 0.38 | 0 | 0.006669 | 0.40498 | 0 |  | --> | C22 ex STEPHENSTOWN | Stephenstown [T101,T102] | FINGLAS |  | 53.6124 | -6.2135
MV/LV Substation BR***449 |  | 10 kV | _ | LV | 33 kVA :Pole Substation | 0.033 | --> | 0.033 | 0.007 | 2.8 |  | --> | 0.03135 | 0 | 0 | 0.036725 | 0 |  | --> | C20 ex CASTLEBLAYNEY | Castleblayney [T41,T42] | DUNDALK |  | 54.0649 | -6.7007
MV/LV Substation BR***449Y |  | 10 kV | _ | LV | 400 kVA :Kiosk Substation | 0.4 | --> | 0.4 | 0.369 | 13.8 |  | --> | 0.38 | 0 | 0.017043 | 0.40468 | 0 |  | --> | C13 ex SINGLAND | Singland [T101,T102] | SINGLAND |  | 52.6661 | -8.5929
MV/LV Substation BR***449Z |  | 20 kV | _ | LV | 400 kVA :Kiosk Substation | 0.4 | --> | 0.4 | 0 | 0 | Constrained,otherwise capacity available =303kVA. | --> | 0.38 | 0 | 0.017784 | 0.41447 | 0 |  | --> | E16 ex ASHBOURNE | Ashbourne [T421,T422] | FINGLAS |  | 53.5159 | -6.4108
MV/LV Substation BR***451 |  | 20 kV | _ | LV | 100 kVA :Pole Substation | 0.1 | --> | 0.1 | 0 | 0 | Constrained,otherwise capacity available =72kVA. | --> | 0.095 | 0 | 0 | 0 | 0 | Constrained,otherwise capacity available =104.2kW. | --> | E17 ex WINDSOR | Windsor [T421,T422] | CASTLEBAR |  | 53.8481 | -9.2393
MV/LV Substation BR***4515 |  | 10 kV | _ | LV | 630 kVA :Kiosk Substation | 0.63 | --> | 0.63 | 0.5 | 5.9 |  | --> | 0.5985 | 0 | 0.003705 | 0.5 | 0 |  | --> | C20 ex CASHEL | Cashel [T41,T42] | CAHIR |  | 52.5138 | -7.8791
MV/LV Substation BR***452X |  | 10 kV | _ | LV | 50 kVA :Pole Substation | 0.05 | --> | 0.05 | 0.04 | 7.9 |  | --> | 0.0475 | 0 | 0 | 0.051496 | 0 |  | --> | C19 ex DUNMANWAY | Dunmanway [T422,T43] | DUNMANWAY |  | 51.7264 | -9.0962
MV/LV Substation BR***453 |  | 20 kV | _ | LV | 200 kVA :Pole Substation | 0.2 | --> | 0.2 | 0.199 | 1.6 |  | --> | 0.19 | 0 | 0 | 0 | 0 | Constrained,otherwise capacity available =200.2kW. | --> | E17 ex BELMULLET | Belmullet [T421] | BELLACORICK |  | 54.2284 | -9.9897
MV/LV Substation BR***456Y |  | 20 kV | _ | LV | 50 kVA :Pole Substation | 0.05 | --> | 0.05 | 0 | 0 | Constrained,otherwise capacity available =50kVA. | --> | 0.0475 | 0 | 0 | 0.05 | 0 |  | --> | E19 ex SHILLELAGH | Shillelagh [T421,T422] | CARLOW |  | 52.7124 | -6.5225
MV/LV Substation BR***458 |  | 20 kV | _ | LV | 200 kVA :Pole Substation | 0.2 | --> | 0.2 | 0.025 | 2.1 |  | --> | 0.19 | 0 | 0 | 0 | 0 | Constrained,otherwise capacity available =224.9kW. | --> | C18 ex NEWTOWNCUNNINGHAM | Newtowncunningham [T41,T42] | LETTERKENNY |  | 55.0418 | -7.3824
MV/LV Substation BR***461 |  | 10 kV | _ | LV | 50 kVA :Pole Substation | 0.05 | --> | 0.05 | 0.041 | 2.1 |  | --> | 0.0475 | 0 | 0.013338 | 0.051348 | 0 |  | --> | C18 ex BUTTEVANT | Buttevant [T41,T42] | MALLOW |  | 52.2336 | -8.7179
MV/LV Substation BR***463X |  | 20 kV | _ | LV | 50 kVA :Pole Substation | 0.05 | --> | 0.05 | 0 | 0 | Constrained,otherwise capacity available =12kVA. | --> | 0.0475 | 0 | 0 | 0.055455 | 0 |  | --> | E17 ex DULEEK | Duleek [T421,T422] | DRYBRIDGE |  | 53.6446 | -6.555
MV/LV Substation BR***465 |  | 10 kV | _ | LV | 50 kVA :Pole Substation | 0.05 | --> | 0.05 | 0 | 0 | Constrained,otherwise capacity available =39kVA. | --> | 0.0475 | 0 | 0 | 0.051643 | 0 |  | --> | C16 ex RIVERSTOWN | Riverstown [T41,T42] | KILBARRY |  | 51.9405 | -8.3786
MV/LV Substation BR***468 |  | 10 kV | _ | LV | 100 kVA :Pole Substation | 0.1 | --> | 0.1 | 0.085 | 2.8 |  | --> | 0.095 | 0 | 0 | 0.10225 | 0 |  | --> | C20 ex CASTLEBLAYNEY | Castleblayney [T41,T42] | DUNDALK |  | 54.0588 | -6.6988
MV/LV Substation BR***468Z |  | 20 kV | _ | LV | 200 kVA :Kiosk Substation | 0.2 | --> | 0.2 | 0 | 0 | Constrained,otherwise capacity available =167kVA. | --> | 0.19 | 0 | 0.003705 | 0.20495 | 0 |  | --> | C15 ex KILMONEY | Kilmoney [T41,T42] | TRABEG |  | 51.7735 | -8.4933
MV/LV Substation BR***469 |  | 10 kV | _ | LV | 100 kVA :Pole Substation | 0.1 | --> | 0.1 | 0 | 0 | Constrained,otherwise capacity available =100kVA. | --> | 0.095 | 0 | 0 | 0.1 | 0 |  | --> | C15 ex RIVERSTOWN | Riverstown [T41,T42] | KILBARRY |  | 51.9332 | -8.37
MV/LV Substation BR***470 |  | 10 kV | _ | LV | 200 kVA :Pole Substation | 0.2 | --> | 0.2 | 0 | 0 | Constrained,otherwise capacity available =154kVA. | --> | 0.19 | 0 | 0.009633 | 0.20687 | 0 |  | --> | C15 ex RIVERSTOWN | Riverstown [T41,T42] | KILBARRY |  | 51.9342 | -8.3637
MV/LV Substation BR***4713 |  | 10 kV | _ | LV | 1000 kVA :Building Structure | 1 | --> | 1 | 0.5 | 20.8 |  | --> | 0.95 | 0 | 0 | 0.5 | 0 |  | --> | C23 ex HEUSTON SQUARE | Heuston Square [T101,T102] | INCHICORE 220KV |  | 53.3406 | -6.3022
MV/LV Substation BR***474Y |  | 20 kV | _ | LV | 200 kVA :Kiosk Substation | 0.2 | --> | 0.2 | 0 | 0 | Constrained,otherwise capacity available =199kVA. | --> | 0.19 | 0 | 0 | 0.20015 | 0 |  | --> | E14 ex COLLOONEY | Collooney [T421,T422] | SLIGO |  | 54.1789 | -8.4919
MV/LV Substation BR***477 |  | 10 kV | _ | LV | 400 kVA :Kiosk Substation | 0.4 | --> | 0.4 | 0 | 0 | Constrained,otherwise capacity available =282kVA. | --> | 0.38 | 0 | 0.024453 | 0.41753 | 0 |  | --> | C16 ex BELFIELD | Belfield [T41,T42] | BLACKROCK |  | 53.317 | -6.2188
MV/LV Substation BR***479 |  | 20 kV | _ | LV | 50 kVA :Pole Substation | 0.05 | --> | 0.05 | 0 | 0 | Constrained,otherwise capacity available =48kVA. | --> | 0.0475 | 0 | 0.004446 | 0.050303 | 0 |  | --> | C23 ex TUAM NORTH | Tuam North [T41,T42] | CLOON |  | 53.5664 | -8.7925
MV/LV Substation BR***481 |  | 20 kV | _ | LV | 200 kVA :Pole Substation | 0.2 | --> | 0.2 | 0 | 0 | Constrained,otherwise capacity available =138kVA. | --> | 0.19 | 0 | 0.011115 | 0.2092 | 0 |  | --> | E18 ex CLONROCHE | Clonroche [T421,T422] | WEXFORD |  | 52.4353 | -6.6102
MV/LV Substation BR***481Y |  | 20 kV | _ | LV | 200 kVA :Kiosk Substation | 0.2 | --> | 0.2 | 0.159 | 3.5 |  | --> | 0.19 | 0 | 0.003705 | 0 | 0 | Constrained,otherwise capacity available =206.1kW. | --> | E12 ex DUNFIRTH | Dunfirth [T122] | DUNFIRTH |  | 53.4529 | -6.924
MV/LV Substation BR***481Y |  | 20 kV | _ | LV | 50 kVA :Pole Substation | 0.05 | --> | 0.05 | 0 | 0 | Constrained,otherwise capacity available =44kVA. | --> | 0.0475 | 0 | 0.005928 | 0.050903 | 0 |  | --> | E18 ex CLONROCHE | Clonroche [T421,T422] | WEXFORD |  | 52.4585 | -6.6256
MV/LV Substation BR***485 |  | 20 kV | _ | LV | 100 kVA :Pole Substation | 0.1 | --> | 0.1 | 0 | 0 | Constrained,otherwise capacity available =67kVA. | --> | 0.095 | 0 | 0.011856 | 0 | 0 | Constrained,otherwise capacity available =104.9kW. | --> | E18 ex KILLYBEGS | Killybegs [T422] | BINBANE |  | 54.6404 | -8.4389
MV/LV Substation BR***488 |  | 20 kV | _ | LV | 50 kVA :Pole Substation | 0.05 | --> | 0.05 | 0.05 | 1.6 |  | --> | 0.0475 | 0 | 0 | 0.05 | 0 |  | --> | E17 ex CARRIGALLEN | Carrigallen [T421] | CARRICK ON SHANNON |  | 53.9373 | -7.7859
MV/LV Substation BR***490 |  | 20 kV | _ | LV | 50 kVA :Pole Substation | 0.05 | --> | 0.05 | 0.049 | 1.6 |  | --> | 0.0475 | 0 | 0 | 0 | 0 | Constrained,otherwise capacity available =50.2kW. | --> | C17 ex BALLYSHANNON | Ballyshannon [T41,T42] | CATHALEENS FALL |  | 54.5377 | -7.852
MV/LV Substation BR***491Y |  | 20 kV | _ | LV | 100 kVA :Pole Substation | 0.1 | --> | 0.1 | 0 | 0 | Constrained,otherwise capacity available =91kVA. | --> | 0.095 | 0 | 0 | 0 | 0 | Constrained,otherwise capacity available =101.4kW. | --> | C18 ex COOLCARRON | Coolcarron [T41,T42] | BARRYMORE |  | 52.1261 | -8.1791
MV/LV Substation BR***493X |  | 10 kV | _ | LV | 100 kVA :Pole Substation | 0.1 | --> | 0.1 | 0.082 | 2.7 |  | --> | 0.095 | 0 | 0 | 0.1027 | 0 |  | --> | C13 ex MONFIN | Monfin [T41,T42] | WEXFORD |  | 52.4738 | -6.5571
MV/LV Substation BR***499X |  | 20 kV | _ | LV | 100 kVA :Pole Substation | 0.1 | --> | 0.1 | 0.084 | 2.8 |  | --> | 0.095 | 0 | 0.003705 | 0.1024 | 0 |  | --> | E12 ex CLARA | Clara [T421,T422] | THORNSBERRY |  | 53.3664 | -7.5061
MV/LV Substation BR***501 |  | 20 kV | _ | LV | 200 kVA :Pole Substation | 0.2 | --> | 0.2 | 0.121 | 3.3 |  | --> | 0.19 | 0 | 0.02964 | 0.21165 | 0 |  | --> | E15 ex BALLYBUNION | Ballybunion [T421,T422] | TRIEN |  | 52.5459 | -9.477
MV/LV Substation BR***502Y |  | 10 kV | _ | LV | 400 kVA :Building Structure | 0.4 | --> | 0.4 | 0 | 0 | Constrained,otherwise capacity available =337kVA. | --> | 0.38 | 0 | 0 | 0 | 0 | Constrained,otherwise capacity available =409.5kW. | --> | C21 ex COLLIGAN | Colligan [T41,T42] | DUNGARVAN |  | 52.0905 | -7.6213
MV/LV Substation BR***502Y |  | 20 kV | _ | LV | 200 kVA :Pole Substation | 0.2 | --> | 0.2 | 0 | 0 | Constrained,otherwise capacity available =161kVA. | --> | 0.19 | 0 | 0.004446 | 0.20584 | 0 |  | --> | E11 ex ACADEMY STREET | Academy Street [T421,T422,T44] | NAVAN |  | 53.6299 | -6.5557
MV/LV Substation BR***505Z |  | 10 kV | _ | LV | 50 kVA :Pole Substation | 0.05 | --> | 0.05 | 0 | 0 | Constrained,otherwise capacity available =43kVA. | --> | 0.0475 | 0 | 0 | 0.051052 | 0 |  | --> | C16 ex RIVERSTOWN | Riverstown [T41,T42] | KILBARRY |  | 51.9963 | -8.3346
MV/LV Substation BR***508 |  | 10 kV | _ | LV | 50 kVA :Pole Substation | 0.05 | --> | 0.05 | 0 | 0 | Constrained,otherwise capacity available =44kVA. | --> | 0.0475 | 0 | 0 | 0.050903 | 0 |  | --> | C11 ex NAAS | Naas [T41,T42] | KILTEEL |  | 53.2003 | -6.6532
MV/LV Substation BR***510Z |  | 20 kV | _ | LV | 400 kVA :Building Structure | 0.4 | --> | 0.4 | 0 | 0 | Constrained,otherwise capacity available =276kVA. | --> | 0.38 | 0 | 0.0741 | 0.4184 | 0 |  | --> | C21 ex MACETOWN | Macetown [T101,T102] | MACETOWN |  | 53.4304 | -6.4535
MV/LV Substation BR***512Z |  | 10 kV | _ | LV | 630 kVA :Building Structure | 0.63 | --> | 0.63 | 0.5 | 13.2 |  | --> | 0.5985 | 0 | 0.004446 | 0.5 | 0 |  | --> | C30 ex ARTANE | Artane [T101,T102] | FINGLAS |  | 53.3814 | -6.2005
MV/LV Substation BR***513Y |  | 10 kV | _ | LV | 400 kVA :Kiosk Substation | 0.4 | --> | 0.4 | 0.288 | 12.2 |  | --> | 0.38 | 0 | 0.004446 | 0.41666 | 0 |  | --> | C21 ex BALLYBEG | Ballybeg [T101,T102] | CARRICKMINES |  | 52.9894 | -6.0761
MV/LV Substation BR***522Z |  | 20 kV | _ | LV | 50 kVA :Pole Substation | 0.05 | --> | 0.05 | 0.05 | 0.9 |  | --> | 0.0475 | 0 | 0 | 0 | 0 | Constrained,otherwise capacity available =50kW. | --> | E15 ex CASTLETOWNBERE | Castletownbere [T421] | BALLYLICKY |  | 51.6561 | -9.9028
MV/LV Substation BR***523X |  | 20 kV | _ | LV | 50 kVA :Pole Substation | 0.05 | --> | 0.05 | 0 | 0 | Constrained,otherwise capacity available =46kVA. | --> | 0.0475 | 0 | 0 | 0.050604 | 0 |  | --> | E18 ex MILLTOWN (SR) | Milltown (sr) [T421,T422] | OUGHTRAGH |  | 52.1583 | -9.6749
MV/LV Substation BR***532 |  | 20 kV | _ | LV | 50 kVA :Pole Substation | 0.05 | --> | 0.05 | 0.045 | 1.4 |  | --> | 0.0475 | 0 | 0 | 0.050753 | 0 |  | --> | E20 ex KILLINICK | Killinick [T421,T422] | WEXFORD |  | 52.2364 | -6.5515
MV/LV Substation BR***534 |  | 20 kV | _ | LV | 100 kVA :Pole Substation | 0.1 | --> | 0.1 | 0.08 | 1.4 |  | --> | 0.095 | 0 | 0 | 0.10299 | 0 |  | --> | E20 ex KILLINICK | Killinick [T421,T422] | WEXFORD |  | 52.2324 | -6.5519
MV/LV Substation BR***534X |  | 10 kV | _ | LV | 200 kVA :Kiosk Substation | 0.2 | --> | 0.2 | 0 | 0 | Constrained,otherwise capacity available =164kVA. | --> | 0.19 | 0 | 0.006669 | 0.20539 | 0 |  | --> | C11 ex COOLCORCORAN | Coolcorcoran [T41,T42] | KNOCKEARAGH |  | 52.0682 | -9.5035
MV/LV Substation BR***534Y |  | 10 kV | _ | LV | 400 kVA :Kiosk Substation | 0.4 | --> | 0.4 | 0 | 0 | Constrained,otherwise capacity available =374kVA. | --> | 0.38 | 0 | 0 | 0 | 0 | Constrained,otherwise capacity available =403.9kW. | --> | C16 ex RATHDRUM | Rathdrum [T42] | ARKLOW |  | 52.9288 | -6.2347
MV/LV Substation BR***537Y |  | 10 kV | _ | LV | 400 kVA :Kiosk Substation | 0.4 | --> | 0.4 | 0.305 | 3.1 |  | --> | 0.38 | 0 | 0.004446 | 0.41417 | 0 |  | --> | C11 ex BELLFIELD | Bellfield [T41,T42] | CRANE |  | 52.5102 | -6.5904
MV/LV Substation BR***537Y |  | 10 kV | _ | LV | 400 kVA :Building Structure | 0.4 | --> | 0.4 | 0.397 | 13.8 |  | --> | 0.38 | 0 | 0 | 0.40046 | 0 |  | --> | C19 ex SINGLAND | Singland [T101,T102] | SINGLAND |  | 52.6618 | -8.5753
MV/LV Substation BR***538X |  | 20 kV | _ | LV | 100 kVA :Pole Substation | 0.1 | --> | 0.1 | 0 | 0 | Constrained,otherwise capacity available =100kVA. | --> | 0.095 | 0 | 0 | 0.1 | 0 |  | --> | E17 ex CREAGH | Creagh [T421,T422] | ATHLONE |  | 53.3301 | -8.3047
MV/LV Substation BR***538Y |  | 10 kV | _ | LV | 630 kVA :Kiosk Substation | 0.63 | --> | 0.63 | 0.5 | 3.1 |  | --> | 0.5985 | 0 | 0.003705 | 0.5 | 0 |  | --> | C11 ex BELLFIELD | Bellfield [T41,T42] | CRANE |  | 52.51 | -6.5919
MV/LV Substation BR***538Y |  | 20 kV | _ | LV | 100 kVA :Pole Substation | 0.1 | --> | 0.1 | 0 | 0 | Constrained,otherwise capacity available =96kVA. | --> | 0.095 | 0 | 0 | 0 | 0 | Constrained,otherwise capacity available =100.6kW. | --> | E11 ex MACROOM | Macroom [T422] | MACROOM |  | 51.9796 | -8.8373
MV/LV Substation BR***539X |  | 20 kV | _ | LV | 400 kVA :Building Structure | 0.4 | --> | 0.4 | 0.4 | 6 |  | --> | 0.38 | 0 | 0 | 0 | 0 | Constrained,otherwise capacity available =400kW. | --> | C14 ex ARDGEEHA | Ardgeeha [T41,T42] | DOON |  | 52.5122 | -7.5282
MV/LV Substation BR***546Y |  | 10 kV | _ | LV | 50 kVA :Pole Substation | 0.05 | --> | 0.05 | 0.04 | 12.2 |  | --> | 0.0475 | 0 | 0.00741 | 0.051496 | 0 |  | --> | C19 ex BALLYBEG | Ballybeg [T101,T102] | CARRICKMINES |  | 53.0191 | -6.0956
MV/LV Substation BR***547 |  | 10 kV | _ | LV | 100 kVA :Pole Substation | 0.1 | --> | 0.1 | 0 | 0 | Constrained,otherwise capacity available =75kVA. | --> | 0.095 | 0 | 0 | 0 | 0 | Constrained,otherwise capacity available =103.7kW. | --> | C15 ex BANTRY | Bantry [T41,T42] | BALLYLICKY |  | 51.7476 | -9.3879
MV/LV Substation BR***548 |  | 10 kV | _ | LV | 400 kVA :Building Structure | 0.4 | --> | 0.4 | 0.256 | 16.1 |  | --> | 0.38 | 0 | 0.011856 | 0.4213 | 0 |  | --> | C23 ex RINGSEND | Ringsend [T101,T102] | POOLBEG |  | 53.3426 | -6.2132
MV/LV Substation BR***550 |  | 20 kV | _ | LV | 100 kVA :Pole Substation | 0.1 | --> | 0.1 | 0.097 | 1 |  | --> | 0.095 | 0 | 0 | 0.10045 | 0 |  | --> | E12 ex LONGFORD | Longford [T421,T422] | RICHMOND |  | 53.8379 | -7.7394
MV/LV Substation BR***556X |  | 10 kV | _ | LV | 400 kVA :Kiosk Substation | 0.4 | --> | 0.4 | 0 | 0 | Constrained,otherwise capacity available =388kVA. | --> | 0.38 | 0 | 0 | 0.40182 | 0 |  | --> | C15 ex SKIBBEREEN | Skibbereen [T41,T42] | DUNMANWAY |  | 51.5496 | -9.2683
MV/LV Substation BR***556X |  | 10 kV | _ | LV | 50 kVA :Pole Substation | 0.05 | --> | 0.05 | 0.05 | 0.8 |  | --> | 0.0475 | 0 | 0 | 0.05 | 0 |  | --> | C18 ex MILLTOWN MALBAY | Milltown Malbay [T42] | TULLABRACK |  | 52.8535 | -9.4286
MV/LV Substation BR***558Z |  | 20 kV | _ | LV | 400 kVA :Kiosk Substation | 0.4 | --> | 0.4 | 0 | 0 | Constrained,otherwise capacity available =343kVA. | --> | 0.38 | 0 | 0 | 0.40856 | 0 |  | --> | E16 ex ASHBOURNE | Ashbourne [T421,T422] | FINGLAS |  | 53.5143 | -6.4119
MV/LV Substation BR***561X |  | 10 kV | _ | LV | 200 kVA :Kiosk Substation | 0.2 | --> | 0.2 | 0 | 0 | Constrained,otherwise capacity available =107kVA. | --> | 0.19 | 0 | 0.062244 | 0.21365 | 0 |  | --> | C11 ex COOLMINE | Coolmine [T41,T42] | FINGLAS |  | 53.3745 | -6.3874
MV/LV Substation BR***562X |  | 10 kV | _ | LV | 200 kVA :Kiosk Substation | 0.2 | --> | 0.2 | 0.113 | 6 |  | --> | 0.19 | 0 | 0.051129 | 0.2128 | 0 |  | --> | C23 ex PELLETSTOWN | Pelletstown [T101,T102] | FINGLAS |  | 53.3738 | -6.3847
MV/LV Substation BR***568Y |  | 10 kV | _ | LV | 400 kVA :Kiosk Substation | 0.4 | --> | 0.4 | 0 | 0 | Constrained,otherwise capacity available =251kVA. | --> | 0.38 | 0 | 0.005187 | 0.42202 | 0 |  | --> | C20 ex POLLERTON | Pollerton [T41,T42] | CARLOW |  | 52.835 | -6.9023
MV/LV Substation BR***569X |  | 10 kV | _ | LV | 200 kVA :Kiosk Substation | 0.2 | --> | 0.2 | 0.135 | 6 |  | --> | 0.19 | 0 | 0.034086 | 0.20964 | 0 |  | --> | C23 ex PELLETSTOWN | Pelletstown [T101,T102] | FINGLAS |  | 53.3724 | -6.3831
MV/LV Substation BR***570X |  | 20 kV | _ | LV | 50 kVA :Pole Substation | 0.05 | --> | 0.05 | 0 | 0 | Constrained,otherwise capacity available =34kVA. | --> | 0.0475 | 0 | 0 | 0 | 0 | Constrained,otherwise capacity available =52.4kW. | --> | E17 ex BLESSINGTON | Blessington [T421,T422] | KILTEEL |  | 53.0923 | -6.5894
MV/LV Substation BR***572 |  | 10 kV | _ | LV | 400 kVA :Kiosk Substation | 0.4 | --> | 0.4 | 0 | 0 | Constrained,otherwise capacity available =315kVA. | --> | 0.38 | 0 | 0.040755 | 0.41271 | 0 |  | --> | C14 ex LOUGHLINSTOWN | Loughlinstown [T41,T42] | CARRICKMINES |  | 53.2587 | -6.1363
MV/LV Substation BR***572Y |  | 10 kV | _ | LV | 50 kVA :Pole Substation | 0.05 | --> | 0.05 | 0 | 0 | Constrained,otherwise capacity available =45kVA. | --> | 0.0475 | 0 | 0 | 0 | 0 | Constrained,otherwise capacity available =50.8kW. | --> | C11 ex PORTARLINGTON | Portarlington [T41,T42] | PORTLAOISE |  | 53.2064 | -7.1066
MV/LV Substation BR***574Y |  | 10 kV | _ | LV | 200 kVA :Kiosk Substation | 0.2 | --> | 0.2 | 0 | 0 | Constrained,otherwise capacity available =118kVA. | --> | 0.19 | 0 | 0.018525 | 0.21208 | 0 |  | --> | C12 ex GRANGE (SR) | Grange (sr) [T41,T42] | BUTLERSTOWN |  | 52.2344 | -7.1139
MV/LV Substation BR***575 |  | 20 kV | _ | LV | 200 kVA :Pole Substation | 0.2 | --> | 0.2 | 0 | 0 | Constrained,otherwise capacity available =169kVA. | --> | 0.19 | 0 | 0.003705 | 0 | 0 | Constrained,otherwise capacity available =204.7kW. | --> | E11 ex CASTLELYONS | Castlelyons [T421,T422] | BARRYMORE |  | 52.072 | -8.2819
MV/LV Substation BR***576X |  | 10 kV | _ | LV | 1000 kVA :Building Structure | 1 | --> | 1 | 0 | 0 | Constrained,otherwise capacity available =500kVA. | --> | 0.95 | 0 | 0 | 0.5 | 0 |  | --> | C13 ex CARRICK ON SHANNON | Carrick On Shannon [T41,T42] | CARRICK ON SHANNON |  | 53.9442 | -8.0944
MV/LV Substation BR***580 |  | 10 kV | _ | LV | 100 kVA :Pole Substation | 0.1 | --> | 0.1 | 0 | 0 | Constrained,otherwise capacity available =70kVA. | --> | 0.095 | 0 | 0.002223 | 0.10446 | 0 |  | --> | E11 ex ASHBOURNE | Ashbourne [T421,T422] | FINGLAS |  | 53.4316 | -6.3317
MV/LV Substation BR***582 |  | 20 kV | _ | LV | 100 kVA :Pole Substation | 0.1 | --> | 0.1 | 0.041 | 3 |  | --> | 0.095 | 0 | 0 | 0 | 0 | Constrained,otherwise capacity available =108.6kW. | --> | E11 ex CHARLEVILLE | Charleville [T421,T422] | CHARLEVILLE |  | 52.4235 | -8.6627
MV/LV Substation BR***584 |  | 10 kV | _ | LV | 200 kVA :Kiosk Substation | 0.2 | --> | 0.2 | 0.121 | 0.9 |  | --> | 0.19 | 0 | 0.008892 | 0.21165 | 0 |  | --> | C21 ex KIMMAGE | Kimmage [T41,T42] | INCHICORE 220KV |  | 53.3041 | -6.2842
MV/LV Substation BR***584 |  | 10 kV | _ | LV | 630 kVA :Kiosk Substation | 0.63 | --> | 0.63 | 0.5 | 1.4 |  | --> | 0.5985 | 0 | 0 | 0.5 | 0 |  | --> | C11 ex RINEANNA | Rineanna [T41,T42] | DRUMLINE |  | 52.7087 | -8.8806
MV/LV Substation BR***587Z |  | 10 kV | _ | LV | 400 kVA :Kiosk Substation | 0.4 | --> | 0.4 | 0 | 0 | Constrained,otherwise capacity available =289kVA. | --> | 0.38 | 0 | 0.03705 | 0.41651 | 0 |  | --> | C17 ex CARRIGALINE | Carrigaline [T41,T42] | BARNAHELY |  | 51.7995 | -8.2941
MV/LV Substation BR***591 |  | 10 kV | _ | LV | 100 kVA :Pole Substation | 0.1 | --> | 0.1 | 0.052 | 0.1 |  | --> | 0.095 | 0 | 0.00741 | 0.10704 | 0 |  | --> | C16 ex KILCULLEN | Kilcullen [T41,T42,T424] | STRATFORD |  | 53.1344 | -6.8406
MV/LV Substation BR***594X |  | 10 kV | _ | LV | 50 kVA :Pole Substation | 0.05 | --> | 0.05 | 0 | 0 | Constrained,otherwise capacity available =50kVA. | --> | 0.0475 | 0 | 0 | 0.05 | 0 |  | --> | C12 ex SAGGART | Saggart [T41,T42] | GRANGE CASTLE |  | 53.2743 | -6.4849
MV/LV Substation BR***595Z |  | 20 kV | _ | LV | 50 kVA :Pole Substation | 0.05 | --> | 0.05 | 0 | 0 | Constrained,otherwise capacity available =49kVA. | --> | 0.0475 | 0 | 0 | 0.050152 | 0 |  | --> | E12 ex KILCOCK | Kilcock [T421,T422] | GRIFFINRATH |  | 53.424 | -6.5701
MV/LV Substation BR***600Y |  | 20 kV | _ | LV | 200 kVA :Pole Substation | 0.2 | --> | 0.2 | 0.197 | 3 |  | --> | 0.19 | 0 | 0 | 0 | 0 | Constrained,otherwise capacity available =200.5kW. | --> | E11 ex CHARLEVILLE | Charleville [T421,T422] | CHARLEVILLE |  | 52.4256 | -8.658
MV/LV Substation BR***602 |  | 10 kV | _ | LV | 100 kVA :Pole Substation | 0.1 | --> | 0.1 | 0 | 0 | Constrained,otherwise capacity available =40kVA. | --> | 0.095 | 0 | 0 | 0.10872 | 0 |  | --> | C16 ex CARRIGALINE | Carrigaline [T41,T42] | BARNAHELY |  | 51.8611 | -8.3806
MV/LV Substation BR***604 |  | 10 kV | _ | LV | 200 kVA :Pole Substation | 0.2 | --> | 0.2 | 0 | 0 | Constrained,otherwise capacity available =180kVA. | --> | 0.19 | 0 | 0.09633 | 0.2 | 0 |  | --> | C11 ex KILSARAN | Kilsaran [T42] | DRYBRIDGE |  | 53.8933 | -6.4461
MV/LV Substation BR***604Y |  | 10 kV | _ | LV | 200 kVA :Kiosk Substation | 0.2 | --> | 0.2 | 0 | 0 | Constrained,otherwise capacity available =141kVA. | --> | 0.19 | 0 | 0.00741 | 0.20877 | 0 |  | --> | C20 ex MONEYCOOLEY | Moneycooley [T41,T42,T44] | GRIFFINRATH |  | 53.3709 | -6.5986
MV/LV Substation BR***605 |  | 10 kV | _ | LV | 100 kVA :Pole Substation | 0.1 | --> | 0.1 | 0 | 0 | Constrained,otherwise capacity available =82kVA. | --> | 0.095 | 0 | 0 | 0.1027 | 0 |  | --> | C19 ex CLONDALKIN | Clondalkin [T41,T42,T44] | INCHICORE 220KV |  | 53.2996 | -6.4226
MV/LV Substation BR***606 |  | 20 kV | _ | LV | 100 kVA :Pole Substation | 0.1 | --> | 0.1 | 0 | 0 | Constrained,otherwise capacity available =97kVA. | --> | 0.095 | 0 | 0 | 0.10045 | 0 |  | --> | E33 ex CAPPAMORE | Cappamore [T41,T42] | ARDNACRUSHA |  | 52.5596 | -8.3149
MV/LV Substation BR***606X |  | 10 kV | _ | LV | 100 kVA :Pole Substation | 0.1 | --> | 0.1 | 0.097 | 5 |  | --> | 0.095 | 0 | 0 | 0.10045 | 0 |  | --> | C20 ex MCDONAGH | Mcdonagh [T41,T42] | KILKENNY |  | 52.6689 | -7.2148
MV/LV Substation BR***613 |  | 10 kV | _ | LV | 50 kVA :Pole Substation | 0.05 | --> | 0.05 | 0 | 0 | Constrained,otherwise capacity available =35kVA. | --> | 0.0475 | 0 | 0 | 0.052228 | 0 |  | --> | C14 ex CLONAKILTY | Clonakilty [T41,T42] | DUNMANWAY |  | 51.5915 | -8.9151
MV/LV Substation BR***616X |  | 10 kV | _ | LV | 50 kVA :Pole Substation | 0.05 | --> | 0.05 | 0 | 0 | Constrained,otherwise capacity available =38kVA. | --> | 0.0475 | 0 | 0.003705 | 0.05179 | 0 |  | --> | C18 ex HEADFORD | Headford [T41,T42] | CLOON |  | 53.4731 | -9.0982
MV/LV Substation BR***616X |  | 20 kV | _ | LV | 100 kVA :Pole Substation | 0.1 | --> | 0.1 | 0 | 0 | Constrained,otherwise capacity available =80kVA. | --> | 0.095 | 0 | 0 | 0 | 0 | Constrained,otherwise capacity available =103kW. | --> | C11 ex MOUNTMELLICK | Mountmellick [T41,T42] | PORTLAOISE |  | 53.1734 | -7.5118
MV/LV Substation BR***626X |  | 20 kV | _ | LV | 400 kVA :Kiosk Substation | 0.4 | --> | 0.4 | 0.361 | 17.8 |  | --> | 0.38 | 0 | 0.002964 | 0.40588 | 0 |  | --> | E13 ex BANOGE | Banoge [T121,T122] | BANOGE |  | 52.6334 | -6.233
MV/LV Substation BR***638X |  | 10 kV | _ | LV | 630 kVA :Building Structure | 0.63 | --> | 0.63 | 0.5 | 1.5 |  | --> | 0.5985 | 0 | 0 | 0.5 | 0 |  | --> | C12 ex MARROWBONE LANE | Marrowbone Lane [T42] | INCHICORE 220KV |  | 53.3375 | -6.2829
MV/LV Substation BR***638Y |  | 20 kV | _ | LV | 100 kVA :Pole Substation | 0.1 | --> | 0.1 | 0.084 | 1.4 |  | --> | 0.095 | 0 | 0 | 0.1024 | 0 |  | --> | E13 ex KILLINICK | Killinick [T421,T422] | WEXFORD |  | 52.2059 | -6.3581
MV/LV Substation BR***639Z |  | 20 kV | _ | LV | 50 kVA :Pole Substation | 0.05 | --> | 0.05 | 0.045 | 0.9 |  | --> | 0.0475 | 0 | 0.003705 | 0 | 0 | Constrained,otherwise capacity available =50.8kW. | --> | E11 ex CASTLETOWNBERE | Castletownbere [T421] | BALLYLICKY |  | 51.6586 | -9.8966
MV/LV Substation BR***640X |  | 20 kV | _ | LV | 50 kVA :Pole Substation | 0.05 | --> | 0.05 | 0 | 0 | Constrained,otherwise capacity available =50kVA. | --> | 0.0475 | 0 | 0 | 0 | 0 | Constrained,otherwise capacity available =50kW. | --> | C17 ex COLLIGAN | Colligan [T41,T42] | DUNGARVAN |  | 52.0887 | -7.6881
MV/LV Substation BR***641Y |  | 20 kV | _ | LV | 50 kVA :Pole Substation | 0.05 | --> | 0.05 | 0.05 | 19.8 |  | --> | 0.0475 | 0 | 0 | 0.05 | 0 |  | --> | E19 ex MULLAGHARLIN | Mullagharlin [T121,T122] | MULLAGHARLIN |  | 53.9664 | -6.4773
MV/LV Substation BR***643Z |  | 20 kV | _ | LV | 200 kVA :Kiosk Substation | 0.2 | --> | 0.2 | 0 | 0 | Constrained,otherwise capacity available =193kVA. | --> | 0.19 | 0 | 0 | 0.20106 | 0 |  | --> | E15 ex ASHBOURNE | Ashbourne [T421,T422] | FINGLAS |  | 53.5087 | -6.3968
MV/LV Substation BR***644 |  | 10 kV | _ | LV | 50 kVA :Pole Substation | 0.05 | --> | 0.05 | 0 | 0 | Constrained,otherwise capacity available =37kVA. | --> | 0.0475 | 0 | 0 | 0.051937 | 0 |  | --> | C18 ex DOUGLAS | Douglas [T41,T42] | TRABEG |  | 51.8665 | -8.4164
MV/LV Substation BR***644X |  | 10 kV | _ | LV | 400 kVA :Kiosk Substation | 0.4 | --> | 0.4 | 0 | 0 | Constrained,otherwise capacity available =309kVA. | --> | 0.38 | 0 | 0 | 0.41359 | 0 |  | --> | C15 ex TYMON | Tymon [T41,T42] | COOKSTOWN |  | 53.2906 | -6.3345
MV/LV Substation BR***645X |  | 10 kV | _ | LV | 400 kVA :Kiosk Substation | 0.4 | --> | 0.4 | 0 | 0 | Constrained,otherwise capacity available =346kVA. | --> | 0.38 | 0 | 0 | 0.40812 | 0 |  | --> | C16 ex ATHENRY | Athenry [T41,T42] | GALWAY 110KV |  | 53.3013 | -8.7532
MV/LV Substation BR***648 |  | 10 kV | _ | LV | 50 kVA :Pole Substation | 0.05 | --> | 0.05 | 0.05 | 4.4 |  | --> | 0.0475 | 0 | 0 | 0.05 | 0 |  | --> | C18 ex KINGSCOURT | Kingscourt [T41,T42] | MEATH HILL |  | 53.9024 | -6.7868
MV/LV Substation BR***650 |  | 10 kV | _ | LV | 400 kVA :Kiosk Substation | 0.4 | --> | 0.4 | 0 | 0 | Constrained,otherwise capacity available =358kVA. | --> | 0.38 | 0 | 0.003705 | 0.40633 | 0 |  | --> | C12 ex BALLYBODEN | Ballyboden [T41,T42] | COOKSTOWN |  | 53.2796 | -6.2991
MV/LV Substation BR***650X |  | 10 kV | _ | LV | 200 kVA :Kiosk Substation | 0.2 | --> | 0.2 | 0 | 0 | Constrained,otherwise capacity available =187kVA. | --> | 0.19 | 0 | 0.006669 | 0.20196 | 0 |  | --> | C16 ex ATHENRY | Athenry [T41,T42] | GALWAY 110KV |  | 53.3063 | -8.7437
MV/LV Substation BR***650X |  | 10 kV | _ | LV | 400 kVA :Kiosk Substation | 0.4 | --> | 0.4 | 0 | 0 | Constrained,otherwise capacity available =342kVA. | --> | 0.38 | 0 | 0.004446 | 0.40871 | 0 |  | --> | C12 ex COOLCORCORAN | Coolcorcoran [T41,T42] | KNOCKEARAGH |  | 52.0721 | -9.5158
MV/LV Substation BR***654Y |  | 10 kV | _ | LV | 400 kVA :Kiosk Substation | 0.4 | --> | 0.4 | 0 | 0 | Constrained,otherwise capacity available =359kVA. | --> | 0.38 | 0 | 0 | 0.40618 | 0 |  | --> | C20 ex MONEYCOOLEY | Moneycooley [T41,T42,T44] | GRIFFINRATH |  | 53.3697 | -6.5997
MV/LV Substation BR***658 |  | 10 kV | _ | LV | 50 kVA :Pole Substation | 0.05 | --> | 0.05 | 0.04 | 7.2 |  | --> | 0.0475 | 0 | 0 | 0 | 0 | Constrained,otherwise capacity available =51.5kW. | --> | C12 ex CONVOY | Convoy [T41,T42] | LETTERKENNY |  | 54.8505 | -7.6944
MV/LV Substation BR***660X |  | 10 kV | _ | LV | 630 kVA :Kiosk Substation | 0.63 | --> | 0.63 | 0.5 | 1.9 |  | --> | 0.5985 | 0 | 0 | 0.5 | 0 |  | --> | C16 ex FAIRVIEW | Fairview [T41] | MCDERMOTT |  | 53.3645 | -6.2456
MV/LV Substation BR***662 |  | 10 kV | _ | LV | 100 kVA :Pole Substation | 0.1 | --> | 0.1 | 0.054 | 0.3 |  | --> | 0.095 | 0 | 0.011856 | 0.10675 | 0 |  | --> | C12 ex ABBEYFEALE | Abbeyfeale [T42] | TRIEN |  | 52.3132 | -9.2698
MV/LV Substation BR***662 |  | 10 kV | _ | LV | 400 kVA :Building Structure | 0.4 | --> | 0.4 | 0.315 | 3.3 |  | --> | 0.38 | 0 | 0 | 0.41271 | 0 |  | --> | C21 ex PEMBROKE | Pembroke [T41,T42,T43,T44] | RINGSEND |  | 53.325 | -6.2247
MV/LV Substation BR***664Z |  | 20 kV | _ | LV | 50 kVA :Pole Substation | 0.05 | --> | 0.05 | 0.012 | 17.7 |  | --> | 0.0475 | 0 | 0 | 0.055455 | 0 |  | --> | E12 ex COOLROE | Coolroe [T121,T122] | COOLROE |  | 51.8879 | -8.6877
MV/LV Substation BR***666 |  | 20 kV | _ | LV | 50 kVA :Pole Substation | 0.05 | --> | 0.05 | 0.026 | 1.4 |  | --> | 0.0475 | 0 | 0.013338 | 0.053518 | 0 |  | --> | E13 ex KILLINICK | Killinick [T421,T422] | WEXFORD |  | 52.2192 | -6.3874
MV/LV Substation BR***670 |  | 20 kV | _ | LV | 50 kVA :Pole Substation | 0.05 | --> | 0.05 | 0 | 0 | Constrained,otherwise capacity available =49kVA. | --> | 0.0475 | 0 | 0 | 0.050152 | 0 |  | --> | E21 ex ATHENRY | Athenry [T423] | GALWAY 110KV |  | 53.4243 | -8.5967
MV/LV Substation BR***675Z |  | 10 kV | _ | LV | 400 kVA :Kiosk Substation | 0.4 | --> | 0.4 | 0 | 0 | Constrained,otherwise capacity available =384kVA. | --> | 0.38 | 0 | 0 | 0.40242 | 0 |  | --> | C20 ex DENNEHYS CROSS | Dennehys Cross [T41,T42] | TRABEG |  | 51.8794 | -8.5113
MV/LV Substation BR***679X |  | 10 kV | _ | LV | 400 kVA :Kiosk Substation | 0.4 | --> | 0.4 | 0.242 | 2.1 |  | --> | 0.38 | 0 | 0.035568 | 0.42331 | 0 |  | --> | C14 ex BUTTEVANT | Buttevant [T41,T42] | MALLOW |  | 52.2707 | -8.732
MV/LV Substation BR***683 |  | 20 kV | _ | LV | 200 kVA :Pole Substation | 0.2 | --> | 0.2 | 0.139 | 2.1 |  | --> | 0.19 | 0 | 0 | 0 | 0 | Constrained,otherwise capacity available =209.1kW. | --> | C18 ex NEWTOWNCUNNINGHAM | Newtowncunningham [T41,T42] | LETTERKENNY |  | 55.0444 | -7.382
MV/LV Substation BR***689 |  | 20 kV | _ | LV | 200 kVA :Pole Substation | 0.2 | --> | 0.2 | 0.198 | 0.2 |  | --> | 0.19 | 0 | 0.08892 | 0 | 0 | Constrained,otherwise capacity available =200.3kW. | --> | E15 ex BEALISTOWN | Bealistown [T421,T422] | GREAT ISLAND |  | 52.307 | -6.7993
MV/LV Substation BR***692X |  | 20 kV | _ | LV | 50 kVA :Pole Substation | 0.05 | --> | 0.05 | 0 | 0 | Constrained,otherwise capacity available =49kVA. | --> | 0.0475 | 0 | 0 | 0.050152 | 0 |  | --> | E19 ex DALTON | Dalton [T421,T422] | DALTON |  | 53.701 | -9.009
MV/LV Substation BR***693 |  | 20 kV | _ | LV | 200 kVA :Pole Substation | 0.2 | --> | 0.2 | 0 | 0 | Constrained,otherwise capacity available =159kVA. | --> | 0.19 | 0 | 0.004446 | 0.20613 | 0 |  | --> | E19 ex SHILLELAGH | Shillelagh [T421,T422] | CARLOW |  | 52.7106 | -6.4863
MV/LV Substation BR***696 |  | 20 kV | _ | LV | 50 kVA :Pole Substation | 0.05 | --> | 0.05 | 0.041 | 1.1 |  | --> | 0.0475 | 0 | 0.003705 | 0.051348 | 0 |  | --> | E12 ex BUNCLODY | Bunclody [T421,T422] | CRANE |  | 52.6584 | -6.635
MV/LV Substation BR***696X |  | 20 kV | _ | LV | 400 kVA :Kiosk Substation | 0.4 | --> | 0.4 | 0 | 0 | Constrained,otherwise capacity available =330kVA. | --> | 0.38 | 0 | 0.004446 | 0.41049 | 0 |  | --> | E19 ex KILCOCK | Kilcock [T421,T422] | GRIFFINRATH |  | 53.3999 | -6.6781
MV/LV Substation BR***696X |  | 10 kV | _ | LV | 50 kVA :Pole Substation | 0.05 | --> | 0.05 | 0.05 | 9.5 |  | --> | 0.0475 | 0 | 0 | 0.05 | 0 |  | --> | C18 ex BANDON | Bandon [T101,T42] | BANDON |  | 51.7832 | -8.7024
MV/LV Substation BR***697X |  | 20 kV | _ | LV | 200 kVA :Kiosk Substation | 0.2 | --> | 0.2 | 0 | 0 | Constrained,otherwise capacity available =157kVA. | --> | 0.19 | 0 | 0.004446 | 0.20643 | 0 |  | --> | E19 ex KILCOCK | Kilcock [T421,T422] | GRIFFINRATH |  | 53.4012 | -6.6777
MV/LV Substation BR***698X |  | 20 kV | _ | LV | 400 kVA :Kiosk Substation | 0.4 | --> | 0.4 | 0 | 0 | Constrained,otherwise capacity available =304kVA. | --> | 0.38 | 0 | 0 | 0.41432 | 0 |  | --> | E19 ex KILCOCK | Kilcock [T421,T422] | GRIFFINRATH |  | 53.4012 | -6.676
MV/LV Substation BR***698X |  | 20 kV | _ | LV | 50 kVA :Pole Substation | 0.05 | --> | 0.05 | 0 | 0 | Constrained,otherwise capacity available =45kVA. | --> | 0.0475 | 0 | 0 | 0 | 0 | Constrained,otherwise capacity available =50.8kW. | --> | E12 ex EMYVALE | Emyvale [T422] | LISDRUM |  | 54.3524 | -7.0791
MV/LV Substation BR***703Y |  | 10 kV | _ | LV | 400 kVA :Kiosk Substation | 0.4 | --> | 0.4 | 0.24 | 3.5 |  | --> | 0.38 | 0 | 0 | 0.42359 | 0 |  | --> | C14 ex DUNDALK | Dundalk [T41,T42] | DUNDALK |  | 54.0118 | -6.4027
MV/LV Substation BR***703Z |  | 10 kV | _ | LV | 50 kVA :Pole Substation | 0.05 | --> | 0.05 | 0.035 | 5 |  | --> | 0.0475 | 0 | 0 | 0.052228 | 0 |  | --> | C20 ex MCDONAGH | Mcdonagh [T41,T42] | KILKENNY |  | 52.6711 | -7.2098
MV/LV Substation BR***706 |  | 20 kV | _ | LV | 200 kVA :Pole Substation | 0.2 | --> | 0.2 | 0 | 0 | Constrained,otherwise capacity available =160kVA. | --> | 0.19 | 0 | 0.003705 | 0.20598 | 0 |  | --> | C21 ex MACETOWN | Macetown [T101,T102] | MACETOWN |  | 53.4312 | -6.4603
MV/LV Substation BR***708 |  | 20 kV | _ | LV | 400 kVA :Building Structure | 0.4 | --> | 0.4 | 0 | 0 | Constrained,otherwise capacity available =362kVA. | --> | 0.38 | 0 | 0 | 0.40573 | 0 |  | --> | C21 ex MACETOWN | Macetown [T101,T102] | MACETOWN |  | 53.4301 | -6.4583
MV/LV Substation BR***712X |  | 10 kV | _ | LV | 50 kVA :Pole Substation | 0.05 | --> | 0.05 | 0.048 | 1.6 |  | --> | 0.0475 | 0 | 0 | 0.050303 | 0 |  | --> | C18 ex TULLYNAMALRA | Tullynamalra [T41,T42] | MEATH HILL |  | 54.075 | -6.8208
MV/LV Substation BR***712Z |  | 20 kV | _ | LV | 630 kVA :Building Structure | 0.63 | --> | 0.63 | 0.43064 | 0.4 | Constrained,otherwise capacity available =500kVA. | --> | 0.5985 | 0 | 0.003705 | 0.5 | 0 |  | --> | E15 ex TULLOW | Tullow [T421,T422] | CARLOW |  | 52.8031 | -6.7382
MV/LV Substation BR***714Z |  | 10 kV | _ | LV | 50 kVA :Pole Substation | 0.05 | --> | 0.05 | 0 | 0 | Constrained,otherwise capacity available =47kVA. | --> | 0.0475 | 0 | 0 | 0.050453 | 0 |  | --> | C11 ex JOHNSTOWN | Johnstown [T41,T42] | KILTEEL |  | 53.2268 | -6.584
MV/LV Substation BR***715X |  | 20 kV | _ | LV | 100 kVA :Pole Substation | 0.1 | --> | 0.1 | 0 | 0 | Constrained,otherwise capacity available =81kVA. | --> | 0.095 | 0 | 0.00741 | 0.10284 | 0 |  | --> | E18 ex CLONROCHE | Clonroche [T421,T422] | WEXFORD |  | 52.4328 | -6.6074
MV/LV Substation BR***720 |  | 20 kV | _ | LV | 100 kVA :Pole Substation | 0.1 | --> | 0.1 | 0 | 0 | Constrained,otherwise capacity available =71kVA. | --> | 0.095 | 0 | 0.002964 | 0.10431 | 0 |  | --> | C16 ex TULLA | Tulla [T41,T42] | ENNIS |  | 52.8075 | -8.6337
MV/LV Substation BR***725Y |  | 10 kV | _ | LV | 400 kVA :Kiosk Substation | 0.4 | --> | 0.4 | 0 | 0 | Constrained,otherwise capacity available =249kVA. | --> | 0.38 | 0 | 0.022971 | 0.41811 | 0 |  | --> | C20 ex RATHMULLAN | Rathmullan [T41,T42] | DRYBRIDGE |  | 53.7088 | -6.3374
MV/LV Substation BR***730X |  | 20 kV | _ | LV | 50 kVA :Pole Substation | 0.05 | --> | 0.05 | 0.038 | 1.2 |  | --> | 0.0475 | 0 | 0 | 0.05179 | 0 |  | --> | E21 ex CRATLOE | Cratloe [T421,T422] | ARDNACRUSHA |  | 52.7012 | -8.7798
MV/LV Substation BR***739 |  | 10 kV | _ | LV | 100 kVA :Pole Substation | 0.1 | --> | 0.1 | 0 | 0 | Constrained,otherwise capacity available =74kVA. | --> | 0.095 | 0 | 0.005928 | 0 | 0 | Constrained,otherwise capacity available =103.9kW. | --> | C20 ex CLOONLOUGH | Cloonlough [T41,T42] | BARRYMORE |  | 52.2616 | -8.2659
MV/LV Substation BR***739X |  | 10 kV | _ | LV | 630 kVA :Building Structure | 0.63 | --> | 0.63 | 0.5 | 20.8 |  | --> | 0.5985 | 0 | 0 | 0.5 | 0 |  | --> | C26 ex HEUSTON SQUARE | Heuston Square [T101,T102] | INCHICORE 220KV |  | 53.3454 | -6.2804
MV/LV Substation BR***740X |  | 10 kV | _ | LV | 400 kVA :Kiosk Substation | 0.4 | --> | 0.4 | 0.298 | 13.5 |  | --> | 0.38 | 0 | 0.023712 | 0.4152 | 0 |  | --> | C19 ex ENNIS | Ennis [T101,T102] | ENNIS |  | 52.8377 | -8.9646
MV/LV Substation BR***741Y |  | 20 kV | _ | LV | 200 kVA :Kiosk Substation | 0.2 | --> | 0.2 | 0.182 | 3.5 |  | --> | 0.19 | 0 | 0.003705 | 0 | 0 | Constrained,otherwise capacity available =202.7kW. | --> | E12 ex DUNFIRTH | Dunfirth [T122] | DUNFIRTH |  | 53.4515 | -6.9285
MV/LV Substation BR***742 |  | 20 kV | _ | LV | 400 kVA :Kiosk Substation | 0.4 | --> | 0.4 | 0 | 0 | Constrained,otherwise capacity available =369kVA. | --> | 0.38 | 0 | 0.015561 | 0 | 0 | Constrained,otherwise capacity available =404.7kW. | --> | E18 ex CARNDONAGH | Carndonagh [T421,T422] | TRILLICK |  | 55.2496 | -7.2498
MV/LV Substation BR***742Y |  | 10 kV | _ | LV | 50 kVA :Pole Substation | 0.05 | --> | 0.05 | 0 | 0 | Constrained,otherwise capacity available =28kVA. | --> | 0.0475 | 0 | 0.008892 | 0.053235 | 0 |  | --> | C31 ex KILBARRY | Kilbarry [T101,T43] | KILBARRY |  | 51.9251 | -8.4799
MV/LV Substation BR***747X |  | 10 kV | _ | LV | 400 kVA :Kiosk Substation | 0.4 | --> | 0.4 | 0 | 0 | Constrained,otherwise capacity available =280kVA. | --> | 0.38 | 0 | 0 | 0.41782 | 0 |  | --> | C12 ex FORTUNESTOWN | Fortunestown [T101,T102] | INCHICORE 220KV |  | 53.2888 | -6.4082
MV/LV Substation BR***753 |  | 10 kV | _ | LV | 200 kVA :Pole Substation | 0.2 | --> | 0.2 | 0.121 | 0.2 |  | --> | 0.19 | 0 | 0.005928 | 0.21165 | 0 |  | --> | C11 ex KILSHANNY | Kilshanny [T41,T42] | CAHIR |  | 52.2672 | -8.2624
MV/LV Substation BR***755 |  | 10 kV | _ | LV | 630 kVA :Building Structure | 0.63 | --> | 0.63 | 0.5 | 3 |  | --> | 0.5985 | 0 | 0 | 0.5 | 0 |  | --> | C18 ex GREENHILLS | Greenhills [T42] | INCHICORE 220KV |  | 53.314 | -6.3359
MV/LV Substation BR***760 |  | 20 kV | _ | LV | 50 kVA :Pole Substation | 0.05 | --> | 0.05 | 0 | 0 | Constrained,otherwise capacity available =45kVA. | --> | 0.0475 | 0 | 0 | 0.050753 | 0 |  | --> | E17 ex DALTON | Dalton [T421,T422] | DALTON |  | 53.7199 | -8.8834
MV/LV Substation BR***760X |  | 10 kV | _ | LV | 200 kVA :Building Structure | 0.2 | --> | 0.2 | 0 | 0 | Constrained,otherwise capacity available =181kVA. | --> | 0.19 | 0 | 0.002223 | 0.20286 | 0 |  | --> | C24 ex DENNEHYS CROSS | Dennehys Cross [T41,T42] | TRABEG |  | 51.8915 | -8.5031
MV/LV Substation BR***768Y |  | 10 kV | _ | LV | 50 kVA :Pole Substation | 0.05 | --> | 0.05 | 0 | 0 | Constrained,otherwise capacity available =50kVA. | --> | 0.0475 | 0 | 0 | 0.05 | 0 |  | --> | E18 ex FINEA | Finea [T421,T422] | SHANKILL |  | 53.7926 | -7.4001
MV/LV Substation BR***769 |  | 10 kV | _ | LV | 630 kVA :Building Structure | 0.63 | --> | 0.63 | 0.5 | 3.9 |  | --> | 0.5985 | 0 | 0.004446 | 0.5 | 0 |  | --> | C22 ex GALWAY 110KV | Galway 110kv [T102,T103] | GALWAY 110KV |  | 53.2895 | -9.0016
MV/LV Substation BR***770X |  | 10 kV | _ | LV | 400 kVA :Building Structure | 0.4 | --> | 0.4 | 0.364 | 0.8 |  | --> | 0.38 | 0 | 0 | 0.40423 | 0 |  | --> | C22 ex MANOR STREET | Manor Street [T41,T42] | WATERFORD |  | 52.2604 | -7.1123
MV/LV Substation BR***773 |  | 10 kV | _ | LV | 630 kVA :Kiosk Substation | 0.63 | --> | 0.63 | 0.5 | 8.1 |  | --> | 0.5985 | 0 | 0 | 0.5 | 0 |  | --> | C22 ex MILLTOWN (DR) | Milltown (dr) [T101,T102] | INCHICORE 220KV |  | 53.3139 | -6.261
MV/LV Substation BR***777Z |  | 20 kV | _ | LV | 200 kVA :Kiosk Substation | 0.2 | --> | 0.2 | 0.173 | 0.4 |  | --> | 0.19 | 0 | 0.003705 | 0.20406 | 0 |  | --> | E12 ex TULLOW | Tullow [T421,T422] | CARLOW |  | 52.8034 | -6.7243
MV/LV Substation BR***783 |  | 10 kV | _ | LV | 630 kVA :Kiosk Substation | 0.63 | --> | 0.63 | 0 | 0 | Constrained,otherwise capacity available =285kVA. | --> | 0.5985 | 0 | 0.018525 | 0.5 | 0 |  | --> | C17 ex CAMDEN ROW | Camden Row [T41] | FRANCIS STREET |  | 53.3397 | -6.2779
MV/LV Substation BR***788 |  | 20 kV | _ | LV | 50 kVA :Pole Substation | 0.05 | --> | 0.05 | 0 | 0 | Constrained,otherwise capacity available =47kVA. | --> | 0.0475 | 0 | 0 | 0.050453 | 0 |  | --> | E21 ex DALTON | Dalton [T421,T422] | DALTON |  | 53.7849 | -9.1553
MV/LV Substation BR***788Y |  | 10 kV | _ | LV | 200 kVA :Kiosk Substation | 0.2 | --> | 0.2 | 0 | 0 | Constrained,otherwise capacity available =179kVA. | --> | 0.19 | 0 | 0.003705 | 0.20316 | 0 |  | --> | C14 ex BALLYHALE | Ballyhale [T42,T421] | KILKENNY |  | 52.4695 | -7.2013
MV/LV Substation BR***793Z |  | 10 kV | _ | LV | 400 kVA :Kiosk Substation | 0.4 | --> | 0.4 | 0 | 0 | Constrained,otherwise capacity available =287kVA. | --> | 0.38 | 0 | 0.011856 | 0.41681 | 0 |  | --> | C17 ex CARRIGALINE | Carrigaline [T41,T42] | BARNAHELY |  | 51.7976 | -8.2942
MV/LV Substation BR***794X |  | 10 kV | _ | LV | 400 kVA :Building Structure | 0.4 | --> | 0.4 | 0 | 0 | Constrained,otherwise capacity available =363kVA. | --> | 0.38 | 0 | 0 | 0.40558 | 0 |  | --> | C19 ex BELGARD | Belgard [T41,T42] | COOKSTOWN |  | 53.2976 | -6.3632
MV/LV Substation BR***796X |  | 10 kV | _ | LV | 400 kVA :Kiosk Substation | 0.4 | --> | 0.4 | 0.319 | 4.5 |  | --> | 0.38 | 0 | 0.014079 | 0.41212 | 0 |  | --> | C21 ex MALLOW | Mallow [T41,T42] | MALLOW |  | 52.1539 | -8.6305
MV/LV Substation BR***804X |  | 10 kV | _ | LV | 200 kVA :Kiosk Substation | 0.2 | --> | 0.2 | 0 | 0 | Constrained,otherwise capacity available =131kVA. | --> | 0.19 | 0 | 0.001482 | 0.21022 | 0 |  | --> | C12 ex FORTUNESTOWN | Fortunestown [T101,T102] | INCHICORE 220KV |  | 53.2885 | -6.4108
MV/LV Substation BR***809 |  | 20 kV | _ | LV | 50 kVA :Pole Substation | 0.05 | --> | 0.05 | 0 | 0 | Constrained,otherwise capacity available =49kVA. | --> | 0.0475 | 0 | 0 | 0.050152 | 0 |  | --> | E11 ex CAVAN | Cavan [T42,T421] | SHANKILL |  | 54.081 | -7.2615
MV/LV Substation BR***813X |  | 10 kV | _ | LV | 630 kVA :Kiosk Substation | 0.63 | --> | 0.63 | 0 | 0 | Constrained,otherwise capacity available =500kVA. | --> | 0.5985 | 0 | 0 | 0.5 | 0 |  | --> | C14 ex SWORDS | Swords [T41,T42] | GLASMORE |  | 53.46 | -6.2628
MV/LV Substation BR***813Y |  | 10 kV | _ | LV | 400 kVA :Kiosk Substation | 0.4 | --> | 0.4 | 0 | 0 | Constrained,otherwise capacity available =343kVA. | --> | 0.38 | 0 | 0 | 0.40856 | 0 |  | --> | C20 ex RATHMULLAN | Rathmullan [T41,T42] | DRYBRIDGE |  | 53.7096 | -6.3394
MV/LV Substation BR***813Z |  | 10 kV | _ | LV | 630 kVA :Kiosk Substation | 0.63 | --> | 0.63 | 0 | 0 | Constrained,otherwise capacity available =473kVA. | --> | 0.5985 | 0 | 0.016302 | 0.5 | 0 |  | --> | C18 ex SALLINS | Sallins [T41,T42] | GRIFFINRATH |  | 53.2952 | -6.678
MV/LV Substation BR***814Y |  | 10 kV | _ | LV | 50 kVA :Pole Substation | 0.05 | --> | 0.05 | 0.048 | 5.9 |  | --> | 0.0475 | 0 | 0 | 0.050303 | 0 |  | --> | C18 ex CASHEL | Cashel [T41,T42] | CAHIR |  | 52.5127 | -7.8243
MV/LV Substation BR***815X |  | 10 kV | _ | LV | 100 kVA :Pole Substation | 0.1 | --> | 0.1 | 0 | 0 | Constrained,otherwise capacity available =84kVA. | --> | 0.095 | 0 | 0 | 0.1024 | 0 |  | --> | C14 ex SWORDS | Swords [T41,T42] | GLASMORE |  | 53.456 | -6.2567
MV/LV Substation BR***819 |  | 10 kV | _ | LV | 100 kVA :Pole Substation | 0.1 | --> | 0.1 | 0 | 0 | Constrained,otherwise capacity available =61kVA. | --> | 0.095 | 0 | 0 | 0.10575 | 0 |  | --> | C14 ex CARRICK ON SHANNON | Carrick On Shannon [T41,T42] | CARRICK ON SHANNON |  | 53.9527 | -8.0958
MV/LV Substation BR***819 |  | 10 kV | _ | LV | 400 kVA :Kiosk Substation | 0.4 | --> | 0.4 | 0.259 | 0.4 |  | --> | 0.38 | 0 | 0.064467 | 0.42086 | 0 |  | --> | C13 ex CARRICKMINES | Carrickmines [T41,T42] | CARRICKMINES |  | 53.2564 | -6.1744
MV/LV Substation BR***820X |  | 20 kV | _ | LV | 50 kVA :Pole Substation | 0.05 | --> | 0.05 | 0 | 0 | Constrained,otherwise capacity available =29kVA. | --> | 0.0475 | 0 | 0.01482 | 0 | 0 | Constrained,otherwise capacity available =53.1kW. | --> | E12 ex ABBEYLEIX | Abbeyleix [T422] | PORTLAOISE |  | 52.9816 | -7.2733
MV/LV Substation BR***821X |  | 10 kV | _ | LV | 100 kVA :Pole Substation | 0.1 | --> | 0.1 | 0 | 0 | Constrained,otherwise capacity available =91kVA. | --> | 0.095 | 0 | 0 | 0.10136 | 0 |  | --> | C20 ex RATHMULLAN | Rathmullan [T41,T42] | DRYBRIDGE |  | 53.704 | -6.3344
MV/LV Substation BR***825Z |  | 10 kV | _ | LV | 400 kVA :Kiosk Substation | 0.4 | --> | 0.4 | 0 | 0 | Constrained,otherwise capacity available =351kVA. | --> | 0.38 | 0 | 0 | 0.40737 | 0 |  | --> | C19 ex BISHOPSTOWN | Bishopstown [T41,T42] | KILBARRY |  | 51.873 | -8.5407
MV/LV Substation BR***829X |  | 10 kV | _ | LV | 400 kVA :Building Structure | 0.4 | --> | 0.4 | 0 | 0 | Constrained,otherwise capacity available =230kVA. | --> | 0.38 | 0 | 0.035568 | 0.42502 | 0 |  | --> | C20 ex DRYBRIDGE | Drybridge [T41,T42] | DRYBRIDGE |  | 53.7249 | -6.3455
MV/LV Substation BR***830 |  | 10 kV | _ | LV | 400 kVA :Kiosk Substation | 0.4 | --> | 0.4 | 0 | 0 | Constrained,otherwise capacity available =376kVA. | --> | 0.38 | 0 | 0.004446 | 0.40363 | 0 |  | --> | C11 ex SKIBBEREEN | Skibbereen [T41,T42] | DUNMANWAY |  | 51.6245 | -9.2274
MV/LV Substation BR***842X |  | 10 kV | _ | LV | 100 kVA :Pole Substation | 0.1 | --> | 0.1 | 0 | 0 | Constrained,otherwise capacity available =92kVA. | --> | 0.095 | 0 | 0 | 0.10121 | 0 |  | --> | C11 ex NAAS | Naas [T41,T42] | KILTEEL |  | 53.1987 | -6.6568
MV/LV Substation BR***845X |  | 10 kV | _ | LV | 50 kVA :Pole Substation | 0.05 | --> | 0.05 | 0.05 | 2.7 |  | --> | 0.0475 | 0 | 0 | 0.05 | 0 |  | --> | C13 ex MONFIN | Monfin [T41,T42] | WEXFORD |  | 52.4706 | -6.5554
MV/LV Substation BR***845Z |  | 10 kV | _ | LV | 400 kVA :Kiosk Substation | 0.4 | --> | 0.4 | 0 | 0 | Constrained,otherwise capacity available =369kVA. | --> | 0.38 | 0 | 0.009633 | 0.40468 | 0 |  | --> | C19 ex SWORDS | Swords [T41,T42] | GLASMORE |  | 53.4576 | -6.2329
MV/LV Substation BR***847X |  | 20 kV | _ | LV | 50 kVA :Pole Substation | 0.05 | --> | 0.05 | 0 | 0 | Constrained,otherwise capacity available =45kVA. | --> | 0.0475 | 0 | 0 | 0.050753 | 0 |  | --> | E19 ex DALTON | Dalton [T421,T422] | DALTON |  | 53.6977 | -9.0139
MV/LV Substation BR***854 |  | 10 kV | _ | LV | 400 kVA :Building Structure | 0.4 | --> | 0.4 | 0.181 | 3.4 |  | --> | 0.38 | 0 | 0.005928 | 0.43194 | 0 |  | --> | C18 ex MERRION SQUARE | Merrion Square [T41,T42] | RINGSEND |  | 53.3427 | -6.2438
MV/LV Substation BR***855Z |  | 20 kV | _ | LV | 200 kVA :Pole Substation | 0.2 | --> | 0.2 | 0.2 | 0.4 |  | --> | 0.19 | 0 | 0.03705 | 0.2 | 0 |  | --> | E13 ex TULLOW | Tullow [T421,T422] | CARLOW |  | 52.8074 | -6.7572
MV/LV Substation BR***857 |  | 20 kV | _ | LV | 50 kVA :Pole Substation | 0.05 | --> | 0.05 | 0 | 0 | Constrained,otherwise capacity available =34kVA. | --> | 0.0475 | 0 | 0.02964 | 0.052373 | 0 |  | --> | E17 ex DALTON | Dalton [T421,T422] | DALTON |  | 53.7651 | -8.8522
MV/LV Substation BR***858X |  | 20 kV | _ | LV | 50 kVA :Pole Substation | 0.05 | --> | 0.05 | 0.046 | 0.3 |  | --> | 0.0475 | 0 | 0 | 0.050604 | 0 |  | --> | E33 ex TRIM | Trim [T421] | NAVAN |  | 53.5216 | -6.774
MV/LV Substation BR***858Z |  | 10 kV | _ | LV | 50 kVA :Pole Substation | 0.05 | --> | 0.05 | 0 | 0 | Constrained,otherwise capacity available =47kVA. | --> | 0.0475 | 0 | 0.00741 | 0.050453 | 0 |  | --> | C11 ex CASTLECOMER | Castlecomer [T41,T42] | BALLYRAGGET |  | 52.736 | -7.1519
MV/LV Substation BR***859 |  | 20 kV | _ | LV | 50 kVA :Pole Substation | 0.05 | --> | 0.05 | 0 | 0 | Constrained,otherwise capacity available =48kVA. | --> | 0.0475 | 0 | 0 | 0 | 0 | Constrained,otherwise capacity available =50.3kW. | --> | E17 ex WINDSOR | Windsor [T421,T422] | CASTLEBAR |  | 53.8339 | -9.2
MV/LV Substation BR***859Y |  | 10 kV | _ | LV | 400 kVA :Kiosk Substation | 0.4 | --> | 0.4 | 0.347 | 10.9 |  | --> | 0.38 | 0 | 0 | 0.40797 | 0 |  | --> | C19 ex MULLINGAR | Mullingar [T101,T102] | MULLINGAR |  | 53.528 | -7.3345
MV/LV Substation BR***865Y |  | 10 kV | _ | LV | 630 kVA :Building Structure | 0.63 | --> | 0.63 | 0.5 | 1 |  | --> | 0.5985 | 0 | 0.003705 | 0.5 | 0 |  | --> | C16 ex CORBALLY | Corbally [T41,T42] | ARDNACRUSHA |  | 52.6651 | -8.621
MV/LV Substation BR***870Y |  | 20 kV | _ | LV | 400 kVA :Kiosk Substation | 0.4 | --> | 0.4 | 0.376 | 1.7 |  | --> | 0.38 | 0 | 0.003705 | 0.40363 | 0 |  | --> | C12 ex ATHY | Athy [T101,T102] | ATHY |  | 52.9842 | -6.9845
MV/LV Substation BR***872X |  | 10 kV | _ | LV | 400 kVA :Kiosk Substation | 0.4 | --> | 0.4 | 0 | 0 | Constrained,otherwise capacity available =244kVA. | --> | 0.38 | 0 | 0.009633 | 0.42302 | 0 |  | --> | C15 ex RIVERSTOWN | Riverstown [T41,T42] | KILBARRY |  | 51.933 | -8.3831
MV/LV Substation BR***873 |  | 10 kV | _ | LV | 30 kVA :Pole Substation | 0.03 | --> | 0.03 | 0.021 | 0 |  | --> | 0.0285 | 0 | 0 | 0.031337 | 0 |  | --> | C19 ex CALLAN | Callan [T41,T42] | KILKENNY |  | 52.5529 | -7.3988
MV/LV Substation BR***875 |  | 10 kV | _ | LV | 200 kVA :Kiosk Substation | 0.2 | --> | 0.2 | 0.107 | 4.3 |  | --> | 0.19 | 0 | 0.025935 | 0.21365 | 0 |  | --> | C21 ex DEANSGRANGE | Deansgrange [T41,T42] | CARRICKMINES |  | 53.2577 | -6.1788
MV/LV Substation BR***878X |  | 20 kV | _ | LV | 200 kVA :Kiosk Substation | 0.2 | --> | 0.2 | 0 | 0 | Constrained,otherwise capacity available =181kVA. | --> | 0.19 | 0 | 0.011115 | 0.20286 | 0 |  | --> | E17 ex BRUFF | Bruff [T42,T421] | LIMERICK |  | 52.471 | -8.5509
MV/LV Substation BR***878X |  | 20 kV | _ | LV | 200 kVA :Kiosk Substation | 0.2 | --> | 0.2 | 0 | 0 | Constrained,otherwise capacity available =175kVA. | --> | 0.19 | 0 | 0.008892 | 0 | 0 | Constrained,otherwise capacity available =203.8kW. | --> | E17 ex WINDSOR | Windsor [T421,T422] | CASTLEBAR |  | 53.8532 | -9.263
MV/LV Substation BR***880X |  | 20 kV | _ | LV | 50 kVA :Pole Substation | 0.05 | --> | 0.05 | 0 | 0 | Constrained,otherwise capacity available =43kVA. | --> | 0.0475 | 0 | 0.00741 | 0.051052 | 0 |  | --> | C17 ex KYLEERAGH | Kyleeragh [T41,T42] | NENAGH |  | 53.0163 | -8.2541
MV/LV Substation BR***881X |  | 10 kV | _ | LV | 400 kVA :Kiosk Substation | 0.4 | --> | 0.4 | 0 | 0 | Constrained,otherwise capacity available =289kVA. | --> | 0.38 | 0 | 0.031863 | 0.41651 | 0 |  | --> | C16 ex GRANGE (SR) | Grange (sr) [T41,T42] | BUTLERSTOWN |  | 52.2457 | -7.0851
MV/LV Substation BR***881X |  | 20 kV | _ | LV | 50 kVA :Pole Substation | 0.05 | --> | 0.05 | 0 | 0 | Constrained,otherwise capacity available =49kVA. | --> | 0.0475 | 0 | 0 | 0.050152 | 0 |  | --> | C17 ex KYLEERAGH | Kyleeragh [T41,T42] | NENAGH |  | 53.019 | -8.2531
MV/LV Substation BR***881Y |  | 20 kV | _ | LV | 400 kVA :Kiosk Substation | 0.4 | --> | 0.4 | 0 | 0 | Constrained,otherwise capacity available =350kVA. | --> | 0.38 | 0 | 0.012597 | 0.40752 | 0 |  | --> | E16 ex JULIANSTOWN | Julianstown [T421,T422] | DRYBRIDGE |  | 53.7032 | -6.2479
MV/LV Substation BR***882Y |  | 20 kV | _ | LV | 400 kVA :Kiosk Substation | 0.4 | --> | 0.4 | 0 | 0 | Constrained,otherwise capacity available =338kVA. | --> | 0.38 | 0 | 0.033345 | 0.40931 | 0 |  | --> | E16 ex JULIANSTOWN | Julianstown [T421,T422] | DRYBRIDGE |  | 53.7047 | -6.2489
MV/LV Substation BR***883 |  | 20 kV | _ | LV | 200 kVA :Kiosk Substation | 0.2 | --> | 0.2 | 0.145 | 0.1 |  | --> | 0.19 | 0 | 0.008892 | 0.20818 | 0 |  | --> | E11 ex KILCULLEN | Kilcullen [T41,T42,T424] | STRATFORD |  | 53.122 | -6.6979
MV/LV Substation BR***888 |  | 20 kV | _ | LV | 50 kVA :Pole Substation | 0.05 | --> | 0.05 | 0 | 0 | Constrained,otherwise capacity available =38kVA. | --> | 0.0475 | 0 | 0 | 0 | 0 | Constrained,otherwise capacity available =51.8kW. | --> | E16 ex KILMACTHOMAS | Kilmacthomas [T421,T422] | DUNGARVAN |  | 52.1558 | -7.4209
MV/LV Substation BR***892X |  | 20 kV | _ | LV | 50 kVA :Pole Substation | 0.05 | --> | 0.05 | 0.041 | 3 |  | --> | 0.0475 | 0 | 0 | 0 | 0 | Constrained,otherwise capacity available =51.3kW. | --> | E11 ex CHARLEVILLE | Charleville [T421,T422] | CHARLEVILLE |  | 52.4268 | -8.6663
MV/LV Substation BR***893 |  | 20 kV | _ | LV | 200 kVA :Pole Substation | 0.2 | --> | 0.2 | 0.146 | 2.1 |  | --> | 0.19 | 0 | 0 | 0 | 0 | Constrained,otherwise capacity available =208kW. | --> | C18 ex NEWTOWNCUNNINGHAM | Newtowncunningham [T41,T42] | LETTERKENNY |  | 55.0393 | -7.3795
MV/LV Substation BR***896Z |  | 10 kV | _ | LV | 400 kVA :Kiosk Substation | 0.4 | --> | 0.4 | 0 | 0 | Constrained,otherwise capacity available =330kVA. | --> | 0.38 | 0 | 0 | 0.41049 | 0 |  | --> | C24 ex KILMONEY | Kilmoney [T41,T42] | TRABEG |  | 51.8194 | -8.4066
MV/LV Substation BR***899Y |  | 10 kV | _ | LV | 100 kVA :Pole Substation | 0.1 | --> | 0.1 | 0 | 0 | Constrained,otherwise capacity available =60kVA. | --> | 0.095 | 0 | 0 | 0 | 0 | Constrained,otherwise capacity available =105.9kW. | --> | C11 ex PORTARLINGTON | Portarlington [T41,T42] | PORTLAOISE |  | 53.2066 | -7.1046
MV/LV Substation BR***900Y |  | 10 kV | _ | LV | 400 kVA :Kiosk Substation | 0.4 | --> | 0.4 | 0 | 0 | Constrained,otherwise capacity available =400kVA. | --> | 0.38 | 0 | 0 | 0 | 0 | Constrained,otherwise capacity available =400kW. | --> | C18 ex KNOCKMULLEN | Knockmullen [T42,T421] | GREAT ISLAND |  | 52.3873 | -6.944
MV/LV Substation BR***902 |  | 10 kV | _ | LV | 50 kVA :Pole Substation | 0.05 | --> | 0.05 | 0.05 | 4.5 |  | --> | 0.0475 | 0 | 0 | 0.05 | 0 |  | --> | C20 ex BOGHALL ROAD | Boghall Road [T41,T42] | FASSAROE |  | 53.1847 | -6.0874
MV/LV Substation BR***902 |  | 10 kV | _ | LV | 630 kVA :Building Structure | 0.63 | --> | 0.63 | 0 | 0 | Constrained,otherwise capacity available =377kVA. | --> | 0.5985 | 0 | 0 | 0.5 | 0 |  | --> | C19 ex BELGARD | Belgard [T41,T42] | COOKSTOWN |  | 53.2955 | -6.3648
MV/LV Substation BR***902X |  | 10 kV | _ | LV | 400 kVA :Kiosk Substation | 0.4 | --> | 0.4 | 0 | 0 | Constrained,otherwise capacity available =331kVA. | --> | 0.38 | 0 | 0 | 0.41034 | 0 |  | --> | C12 ex SAGGART | Saggart [T41,T42] | GRANGE CASTLE |  | 53.279 | -6.4823
MV/LV Substation BR***907 |  | 10 kV | _ | LV | 100 kVA :Pole Substation | 0.1 | --> | 0.1 | 0 | 0 |  | --> | 0.095 | 0 | 0.002223 | 0.11474 | 0 |  | --> | C18 ex KILDARE | Kildare [T41,T42] | NEWBRIDGE |  | 53.1393 | -6.839
MV/LV Substation BR***911 |  | 20 kV | _ | LV | 50 kVA :Pole Substation | 0.05 | --> | 0.05 | 0 | 0 | Constrained,otherwise capacity available =49kVA. | --> | 0.0475 | 0 | 0 | 0 | 0 | Constrained,otherwise capacity available =50.2kW. | --> | E17 ex WINDSOR | Windsor [T421,T422] | CASTLEBAR |  | 53.8432 | -9.2225
MV/LV Substation BR***914 |  | 20 kV | _ | LV | 200 kVA :Pole Substation | 0.2 | --> | 0.2 | 0 | 0 | Constrained,otherwise capacity available =161kVA. | --> | 0.19 | 0 | 0 | 0 | 0 | Constrained,otherwise capacity available =205.8kW. | --> | E18 ex KILLYBEGS | Killybegs [T422] | BINBANE |  | 54.6245 | -8.4523
MV/LV Substation BR***917X |  | 20 kV | _ | LV | 100 kVA :Pole Substation | 0.1 | --> | 0.1 | 0 | 0 | Constrained,otherwise capacity available =57kVA. | --> | 0.095 | 0 | 0 | 0.10633 | 0 |  | --> | E16 ex JULIANSTOWN | Julianstown [T421,T422] | DRYBRIDGE |  | 53.6649 | -6.2365
MV/LV Substation BR***920 |  | 10 kV | _ | LV | 1000 kVA :Building Structure | 1 | --> | 1 | 0.15247 | 0.2 | Constrained,otherwise capacity available =500kVA. | --> | 0.95 | 0 | 0 | 0.5 | 0 |  | --> | C18 ex SANDYFORD | Sandyford [T41,T42] | CARRICKMINES |  | 53.2738 | -6.2178
MV/LV Substation BR***920Z |  | 10 kV | _ | LV | 50 kVA :Pole Substation | 0.05 | --> | 0.05 | 0 | 0 | Constrained,otherwise capacity available =37kVA. | --> | 0.0475 | 0 | 0 | 0.051937 | 0 |  | --> | C15 ex TALBOTS INCH | Talbots Inch [T41,T42] | KILKENNY |  | 52.6737 | -7.4356
MV/LV Substation BR***921 |  | 20 kV | _ | LV | 200 kVA :Kiosk Substation | 0.2 | --> | 0.2 | 0.186 | 1.3 |  | --> | 0.19 | 0 | 0 | 0.20211 | 0 |  | --> | E16 ex BALLYCROSSAUN | Ballycrossaun [T421,T422] | SOMERSET |  | 53.0951 | -8.204
MV/LV Substation BR***924 |  | 10 kV | _ | LV | 400 kVA :Building Structure | 0.4 | --> | 0.4 | 0 | 0 | Constrained,otherwise capacity available =320kVA. | --> | 0.38 | 0 | 0.040755 | 0.41197 | 0 |  | --> | C19 ex BELGARD | Belgard [T41,T42] | COOKSTOWN |  | 53.2955 | -6.36
MV/LV Substation BR***926 |  | 10 kV | _ | LV | 50 kVA :Pole Substation | 0.05 | --> | 0.05 | 0.045 | 11 |  | --> | 0.0475 | 0 | 0 | 0.050753 | 0 |  | --> | C14 ex CLOON | Cloon [T42,T421] | CLOON |  | 53.4397 | -8.8428
MV/LV Substation BR***927X |  | 10 kV | _ | LV | 1000 kVA :Building Structure | 1 | --> | 1 | 0 | 0 | Constrained,otherwise capacity available =500kVA. | --> | 0.95 | 0 | 0 | 0.5 | 0 |  | --> | C16 ex BELGARD | Belgard [T41,T42] | COOKSTOWN |  | 53.29 | -6.3741
MV/LV Substation BR***931 |  | 10 kV | _ | LV | 200 kVA :Kiosk Substation | 0.2 | --> | 0.2 | 0.168 | 2.4 |  | --> | 0.19 | 0 | 0 | 0.2048 | 0 |  | --> | C12 ex BRAY | Bray [T41,T42] | FASSAROE |  | 53.1989 | -6.1241
MV/LV Substation BR***931Y |  | 10 kV | _ | LV | 400 kVA :Building Structure | 0.4 | --> | 0.4 | 0 | 0 | Constrained,otherwise capacity available =286kVA. | --> | 0.38 | 0 | 0.010374 | 0.41549 | 0 |  | --> | C15 ex TERMONFECKIN ROAD | Termonfeckin Road [T41,T42] | DRYBRIDGE |  | 53.7197 | -6.3401
MV/LV Substation BR***934 |  | 10 kV | _ | LV | 400 kVA :Building Structure | 0.4 | --> | 0.4 | 0.174 | 2.2 |  | --> | 0.38 | 0 | 0 | 0.43292 | 0 |  | --> | C18 ex KINGSBRIDGE | Kingsbridge [T41,T42] | INCHICORE 220KV |  | 53.3481 | -6.3078
MV/LV Substation BR***935X |  | 10 kV | _ | LV | 200 kVA :Kiosk Substation | 0.2 | --> | 0.2 | 0.188 | 11.9 |  | --> | 0.19 | 0 | 0 | 0.20181 | 0 |  | --> | C35 ex SALTHILL | Salthill [T101,T102] | SALTHILL |  | 53.2791 | -9.0678
MV/LV Substation BR***941 |  | 20 kV | _ | LV | 200 kVA :Pole Substation | 0.2 | --> | 0.2 | 0.126 | 11.9 |  | --> | 0.19 | 0 | 0 | 0.21094 | 0 |  | --> | C36 ex SALTHILL | Salthill [T101,T102] | SALTHILL |  | 53.3084 | -9.1104
MV/LV Substation BR***944Y |  | 10 kV | _ | LV | 400 kVA :Kiosk Substation | 0.4 | --> | 0.4 | 0.391 | 3.9 |  | --> | 0.38 | 0 | 0 | 0.40136 | 0 |  | --> | C20 ex MARSHES | Marshes [T41,T42] | DUNDALK |  | 53.964 | -6.3648
MV/LV Substation BR***946 |  | 20 kV | _ | LV | 100 kVA :Pole Substation | 0.1 | --> | 0.1 | 0 | 0 | Constrained,otherwise capacity available =15kVA. | --> | 0.095 | 0 | 0.003705 | 0 | 0 | Constrained,otherwise capacity available =112.1kW. | --> | E20 ex KILLYBEGS | Killybegs [T422] | BINBANE |  | 54.6382 | -8.4424
MV/LV Substation BR***946X |  | 10 kV | _ | LV | 400 kVA :Kiosk Substation | 0.4 | --> | 0.4 | 0 | 0 | Constrained,otherwise capacity available =335kVA. | --> | 0.38 | 0 | 0.020748 | 0.40975 | 0 |  | --> | C12 ex SAGGART | Saggart [T41,T42] | GRANGE CASTLE |  | 53.28 | -6.4813
MV/LV Substation BR***948Y |  | 20 kV | _ | LV | 50 kVA :Pole Substation | 0.05 | --> | 0.05 | 0 | 0 | Constrained,otherwise capacity available =50kVA. | --> | 0.0475 | 0 | 0 | 0.05 | 0 |  | --> | E17 ex DULEEK | Duleek [T421,T422] | DRYBRIDGE |  | 53.6339 | -6.5626
MV/LV Substation BR***949 |  | 10 kV | _ | LV | 100 kVA :Pole Substation | 0.1 | --> | 0.1 | 0.085 | 0.1 |  | --> | 0.095 | 0 | 0 | 0.10225 | 0 |  | --> | C16 ex KILCULLEN | Kilcullen [T41,T42,T424] | STRATFORD |  | 53.126 | -6.8447
MV/LV Substation BR***950 |  | 20 kV | _ | LV | 50 kVA :Pole Substation | 0.05 | --> | 0.05 | 0 | 0 | Constrained,otherwise capacity available =32kVA. | --> | 0.0475 | 0 | 0 | 0.052662 | 0 |  | --> | E14 ex BALLINROBE | Ballinrobe [T421,T422] | DALTON |  | 53.6811 | -9.216
MV/LV Substation BR***954 |  | 10 kV | _ | LV | 1000 kVA :Building Structure | 1 | --> | 1 | 0 | 0 | Constrained,otherwise capacity available =500kVA. | --> | 0.95 | 0 | 0.02964 | 0.5 | 0 |  | --> | C19 ex PARKMORE | Parkmore [T41,T42] | GALWAY 110KV |  | 53.2932 | -8.9866
MV/LV Substation BR***955 |  | 10 kV | _ | LV | 1000 kVA :Building Structure | 1 | --> | 1 | 0 | 0 | Constrained,otherwise capacity available =500kVA. | --> | 0.95 | 0 | 0.025935 | 0.5 | 0 |  | --> | C19 ex PARKMORE | Parkmore [T41,T42] | GALWAY 110KV |  | 53.2939 | -8.9897
MV/LV Substation BR***957 |  | 20 kV | _ | LV | 50 kVA :Pole Substation | 0.05 | --> | 0.05 | 0 | 0 | Constrained,otherwise capacity available =46kVA. | --> | 0.0475 | 0 | 0.00741 | 0 | 0 | Constrained,otherwise capacity available =50.6kW. | --> | E20 ex FOXHOLE | Foxhole [T421,T422] | DUNGARVAN |  | 51.9686 | -7.8948
MV/LV Substation BR***958X |  | 10 kV | _ | LV | 400 kVA :Kiosk Substation | 0.4 | --> | 0.4 | 0.336 | 12.2 |  | --> | 0.38 | 0 | 0.002223 | 0.4096 | 0 |  | --> | C21 ex BALLYBEG | Ballybeg [T101,T102] | CARRICKMINES |  | 52.9903 | -6.0775
MV/LV Substation BR***959 |  | 20 kV | _ | LV | 200 kVA :Pole Substation | 0.2 | --> | 0.2 | 0.143 | 2.1 |  | --> | 0.19 | 0 | 0.048165 | 0 | 0 | Constrained,otherwise capacity available =208.5kW. | --> | C18 ex NEWTOWNCUNNINGHAM | Newtowncunningham [T41,T42] | LETTERKENNY |  | 55.0423 | -7.3776
MV/LV Substation BR***959Y |  | 10 kV | _ | LV | 400 kVA :Kiosk Substation | 0.4 | --> | 0.4 | 0 | 0 | Constrained,otherwise capacity available =281kVA. | --> | 0.38 | 0 | 0.021489 | 0.41768 | 0 |  | --> | C12 ex CARRIGALINE | Carrigaline [T41,T42] | BARNAHELY |  | 51.8211 | -8.3852
MV/LV Substation BR***960Y |  | 20 kV | _ | LV | 200 kVA :Kiosk Substation | 0.2 | --> | 0.2 | 0.166 | 1.7 |  | --> | 0.19 | 0 | 0.003705 | 0.2051 | 0 |  | --> | C12 ex ATHY | Athy [T101,T102] | ATHY |  | 52.9809 | -6.9673
MV/LV Substation BR***962X |  | 10 kV | _ | LV | 1000 kVA :Building Structure | 1 | --> | 1 | 0.5 | 3.9 |  | --> | 0.95 | 0 | 0 | 0.5 | 0 |  | --> | C22 ex GALWAY 110KV | Galway 110kv [T102,T103] | GALWAY 110KV |  | 53.2903 | -8.987
MV/LV Substation BR***962X |  | 20 kV | _ | LV | 50 kVA :Pole Substation | 0.05 | --> | 0.05 | 0 | 0 | Constrained,otherwise capacity available =24kVA. | --> | 0.0475 | 0 | 0 | 0.0538 | 0 |  | --> | E17 ex DALTON | Dalton [T421,T422] | DALTON |  | 53.7206 | -8.8729
MV/LV Substation BR***962X |  | 10 kV | _ | LV | 200 kVA :Kiosk Substation | 0.2 | --> | 0.2 | 0 | 0 | Constrained,otherwise capacity available =141kVA. | --> | 0.19 | 0 | 0 | 0.20877 | 0 |  | --> | C20 ex CAHIRCALLA | Cahircalla [T41,T42] | ENNIS |  | 52.8276 | -8.9842
MV/LV Substation BR***964 |  | 10 kV | _ | LV | 630 kVA :Kiosk Substation | 0.63 | --> | 0.63 | 0.403 | 1 |  | --> | 0.5985 | 0 | 0.006669 | 0 | 0 | Constrained,otherwise capacity available =500kW. | --> | C11 ex BOYLE | Boyle [T41,T42] | CARRICK ON SHANNON |  | 53.9716 | -8.3038
MV/LV Substation BR***973 |  | 10 kV | _ | LV | 50 kVA :Pole Substation | 0.05 | --> | 0.05 | 0 | 0 | Constrained,otherwise capacity available =37kVA. | --> | 0.0475 | 0 | 0.005187 | 0.051937 | 0 |  | --> | C18 ex KILCOLGAN | Kilcolgan [T42,T421] | GALWAY 110KV |  | 53.2268 | -8.8754
MV/LV Substation BR***973X |  | 10 kV | _ | LV | 200 kVA :Pole Substation | 0.2 | --> | 0.2 | 0.176 | 2.2 |  | --> | 0.19 | 0 | 0 | 0.20361 | 0 |  | --> | C12 ex BALLINASLOE | Ballinasloe [T41,T42] | SOMERSET |  | 53.3293 | -8.2175
MV/LV Substation BR***973Y |  | 10 kV | _ | LV | 400 kVA :Kiosk Substation | 0.4 | --> | 0.4 | 0.336 | 1.7 |  | --> | 0.38 | 0 | 0.002223 | 0.4096 | 0 |  | --> | C21 ex ATHY | Athy [T101,T102] | ATHY |  | 52.9851 | -6.9973
MV/LV Substation BR***974Y |  | 10 kV | _ | LV | 200 kVA :Kiosk Substation | 0.2 | --> | 0.2 | 0.128 | 1.7 |  | --> | 0.19 | 0 | 0 | 0.21065 | 0 |  | --> | C21 ex ATHY | Athy [T101,T102] | ATHY |  | 52.9845 | -6.9968
MV/LV Substation BR***975X |  | 20 kV | _ | LV | 50 kVA :Pole Substation | 0.05 | --> | 0.05 | 0 | 0 | Constrained,otherwise capacity available =47kVA. | --> | 0.0475 | 0 | 0 | 0.050453 | 0 |  | --> | E16 ex GLENAMADDY | Glenamaddy [T422] | ATHLONE |  | 53.446 | -8.662
MV/LV Substation BR***978 |  | 10 kV | _ | LV | 400 kVA :Kiosk Substation | 0.4 | --> | 0.4 | 0.367 | 4.5 |  | --> | 0.38 | 0 | 0.016302 | 0.40498 | 0 |  | --> | C20 ex BOGHALL ROAD | Boghall Road [T41,T42] | FASSAROE |  | 53.1886 | -6.099
MV/LV Substation BR***981 |  | 20 kV | _ | LV | 50 kVA :Pole Substation | 0.05 | --> | 0.05 | 0.05 | 1 |  | --> | 0.0475 | 0 | 0 | 0.05 | 0 |  | --> | E18 ex LONGFORD | Longford [T421,T422] | RICHMOND |  | 53.7127 | -7.7072
MV/LV Substation BR***982 |  | 10 kV | _ | LV | 400 kVA :Kiosk Substation | 0.4 | --> | 0.4 | 0.361 | 2.8 |  | --> | 0.38 | 0 | 0.005928 | 0.40588 | 0 |  | --> | C19 ex CASTLEBLAYNEY | Castleblayney [T41,T42] | DUNDALK |  | 54.1137 | -6.7473
MV/LV Substation BR***983X |  | 20 kV | _ | LV | 50 kVA :Pole Substation | 0.05 | --> | 0.05 | 0 | 0 | Constrained,otherwise capacity available =42kVA. | --> | 0.0475 | 0 | 0.003705 | 0.0512 | 0 |  | --> | E15 ex CREAGH | Creagh [T421,T422] | ATHLONE |  | 53.3269 | -8.1691
MV/LV Substation BR***984 |  | 10 kV | _ | LV | 200 kVA :Kiosk Substation | 0.2 | --> | 0.2 | 0.158 | 4.5 |  | --> | 0.19 | 0 | 0.03705 | 0.20628 | 0 |  | --> | C20 ex BOGHALL ROAD | Boghall Road [T41,T42] | FASSAROE |  | 53.1825 | -6.0911
MV/LV Substation BR***984X |  | 20 kV | _ | LV | 200 kVA :Pole Substation | 0.2 | --> | 0.2 | 0 | 0 | Constrained,otherwise capacity available =189kVA. | --> | 0.19 | 0 | 0 | 0.20166 | 0 |  | --> | E11 ex ACADEMY STREET | Academy Street [T421,T422,T44] | NAVAN |  | 53.6298 | -6.5512
MV/LV Substation BR***988 |  | 10 kV | _ | LV | 1000 kVA :Building Structure | 1 | --> | 1 | 0 | 0 | Constrained,otherwise capacity available =500kVA. | --> | 0.95 | 0 | 0.003705 | 0.5 | 0 |  | --> | C13 ex LITTLE BRAY | Little Bray [T41,T42] | FASSAROE |  | 53.2015 | -6.1091
MV/LV Substation BR***988 |  | 10 kV | _ | LV | 100 kVA :Pole Substation | 0.1 | --> | 0.1 | 0.071 | 4.4 |  | --> | 0.095 | 0 | 0.004446 | 0.10431 | 0 |  | --> | C18 ex KINGSCOURT | Kingscourt [T41,T42] | MEATH HILL |  | 53.9083 | -6.8147
MV/LV Substation BR***988X |  | 10 kV | _ | LV | 200 kVA :Kiosk Substation | 0.2 | --> | 0.2 | 0 | 0 | Constrained,otherwise capacity available =146kVA. | --> | 0.19 | 0 | 0 | 0.20804 | 0 |  | --> | C17 ex MIDLETON | Midleton [T101,T102] | MIDLETON |  | 51.9124 | -8.1738
MV/LV Substation BR***990X |  | 10 kV | _ | LV | 400 kVA :Kiosk Substation | 0.4 | --> | 0.4 | 0 | 0 | Constrained,otherwise capacity available =332kVA. | --> | 0.38 | 0 | 0 | 0.4102 | 0 |  | --> | C25 ex KILBARRY | Kilbarry [T101,T43] | KILBARRY |  | 51.9 | -8.5045
MV/LV Substation BR***992 |  | 10 kV | _ | LV | 400 kVA :Kiosk Substation | 0.4 | --> | 0.4 | 0.145 | 2.4 |  | --> | 0.38 | 0 | 0.015561 | 0.43695 | 0 |  | --> | C14 ex GRAIGUE | Graigue [T41,T42] | CARLOW |  | 52.8366 | -6.939
MV/LV Substation BR***993 |  | 20 kV | _ | LV | 200 kVA :Pole Substation | 0.2 | --> | 0.2 | 0.163 | 2.5 |  | --> | 0.19 | 0 | 0 | 0.20554 | 0 |  | --> | E18 ex EDGEWORTHSTOWN | Edgeworthstown [T421,T422] | RICHMOND |  | 53.7016 | -7.611
MV/LV Substation BR***997 |  | 10 kV | _ | LV | 400 kVA :Building Structure | 0.4 | --> | 0.4 | 0 | 0 | Constrained,otherwise capacity available =302kVA. | --> | 0.38 | 0 | 0.011115 | 0.41461 | 0 |  | --> | C19 ex BELGARD | Belgard [T41,T42] | COOKSTOWN |  | 53.2947 | -6.3636
MV/LV Substation BR***999 |  | 10 kV | _ | LV | 400 kVA :Building Structure | 0.4 | --> | 0.4 | 0.4 | 4.5 |  | --> | 0.38 | 0 | 0 | 0.4 | 0 |  | --> | C23 ex BOGHALL ROAD | Boghall Road [T41,T42] | FASSAROE |  | 53.1815 | -6.1159
MV/LV Substation BR***999X |  | 10 kV | _ | LV | 400 kVA :Kiosk Substation | 0.4 | --> | 0.4 | 0 | 0 | Constrained,otherwise capacity available =369kVA. | --> | 0.38 | 0 | 0.018525 | 0.40468 | 0 |  | --> | C22 ex MIDLETON | Midleton [T101,T102] | MIDLETON |  | 51.9179 | -8.1697
MV/LV Substation BR***999Y |  | 10 kV | _ | LV | 200 kVA :Kiosk Substation | 0.2 | --> | 0.2 | 0.145 | 1.7 |  | --> | 0.19 | 0 | 0.013338 | 0.20818 | 0 |  | --> | C23 ex ATHY | Athy [T101,T102] | ATHY |  | 52.9065 | -6.9666
MV/LV Substation BS***268 |  | 10 kV | _ | LV | 630 kVA :Building Structure | 0.63 | --> | 0.63 | 0 | 0 | Constrained,otherwise capacity available =500kVA. | --> | 0.5985 | 0 | 0 | 0.5 | 0 |  | --> | C12 ex RAHEEN | Raheen [T41,T42] | LIMERICK |  | 52.6257 | -8.6595
MV/LV Substation BS***4232 |  | 10 kV | _ | LV | 400 kVA :Kiosk Substation | 0.4 | --> | 0.4 | 0 | 0 | Constrained,otherwise capacity available =400kVA. | --> | 0.38 | 0 | 0 | 0.4 | 0 |  | --> | C16 ex BELGARD | Belgard [T41,T42] | COOKSTOWN |  | 53.2911 | -6.3751
MV/LV Substation BT***186Z |  | 10 kV | _ | LV | 630 kVA :Building Structure | 0.63 | --> | 0.63 | 0 | 0 | Constrained,otherwise capacity available =500kVA. | --> | 0.5985 | 0 | 0 | 0.5 | 0 |  | --> | C13 ex COLLEGE PARK | College Park [T101,T102,T103] | COLLEGE PARK |  | 53.3913 | -6.392
MV/LV Substation BT***306Z |  | 10 kV | _ | LV | 200 kVA :Kiosk Substation | 0.2 | --> | 0.2 | 0 | 0 | Constrained,otherwise capacity available =162kVA. | --> | 0.19 | 0 | 0.006669 | 0.20569 | 0 |  | --> | C20 ex COOLMINE | Coolmine [T41,T42] | FINGLAS |  | 53.3906 | -6.4011
MV/LV Substation BT***307Z |  | 10 kV | _ | LV | 200 kVA :Kiosk Substation | 0.2 | --> | 0.2 | 0 | 0 | Constrained,otherwise capacity available =168kVA. | --> | 0.19 | 0 | 0.002964 | 0.2048 | 0 |  | --> | C20 ex COOLMINE | Coolmine [T41,T42] | FINGLAS |  | 53.3937 | -6.399
MV/LV Substation BT***365Y |  | 20 kV | _ | LV | 630 kVA :Kiosk Substation | 0.63 | --> | 0.63 | 0.445 | 2.5 |  | --> | 0.5985 | 0 | 0.011115 | 0.5 | 0 |  | --> | E11 ex BAGENALSTOWN | Bagenalstown [T421,T422] | CARLOW |  | 52.7025 | -6.9578
MV/LV Substation BT***4016 |  | 10 kV | _ | LV | 400 kVA :Building Structure | 0.4 | --> | 0.4 | 0 | 0 | Constrained,otherwise capacity available =400kVA. | --> | 0.38 | 0 | 0 | 0.4 | 0 |  | --> | C22 ex CLONSHAUGH | Clonshaugh [T41,T42] | FINGLAS |  | 53.4062 | -6.2204
MV/LV Substation BT***426Z |  | 10 kV | _ | LV | 400 kVA :Building Structure | 0.4 | --> | 0.4 | 0 | 0 | Constrained,otherwise capacity available =326kVA. | --> | 0.38 | 0 | 0.02964 | 0.41108 | 0 |  | --> | C11 ex BALLYCOOLIN | Ballycoolin [T41,T42,T43] | FINGLAS |  | 53.4116 | -6.3627
MV/LV Substation BT***4299 |  | 10 kV | _ | LV | 400 kVA :Kiosk Substation | 0.4 | --> | 0.4 | 0 | 0 | Constrained,otherwise capacity available =400kVA. | --> | 0.38 | 0 | 0 | 0.4 | 0 |  | --> | C18 ex BALLYCOOLIN | Ballycoolin [T41,T42,T43] | FINGLAS |  | 53.4047 | -6.369
MV/LV Substation BT***503Z |  | 10 kV | _ | LV | 1000 kVA :Building Structure | 1 | --> | 1 | 0 | 0 | Constrained,otherwise capacity available =500kVA. | --> | 0.95 | 0 | 0.008892 | 0.5 | 0 |  | --> | C11 ex BALLYCOOLIN | Ballycoolin [T41,T42,T43] | FINGLAS |  | 53.4125 | -6.3615
MV/LV Substation BT***576Z |  | 10 kV | _ | LV | 1000 kVA :Building Structure | 1 | --> | 1 | 0 | 0 | Constrained,otherwise capacity available =500kVA. | --> | 0.95 | 0 | 0.02223 | 0.5 | 0 |  | --> | C11 ex BALLYCOOLIN | Ballycoolin [T41,T42,T43] | FINGLAS |  | 53.4132 | -6.3594
MV/LV Substation BT***590Z |  | 10 kV | _ | LV | 630 kVA :Building Structure | 0.63 | --> | 0.63 | 0 | 0 | Constrained,otherwise capacity available =500kVA. | --> | 0.5985 | 0 | 0 | 0.5 | 0 |  | --> | C28 ex COLLEGE PARK | College Park [T101,T102,T103] | COLLEGE PARK |  | 53.411 | -6.3662
MV/LV Substation BT***682Z |  | 10 kV | _ | LV | 630 kVA :Kiosk Substation | 0.63 | --> | 0.63 | 0 | 0 | Constrained,otherwise capacity available =500kVA. | --> | 0.5985 | 0 | 0.003705 | 0 | 0 | Constrained,otherwise capacity available =500kW. | --> | E20 ex BLESSINGTON | Blessington [T421,T422] | KILTEEL |  | 53.1711 | -6.5347
MV/LV Substation BT***771 |  | 10 kV | _ | LV | 1000 kVA :Building Structure | 1 | --> | 1 | 0 | 0 | Constrained,otherwise capacity available =500kVA. | --> | 0.95 | 0 | 0 | 0.5 | 0 |  | --> | C13 ex COLLEGE PARK | College Park [T101,T102,T103] | COLLEGE PARK |  | 53.393 | -6.391
MV/LV Substation BT***772 |  | 10 kV | _ | LV | 1000 kVA :Building Structure | 1 | --> | 1 | 0 | 0 | Constrained,otherwise capacity available =500kVA. | --> | 0.95 | 0 | 0 | 0.5 | 0 |  | --> | C16 ex COLLEGE PARK | College Park [T101,T102,T103] | COLLEGE PARK |  | 53.3919 | -6.3892
MV/LV Substation BT***788 |  | 10 kV | _ | LV | 1000 kVA :Building Structure | 1 | --> | 1 | 0 | 0 | Constrained,otherwise capacity available =500kVA. | --> | 0.95 | 0 | 0 | 0.5 | 0 |  | --> | C13 ex COLLEGE PARK | College Park [T101,T102,T103] | COLLEGE PARK |  | 53.392 | -6.3916
MV/LV Substation BT***790 |  | 10 kV | _ | LV | 630 kVA :Building Structure | 0.63 | --> | 0.63 | 0 | 0 | Constrained,otherwise capacity available =500kVA. | --> | 0.5985 | 0 | 0 | 0.5 | 0 |  | --> | C13 ex COLLEGE PARK | College Park [T101,T102,T103] | COLLEGE PARK |  | 53.3915 | -6.3909
MV/LV Substation BT***856Z |  | 10 kV | _ | LV | 100 kVA :Pole Substation | 0.1 | --> | 0.1 | 0.071 | 0.1 |  | --> | 0.095 | 0 | 0 | 0.10431 | 0 |  | --> | C16 ex KILCULLEN | Kilcullen [T41,T42,T424] | STRATFORD |  | 53.1385 | -6.8341
MV/LV Substation BU***001 |  | 10 kV | _ | LV | 400 kVA :Building Structure | 0.4 | --> | 0.4 | 0 | 0 | Constrained,otherwise capacity available =397kVA. | --> | 0.38 | 0 | 0 | 0.40046 | 0 |  | --> | C22 ex POPPINTREE | Poppintree [T101,T102] | FINGLAS |  | 53.3977 | -6.2923
MV/LV Substation BU***002 |  | 20 kV | _ | LV | 200 kVA :Pole Substation | 0.2 | --> | 0.2 | 0.123 | 1.1 |  | --> | 0.19 | 0 | 0 | 0.21137 | 0 |  | --> | E12 ex BUNCLODY | Bunclody [T421,T422] | CRANE |  | 52.6547 | -6.6492
MV/LV Substation BU***003 |  | 20 kV | _ | LV | 400 kVA :Kiosk Substation | 0.4 | --> | 0.4 | 0.395 | 9.1 |  | --> | 0.38 | 0 | 0 | 0.40076 | 0 |  | --> | E17 ex ARDNAREE | Ardnaree [T42,T421] | MOY |  | 54.1137 | -9.1412
MV/LV Substation BU***006 |  | 10 kV | _ | LV | 630 kVA :Kiosk Substation | 0.63 | --> | 0.63 | 0.437 | 2.4 |  | --> | 0.5985 | 0 | 0 | 0.5 | 0 |  | --> | C11 ex GRAIGUE | Graigue [T41,T42] | CARLOW |  | 52.8354 | -6.9329
MV/LV Substation BU***006 |  | 20 kV | _ | LV | 400 kVA :Kiosk Substation | 0.4 | --> | 0.4 | 0.252 | 9.1 |  | --> | 0.38 | 0 | 0.046683 | 0.42187 | 0 |  | --> | E17 ex ARDNAREE | Ardnaree [T42,T421] | MOY |  | 54.1156 | -9.1387
MV/LV Substation BU***008Y |  | 20 kV | _ | LV | 400 kVA :Kiosk Substation | 0.4 | --> | 0.4 | 0 | 0 | Constrained,otherwise capacity available =300kVA. | --> | 0.38 | 0 | 0 | 0.37942 | 0 | Constrained,otherwise capacity available =414.9kW. | --> | E14 ex COLLOONEY | Collooney [T421,T422] | SLIGO |  | 54.1789 | -8.4907
MV/LV Substation BU***009 |  | 10 kV | _ | LV | 200 kVA :Building Structure | 0.2 | --> | 0.2 | 0 | 0 | Constrained,otherwise capacity available =199kVA. | --> | 0.19 | 0 | 0 | 0.20015 | 0 |  | --> | C20 ex TOGHER | Togher [T41,T42] | TRABEG |  | 51.8777 | -8.4867
MV/LV Substation BU***010 |  | 20 kV | _ | LV | 630 kVA :Building Structure | 0.63 | --> | 0.63 | 0.5 | 9.1 |  | --> | 0.5985 | 0 | 0.03705 | 0.5 | 0 |  | --> | E19 ex ARDNAREE | Ardnaree [T42,T421] | MOY |  | 54.1135 | -9.1379
MV/LV Substation BU***011 |  | 10 kV | _ | LV | 400 kVA :Building Structure | 0.4 | --> | 0.4 | 0.042007 | 0 | Constrained,otherwise capacity available =313kVA. | --> | 0.38 | 0 | 0 | 0.413 | 0 |  | --> | C22 ex SHANNON | Shannon [T41,T42] | DRUMLINE |  | 52.7047 | -8.8941
MV/LV Substation BU***014 |  | 20 kV | _ | LV | 200 kVA :Kiosk Substation | 0.2 | --> | 0.2 | 0.179 | 9.1 |  | --> | 0.19 | 0 | 0 | 0.20316 | 0 |  | --> | E19 ex ARDNAREE | Ardnaree [T42,T421] | MOY |  | 54.1141 | -9.1353
MV/LV Substation BU***015X |  | 10 kV | _ | LV | 630 kVA :Kiosk Substation | 0.63 | --> | 0.63 | 0 | 0 | Constrained,otherwise capacity available =500kVA. | --> | 0.5985 | 0 | 0 | 0 | 0 | Constrained,otherwise capacity available =500kW. | --> | C18 ex CULLION | Cullion [T41,T42] | LETTERKENNY |  | 54.9474 | -7.7392
MV/LV Substation BU***018 |  | 10 kV | _ | LV | 630 kVA :Kiosk Substation | 0.63 | --> | 0.63 | 0.323 | 0.7 |  | --> | 0.5985 | 0 | 0.005928 | 0.5 | 0 |  | --> | C15 ex KILRUSH | Kilrush [T41,T42] | TULLABRACK |  | 52.6386 | -9.4831
MV/LV Substation BU***018Y |  | 10 kV | _ | LV | 1000 kVA :Building Structure | 1 | --> | 1 | 0 | 0 | Constrained,otherwise capacity available =500kVA. | --> | 0.95 | 0 | 0 | 0.5 | 0 |  | --> | C19 ex HEADFORD ROAD | Headford Road [T41,T42] | GALWAY 110KV |  | 53.2749 | -9.0453
MV/LV Substation BU***019X |  | 10 kV | _ | LV | 200 kVA :Building Structure | 0.2 | --> | 0.2 | 0.176 | 13.4 |  | --> | 0.19 | 0 | 0 | 0.20361 | 0 |  | --> | C18 ex POTTERY ROAD | Pottery Road [T101,T102] | CARRICKMINES |  | 53.285 | -6.1063
MV/LV Substation BU***023X |  | 10 kV | _ | LV | 630 kVA :Kiosk Substation | 0.63 | --> | 0.63 | 0 | 0 | Constrained,otherwise capacity available =500kVA. | --> | 0.5985 | 0 | 0 | 0 | 0 | Constrained,otherwise capacity available =500kW. | --> | C18 ex CULLION | Cullion [T41,T42] | LETTERKENNY |  | 54.9471 | -7.7397
MV/LV Substation BU***025 |  | 20 kV | _ | LV | 50 kVA :Pole Substation | 0.05 | --> | 0.05 | 0.044 | 4.4 |  | --> | 0.0475 | 0 | 0 | 0.050903 | 0 |  | --> | E17 ex CRANE | Crane [T122] | CRANE |  | 52.5643 | -6.329
MV/LV Substation BU***029 |  | 20 kV | _ | LV | 400 kVA :Building Structure | 0.4 | --> | 0.4 | 0.337 | 0.4 |  | --> | 0.38 | 0 | 0 | 0.40945 | 0 |  | --> | E15 ex TULLOW | Tullow [T421,T422] | CARLOW |  | 52.7965 | -6.7503
MV/LV Substation BU***034 |  | 20 kV | _ | LV | 630 kVA :Building Structure | 0.63 | --> | 0.63 | 0.5 | 1.1 |  | --> | 0.5985 | 0 | 0.002964 | 0.5 | 0 |  | --> | E12 ex BUNCLODY | Bunclody [T421,T422] | CRANE |  | 52.657 | -6.6576
MV/LV Substation BU***036 |  | 10 kV | _ | LV | 630 kVA :Kiosk Substation | 0.63 | --> | 0.63 | 0 | 0 | Constrained,otherwise capacity available =432kVA. | --> | 0.5985 | 0 | 0.011115 | 0.5 | 0 |  | --> | C13 ex CARRICK ON SHANNON | Carrick On Shannon [T41,T42] | CARRICK ON SHANNON |  | 53.9458 | -8.0929
MV/LV Substation BU***039 |  | 10 kV | _ | LV | 400 kVA :Kiosk Substation | 0.4 | --> | 0.4 | 0 | 0 | Constrained,otherwise capacity available =341kVA. | --> | 0.38 | 0 | 0.011856 | 0.40886 | 0 |  | --> | C22 ex GREYSTONES | Greystones [T41,T42] | FASSAROE |  | 53.1354 | -6.0684
MV/LV Substation BU***043 |  | 10 kV | _ | LV | 200 kVA :Kiosk Substation | 0.2 | --> | 0.2 | 0 | 0 | Constrained,otherwise capacity available =182kVA. | --> | 0.19 | 0 | 0 | 0.20271 | 0 |  | --> | C17 ex BALLINDERRY | Ballinderry [T41,T422] | MULLINGAR |  | 53.5265 | -7.3195
MV/LV Substation BU***047Y |  | 10 kV | _ | LV | 400 kVA :Kiosk Substation | 0.4 | --> | 0.4 | 0 | 0 | Constrained,otherwise capacity available =312kVA. | --> | 0.38 | 0 | 0.015561 | 0.41315 | 0 |  | --> | C16 ex DERRYCRAMPH | Derrycramph [T41,T42] | SHANKILL |  | 53.9834 | -7.3311
MV/LV Substation BU***051 |  | 10 kV | _ | LV | 630 kVA :Building Structure | 0.63 | --> | 0.63 | 0.149 | 3 |  | --> | 0.5985 | 0 | 0.025935 | 0.5 | 0 |  | --> | C12 ex GREENHILLS | Greenhills [T42] | INCHICORE 220KV |  | 53.3176 | -6.3314
MV/LV Substation BU***056Y |  | 20 kV | _ | LV | 200 kVA :Pole Substation | 0.2 | --> | 0.2 | 0 | 0 | Constrained,otherwise capacity available =200kVA. | --> | 0.19 | 0 | 0 | 0 | 0 | Constrained,otherwise capacity available =200kW. | --> | E13 ex BLESSINGTON | Blessington [T421,T422] | KILTEEL |  | 53.1627 | -6.5498
MV/LV Substation BU***057 |  | 10 kV | _ | LV | 630 kVA :Building Structure | 0.63 | --> | 0.63 | 0.277 | 4.5 |  | --> | 0.5985 | 0 | 0.048906 | 0.5 | 0 |  | --> | C13 ex TEMPLEOGUE | Templeogue [T41,T42] | MILLTOWN (DR) |  | 53.2948 | -6.3044
MV/LV Substation BU***059Z |  | 10 kV | _ | LV | 400 kVA :Kiosk Substation | 0.4 | --> | 0.4 | 0 | 0 | Constrained,otherwise capacity available =380kVA. | --> | 0.38 | 0 | 0 | 0.40302 | 0 |  | --> | C15 ex BALBRIGGAN | Balbriggan [T41] | GLASMORE |  | 53.6059 | -6.191
MV/LV Substation BU***060Z |  | 10 kV | _ | LV | 400 kVA :Building Structure | 0.4 | --> | 0.4 | 0 | 0 | Constrained,otherwise capacity available =358kVA. | --> | 0.38 | 0 | 0.01482 | 0.40633 | 0 |  | --> | C15 ex BALBRIGGAN | Balbriggan [T41] | GLASMORE |  | 53.6049 | -6.1893
MV/LV Substation BU***063X |  | 20 kV | _ | LV | 50 kVA :Pole Substation | 0.05 | --> | 0.05 | 0 | 0 | Constrained,otherwise capacity available =39kVA. | --> | 0.0475 | 0 | 0 | 0 | 0 | Constrained,otherwise capacity available =51.6kW. | --> | E17 ex CARNDONAGH | Carndonagh [T421,T422] | TRILLICK |  | 55.3222 | -7.1827
MV/LV Substation BU***065 |  | 10 kV | _ | LV | 630 kVA :Kiosk Substation | 0.63 | --> | 0.63 | 0 | 0 | Constrained,otherwise capacity available =427kVA. | --> | 0.5985 | 0 | 0 | 0.5 | 0 |  | --> | C13 ex GRANGE (DR) | Grange (dr) [T41,T42] | GRANGE (DR) |  | 53.3994 | -6.1878
MV/LV Substation BU***065Y |  | 20 kV | _ | LV | 50 kVA :Pole Substation | 0.05 | --> | 0.05 | 0 | 0 | Constrained,otherwise capacity available =48kVA. | --> | 0.0475 | 0 | 0 | 0.050303 | 0 |  | --> | E18 ex DALTON | Dalton [T421,T422] | DALTON |  | 53.6709 | -8.8795
MV/LV Substation BU***067Z |  | 10 kV | _ | LV | 400 kVA :Kiosk Substation | 0.4 | --> | 0.4 | 0 | 0 | Constrained,otherwise capacity available =309kVA. | --> | 0.38 | 0 | 0 | 0.41359 | 0 |  | --> | C21 ex BALLINDERRY | Ballinderry [T41,T422] | MULLINGAR |  | 53.517 | -7.3568
MV/LV Substation BU***068Z |  | 10 kV | _ | LV | 400 kVA :Kiosk Substation | 0.4 | --> | 0.4 | 0 | 0 | Constrained,otherwise capacity available =298kVA. | --> | 0.38 | 0 | 0 | 0.4152 | 0 |  | --> | C21 ex BALLINDERRY | Ballinderry [T41,T422] | MULLINGAR |  | 53.5161 | -7.3546
MV/LV Substation BU***071 |  | 10 kV | _ | LV | 200 kVA :Pole Substation | 0.2 | --> | 0.2 | 0.159 | 1.1 |  | --> | 0.19 | 0 | 0.009633 | 0.20613 | 0 |  | --> | C19 ex BIRR | Birr [T41,T422] | DALLOW |  | 53.1004 | -7.9026
MV/LV Substation BU***072 |  | 10 kV | _ | LV | 630 kVA :Kiosk Substation | 0.63 | --> | 0.63 | 0 | 0 | Constrained,otherwise capacity available =494kVA. | --> | 0.5985 | 0 | 0.00741 | 0.5 | 0 |  | --> | C16 ex TALBOTS INCH | Talbots Inch [T41,T42] | KILKENNY |  | 52.6568 | -7.2602
MV/LV Substation BU***074 |  | 10 kV | _ | LV | 400 kVA :Building Structure | 0.4 | --> | 0.4 | 0.198 | 13.2 |  | --> | 0.38 | 0 | 0 | 0.42956 | 0 |  | --> | C23 ex ARTANE | Artane [T101,T102] | FINGLAS |  | 53.3852 | -6.2133
MV/LV Substation BU***076 |  | 10 kV | _ | LV | 400 kVA :Kiosk Substation | 0.4 | --> | 0.4 | 0 | 0 | Constrained,otherwise capacity available =298kVA. | --> | 0.38 | 0 | 0.042978 | 0.4152 | 0 |  | --> | C22 ex GREYSTONES | Greystones [T41,T42] | FASSAROE |  | 53.138 | -6.0749
MV/LV Substation BU***084Z |  | 10 kV | _ | LV | 400 kVA :Kiosk Substation | 0.4 | --> | 0.4 | 0.395 | 2.7 |  | --> | 0.38 | 0 | 0 | 0.40076 | 0 |  | --> | C17 ex OLDCASTLE | Oldcastle [T41,T422] | MULLINGAR |  | 53.7746 | -7.1595
MV/LV Substation BU***095X |  | 10 kV | _ | LV | 50 kVA :Pole Substation | 0.05 | --> | 0.05 | 0 | 0 | Constrained,otherwise capacity available =34kVA. | --> | 0.0475 | 0 | 0.002964 | 0.052373 | 0 |  | --> | C12 ex RIVERSTOWN | Riverstown [T41,T42] | KILBARRY |  | 51.9641 | -8.4112
MV/LV Substation BU***099 |  | 20 kV | _ | LV | 100 kVA :Pole Substation | 0.1 | --> | 0.1 | 0.084 | 3 |  | --> | 0.095 | 0 | 0 | 0 | 0 | Constrained,otherwise capacity available =102.4kW. | --> | E14 ex CHARLEVILLE | Charleville [T421,T422] | CHARLEVILLE |  | 52.3432 | -8.6792
MV/LV Substation BU***100 |  | 10 kV | _ | LV | 400 kVA :Building Structure | 0.4 | --> | 0.4 | 0.27 | 13.4 |  | --> | 0.38 | 0 | 0 | 0.41927 | 0 |  | --> | C18 ex POTTERY ROAD | Pottery Road [T101,T102] | CARRICKMINES |  | 53.2837 | -6.1064
MV/LV Substation BU***105Y |  | 20 kV | _ | LV | 100 kVA :Pole Substation | 0.1 | --> | 0.1 | 0 | 0 | Constrained,otherwise capacity available =98kVA. | --> | 0.095 | 0 | 0 | 0.1003 | 0 |  | --> | C19 ex ENNISTYMON | Ennistymon [T41,T42] | ENNIS |  | 53.059 | -9.1969
MV/LV Substation BU***111 |  | 20 kV | _ | LV | 200 kVA :Pole Substation | 0.2 | --> | 0.2 | 0.145 | 1.1 |  | --> | 0.19 | 0 | 0 | 0.20818 | 0 |  | --> | E12 ex BUNCLODY | Bunclody [T421,T422] | CRANE |  | 52.656 | -6.6449
MV/LV Substation BU***114 |  | 10 kV | _ | LV | 400 kVA :Building Structure | 0.4 | --> | 0.4 | 0.218 | 13.2 |  | --> | 0.38 | 0 | 0.018525 | 0.42673 | 0 |  | --> | C19 ex ARTANE | Artane [T101,T102] | FINGLAS |  | 53.3932 | -6.2048
MV/LV Substation BU***121 |  | 10 kV | _ | LV | 100 kVA :Building Structure | 0.1 | --> | 0.1 | 0.098 | 1.6 |  | --> | 0.095 | 0 | 0 | 0 | 0 | Constrained,otherwise capacity available =100.3kW. | --> | C14 ex DERRYBEG | Derrybeg [T41,T42] | ARDNAGAPPARY |  | 55.0634 | -8.2847
MV/LV Substation BU***128 |  | 20 kV | _ | LV | 200 kVA :Pole Substation | 0.2 | --> | 0.2 | 0 | 0 | Constrained,otherwise capacity available =117kVA. | --> | 0.19 | 0 | 0.030381 | 0.21223 | 0 |  | --> | E11 ex GLASMORE | Glasmore [T421,T422] | GLASMORE |  | 53.4993 | -6.1173
MV/LV Substation BU***128X |  | 10 kV | _ | LV | 630 kVA :Kiosk Substation | 0.63 | --> | 0.63 | 0.5 | 9.1 |  | --> | 0.5985 | 0 | 0 | 0.5 | 0 |  | --> | C14 ex ARDNAREE | Ardnaree [T42,T421] | MOY |  | 54.1126 | -9.1585
MV/LV Substation BU***132 |  | 10 kV | _ | LV | 400 kVA :Kiosk Substation | 0.4 | --> | 0.4 | 0.271 | 0.9 |  | --> | 0.38 | 0 | 0.060021 | 0.41913 | 0 |  | --> | C12 ex KIMMAGE | Kimmage [T41,T42] | INCHICORE 220KV |  | 53.3022 | -6.2962
MV/LV Substation BU***138Z |  | 10 kV | _ | LV | 200 kVA :Kiosk Substation | 0.2 | --> | 0.2 | 0 | 0 | Constrained,otherwise capacity available =154kVA. | --> | 0.19 | 0 | 0 | 0 | 0 | Constrained,otherwise capacity available =206.9kW. | --> | C15 ex PALLAS | Pallas [T41,T42] | PORTLAOISE |  | 53.0422 | -7.2937
MV/LV Substation BU***138Z |  | 10 kV | _ | LV | 400 kVA :Kiosk Substation | 0.4 | --> | 0.4 | 0 | 0 | Constrained,otherwise capacity available =352kVA. | --> | 0.38 | 0 | 0 | 0.40722 | 0 |  | --> | C17 ex LOUGHTAGALLA | Loughtagalla [T41,T42] | THURLES |  | 52.6816 | -7.8054
MV/LV Substation BU***140Z |  | 10 kV | _ | LV | 200 kVA :Kiosk Substation | 0.2 | --> | 0.2 | 0.03 | 0.3 |  | --> | 0.19 | 0 | 0.011856 | 0.22424 | 0 |  | --> | C16 ex SANTRY | Santry [T41,T42] | FINGLAS |  | 53.396 | -6.2432
MV/LV Substation BU***148 |  | 10 kV | _ | LV | 630 kVA :Building Structure | 0.63 | --> | 0.63 | 0.328 | 8.1 |  | --> | 0.5985 | 0 | 0.020748 | 0.5 | 0 |  | --> | C13 ex MILLTOWN (DR) | Milltown (dr) [T101,T102] | POOLBEG |  | 53.3224 | -6.2452
MV/LV Substation BU***150X |  | 10 kV | _ | LV | 100 kVA :Pole Substation | 0.1 | --> | 0.1 | 0.092 | 1.6 |  | --> | 0.095 | 0 | 0 | 0 | 0 | Constrained,otherwise capacity available =101.2kW. | --> | C15 ex BUNDORAN | Bundoran [T41,T42] | CATHALEENS FALL |  | 54.4549 | -8.4201
MV/LV Substation BU***154 |  | 10 kV | _ | LV | 400 kVA :Kiosk Substation | 0.4 | --> | 0.4 | 0 | 0 | Constrained,otherwise capacity available =207kVA. | --> | 0.38 | 0 | 0.049647 | 0.42829 | 0 |  | --> | C18 ex BALLYBODEN | Ballyboden [T41,T42] | COOKSTOWN |  | 53.2922 | -6.2926
MV/LV Substation BU***168 |  | 10 kV | _ | LV | 50 kVA :Pole Substation | 0.05 | --> | 0.05 | 0.047 | 5.6 |  | --> | 0.0475 | 0 | 0 | 0.050453 | 0 |  | --> | C11 ex KILCOOLE | Kilcoole [T41,T42] | FASSAROE |  | 53.0836 | -6.0914
MV/LV Substation BU***168Y |  | 10 kV | _ | LV | 400 kVA :Kiosk Substation | 0.4 | --> | 0.4 | 0.22207 | 0.2 | Constrained,otherwise capacity available =273kVA. | --> | 0.38 | 0 | 0 | 0.41884 | 0 |  | --> | C15 ex KILSHANNY | Kilshanny [T41,T42] | CAHIR |  | 52.2768 | -8.2689
MV/LV Substation BU***172Y |  | 10 kV | _ | LV | 400 kVA :Kiosk Substation | 0.4 | --> | 0.4 | 0 | 0 | Constrained,otherwise capacity available =288kVA. | --> | 0.38 | 0 | 0.015561 | 0.41666 | 0 |  | --> | E13 ex DALTON | Dalton [T421,T422] | DALTON |  | 53.7133 | -8.9972
MV/LV Substation BU***176X |  | 10 kV | _ | LV | 630 kVA :Building Structure | 0.63 | --> | 0.63 | 0.5 | 1.6 |  | --> | 0.5985 | 0 | 0.011856 | 0 | 0 | Constrained,otherwise capacity available =500kW. | --> | C13 ex BUNDORAN | Bundoran [T41,T42] | CATHALEENS FALL |  | 54.4763 | -8.274
MV/LV Substation BU***180Z |  | 10 kV | _ | LV | 400 kVA :Building Structure | 0.4 | --> | 0.4 | 0.118 | 1.4 |  | --> | 0.38 | 0 | 0 | 0.4 | 0 |  | --> | C25 ex SRAH | Srah [T43] | THORNSBERRY |  | 53.2845 | -7.5172
MV/LV Substation BU***181Z |  | 10 kV | _ | LV | 630 kVA :Kiosk Substation | 0.63 | --> | 0.63 | 0.5 | 1.4 |  | --> | 0.5985 | 0 | 0 | 0.5 | 0 |  | --> | C25 ex SRAH | Srah [T43] | THORNSBERRY |  | 53.2854 | -7.5134
MV/LV Substation BU***192Y |  | 20 kV | _ | LV | 630 kVA :Building Structure | 0.63 | --> | 0.63 | 0 | 0 | Constrained,otherwise capacity available =500kVA. | --> | 0.5985 | 0 | 0.049647 | 0.5 | 0 |  | --> | E20 ex BALTRASNA | Baltrasna [T121,T122] | BALTRASNA |  | 53.517 | -6.411
MV/LV Substation BU***193 |  | 10 kV | _ | LV | 50 kVA :Pole Substation | 0.05 | --> | 0.05 | 0 | 0 | Constrained,otherwise capacity available =30kVA. | --> | 0.0475 | 0 | 0.003705 | 0.052949 | 0 |  | --> | C15 ex KYLEERAGH | Kyleeragh [T41,T42] | NENAGH |  | 52.8687 | -8.193
MV/LV Substation BU***194X |  | 10 kV | _ | LV | 630 kVA :Kiosk Substation | 0.63 | --> | 0.63 | 0 | 0 | Constrained,otherwise capacity available =500kVA. | --> | 0.5985 | 0 | 0 | 0.5 | 0 |  | --> | C18 ex DUNLEER | Dunleer [T41,T42] | DRYBRIDGE |  | 53.8304 | -6.4042
MV/LV Substation BU***197 |  | 10 kV | _ | LV | 400 kVA :Kiosk Substation | 0.4 | --> | 0.4 | 0 | 0 | Constrained,otherwise capacity available =288kVA. | --> | 0.38 | 0 | 0 | 0.41666 | 0 |  | --> | C22 ex GREYSTONES | Greystones [T41,T42] | FASSAROE |  | 53.1312 | -6.0704
MV/LV Substation BU***201 |  | 10 kV | _ | LV | 400 kVA :Kiosk Substation | 0.4 | --> | 0.4 | 0 | 0 | Constrained,otherwise capacity available =315kVA. | --> | 0.38 | 0 | 0.018525 | 0.41271 | 0 |  | --> | C13 ex SUTTON | Sutton [T41,T42] | GRANGE (DR) |  | 53.3931 | -6.1209
MV/LV Substation BU***201Y |  | 20 kV | _ | LV | 400 kVA :Kiosk Substation | 0.4 | --> | 0.4 | 0.348 | 11.9 |  | --> | 0.38 | 0 | 0 | 0.40782 | 0 |  | --> | C27 ex SALTHILL | Salthill [T101,T102] | SALTHILL |  | 53.334 | -9.1823
MV/LV Substation BU***206X |  | 10 kV | _ | LV | 100 kVA :Pole Substation | 0.1 | --> | 0.1 | 0.095 | 1.6 |  | --> | 0.095 | 0 | 0 | 0 | 0 | Constrained,otherwise capacity available =100.8kW. | --> | C15 ex BUNDORAN | Bundoran [T41,T42] | CATHALEENS FALL |  | 54.4548 | -8.4187
MV/LV Substation BU***210 |  | 20 kV | _ | LV | 200 kVA :Pole Substation | 0.2 | --> | 0.2 | 0.198 | 6.5 |  | --> | 0.19 | 0 | 0 | 0.2003 | 0 |  | --> | C16 ex OUGHTERARD | Oughterard [T41,T42] | SCREEB |  | 53.3911 | -9.2904
MV/LV Substation BU***211Z |  | 10 kV | _ | LV | 400 kVA :Building Structure | 0.4 | --> | 0.4 | 0.34 | 6 |  | --> | 0.38 | 0 | 0 | 0.40901 | 0 |  | --> | C23 ex TRABEG | Trabeg [T101,T102] | TRABEG |  | 51.8504 | -8.4821
MV/LV Substation BU***213Z |  | 10 kV | _ | LV | 400 kVA :Building Structure | 0.4 | --> | 0.4 | 0.383 | 6 |  | --> | 0.38 | 0 | 0 | 0.40257 | 0 |  | --> | C23 ex TRABEG | Trabeg [T101,T102] | TRABEG |  | 51.8492 | -8.4782
MV/LV Substation BU***214 |  | 10 kV | _ | LV | 200 kVA :Kiosk Substation | 0.2 | --> | 0.2 | 0 | 0 | Constrained,otherwise capacity available =184kVA. | --> | 0.19 | 0 | 0.00741 | 0.20241 | 0 |  | --> | C14 ex BALLYBEGGAN | Ballybeggan [T43,T44] | TRALEE |  | 52.2902 | -9.6736
MV/LV Substation BU***219Y |  | 10 kV | _ | LV | 50 kVA :Pole Substation | 0.05 | --> | 0.05 | 0 | 0 | Constrained,otherwise capacity available =50kVA. | --> | 0.0475 | 0 | 0 | 0.05 | 0 |  | --> | C12 ex SAGGART | Saggart [T41,T42] | GRANGE CASTLE |  | 53.2696 | -6.522
MV/LV Substation BU***225 |  | 20 kV | _ | LV | 200 kVA :Pole Substation | 0.2 | --> | 0.2 | 0 | 0 | Constrained,otherwise capacity available =177kVA. | --> | 0.19 | 0 | 0.011115 | 0.20346 | 0 |  | --> | E18 ex EDENDERRY | Edenderry [T421,T422] | BLAKE |  | 53.3385 | -7.0566
MV/LV Substation BU***237 |  | 20 kV | _ | LV | 200 kVA :Pole Substation | 0.2 | --> | 0.2 | 0 | 0 | Constrained,otherwise capacity available =169kVA. | --> | 0.19 | 0 | 0 | 0 | 0 | Constrained,otherwise capacity available =204.7kW. | --> | E20 ex FOXHOLE | Foxhole [T421,T422] | DUNGARVAN |  | 51.9382 | -7.9485
MV/LV Substation BU***237X |  | 20 kV | _ | LV | 25 kVA :Pole Substation | 0.025 | --> | 0.025 | 0 | 0 | Constrained,otherwise capacity available =19kVA. | --> | 0.02375 | 0 | 0 | 0.025895 | 0 |  | --> | E17 ex CAVAN | Cavan [T42,T421] | SHANKILL |  | 54.0406 | -7.379
MV/LV Substation BU***242Z |  | 10 kV | _ | LV | 400 kVA :Kiosk Substation | 0.4 | --> | 0.4 | 0 | 0 | Constrained,otherwise capacity available =339kVA. | --> | 0.38 | 0 | 0 | 0.40916 | 0 |  | --> | C11 ex MORNINGTON ROAD | Mornington Road [T41,T42] | DRYBRIDGE |  | 53.7103 | -6.3575
MV/LV Substation BU***244 |  | 10 kV | _ | LV | 200 kVA :Pole Substation | 0.2 | --> | 0.2 | 0 | 0 | Constrained,otherwise capacity available =130kVA. | --> | 0.19 | 0 | 0.03705 | 0.21036 | 0 |  | --> | C19 ex MIDLETON | Midleton [T101,T102] | MIDLETON |  | 51.9121 | -8.239
MV/LV Substation BU***250X |  | 10 kV | _ | LV | 1000 kVA :Building Structure | 1 | --> | 1 | 0.5 | 5.8 |  | --> | 0.95 | 0 | 0 | 0.5 | 0 |  | --> | C12 ex OAKFIELD | Oakfield [T41,T42] | SLIGO |  | 54.2732 | -8.479
MV/LV Substation BU***251X |  | 10 kV | _ | LV | 1000 kVA :Building Structure | 1 | --> | 1 | 0.5 | 5.8 |  | --> | 0.95 | 0 | 0 | 0.5 | 0 |  | --> | C12 ex OAKFIELD | Oakfield [T41,T42] | SLIGO |  | 54.2733 | -8.479
MV/LV Substation BU***252X |  | 20 kV | _ | LV | 50 kVA :Pole Substation | 0.05 | --> | 0.05 | 0.044 | 1.4 |  | --> | 0.0475 | 0 | 0 | 0.050903 | 0 |  | --> | E13 ex KILLINICK | Killinick [T421,T422] | WEXFORD |  | 52.2106 | -6.3966
MV/LV Substation BU***253X |  | 20 kV | _ | LV | 100 kVA :Pole Substation | 0.1 | --> | 0.1 | 0.099 | 7.6 |  | --> | 0.095 | 0 | 0 | 0 | 0 | Constrained,otherwise capacity available =100.2kW. | --> | E14 ex BELLACORICK | Bellacorick [T122] | BELLACORICK |  | 54.196 | -9.9077
MV/LV Substation BU***272Z |  | 10 kV | _ | LV | 400 kVA :Kiosk Substation | 0.4 | --> | 0.4 | 0 | 0 | Constrained,otherwise capacity available =329kVA. | --> | 0.38 | 0 | 0 | 0.41064 | 0 |  | --> | C18 ex BALGADDY | Balgaddy [T41,T42] | GRANGE CASTLE |  | 53.3399 | -6.419
MV/LV Substation BU***282Y |  | 20 kV | _ | LV | 200 kVA :Kiosk Substation | 0.2 | --> | 0.2 | 0.19 | 1.1 |  | --> | 0.19 | 0 | 0 | 0.20151 | 0 |  | --> | E12 ex BUNCLODY | Bunclody [T421,T422] | CRANE |  | 52.6531 | -6.662
MV/LV Substation BU***283 |  | 10 kV | _ | LV | 400 kVA :Building Structure | 0.4 | --> | 0.4 | 0.329 | 4.1 |  | --> | 0.38 | 0 | 0 | 0.41064 | 0 |  | --> | C20 ex BALLYMUN | Ballymun [T41,T42] | FINGLAS |  | 53.3882 | -6.2546
MV/LV Substation BU***283X |  | 10 kV | _ | LV | 200 kVA :Building Structure | 0.2 | --> | 0.2 | 0 | 0 | Constrained,otherwise capacity available =157kVA. | --> | 0.19 | 0 | 0.006669 | 0.20643 | 0 |  | --> | C11 ex SUTTON | Sutton [T41,T42] | GRANGE (DR) |  | 53.3917 | -6.0996
MV/LV Substation BU***286X |  | 20 kV | _ | LV | 50 kVA :Pole Substation | 0.05 | --> | 0.05 | 0 | 0 | Constrained,otherwise capacity available =48kVA. | --> | 0.0475 | 0 | 0 | 0 | 0 | Constrained,otherwise capacity available =50.3kW. | --> | E17 ex CARNDONAGH | Carndonagh [T421,T422] | TRILLICK |  | 55.3202 | -7.1786
MV/LV Substation BU***286Z |  | 10 kV | _ | LV | 400 kVA :Building Structure | 0.4 | --> | 0.4 | 0.4 | 6 |  | --> | 0.38 | 0 | 0 | 0.4 | 0 |  | --> | C23 ex TRABEG | Trabeg [T101,T102] | TRABEG |  | 51.8502 | -8.4788
MV/LV Substation BU***287 |  | 10 kV | _ | LV | 630 kVA :Kiosk Substation | 0.63 | --> | 0.63 | 0 | 0 | Constrained,otherwise capacity available =500kVA. | --> | 0.5985 | 0 | 0 | 0.5 | 0 |  | --> | C12 ex SAGGART | Saggart [T41,T42] | GRANGE CASTLE |  | 53.2714 | -6.5192
MV/LV Substation BU***288 |  | 10 kV | _ | LV | 630 kVA :Kiosk Substation | 0.63 | --> | 0.63 | 0 | 0 | Constrained,otherwise capacity available =488kVA. | --> | 0.5985 | 0 | 0.030381 | 0.5 | 0 |  | --> | C18 ex BALLYBODEN | Ballyboden [T41,T42] | COOKSTOWN |  | 53.2917 | -6.2961
MV/LV Substation BU***289 |  | 20 kV | _ | LV | 200 kVA :Pole Substation | 0.2 | --> | 0.2 | 0 | 0 | Constrained,otherwise capacity available =179kVA. | --> | 0.19 | 0 | 0 | 0.20316 | 0 |  | --> | E20 ex CLONMINCH | Clonminch [T41,T422] | THORNSBERRY |  | 53.267 | -7.3836
MV/LV Substation BU***290Z |  | 10 kV | _ | LV | 200 kVA :Kiosk Substation | 0.2 | --> | 0.2 | 0 | 0 | Constrained,otherwise capacity available =115kVA. | --> | 0.19 | 0 | 0.017043 | 0 | 0 | Constrained,otherwise capacity available =212.5kW. | --> | E13 ex BLESSINGTON | Blessington [T421,T422] | KILTEEL |  | 53.1617 | -6.5441
MV/LV Substation BU***292 |  | 10 kV | _ | LV | 630 kVA :Building Structure | 0.63 | --> | 0.63 | 0.5 | 0.9 |  | --> | 0.5985 | 0 | 0 | 0.5 | 0 |  | --> | C21 ex KIMMAGE | Kimmage [T41,T42] | INCHICORE 220KV |  | 53.2969 | -6.2975
MV/LV Substation BU***296Y |  | 10 kV | _ | LV | 100 kVA :Pole Substation | 0.1 | --> | 0.1 | 0.086 | 0.9 |  | --> | 0.095 | 0 | 0 | 0 | 0 | Constrained,otherwise capacity available =102.1kW. | --> | C18 ex SPA ROAD | Spa Road [T41,T42] | DOON |  | 52.3748 | -7.6509
MV/LV Substation BU***298X |  | 10 kV | _ | LV | 630 kVA :Building Structure | 0.63 | --> | 0.63 | 0.5 | 16.1 |  | --> | 0.5985 | 0 | 0 | 0.5 | 0 |  | --> | C12 ex RINGSEND | Ringsend [T101,T102] | POOLBEG |  | 53.342 | -6.2033
MV/LV Substation BU***298Y |  | 20 kV | _ | LV | 400 kVA :Kiosk Substation | 0.4 | --> | 0.4 | 0.4 | 1.2 |  | --> | 0.38 | 0 | 0 | 0.4 | 0 |  | --> | E18 ex CRATLOE | Cratloe [T421,T422] | ARDNACRUSHA |  | 52.6961 | -8.8133
MV/LV Substation BU***302 |  | 10 kV | _ | LV | 400 kVA :Kiosk Substation | 0.4 | --> | 0.4 | 0.257 | 0.8 |  | --> | 0.38 | 0 | 0.004446 | 0.42115 | 0 |  | --> | C12 ex MANOR STREET | Manor Street [T41,T42] | WATERFORD |  | 52.2576 | -7.1153
MV/LV Substation BU***308X |  | 20 kV | _ | LV | 50 kVA :Pole Substation | 0.05 | --> | 0.05 | 0 | 0 | Constrained,otherwise capacity available =44kVA. | --> | 0.0475 | 0 | 0 | 0.050903 | 0 |  | --> | E15 ex GLENAMADDY | Glenamaddy [T422] | ATHLONE |  | 53.6286 | -8.5569
MV/LV Substation BU***308Y |  | 10 kV | _ | LV | 630 kVA :Kiosk Substation | 0.63 | --> | 0.63 | 0.5 | 18.7 |  | --> | 0.5985 | 0 | 0.016302 | 0.5 | 0 |  | --> | C20 ex ARKLOW | Arklow [T101,T102] | ARKLOW |  | 52.812 | -6.1542
MV/LV Substation BU***309Y |  | 10 kV | _ | LV | 200 kVA :Pole Substation | 0.2 | --> | 0.2 | 0.13336 | 0.1 | Constrained,otherwise capacity available =139kVA. | --> | 0.19 | 0 | 0 | 0.20906 | 0 |  | --> | C18 ex BALLYMAHON | Ballymahon [T41,T42] | ATHLONE |  | 53.5678 | -7.7621
MV/LV Substation BU***310X |  | 10 kV | _ | LV | 630 kVA :Building Structure | 0.63 | --> | 0.63 | 0.5 | 9.1 |  | --> | 0.5985 | 0 | 0 | 0.5 | 0 |  | --> | C14 ex ARDNAREE | Ardnaree [T42,T421] | MOY |  | 54.1131 | -9.1566
MV/LV Substation BU***314Z |  | 10 kV | _ | LV | 50 kVA :Pole Substation | 0.05 | --> | 0.05 | 0 | 0 | Constrained,otherwise capacity available =39kVA. | --> | 0.0475 | 0 | 0.005928 | 0.051643 | 0 |  | --> | C26 ex BISHOPSTOWN | Bishopstown [T41,T42] | KILBARRY |  | 51.8943 | -8.6118
MV/LV Substation BU***317Z |  | 10 kV | _ | LV | 400 kVA :Building Structure | 0.4 | --> | 0.4 | 0.31 | 6 |  | --> | 0.38 | 0 | 0 | 0.41344 | 0 |  | --> | C23 ex TRABEG | Trabeg [T101,T102] | TRABEG |  | 51.8491 | -8.4818
MV/LV Substation BU***324 |  | 20 kV | _ | LV | 100 kVA :Pole Substation | 0.1 | --> | 0.1 | 0 | 0 | Constrained,otherwise capacity available =96kVA. | --> | 0.095 | 0 | 0 | 0 | 0 | Constrained,otherwise capacity available =100.6kW. | --> | C21 ex KNOCKAPHUNTA | Knockaphunta [T41,T42] | CASTLEBAR |  | 53.8045 | -9.289
MV/LV Substation BU***329Y |  | 10 kV | _ | LV | 50 kVA :Pole Substation | 0.05 | --> | 0.05 | 0 | 0 | Constrained,otherwise capacity available =48kVA. | --> | 0.0475 | 0 | 0 | 0 | 0 | Constrained,otherwise capacity available =50.3kW. | --> | C19 ex ROSCREA | Roscrea [T41,T42] | IKERRIN |  | 52.8838 | -7.9344
MV/LV Substation BU***334Z |  | 10 kV | _ | LV | 200 kVA :Kiosk Substation | 0.2 | --> | 0.2 | 0.193 | 1.1 |  | --> | 0.19 | 0 | 0 | 0 | 0 | Constrained,otherwise capacity available =201.1kW. | --> | C18 ex NEWCASTLEWEST | Newcastlewest [T41,T42] | RATHKEALE |  | 52.4269 | -9.0161
MV/LV Substation BU***335 |  | 10 kV | _ | LV | 100 kVA :Pole Substation | 0.1 | --> | 0.1 | 0.038 | 14.3 |  | --> | 0.095 | 0 | 0 | 0.10899 | 0 |  | --> | C22 ex KILLOTERAN | Killoteran [T101,T102] | KILLOTERAN |  | 52.2413 | -7.1676
MV/LV Substation BU***335 |  | 20 kV | _ | LV | 200 kVA :Pole Substation | 0.2 | --> | 0.2 | 0.189 | 3.5 |  | --> | 0.19 | 0 | 0 | 0.20166 | 0 |  | --> | E18 ex BUSH | Bush [T421,T422] | DUNDALK |  | 53.9985 | -6.1965
MV/LV Substation BU***337 |  | 10 kV | _ | LV | 400 kVA :Building Structure | 0.4 | --> | 0.4 | 0.37 | 2.4 |  | --> | 0.38 | 0 | 0.008151 | 0 | 0 | Constrained,otherwise capacity available =404.5kW. | --> | C15 ex KILTIMAGH | Kiltimagh [T41] | CASTLEBAR |  | 53.8594 | -8.9905
MV/LV Substation BU***338X |  | 10 kV | _ | LV | 50 kVA :Pole Substation | 0.05 | --> | 0.05 | 0 | 0 | Constrained,otherwise capacity available =43kVA. | --> | 0.0475 | 0 | 0 | 0.051052 | 0 |  | --> | C17 ex CARRIGALINE | Carrigaline [T41,T42] | BARNAHELY |  | 51.7806 | -8.2949
MV/LV Substation BU***342Z |  | 20 kV | _ | LV | 50 kVA :Pole Substation | 0.05 | --> | 0.05 | 0.043 | 1.4 |  | --> | 0.0475 | 0 | 0.00741 | 0.051052 | 0 |  | --> | E13 ex KILLINICK | Killinick [T421,T422] | WEXFORD |  | 52.2165 | -6.3949
MV/LV Substation BU***349X |  | 20 kV | _ | LV | 1000 kVA :Building Structure | 1 | --> | 1 | 0.5 | 4.4 |  | --> | 0.95 | 0 | 0 | 0 | 0 | Constrained,otherwise capacity available =500kW. | --> | E21 ex STRANORLAR | Stranorlar [T421,T422] | LETTERKENNY |  | 54.8004 | -7.7794
MV/LV Substation BU***350X |  | 10 kV | _ | LV | 630 kVA :Building Structure | 0.63 | --> | 0.63 | 0.5 | 11 |  | --> | 0.5985 | 0 | 0 | 0.5 | 0 |  | --> | C17 ex MISERY HILL | Misery Hill [T101,T102] | POOLBEG |  | 53.3469 | -6.256
MV/LV Substation BU***355 |  | 10 kV | _ | LV | 630 kVA :Building Structure | 0.63 | --> | 0.63 | 0.46 | 2.9 |  | --> | 0.5985 | 0 | 0.11115 | 0.5 | 0 |  | --> | C19 ex BREWERY ROAD | Brewery Road [T41,T42] | CARRICKMINES |  | 53.2737 | -6.2058
MV/LV Substation BU***358 |  | 10 kV | _ | LV | 100 kVA :Pole Substation | 0.1 | --> | 0.1 | 0 | 0 | Constrained,otherwise capacity available =69kVA. | --> | 0.095 | 0 | 0.022971 | 0.1046 | 0 |  | --> | C17 ex ROSEHILL | Rosehill [T41,T42] | KILKENNY |  | 52.5766 | -7.2935
MV/LV Substation BU***366X |  | 10 kV | _ | LV | 200 kVA :Kiosk Substation | 0.2 | --> | 0.2 | 0 | 0 | Constrained,otherwise capacity available =148kVA. | --> | 0.19 | 0 | 0.013338 | 0.20775 | 0 |  | --> | C15 ex TRIM | Trim [T41,T42] | NAVAN |  | 53.5617 | -6.7988
MV/LV Substation BU***375 |  | 10 kV | _ | LV | 100 kVA :Pole Substation | 0.1 | --> | 0.1 | 0 | 0 | Constrained,otherwise capacity available =65kVA. | --> | 0.095 | 0 | 0 | 0 | 0 | Constrained,otherwise capacity available =105.2kW. | --> | C11 ex KILMALLOCK | Kilmallock [T41,T42] | CHARLEVILLE |  | 52.4187 | -8.5335
MV/LV Substation BU***375Z |  | 20 kV | _ | LV | 200 kVA :Kiosk Substation | 0.2 | --> | 0.2 | 0 | 0 | Constrained,otherwise capacity available =144kVA. | --> | 0.19 | 0 | 0 | 0.20833 | 0 |  | --> | E13 ex GLASMORE | Glasmore [T421,T422] | GLASMORE |  | 53.4701 | -6.2418
MV/LV Substation BU***377Y |  | 20 kV | _ | LV | 50 kVA :Pole Substation | 0.05 | --> | 0.05 | 0.046 | 1.1 |  | --> | 0.0475 | 0 | 0 | 0.050604 | 0 |  | --> | E12 ex BUNCLODY | Bunclody [T421,T422] | CRANE |  | 52.6532 | -6.6486
MV/LV Substation BU***385X |  | 10 kV | _ | LV | 630 kVA :Kiosk Substation | 0.63 | --> | 0.63 | 0.5 | 3 |  | --> | 0.5985 | 0 | 0 | 0.5 | 0 |  | --> | C37 ex INCHICORE CENTRAL | Inchicore Central [T43,T45] | INCHICORE 220KV |  | 53.3396 | -6.3151
MV/LV Substation BU***388Z |  | 10 kV | _ | LV | 50 kVA :Pole Substation | 0.05 | --> | 0.05 | 0 | 0 | Constrained,otherwise capacity available =43kVA. | --> | 0.0475 | 0 | 0.01482 | 0.051052 | 0 |  | --> | C17 ex ROSEHILL | Rosehill [T41,T42] | KILKENNY |  | 52.5683 | -7.2796
MV/LV Substation BU***389Y |  | 10 kV | _ | LV | 630 kVA :Building Structure | 0.63 | --> | 0.63 | 0 | 0 | Constrained,otherwise capacity available =500kVA. | --> | 0.5985 | 0 | 0 | 0 | 0 | Constrained,otherwise capacity available =500kW. | --> | C12 ex ROSCREA | Roscrea [T41,T42] | IKERRIN |  | 52.959 | -7.7799
MV/LV Substation BU***390Z |  | 20 kV | _ | LV | 200 kVA :Kiosk Substation | 0.2 | --> | 0.2 | 0.133 | 0.1 |  | --> | 0.19 | 0 | 0.015561 | 0.20993 | 0 |  | --> | E12 ex KILCULLEN | Kilcullen [T41,T42,T424] | STRATFORD |  | 53.0838 | -6.7936
MV/LV Substation BU***4001 |  | 10 kV | _ | LV | 1000 kVA :Building Structure | 1 | --> | 1 | 0 | 0 | Constrained,otherwise capacity available =500kVA. | --> | 0.95 | 0 | 0 | 0.5 | 0 |  | --> | C23 ex LEESON STREET | Leeson Street [T41,T42] | MILLTOWN (DR) |  | 53.3325 | -6.2451
MV/LV Substation BU***4002 |  | 10 kV | _ | LV | 630 kVA :Kiosk Substation | 0.63 | --> | 0.63 | 0 | 0 | Constrained,otherwise capacity available =500kVA. | --> | 0.5985 | 0 | 0 | 0 | 0 | Constrained,otherwise capacity available =500kW. | --> | C14 ex KNOCKMULLEN | Knockmullen [T42,T421] | GREAT ISLAND |  | 52.385 | -6.9354
MV/LV Substation BU***4008 |  | 10 kV | _ | LV | 400 kVA :Building Structure | 0.4 | --> | 0.4 | 0.4 | 3.9 |  | --> | 0.38 | 0 | 0 | 0.4 | 0 |  | --> | C27 ex GALWAY 110KV | Galway 110kv [T102,T103] | GALWAY 110KV |  | 53.2697 | -9.0368
MV/LV Substation BU***4017 |  | 20 kV | _ | LV | 50 kVA :Pole Substation | 0.05 | --> | 0.05 | 0 | 0 | Constrained,otherwise capacity available =50kVA. | --> | 0.0475 | 0 | 0 | 0.05 | 0 |  | --> | E12 ex GURRANEBANE | Gurranebane [T421,T422] | OUGHTRAGH |  | 51.9895 | -10.1151
MV/LV Substation BU***4027 |  | 10 kV | _ | LV | 400 kVA :Kiosk Substation | 0.4 | --> | 0.4 | 0 | 0 | Constrained,otherwise capacity available =361kVA. | --> | 0.38 | 0 | 0 | 0.40588 | 0 |  | --> | C19 ex DOCK ROAD | Dock Road [T41,T42] | LIMERICK |  | 52.6463 | -8.669
MV/LV Substation BU***4030 |  | 10 kV | _ | LV | 400 kVA :Kiosk Substation | 0.4 | --> | 0.4 | 0 | 0 | Constrained,otherwise capacity available =400kVA. | --> | 0.38 | 0 | 0 | 0.4 | 0 |  | --> | C22 ex COBH | Cobh [T41,T42] | COW CROSS |  | 51.8542 | -8.3023
MV/LV Substation BU***4037 |  | 10 kV | _ | LV | 400 kVA :Building Structure | 0.4 | --> | 0.4 | 0.4 | 1.6 |  | --> | 0.38 | 0 | 0 | 0 | 0 | Constrained,otherwise capacity available =400kW. | --> | C15 ex BUNDORAN | Bundoran [T41,T42] | CATHALEENS FALL |  | 54.4717 | -8.2943
MV/LV Substation BU***4038 |  | 10 kV | _ | LV | 400 kVA :Building Structure | 0.4 | --> | 0.4 | 0 | 0 | Constrained,otherwise capacity available =400kVA. | --> | 0.38 | 0 | 0 | 0.4 | 0 |  | --> | C28 ex KILMORE | Kilmore [T101,T102,T103] | FINGLAS |  | 53.4059 | -6.1795
MV/LV Substation BU***403Y |  | 10 kV | _ | LV | 50 kVA :Pole Substation | 0.05 | --> | 0.05 | 0 | 0 | Constrained,otherwise capacity available =50kVA. | --> | 0.0475 | 0 | 0 | 0.05 | 0 |  | --> | C20 ex POLLERTON | Pollerton [T41,T42] | CARLOW |  | 52.8182 | -6.865
MV/LV Substation BU***4040 |  | 10 kV | _ | LV | 1000 kVA :Building Structure | 1 | --> | 1 | 0.5 | 8.1 |  | --> | 0.95 | 0 | 0 | 0.5 | 0 |  | --> | C23 ex MILLTOWN (DR) | Milltown (dr) [T101,T102] | POOLBEG |  | 53.3311 | -6.2475
MV/LV Substation BU***4040 |  | 20 kV | _ | LV | 50 kVA :Pole Substation | 0.05 | --> | 0.05 | 0 | 0 | Constrained,otherwise capacity available =50kVA. | --> | 0.0475 | 0 | 0 | 0 | 0 | Constrained,otherwise capacity available =50kW. | --> | E17 ex CARNDONAGH | Carndonagh [T421,T422] | TRILLICK |  | 55.3211 | -7.1806
MV/LV Substation BU***4041 |  | 20 kV | _ | LV | 50 kVA :Pole Substation | 0.05 | --> | 0.05 | 0.05 | 4.4 |  | --> | 0.0475 | 0 | 0 | 0 | 0 | Constrained,otherwise capacity available =50kW. | --> | E20 ex STRANORLAR | Stranorlar [T421,T422] | LETTERKENNY |  | 54.7895 | -7.7647
MV/LV Substation BU***4042 |  | 10 kV | _ | LV | 50 kVA :Pole Substation | 0.05 | --> | 0.05 | 0.05 | 1.6 |  | --> | 0.0475 | 0 | 0 | 0 | 0 | Constrained,otherwise capacity available =50kW. | --> | C13 ex DERRYBEG | Derrybeg [T41,T42] | ARDNAGAPPARY |  | 55.0197 | -8.3357
MV/LV Substation BU***4055 |  | 10 kV | _ | LV | 50 kVA :Pole Substation | 0.05 | --> | 0.05 | 0.05 | 1.4 |  | --> | 0.0475 | 0 | 0 | 0.05 | 0 |  | --> | E18 ex KILLINICK | Killinick [T421,T422] | WEXFORD |  | 52.2894 | -6.3942
MV/LV Substation BU***4056 |  | 10 kV | _ | LV | 400 kVA :Building Structure | 0.4 | --> | 0.4 | 0 | 0 | Constrained,otherwise capacity available =397kVA. | --> | 0.38 | 0 | 0 | 0 | 0 | Constrained,otherwise capacity available =400.5kW. | --> | C14 ex KNOCKMULLEN | Knockmullen [T42,T421] | GREAT ISLAND |  | 52.3826 | -6.9373
MV/LV Substation BU***406 |  | 10 kV | _ | LV | 200 kVA :Pole Substation | 0.2 | --> | 0.2 | 0.171 | 0.9 |  | --> | 0.19 | 0 | 0.004446 | 0.20436 | 0 |  | --> | C18 ex WOODFORD | Woodford [T41,T42] | KNOCKEARAGH |  | 52.0453 | -9.5209
MV/LV Substation BU***4064 |  | 20 kV | _ | LV | 400 kVA :Kiosk Substation | 0.4 | --> | 0.4 | 0 | 0 | Constrained,otherwise capacity available =329kVA. | --> | 0.38 | 0 | 0 | 0.41064 | 0 |  | --> | E16 ex DINGLE | Dingle [T421,T422] | OUGHTRAGH |  | 52.1359 | -10.2682
MV/LV Substation BU***4070 |  | 20 kV | _ | LV | 50 kVA :Pole Substation | 0.05 | --> | 0.05 | 0 | 0 | Constrained,otherwise capacity available =49kVA. | --> | 0.0475 | 0 | 0 | 0.050152 | 0 |  | --> | E11 ex ASHBOURNE | Ashbourne [T421,T422] | FINGLAS |  | 53.4796 | -6.3681
MV/LV Substation BU***4071 |  | 10 kV | _ | LV | 100 kVA :Pole Substation | 0.1 | --> | 0.1 | 0.1 | 1.4 |  | --> | 0.095 | 0 | 0 | 0.1 | 0 |  | --> | E18 ex KILLINICK | Killinick [T421,T422] | WEXFORD |  | 52.2664 | -6.3927
MV/LV Substation BU***4084 |  | 10 kV | _ | LV | 1000 kVA :Building Structure | 1 | --> | 1 | 0.5 | 19.8 |  | --> | 0.95 | 0 | 0 | 0.5 | 0 |  | --> | C27 ex TANEY | Taney [T101,T102] | CARRICKMINES |  | 53.2887 | -6.2448
MV/LV Substation BU***411X |  | 10 kV | _ | LV | 50 kVA :Pole Substation | 0.05 | --> | 0.05 | 0.045 | 0.2 |  | --> | 0.0475 | 0 | 0.002223 | 0 | 0 | Constrained,otherwise capacity available =50.8kW. | --> | C16 ex ROSSGEIR | Rossgeir [T41,T42] | LETTERKENNY |  | 54.9584 | -7.4567
MV/LV Substation BU***4153 |  | 10 kV | _ | LV | 200 kVA :Kiosk Substation | 0.2 | --> | 0.2 | 0.091 | 12.2 |  | --> | 0.19 | 0 | 0.014079 | 0.2159 | 0 |  | --> | C25 ex BALLYBEG | Ballybeg [T101,T102] | CARRICKMINES |  | 52.9851 | -6.0619
MV/LV Substation BU***4169 |  | 20 kV | _ | LV | 50 kVA :Pole Substation | 0.05 | --> | 0.05 | 0.049 | 0.5 |  | --> | 0.0475 | 0 | 0 | 0.050152 | 0 |  | --> | E11 ex ARDFINNAN | Ardfinnan [T421] | CAHIR |  | 52.3182 | -7.9614
MV/LV Substation BU***416X |  | 20 kV | _ | LV | 50 kVA :Pole Substation | 0.05 | --> | 0.05 | 0.048 | 1.5 |  | --> | 0.0475 | 0 | 0 | 0.050303 | 0 |  | --> | E17 ex ACHILL | Achill [T422] | CARROWBEG |  | 53.9703 | -9.986
MV/LV Substation BU***4175 |  | 20 kV | _ | LV | 50 kVA :Pole Substation | 0.05 | --> | 0.05 | 0.05 | 0.2 |  | --> | 0.0475 | 0 | 0 | 0 | 0 | Constrained,otherwise capacity available =50kW. | --> | E16 ex BEALISTOWN | Bealistown [T421,T422] | GREAT ISLAND |  | 52.2756 | -6.8688
MV/LV Substation BU***420 |  | 20 kV | _ | LV | 100 kVA :Pole Substation | 0.1 | --> | 0.1 | 0 | 0 | Constrained,otherwise capacity available =80kVA. | --> | 0.095 | 0 | 0.009633 | 0.10299 | 0 |  | --> | E28 ex LOUGHREA | Loughrea [T41,T42] | SOMERSET |  | 53.2482 | -8.5537
MV/LV Substation BU***4217 |  | 10 kV | _ | LV | 1000 kVA :Building Structure | 1 | --> | 1 | 0 | 0 | Constrained,otherwise capacity available =500kVA. | --> | 0.95 | 0 | 0.01482 | 0.5 | 0 |  | --> | C28 ex KILMORE | Kilmore [T101,T102,T103] | FINGLAS |  | 53.4058 | -6.1812
MV/LV Substation BU***4219 |  | 10 kV | _ | LV | 400 kVA :Kiosk Substation | 0.4 | --> | 0.4 | 0 | 0 | Constrained,otherwise capacity available =400kVA. | --> | 0.38 | 0 | 0 | 0.4 | 0 |  | --> | C14 ex DOCK ROAD | Dock Road [T41,T42] | LIMERICK |  | 52.6531 | -8.6712
MV/LV Substation BU***4244 |  | 10 kV | _ | LV | 50 kVA :Pole Substation | 0.05 | --> | 0.05 | 0.039 | 9.5 |  | --> | 0.0475 | 0 | 0 | 0.051643 | 0 |  | --> | C20 ex BANDON | Bandon [T101,T42] | BANDON |  | 51.7728 | -8.7879
MV/LV Substation BU***4248 |  | 10 kV | _ | LV | 630 kVA :Kiosk Substation | 0.63 | --> | 0.63 | 0.478 | 4.6 |  | --> | 0.5985 | 0 | 0.025935 | 0.5 | 0 |  | --> | C18 ex CASTLEVIEW | Castleview [T101,T102] | CASTLEVIEW |  | 51.9195 | -8.3884
MV/LV Substation BU***4250 |  | 10 kV | _ | LV | 100 kVA :Pole Substation | 0.1 | --> | 0.1 | 0 | 0 | Constrained,otherwise capacity available =96kVA. | --> | 0.095 | 0 | 0 | 0 | 0 | Constrained,otherwise capacity available =100.6kW. | --> | C11 ex GARDEN CITY | Garden City [T41,T42] | ARKLOW |  | 52.7061 | -6.304
MV/LV Substation BU***4252 |  | 10 kV | _ | LV | 200 kVA :Pole Substation | 0.2 | --> | 0.2 | 0 | 0 | Constrained,otherwise capacity available =193kVA. | --> | 0.19 | 0 | 0 | 0.20106 | 0 |  | --> | C15 ex KYLEERAGH | Kyleeragh [T41,T42] | NENAGH |  | 52.8692 | -8.1902
MV/LV Substation BU***4252 |  | 10 kV | _ | LV | 400 kVA :Kiosk Substation | 0.4 | --> | 0.4 | 0 | 0 | Constrained,otherwise capacity available =284kVA. | --> | 0.38 | 0 | 0 | 0.41724 | 0 |  | --> | C13 ex DOCK ROAD | Dock Road [T41,T42] | LIMERICK |  | 52.6325 | -8.6724
MV/LV Substation BU***4260 |  | 10 kV | _ | LV | 630 kVA :Kiosk Substation | 0.63 | --> | 0.63 | 0.5 | 12.2 |  | --> | 0.5985 | 0 | 0 | 0.5 | 0 |  | --> | C25 ex BALLYBEG | Ballybeg [T101,T102] | CARRICKMINES |  | 52.9873 | -6.0665
MV/LV Substation BU***4278 |  | 10 kV | _ | LV | 50 kVA :Pole Substation | 0.05 | --> | 0.05 | 0 | 0 | Constrained,otherwise capacity available =50kVA. | --> | 0.0475 | 0 | 0 | 0 | 0 | Constrained,otherwise capacity available =50kW. | --> | C11 ex PORTARLINGTON | Portarlington [T41,T42] | PORTLAOISE |  | 53.2409 | -7.2169
MV/LV Substation BU***4292 |  | 20 kV | _ | LV | 50 kVA :Pole Substation | 0.05 | --> | 0.05 | 0 | 0 | Constrained,otherwise capacity available =48kVA. | --> | 0.0475 | 0 | 0.003705 | 0.050303 | 0 |  | --> | E11 ex ACADEMY STREET | Academy Street [T421,T422,T44] | NAVAN |  | 53.5885 | -6.52
MV/LV Substation BU***4300 |  | 20 kV | _ | LV | 400 kVA :Kiosk Substation | 0.4 | --> | 0.4 | 0 | 0 | Constrained,otherwise capacity available =341kVA. | --> | 0.38 | 0 | 0.003705 | 0 | 0 | Constrained,otherwise capacity available =408.9kW. | --> | E14 ex BLESSINGTON | Blessington [T421,T422] | KILTEEL |  | 53.1615 | -6.5418
MV/LV Substation BU***434 |  | 10 kV | _ | LV | 50 kVA :Pole Substation | 0.05 | --> | 0.05 | 0.04 | 1.6 |  | --> | 0.0475 | 0 | 0 | 0 | 0 | Constrained,otherwise capacity available =51.5kW. | --> | C15 ex BUNDORAN | Bundoran [T41,T42] | CATHALEENS FALL |  | 54.4434 | -8.4239
MV/LV Substation BU***4358 |  | 10 kV | _ | LV | 25 kVA :Building Structure | 0.025 | --> | 0.025 | 0 | 0 | Constrained,otherwise capacity available =25kVA. | --> | 0.02375 | 0 | 0 | 0.025 | 0 |  | --> | C22 ex GARRYOWEN | Garryowen [T41,T42] | LIMERICK |  | 52.6551 | -8.6171
MV/LV Substation BU***4372 |  | 10 kV | _ | LV | 400 kVA :Kiosk Substation | 0.4 | --> | 0.4 | 0.4 | 1 |  | --> | 0.38 | 0 | 0 | 0.4 | 0 |  | --> | C22 ex TYCOR | Tycor [T41,T42] | WATERFORD |  | 52.2589 | -7.1561
MV/LV Substation BU***437X |  | 10 kV | _ | LV | 100 kVA :Pole Substation | 0.1 | --> | 0.1 | 0.061 | 0.9 |  | --> | 0.095 | 0 | 0 | 0.10575 | 0 |  | --> | C12 ex ROSS CARBERY | Ross Carbery [T41,T42] | DUNMANWAY |  | 51.5721 | -9.011
MV/LV Substation BU***440Z |  | 10 kV | _ | LV | 630 kVA :Building Structure | 0.63 | --> | 0.63 | 0 | 0 | Constrained,otherwise capacity available =426kVA. | --> | 0.5985 | 0 | 0 | 0.5 | 0 |  | --> | C22 ex GRANGE (DR) | Grange (dr) [T41,T42] | GRANGE (DR) |  | 53.4045 | -6.1803
MV/LV Substation BU***441Z |  | 10 kV | _ | LV | 630 kVA :Building Structure | 0.63 | --> | 0.63 | 0 | 0 | Constrained,otherwise capacity available =500kVA. | --> | 0.5985 | 0 | 0 | 0.5 | 0 |  | --> | C22 ex GRANGE (DR) | Grange (dr) [T41,T42] | GRANGE (DR) |  | 53.4036 | -6.1807
MV/LV Substation BU***444X |  | 10 kV | _ | LV | 200 kVA :Pole Substation | 0.2 | --> | 0.2 | 0 | 0 | Constrained,otherwise capacity available =200kVA. | --> | 0.19 | 0 | 0 | 0.2 | 0 |  | --> | C11 ex SKIBBEREEN | Skibbereen [T41,T42] | DUNMANWAY |  | 51.5817 | -9.2613
MV/LV Substation BU***444Y |  | 10 kV | _ | LV | 630 kVA :Kiosk Substation | 0.63 | --> | 0.63 | 0.5 | 2.9 |  | --> | 0.5985 | 0 | 0 | 0.5 | 0 |  | --> | C11 ex ABBEYLAND | Abbeyland [T41,T42] | NAVAN |  | 53.6448 | -6.7072
MV/LV Substation BU***445 |  | 20 kV | _ | LV | 100 kVA :Pole Substation | 0.1 | --> | 0.1 | 0.083 | 2.1 |  | --> | 0.095 | 0 | 0.004446 | 0 | 0 | Constrained,otherwise capacity available =102.5kW. | --> | C18 ex NEWTOWNCUNNINGHAM | Newtowncunningham [T41,T42] | LETTERKENNY |  | 55.0398 | -7.428
MV/LV Substation BU***447X |  | 10 kV | _ | LV | 100 kVA :Pole Substation | 0.1 | --> | 0.1 | 0 | 0 | Constrained,otherwise capacity available =33kVA. | --> | 0.095 | 0 | 0 | 0 | 0 | Constrained,otherwise capacity available =101.4kW. | --> | E20 ex BLESSINGTON | Blessington [T421,T422] | KILTEEL |  | 53.1656 | -6.5381
MV/LV Substation BU***449X |  | 10 kV | _ | LV | 630 kVA :Kiosk Substation | 0.63 | --> | 0.63 | 0 | 0 | Constrained,otherwise capacity available =489kVA. | --> | 0.5985 | 0 | 0.019266 | 0 | 0 | Constrained,otherwise capacity available =500kW. | --> | E20 ex BLESSINGTON | Blessington [T421,T422] | KILTEEL |  | 53.167 | -6.5344
MV/LV Substation BU***452X |  | 10 kV | _ | LV | 100 kVA :Pole Substation | 0.1 | --> | 0.1 | 0 | 0 | Constrained,otherwise capacity available =100kVA. | --> | 0.095 | 0 | 0 | 0 | 0 | Constrained,otherwise capacity available =100kW. | --> | E20 ex BLESSINGTON | Blessington [T421,T422] | KILTEEL |  | 53.1665 | -6.5369
MV/LV Substation BU***453X |  | 10 kV | _ | LV | 50 kVA :Pole Substation | 0.05 | --> | 0.05 | 0 | 0 | Constrained,otherwise capacity available =47kVA. | --> | 0.0475 | 0 | 0 | 0.050453 | 0 |  | --> | C21 ex KILMONEY | Kilmoney [T41,T42] | TRABEG |  | 51.754 | -8.4057
MV/LV Substation BU***460X |  | 20 kV | _ | LV | 200 kVA :Pole Substation | 0.2 | --> | 0.2 | 0 | 0 | Constrained,otherwise capacity available =115kVA. | --> | 0.19 | 0 | 0.010374 | 0.21251 | 0 |  | --> | E17 ex CAVAN | Cavan [T42,T421] | SHANKILL |  | 54.043 | -7.3776
MV/LV Substation BU***470X |  | 20 kV | _ | LV | 50 kVA :Pole Substation | 0.05 | --> | 0.05 | 0.05 | 1.7 |  | --> | 0.0475 | 0 | 0 | 0.05 | 0 |  | --> | C12 ex ATHY | Athy [T101,T102] | ATHY |  | 52.993 | -6.8941
MV/LV Substation BU***471 |  | 20 kV | _ | LV | 50 kVA :Pole Substation | 0.05 | --> | 0.05 | 0 | 0 | Constrained,otherwise capacity available =45kVA. | --> | 0.0475 | 0 | 0 | 0 | 0 | Constrained,otherwise capacity available =50.8kW. | --> | E20 ex FOXHOLE | Foxhole [T421,T422] | DUNGARVAN |  | 51.9383 | -7.9505
MV/LV Substation BU***471Y |  | 10 kV | _ | LV | 400 kVA :Kiosk Substation | 0.4 | --> | 0.4 | 0.305 | 12.2 |  | --> | 0.38 | 0 | 0.00741 | 0.41417 | 0 |  | --> | C21 ex BALLYBEG | Ballybeg [T101,T102] | CARRICKMINES |  | 52.987 | -6.071
MV/LV Substation BU***473 |  | 20 kV | _ | LV | 50 kVA :Pole Substation | 0.05 | --> | 0.05 | 0 | 0 | Constrained,otherwise capacity available =43kVA. | --> | 0.0475 | 0 | 0 | 0 | 0 | Constrained,otherwise capacity available =51.1kW. | --> | E20 ex FOXHOLE | Foxhole [T421,T422] | DUNGARVAN |  | 51.9344 | -7.9526
MV/LV Substation BU***485 |  | 20 kV | _ | LV | 200 kVA :Kiosk Substation | 0.2 | --> | 0.2 | 0.118 | 2.1 |  | --> | 0.19 | 0 | 0.006669 | 0 | 0 | Constrained,otherwise capacity available =212.1kW. | --> | C18 ex NEWTOWNCUNNINGHAM | Newtowncunningham [T41,T42] | LETTERKENNY |  | 55.059 | -7.4043
MV/LV Substation BU***489 |  | 20 kV | _ | LV | 400 kVA :Kiosk Substation | 0.4 | --> | 0.4 | 0.4 | 1.2 |  | --> | 0.38 | 0 | 0 | 0.4 | 0 |  | --> | E18 ex CRATLOE | Cratloe [T421,T422] | ARDNACRUSHA |  | 52.6963 | -8.8151
MV/LV Substation BU***493X |  | 20 kV | _ | LV | 50 kVA :Pole Substation | 0.05 | --> | 0.05 | 0 | 0 | Constrained,otherwise capacity available =18kVA. | --> | 0.0475 | 0 | 0.002964 | 0.054636 | 0 |  | --> | E17 ex CAVAN | Cavan [T42,T421] | SHANKILL |  | 54.0463 | -7.3771
MV/LV Substation BU***497 |  | 20 kV | _ | LV | 50 kVA :Pole Substation | 0.05 | --> | 0.05 | 0 | 0 | Constrained,otherwise capacity available =45kVA. | --> | 0.0475 | 0 | 0 | 0.050753 | 0 |  | --> | E11 ex GLASMORE | Glasmore [T421,T422] | GLASMORE |  | 53.5072 | -6.1218
MV/LV Substation BU***507Y |  | 20 kV | _ | LV | 50 kVA :Pole Substation | 0.05 | --> | 0.05 | 0 | 0 | Constrained,otherwise capacity available =47kVA. | --> | 0.0475 | 0 | 0 | 0 | 0 | Constrained,otherwise capacity available =50.5kW. | --> | E13 ex ABBEYLEIX | Abbeyleix [T422] | PORTLAOISE |  | 52.9903 | -7.3267
MV/LV Substation BU***509 |  | 10 kV | _ | LV | 50 kVA :Pole Substation | 0.05 | --> | 0.05 | 0.039 | 5.6 |  | --> | 0.0475 | 0 | 0 | 0.051643 | 0 |  | --> | C14 ex KILCOOLE | Kilcoole [T41,T42] | FASSAROE |  | 53.1054 | -6.0718
MV/LV Substation BU***509X |  | 10 kV | _ | LV | 200 kVA :Kiosk Substation | 0.2 | --> | 0.2 | 0 | 0 | Constrained,otherwise capacity available =159kVA. | --> | 0.19 | 0 | 0 | 0.20613 | 0 |  | --> | C19 ex CLONDALKIN | Clondalkin [T41,T42,T44] | INCHICORE 220KV |  | 53.3106 | -6.4037
MV/LV Substation BU***510X |  | 20 kV | _ | LV | 400 kVA :Kiosk Substation | 0.4 | --> | 0.4 | 0.234 | 1.2 |  | --> | 0.38 | 0 | 0 | 0.42445 | 0 |  | --> | E18 ex CRATLOE | Cratloe [T421,T422] | ARDNACRUSHA |  | 52.6962 | -8.8124
MV/LV Substation BU***510Y |  | 20 kV | _ | LV | 200 kVA :Pole Substation | 0.2 | --> | 0.2 | 0 | 0 | Constrained,otherwise capacity available =179kVA. | --> | 0.19 | 0 | 0 | 0.20316 | 0 |  | --> | C21 ex TRAMORE | Tramore [T41,T42] | BUTLERSTOWN |  | 52.1405 | -7.3667
MV/LV Substation BU***513X |  | 10 kV | _ | LV | 50 kVA :Pole Substation | 0.05 | --> | 0.05 | 0 | 0 | Constrained,otherwise capacity available =49kVA. | --> | 0.0475 | 0 | 0.003705 | 0.050152 | 0 |  | --> | C11 ex ATHENRY | Athenry [T41,T42] | GALWAY 110KV |  | 53.276 | -8.8868
MV/LV Substation BU***518Z |  | 10 kV | _ | LV | 400 kVA :Building Structure | 0.4 | --> | 0.4 | 0.332 | 6 |  | --> | 0.38 | 0 | 0 | 0.4102 | 0 |  | --> | C22 ex TRABEG | Trabeg [T101,T102] | TRABEG |  | 51.8486 | -8.4849
MV/LV Substation BU***521Y |  | 20 kV | _ | LV | 50 kVA :Pole Substation | 0.05 | --> | 0.05 | 0 | 0 | Constrained,otherwise capacity available =38kVA. | --> | 0.0475 | 0 | 0 | 0.05179 | 0 |  | --> | E17 ex DULEEK | Duleek [T421,T422] | DRYBRIDGE |  | 53.612 | -6.5056
MV/LV Substation BU***523Y |  | 20 kV | _ | LV | 100 kVA :Pole Substation | 0.1 | --> | 0.1 | 0 | 0 | Constrained,otherwise capacity available =91kVA. | --> | 0.095 | 0 | 0 | 0.10136 | 0 |  | --> | E11 ex CAVAN | Cavan [T42,T421] | SHANKILL |  | 54.0698 | -7.2245
MV/LV Substation BU***524 |  | 10 kV | _ | LV | 400 kVA :Building Structure | 0.4 | --> | 0.4 | 0 | 0 | Constrained,otherwise capacity available =307kVA. | --> | 0.38 | 0 | 0 | 0.41388 | 0 |  | --> | C23 ex LEESON STREET | Leeson Street [T41,T42] | MILLTOWN (DR) |  | 53.3322 | -6.2489
MV/LV Substation BU***526Z |  | 10 kV | _ | LV | 630 kVA :Building Structure | 0.63 | --> | 0.63 | 0 | 0 | Constrained,otherwise capacity available =473kVA. | --> | 0.5985 | 0 | 0 | 0.5 | 0 |  | --> | C28 ex KILMORE | Kilmore [T101,T102,T103] | FINGLAS |  | 53.4054 | -6.1799
MV/LV Substation BU***529 |  | 10 kV | _ | LV | 50 kVA :Pole Substation | 0.05 | --> | 0.05 | 0 | 0 | Constrained,otherwise capacity available =50kVA. | --> | 0.0475 | 0 | 0 | 0.05 | 0 |  | --> | C20 ex POLLERTON | Pollerton [T41,T42] | CARLOW |  | 52.8162 | -6.837
MV/LV Substation BU***531X |  | 20 kV | _ | LV | 100 kVA :Pole Substation | 0.1 | --> | 0.1 | 0 | 0 | Constrained,otherwise capacity available =53kVA. | --> | 0.095 | 0 | 0.02964 | 0.10689 | 0 |  | --> | C22 ex ENNISTYMON | Ennistymon [T41,T42] | ENNIS |  | 53.0191 | -9.3162
MV/LV Substation BU***531X |  | 10 kV | _ | LV | 400 kVA :Kiosk Substation | 0.4 | --> | 0.4 | 0 | 0 | Constrained,otherwise capacity available =254kVA. | --> | 0.38 | 0 | 0.011115 | 0.42158 | 0 |  | --> | C19 ex CLONDALKIN | Clondalkin [T41,T42,T44] | INCHICORE 220KV |  | 53.3101 | -6.4061
MV/LV Substation BU***537X |  | 10 kV | _ | LV | 400 kVA :Kiosk Substation | 0.4 | --> | 0.4 | 0.343 | 11.9 |  | --> | 0.38 | 0 | 0.011115 | 0.40856 | 0 |  | --> | C29 ex SALTHILL | Salthill [T101,T102] | SALTHILL |  | 53.2794 | -9.0914
MV/LV Substation BU***539Y |  | 20 kV | _ | LV | 630 kVA :Building Structure | 0.63 | --> | 0.63 | 0.5 | 1.1 |  | --> | 0.5985 | 0 | 0 | 0.5 | 0 |  | --> | E12 ex BUNCLODY | Bunclody [T421,T422] | CRANE |  | 52.657 | -6.6585
MV/LV Substation BU***545 |  | 10 kV | _ | LV | 630 kVA :Kiosk Substation | 0.63 | --> | 0.63 | 0.5 | 6.7 |  | --> | 0.5985 | 0 | 0 | 0.5 | 0 |  | --> | C20 ex EAST WALL ROAD | East Wall Road [T41,T42] | MCDERMOTT |  | 53.3506 | -6.2098
MV/LV Substation BU***553Z |  | 10 kV | _ | LV | 630 kVA :Building Structure | 0.63 | --> | 0.63 | 0 | 0 | Constrained,otherwise capacity available =500kVA. | --> | 0.5985 | 0 | 0 | 0.5 | 0 |  | --> | C28 ex KILMORE | Kilmore [T101,T102,T103] | FINGLAS |  | 53.4058 | -6.1792
MV/LV Substation BU***554 |  | 20 kV | _ | LV | 200 kVA :Pole Substation | 0.2 | --> | 0.2 | 0.138 | 2.4 |  | --> | 0.19 | 0 | 0.015561 | 0.2092 | 0 |  | --> | C19 ex GRAIGUE | Graigue [T41,T42] | CARLOW |  | 52.8219 | -6.9375
MV/LV Substation BU***555Z |  | 10 kV | _ | LV | 200 kVA :Kiosk Substation | 0.2 | --> | 0.2 | 0 | 0 | Constrained,otherwise capacity available =139kVA. | --> | 0.19 | 0 | 0.003705 | 0 | 0 | Constrained,otherwise capacity available =209.1kW. | --> | E13 ex BLESSINGTON | Blessington [T421,T422] | KILTEEL |  | 53.1608 | -6.5469
MV/LV Substation BU***558X |  | 20 kV | _ | LV | 50 kVA :Pole Substation | 0.05 | --> | 0.05 | 0.05 | 1.7 |  | --> | 0.0475 | 0 | 0 | 0.05 | 0 |  | --> | E18 ex NEWPORT | Newport [T421] | CARROWBEG |  | 53.8997 | -9.5697
MV/LV Substation BU***564 |  | 20 kV | _ | LV | 50 kVA :Pole Substation | 0.05 | --> | 0.05 | 0.044 | 0.2 |  | --> | 0.0475 | 0 | 0 | 0 | 0 | Constrained,otherwise capacity available =50.9kW. | --> | E15 ex BEALISTOWN | Bealistown [T421,T422] | GREAT ISLAND |  | 52.2789 | -6.8607
MV/LV Substation BU***564X |  | 10 kV | _ | LV | 50 kVA :Pole Substation | 0.05 | --> | 0.05 | 0 | 0 | Constrained,otherwise capacity available =29kVA. | --> | 0.0475 | 0 | 0 | 0 | 0 | Constrained,otherwise capacity available =53.1kW. | --> | C11 ex KILMALLOCK | Kilmallock [T41,T42] | CHARLEVILLE |  | 52.4219 | -8.5268
MV/LV Substation BU***567Y |  | 20 kV | _ | LV | 200 kVA :Kiosk Substation | 0.2 | --> | 0.2 | 0.144 | 1.1 |  | --> | 0.19 | 0 | 0 | 0.20833 | 0 |  | --> | E12 ex BUNCLODY | Bunclody [T421,T422] | CRANE |  | 52.6649 | -6.6582
MV/LV Substation BU***578Y |  | 10 kV | _ | LV | 400 kVA :Kiosk Substation | 0.4 | --> | 0.4 | 0 | 0 | Constrained,otherwise capacity available =338kVA. | --> | 0.38 | 0 | 0 | 0.40931 | 0 |  | --> | C15 ex DERRYCRAMPH | Derrycramph [T41,T42] | SHANKILL |  | 53.9892 | -7.3596
MV/LV Substation BU***579Z |  | 10 kV | _ | LV | 1000 kVA :Building Structure | 1 | --> | 1 | 0.5 | 13.2 |  | --> | 0.95 | 0 | 0 | 0.5 | 0 |  | --> | C19 ex ARTANE | Artane [T101,T102] | FINGLAS |  | 53.3931 | -6.2077
MV/LV Substation BU***581X |  | 10 kV | _ | LV | 1000 kVA :Building Structure | 1 | --> | 1 | 0.5 | 11 |  | --> | 0.95 | 0 | 0 | 0.5 | 0 |  | --> | C27 ex MISERY HILL | Misery Hill [T101,T102] | POOLBEG |  | 53.3448 | -6.2337
MV/LV Substation BU***582Y |  | 20 kV | _ | LV | 100 kVA :Pole Substation | 0.1 | --> | 0.1 | 0 | 0 | Constrained,otherwise capacity available =94kVA. | --> | 0.095 | 0 | 0 | 0.10091 | 0 |  | --> | C11 ex KILDARE | Kildare [T41,T42] | NEWBRIDGE |  | 53.1428 | -7.0383
MV/LV Substation BU***585X |  | 20 kV | _ | LV | 100 kVA :Pole Substation | 0.1 | --> | 0.1 | 0.1 | 3.5 |  | --> | 0.095 | 0 | 0 | 0.1 | 0 |  | --> | E18 ex BUSH | Bush [T421,T422] | DUNDALK |  | 54.0006 | -6.2039
MV/LV Substation BU***605X |  | 10 kV | _ | LV | 400 kVA :Kiosk Substation | 0.4 | --> | 0.4 | 0.291 | 6 |  | --> | 0.38 | 0 | 0.028158 | 0.41622 | 0 |  | --> | C23 ex PELLETSTOWN | Pelletstown [T101,T102] | FINGLAS |  | 53.3705 | -6.3862
MV/LV Substation BU***606Z |  | 10 kV | _ | LV | 630 kVA :Kiosk Substation | 0.63 | --> | 0.63 | 0.5 | 4.6 |  | --> | 0.5985 | 0 | 0.013338 | 0.5 | 0 |  | --> | C26 ex CASTLEVIEW | Castleview [T101,T102] | CASTLEVIEW |  | 51.8962 | -8.4087
MV/LV Substation BU***611 |  | 10 kV | _ | LV | 200 kVA :Pole Substation | 0.2 | --> | 0.2 | 0 | 0 | Constrained,otherwise capacity available =166kVA. | --> | 0.19 | 0 | 0 | 0.2051 | 0 |  | --> | C11 ex KILSARAN | Kilsaran [T42] | DRYBRIDGE |  | 53.8666 | -6.3958
MV/LV Substation BU***613 |  | 10 kV | _ | LV | 100 kVA :Pole Substation | 0.1 | --> | 0.1 | 0 | 0 | Constrained,otherwise capacity available =73kVA. | --> | 0.095 | 0 | 0 | 0.10402 | 0 |  | --> | C30 ex KINSALE | Kinsale [T41,T42] | BANDON |  | 51.6409 | -8.5519
MV/LV Substation BU***615 |  | 10 kV | _ | LV | 50 kVA :Pole Substation | 0.05 | --> | 0.05 | 0 | 0 | Constrained,otherwise capacity available =42kVA. | --> | 0.0475 | 0 | 0 | 0.0512 | 0 |  | --> | C11 ex SKIBBEREEN | Skibbereen [T41,T42] | DUNMANWAY |  | 51.5881 | -9.2667
MV/LV Substation BU***617 |  | 20 kV | _ | LV | 200 kVA :Pole Substation | 0.2 | --> | 0.2 | 0 | 0 | Constrained,otherwise capacity available =148kVA. | --> | 0.19 | 0 | 0.004446 | 0.20775 | 0 |  | --> | C21 ex TRAMORE | Tramore [T41,T42] | BUTLERSTOWN |  | 52.1404 | -7.3728
MV/LV Substation BU***619 |  | 20 kV | _ | LV | 400 kVA :Building Structure | 0.4 | --> | 0.4 | 0.382 | 3.5 |  | --> | 0.38 | 0 | 0.00741 | 0.40272 | 0 |  | --> | E18 ex BUSH | Bush [T421,T422] | DUNDALK |  | 53.9984 | -6.19
MV/LV Substation BU***620 |  | 20 kV | _ | LV | 100 kVA :Pole Substation | 0.1 | --> | 0.1 | 0.092 | 3.5 |  | --> | 0.095 | 0 | 0 | 0.10121 | 0 |  | --> | E18 ex BUSH | Bush [T421,T422] | DUNDALK |  | 53.9995 | -6.1934
MV/LV Substation BU***624Z |  | 10 kV | _ | LV | 50 kVA :Pole Substation | 0.05 | --> | 0.05 | 0 | 0 | Constrained,otherwise capacity available =44kVA. | --> | 0.0475 | 0 | 0.011856 | 0.050903 | 0 |  | --> | C23 ex GORESBRIDGE | Goresbridge [T41,T42] | KILKENNY |  | 52.6544 | -7.0248
MV/LV Substation BU***629Z |  | 10 kV | _ | LV | 50 kVA :Pole Substation | 0.05 | --> | 0.05 | 0.04 | 4.6 |  | --> | 0.0475 | 0 | 0.003705 | 0.051496 | 0 |  | --> | C11 ex RINGASKIDDY 110KV | Ringaskiddy 110kv [T42] | BARNAHELY |  | 51.8413 | -8.344
MV/LV Substation BU***632X |  | 20 kV | _ | LV | 50 kVA :Pole Substation | 0.05 | --> | 0.05 | 0 | 0 | Constrained,otherwise capacity available =29kVA. | --> | 0.0475 | 0 | 0 | 0.053092 | 0 |  | --> | E17 ex CAVAN | Cavan [T42,T421] | SHANKILL |  | 54.04 | -7.3718
MV/LV Substation BU***635X |  | 20 kV | _ | LV | 50 kVA :Pole Substation | 0.05 | --> | 0.05 | 0.043 | 2.5 |  | --> | 0.0475 | 0 | 0.011856 | 0.051052 | 0 |  | --> | E17 ex BAGENALSTOWN | Bagenalstown [T421,T422] | CARLOW |  | 52.7237 | -6.9779
MV/LV Substation BU***649 |  | 20 kV | _ | LV | 100 kVA :Pole Substation | 0.1 | --> | 0.1 | 0.031 | 9.1 |  | --> | 0.095 | 0 | 0.003705 | 0.10996 | 0 |  | --> | E11 ex ARDNAREE | Ardnaree [T42,T421] | MOY |  | 54.1102 | -9.0264
MV/LV Substation BU***649 |  | 20 kV | _ | LV | 50 kVA :Pole Substation | 0.05 | --> | 0.05 | 0.05 | 2.1 |  | --> | 0.0475 | 0 | 0 | 0 | 0 | Constrained,otherwise capacity available =50kW. | --> | C18 ex NEWTOWNCUNNINGHAM | Newtowncunningham [T41,T42] | LETTERKENNY |  | 55.0054 | -7.4839
MV/LV Substation BU***657X |  | 20 kV | _ | LV | 50 kVA :Pole Substation | 0.05 | --> | 0.05 | 0 | 0 | Constrained,otherwise capacity available =50kVA. | --> | 0.0475 | 0 | 0 | 0.05 | 0 |  | --> | E17 ex CAVAN | Cavan [T42,T421] | SHANKILL |  | 54.0615 | -7.4048
MV/LV Substation BU***658X |  | 20 kV | _ | LV | 100 kVA :Pole Substation | 0.1 | --> | 0.1 | 0.074 | 8.1 |  | --> | 0.095 | 0 | 0.011115 | 0 | 0 | Constrained,otherwise capacity available =103.9kW. | --> | E11 ex WESTPORT | Westport [T421,T422] | CASTLEBAR |  | 53.7675 | -9.8081
MV/LV Substation BU***659 |  | 10 kV | _ | LV | 200 kVA :Kiosk Substation | 0.2 | --> | 0.2 | 0 | 0 | Constrained,otherwise capacity available =112kVA. | --> | 0.19 | 0 | 0.013338 | 0.21294 | 0 |  | --> | C19 ex POLLERTON | Pollerton [T41,T42] | CARLOW |  | 52.8286 | -6.9218
MV/LV Substation BU***662X |  | 20 kV | _ | LV | 50 kVA :Pole Substation | 0.05 | --> | 0.05 | 0.045 | 1.7 |  | --> | 0.0475 | 0 | 0 | 0.050753 | 0 |  | --> | E18 ex NEWPORT | Newport [T421] | CARROWBEG |  | 53.898 | -9.579
MV/LV Substation BU***665Y |  | 10 kV | _ | LV | 400 kVA :Building Structure | 0.4 | --> | 0.4 | 0.4 | 1.4 |  | --> | 0.38 | 0 | 0 | 0.4 | 0 |  | --> | E18 ex KILLINICK | Killinick [T421,T422] | WEXFORD |  | 52.2901 | -6.3942
MV/LV Substation BU***676X |  | 20 kV | _ | LV | 50 kVA :Pole Substation | 0.05 | --> | 0.05 | 0 | 0 | Constrained,otherwise capacity available =50kVA. | --> | 0.0475 | 0 | 0 | 0.05 | 0 |  | --> | E18 ex CREAGH | Creagh [T421,T422] | ATHLONE |  | 53.3501 | -8.2548
MV/LV Substation BU***687X |  | 20 kV | _ | LV | 50 kVA :Pole Substation | 0.05 | --> | 0.05 | 0.041 | 1.2 |  | --> | 0.0475 | 0 | 0.00741 | 0.051348 | 0 |  | --> | E18 ex CRATLOE | Cratloe [T421,T422] | ARDNACRUSHA |  | 52.7044 | -8.8146
MV/LV Substation BU***695 |  | 10 kV | _ | LV | 50 kVA :Pole Substation | 0.05 | --> | 0.05 | 0.042 | 1.3 |  | --> | 0.0475 | 0 | 0 | 0.0512 | 0 |  | --> | C15 ex CLIFDEN | Clifden [T41,T42] | SCREEB |  | 53.4229 | -10.0993
MV/LV Substation BU***698 |  | 20 kV | _ | LV | 50 kVA :Pole Substation | 0.05 | --> | 0.05 | 0.038 | 0.5 |  | --> | 0.0475 | 0 | 0.01482 | 0.05179 | 0 |  | --> | E15 ex ARDFINNAN | Ardfinnan [T421] | CAHIR |  | 52.2894 | -7.8068
MV/LV Substation BU***701Y |  | 10 kV | _ | LV | 50 kVA :Pole Substation | 0.05 | --> | 0.05 | 0 | 0 | Constrained,otherwise capacity available =39kVA. | --> | 0.0475 | 0 | 0.003705 | 0 | 0 | Constrained,otherwise capacity available =51.6kW. | --> | C14 ex KNOCKMULLEN | Knockmullen [T42,T421] | GREAT ISLAND |  | 52.3829 | -6.9406
MV/LV Substation BU***705X |  | 20 kV | _ | LV | 50 kVA :Pole Substation | 0.05 | --> | 0.05 | 0.049 | 1.3 |  | --> | 0.0475 | 0 | 0 | 0.050152 | 0 |  | --> | E15 ex BALLYCROSSAUN | Ballycrossaun [T421,T422] | SOMERSET |  | 53.0721 | -8.1428
MV/LV Substation BU***706 |  | 10 kV | _ | LV | 50 kVA :Pole Substation | 0.05 | --> | 0.05 | 0 | 0 | Constrained,otherwise capacity available =46kVA. | --> | 0.0475 | 0 | 0 | 0.050604 | 0 |  | --> | C15 ex TRIM | Trim [T41,T42] | NAVAN |  | 53.5607 | -6.8003
MV/LV Substation BU***707 |  | 20 kV | _ | LV | 50 kVA :Pole Substation | 0.05 | --> | 0.05 | 0 | 0 | Constrained,otherwise capacity available =24kVA. | --> | 0.0475 | 0 | 0 | 0.0538 | 0 |  | --> | E11 ex GLASMORE | Glasmore [T421,T422] | GLASMORE |  | 53.5015 | -6.1182
MV/LV Substation BU***717X |  | 20 kV | _ | LV | 100 kVA :Pole Substation | 0.1 | --> | 0.1 | 0.086 | 1.5 |  | --> | 0.095 | 0 | 0 | 0.1021 | 0 |  | --> | E17 ex ACHILL | Achill [T422] | CARROWBEG |  | 53.9792 | -9.981
MV/LV Substation BU***721X |  | 20 kV | _ | LV | 100 kVA :Pole Substation | 0.1 | --> | 0.1 | 0.087 | 6.4 |  | --> | 0.095 | 0 | 0.018525 | 0.10195 | 0 |  | --> | C22 ex BUSHFIELD | Bushfield [T41,T42] | ATHLONE |  | 53.4832 | -7.8618
MV/LV Substation BU***723X |  | 10 kV | _ | LV | 200 kVA :Kiosk Substation | 0.2 | --> | 0.2 | 0 | 0 | Constrained,otherwise capacity available =143kVA. | --> | 0.19 | 0 | 0.016302 | 0.20848 | 0 |  | --> | C16 ex GORT | Gort [T41,T42] | ENNIS |  | 53.0593 | -8.8168
MV/LV Substation BU***725 |  | 10 kV | _ | LV | 30 kVA :Pole Substation | 0.03 | --> | 0.03 | 0 | 0 | Constrained,otherwise capacity available =30kVA. | --> | 0.0285 | 0 | 0 | 0.03 | 0 |  | --> | C20 ex POLLERTON | Pollerton [T41,T42] | CARLOW |  | 52.8153 | -6.8452
MV/LV Substation BU***728 |  | 10 kV | _ | LV | 630 kVA :Kiosk Substation | 0.63 | --> | 0.63 | 0.5 | 4.5 |  | --> | 0.5985 | 0 | 0.003705 | 0.5 | 0 |  | --> | C13 ex TEMPLEOGUE | Templeogue [T41,T42] | MILLTOWN (DR) |  | 53.2952 | -6.301
MV/LV Substation BU***734 |  | 10 kV | _ | LV | 200 kVA :Pole Substation | 0.2 | --> | 0.2 | 0 | 0 | Constrained,otherwise capacity available =178kVA. | --> | 0.19 | 0 | 0 | 0 | 0 | Constrained,otherwise capacity available =203.3kW. | --> | C16 ex DUNGLOE | Dungloe [T41,T42] | ARDNAGAPPARY |  | 54.9853 | -8.4375
MV/LV Substation BU***740 |  | 10 kV | _ | LV | 1000 kVA :Building Structure | 1 | --> | 1 | 0 | 0 | Constrained,otherwise capacity available =500kVA. | --> | 0.95 | 0 | 0 | 0.5 | 0 |  | --> | C19 ex LEESON STREET | Leeson Street [T41,T42] | MILLTOWN (DR) |  | 53.3328 | -6.2456
MV/LV Substation BU***745Z |  | 10 kV | _ | LV | 630 kVA :Kiosk Substation | 0.63 | --> | 0.63 | 0 | 0 | Constrained,otherwise capacity available =500kVA. | --> | 0.5985 | 0 | 0 | 0.5 | 0 |  | --> | C14 ex MULGANNON | Mulgannon [T41,T42] | WEXFORD |  | 52.3396 | -6.4613
MV/LV Substation BU***747Z |  | 20 kV | _ | LV | 50 kVA :Pole Substation | 0.05 | --> | 0.05 | 0.044 | 10.9 |  | --> | 0.0475 | 0 | 0 | 0.050903 | 0 |  | --> | C24 ex MULLINGAR | Mullingar [T101,T102] | MULLINGAR |  | 53.6087 | -7.4359
MV/LV Substation BU***748 |  | 10 kV | _ | LV | 1000 kVA :Building Structure | 1 | --> | 1 | 0.5 | 4.5 |  | --> | 0.95 | 0 | 0.008151 | 0.5 | 0 |  | --> | C11 ex TEMPLEOGUE | Templeogue [T41,T42] | MILLTOWN (DR) |  | 53.3007 | -6.2959
MV/LV Substation BU***751Y |  | 10 kV | _ | LV | 400 kVA :Building Structure | 0.4 | --> | 0.4 | 0.376 | 10.9 |  | --> | 0.38 | 0 | 0 | 0.40363 | 0 |  | --> | C19 ex MULLINGAR | Mullingar [T101,T102] | MULLINGAR |  | 53.5268 | -7.3364
MV/LV Substation BU***752 |  | 20 kV | _ | LV | 50 kVA :Pole Substation | 0.05 | --> | 0.05 | 0.047 | 1.7 |  | --> | 0.0475 | 0 | 0 | 0.050453 | 0 |  | --> | C12 ex ATHY | Athy [T101,T102] | ATHY |  | 52.9986 | -6.8844
MV/LV Substation BU***752 |  | 20 kV | _ | LV | 100 kVA :Pole Substation | 0.1 | --> | 0.1 | 0 | 0 | Constrained,otherwise capacity available =56kVA. | --> | 0.095 | 0 | 0.003705 | 0 | 0 | Constrained,otherwise capacity available =106.5kW. | --> | E20 ex FOXHOLE | Foxhole [T421,T422] | DUNGARVAN |  | 51.9392 | -7.9499
MV/LV Substation BU***753Y |  | 20 kV | _ | LV | 630 kVA :Building Structure | 0.63 | --> | 0.63 | 0 | 0 | Constrained,otherwise capacity available =500kVA. | --> | 0.5985 | 0 | 0 | 0.5 | 0 |  | --> | E11 ex EDENDERRY | Edenderry [T421,T422] | BLAKE |  | 53.3441 | -7.0737
MV/LV Substation BU***754X |  | 10 kV | _ | LV | 1000 kVA :Building Structure | 1 | --> | 1 | 0.5 | 1.5 |  | --> | 0.95 | 0 | 0 | 0.5 | 0 |  | --> | C20 ex MARROWBONE LANE | Marrowbone Lane [T42] | INCHICORE 220KV |  | 53.3427 | -6.3104
MV/LV Substation BU***772 |  | 10 kV | _ | LV | 50 kVA :Pole Substation | 0.05 | --> | 0.05 | 0 | 0 | Constrained,otherwise capacity available =36kVA. | --> | 0.0475 | 0 | 0.004446 | 0.052083 | 0 |  | --> | C11 ex ATHENRY | Athenry [T41,T42] | GALWAY 110KV |  | 53.2754 | -8.8653
MV/LV Substation BU***774X |  | 10 kV | _ | LV | 400 kVA :Building Structure | 0.4 | --> | 0.4 | 0 | 0 | Constrained,otherwise capacity available =368kVA. | --> | 0.38 | 0 | 0 | 0.40483 | 0 |  | --> | C11 ex POLLERTON | Pollerton [T41,T42] | CARLOW |  | 52.8428 | -6.9073
MV/LV Substation BU***778X |  | 20 kV | _ | LV | 50 kVA :Pole Substation | 0.05 | --> | 0.05 | 0.05 | 0.5 |  | --> | 0.0475 | 0 | 0 | 0.05 | 0 |  | --> | E11 ex ARDFINNAN | Ardfinnan [T421] | CAHIR |  | 52.309 | -8.0772
MV/LV Substation BU***790 |  | 10 kV | _ | LV | 200 kVA :Kiosk Substation | 0.2 | --> | 0.2 | 0 | 0 | Constrained,otherwise capacity available =49kVA. | --> | 0.19 | 0 | 0.036309 | 0.22169 | 0 |  | --> | C11 ex POLLERTON | Pollerton [T41,T42] | CARLOW |  | 52.8417 | -6.9014
MV/LV Substation BU***790 |  | 10 kV | _ | LV | 200 kVA :Kiosk Substation | 0.2 | --> | 0.2 | 0 | 0 | Constrained,otherwise capacity available =151kVA. | --> | 0.19 | 0 | 0.011115 | 0.20731 | 0 |  | --> | C22 ex GREYSTONES | Greystones [T41,T42] | FASSAROE |  | 53.1319 | -6.0645
MV/LV Substation BU***791X |  | 10 kV | _ | LV | 50 kVA :Pole Substation | 0.05 | --> | 0.05 | 0 | 0 | Constrained,otherwise capacity available =50kVA. | --> | 0.0475 | 0 | 0 | 0 | 0 | Constrained,otherwise capacity available =50kW. | --> | C11 ex CLOONLOUGH | Cloonlough [T41,T42] | BARRYMORE |  | 52.3358 | -8.2853
MV/LV Substation BU***794X |  | 10 kV | _ | LV | 400 kVA :Kiosk Substation | 0.4 | --> | 0.4 | 0.284 | 1 |  | --> | 0.38 | 0 | 0 | 0.41724 | 0 |  | --> | C22 ex TYCOR | Tycor [T41,T42] | WATERFORD |  | 52.2586 | -7.1549
MV/LV Substation BU***795 |  | 10 kV | _ | LV | 630 kVA :Building Structure | 0.63 | --> | 0.63 | 0 | 0 | Constrained,otherwise capacity available =500kVA. | --> | 0.5985 | 0 | 0 | 0.5 | 0 |  | --> | C23 ex LEESON STREET | Leeson Street [T41,T42] | MILLTOWN (DR) |  | 53.3328 | -6.2472
MV/LV Substation BU***801Z |  | 10 kV | _ | LV | 400 kVA :Kiosk Substation | 0.4 | --> | 0.4 | 0 | 0 | Constrained,otherwise capacity available =346kVA. | --> | 0.38 | 0 | 0.006669 | 0.40812 | 0 |  | --> | C17 ex ROSEHILL | Rosehill [T41,T42] | KILKENNY |  | 52.6408 | -7.27
MV/LV Substation BU***807Z |  | 10 kV | _ | LV | 200 kVA :Pole Substation | 0.2 | --> | 0.2 | 0 | 0 | Constrained,otherwise capacity available =166kVA. | --> | 0.19 | 0 | 0 | 0.2051 | 0 |  | --> | C23 ex GORESBRIDGE | Goresbridge [T41,T42] | KILKENNY |  | 52.6555 | -7.03
MV/LV Substation BU***815X |  | 20 kV | _ | LV | 200 kVA :Pole Substation | 0.2 | --> | 0.2 | 0 | 0 | Constrained,otherwise capacity available =185kVA. | --> | 0.19 | 0 | 0 | 0.20226 | 0 |  | --> | E17 ex DULEEK | Duleek [T421,T422] | DRYBRIDGE |  | 53.6222 | -6.5087
MV/LV Substation BU***837X |  | 20 kV | _ | LV | 50 kVA :Pole Substation | 0.05 | --> | 0.05 | 0.05 | 1.1 |  | --> | 0.0475 | 0 | 0 | 0.05 | 0 |  | --> | E14 ex RANDALSTOWN | Randalstown [T422] | NAVAN |  | 53.7043 | -6.7575
MV/LV Substation BU***845X |  | 10 kV | _ | LV | 50 kVA :Pole Substation | 0.05 | --> | 0.05 | 0.023 | 4.2 |  | --> | 0.0475 | 0 | 0 | 0.05394 | 0 |  | --> | C17 ex ERRIGAL | Errigal [T41,T422] | SHANKILL |  | 54.092 | -7.1843
MV/LV Substation BU***847 |  | 20 kV | _ | LV | 50 kVA :Pole Substation | 0.05 | --> | 0.05 | 0.043 | 1 |  | --> | 0.0475 | 0 | 0 | 0.051052 | 0 |  | --> | E17 ex LONGFORD | Longford [T421,T422] | RICHMOND |  | 53.7923 | -7.5846
MV/LV Substation BU***847Y |  | 10 kV | _ | LV | 630 kVA :Building Structure | 0.63 | --> | 0.63 | 0.5 | 14.3 |  | --> | 0.5985 | 0 | 0 | 0.5 | 0 |  | --> | C22 ex KILLOTERAN | Killoteran [T101,T102] | KILLOTERAN |  | 52.2447 | -7.1666
MV/LV Substation BU***848Y |  | 10 kV | _ | LV | 630 kVA :Building Structure | 0.63 | --> | 0.63 | 0.5 | 14.3 |  | --> | 0.5985 | 0 | 0 | 0.5 | 0 |  | --> | C22 ex KILLOTERAN | Killoteran [T101,T102] | KILLOTERAN |  | 52.2449 | -7.1667
MV/LV Substation BU***851 |  | 10 kV | _ | LV | 630 kVA :Building Structure | 0.63 | --> | 0.63 | 0 | 0 | Constrained,otherwise capacity available =500kVA. | --> | 0.5985 | 0 | 0 | 0.5 | 0 |  | --> | C18 ex DENNEHYS CROSS | Dennehys Cross [T41,T42] | TRABEG |  | 51.8899 | -8.5241
MV/LV Substation BU***856Y |  | 20 kV | _ | LV | 400 kVA :Building Structure | 0.4 | --> | 0.4 | 0 | 0 | Constrained,otherwise capacity available =400kVA. | --> | 0.38 | 0 | 0 | 0.4 | 0 |  | --> | E12 ex DRUMLINE | Drumline [T421,T422] | DRUMLINE |  | 52.7211 | -8.862
MV/LV Substation BU***861 |  | 20 kV | _ | LV | 100 kVA :Pole Substation | 0.1 | --> | 0.1 | 0.097 | 1.5 |  | --> | 0.095 | 0 | 0 | 0.10045 | 0 |  | --> | E17 ex ACHILL | Achill [T422] | CARROWBEG |  | 53.9718 | -9.9847
MV/LV Substation BU***867 |  | 10 kV | _ | LV | 200 kVA :Pole Substation | 0.2 | --> | 0.2 | 0 | 0 | Constrained,otherwise capacity available =87kVA. | --> | 0.19 | 0 | 0.008892 | 0.21646 | 0 |  | --> | C14 ex ATHGARVAN | Athgarvan [T41,T44] | NEWBRIDGE |  | 53.1855 | -6.7854
MV/LV Substation BU***868 |  | 20 kV | _ | LV | 200 kVA :Pole Substation | 0.2 | --> | 0.2 | 0 | 0 | Constrained,otherwise capacity available =152kVA. | --> | 0.19 | 0 | 0.002223 | 0 | 0 | Constrained,otherwise capacity available =207.2kW. | --> | E14 ex BUNCRANA | Buncrana [T421,T422] | TRILLICK |  | 55.1382 | -7.4442
MV/LV Substation BU***871Y |  | 20 kV | _ | LV | 50 kVA :Pole Substation | 0.05 | --> | 0.05 | 0 | 0 | Constrained,otherwise capacity available =47kVA. | --> | 0.0475 | 0 | 0 | 0.050453 | 0 |  | --> | C22 ex ATHLONE | Athlone [T41,T42] | ATHLONE |  | 53.4285 | -8.0227
MV/LV Substation BU***880X |  | 10 kV | _ | LV | 400 kVA :Building Structure | 0.4 | --> | 0.4 | 0 | 0 | Constrained,otherwise capacity available =304kVA. | --> | 0.38 | 0 | 0.016302 | 0 | 0 | Constrained,otherwise capacity available =400kW. | --> | E18 ex WINDSOR | Windsor [T421,T422] | CASTLEBAR |  | 53.8571 | -9.2783
MV/LV Substation BU***883 |  | 20 kV | _ | LV | 200 kVA :Building Structure | 0.2 | --> | 0.2 | 0.168 | 1.5 |  | --> | 0.19 | 0 | 0 | 0.2048 | 0 |  | --> | E17 ex ACHILL | Achill [T422] | CARROWBEG |  | 53.9716 | -9.9822
MV/LV Substation BU***891 |  | 20 kV | _ | LV | 50 kVA :Pole Substation | 0.05 | --> | 0.05 | 0.044 | 1.7 |  | --> | 0.0475 | 0 | 0 | 0.050903 | 0 |  | --> | C12 ex ATHY | Athy [T101,T102] | ATHY |  | 52.9954 | -6.8712
MV/LV Substation BU***895 |  | 10 kV | _ | LV | 630 kVA :Building Structure | 0.63 | --> | 0.63 | 0.422 | 2.9 |  | --> | 0.5985 | 0 | 0 | 0.5 | 0 |  | --> | C21 ex BREWERY ROAD | Brewery Road [T41,T42] | CARRICKMINES |  | 53.2767 | -6.2056
MV/LV Substation BU***895 |  | 20 kV | _ | LV | 200 kVA :Pole Substation | 0.2 | --> | 0.2 | 0.198 | 2.8 |  | --> | 0.19 | 0 | 0 | 0.2003 | 0 |  | --> | E20 ex CLARA | Clara [T421,T422] | THORNSBERRY |  | 53.3055 | -7.4721
MV/LV Substation BU***899X |  | 20 kV | _ | LV | 50 kVA :Pole Substation | 0.05 | --> | 0.05 | 0 | 0 | Constrained,otherwise capacity available =50kVA. | --> | 0.0475 | 0 | 0 | 0.05 | 0 |  | --> | E11 ex ASHBOURNE | Ashbourne [T421,T422] | FINGLAS |  | 53.4792 | -6.3673
MV/LV Substation BU***915 |  | 10 kV | _ | LV | 630 kVA :Building Structure | 0.63 | --> | 0.63 | 0.5 | 5.6 |  | --> | 0.5985 | 0 | 0 | 0.5 | 0 |  | --> | C14 ex KILCOOLE | Kilcoole [T41,T42] | FASSAROE |  | 53.1028 | -6.0709
MV/LV Substation BU***917 |  | 20 kV | _ | LV | 50 kVA :Pole Substation | 0.05 | --> | 0.05 | 0.05 | 2.5 |  | --> | 0.0475 | 0 | 0 | 0.05 | 0 |  | --> | E18 ex EDGEWORTHSTOWN | Edgeworthstown [T421,T422] | RICHMOND |  | 53.7033 | -7.6126
MV/LV Substation BU***922 |  | 20 kV | _ | LV | 100 kVA :Pole Substation | 0.1 | --> | 0.1 | 0 | 0 | Constrained,otherwise capacity available =71kVA. | --> | 0.095 | 0 | 0.011115 | 0.10431 | 0 |  | --> | E21 ex ASHBOURNE | Ashbourne [T421,T422] | FINGLAS |  | 53.4903 | -6.3588
MV/LV Substation BU***924 |  | 10 kV | _ | LV | 200 kVA :Kiosk Substation | 0.2 | --> | 0.2 | 0.182 | 5.6 |  | --> | 0.19 | 0 | 0 | 0.20271 | 0 |  | --> | C14 ex KILCOOLE | Kilcoole [T41,T42] | FASSAROE |  | 53.1041 | -6.0682
MV/LV Substation BU***924Y |  | 10 kV | _ | LV | 630 kVA :Building Structure | 0.63 | --> | 0.63 | 0 | 0 | Constrained,otherwise capacity available =485kVA. | --> | 0.5985 | 0 | 0 | 0.5 | 0 |  | --> | C19 ex TERMONFECKIN ROAD | Termonfeckin Road [T41,T42] | DRYBRIDGE |  | 53.7241 | -6.325
MV/LV Substation BU***925X |  | 20 kV | _ | LV | 200 kVA :Pole Substation | 0.2 | --> | 0.2 | 0 | 0 | Constrained,otherwise capacity available =164kVA. | --> | 0.19 | 0 | 0 | 0.20539 | 0 |  | --> | C17 ex KYLEERAGH | Kyleeragh [T41,T42] | NENAGH |  | 52.9977 | -8.1248
MV/LV Substation BU***928 |  | 10 kV | _ | LV | 50 kVA :Pole Substation | 0.05 | --> | 0.05 | 0 | 0 | Constrained,otherwise capacity available =27kVA. | --> | 0.0475 | 0 | 0.00741 | 0 | 0 | Constrained,otherwise capacity available =53.4kW. | --> | C11 ex COLLIGAN | Colligan [T41,T42] | DUNGARVAN |  | 52.1031 | -7.6038
MV/LV Substation BU***934X |  | 20 kV | _ | LV | 100 kVA :Pole Substation | 0.1 | --> | 0.1 | 0 | 0 | Constrained,otherwise capacity available =62kVA. | --> | 0.095 | 0 | 0.001482 | 0.10561 | 0 |  | --> | C17 ex KYLEERAGH | Kyleeragh [T41,T42] | NENAGH |  | 52.9869 | -8.1323
MV/LV Substation BU***935 |  | 10 kV | _ | LV | 200 kVA :Kiosk Substation | 0.2 | --> | 0.2 | 0 | 0 | Constrained,otherwise capacity available =153kVA. | --> | 0.19 | 0 | 0 | 0.20701 | 0 |  | --> | C16 ex JOHNSTOWN | Johnstown [T41,T42] | KILTEEL |  | 53.2445 | -6.606
MV/LV Substation BU***937 |  | 10 kV | _ | LV | 200 kVA :Pole Substation | 0.2 | --> | 0.2 | 0 | 0 | Constrained,otherwise capacity available =157kVA. | --> | 0.19 | 0 | 0 | 0 | 0 | Constrained,otherwise capacity available =206.4kW. | --> | C16 ex DUNGLOE | Dungloe [T41,T42] | ARDNAGAPPARY |  | 54.9832 | -8.4407
MV/LV Substation BU***939Y |  | 10 kV | _ | LV | 400 kVA :Kiosk Substation | 0.4 | --> | 0.4 | 0.392 | 0.9 |  | --> | 0.38 | 0 | 0 | 0.40121 | 0 |  | --> | C16 ex COES ROAD | Coes Road [T41,T42] | DUNDALK |  | 54.0005 | -6.3862
MV/LV Substation BU***942 |  | 10 kV | _ | LV | 400 kVA :Kiosk Substation | 0.4 | --> | 0.4 | 0.349 | 5.8 |  | --> | 0.38 | 0 | 0.012597 | 0.40767 | 0 |  | --> | C20 ex OAKFIELD | Oakfield [T41,T42] | SLIGO |  | 54.2696 | -8.5974
MV/LV Substation BU***962 |  | 10 kV | _ | LV | 400 kVA :Kiosk Substation | 0.4 | --> | 0.4 | 0 | 0 | Constrained,otherwise capacity available =305kVA. | --> | 0.38 | 0 | 0 | 0.41417 | 0 |  | --> | C23 ex POLLERTON | Pollerton [T41,T42] | CARLOW |  | 52.8262 | -6.9104
MV/LV Substation BU***962 |  | 10 kV | _ | LV | 100 kVA :Pole Substation | 0.1 | --> | 0.1 | 0.09 | 14.3 |  | --> | 0.095 | 0 | 0 | 0.10151 | 0 |  | --> | C22 ex KILLOTERAN | Killoteran [T101,T102] | KILLOTERAN |  | 52.2406 | -7.1752
MV/LV Substation BU***963 |  | 10 kV | _ | LV | 630 kVA :Building Structure | 0.63 | --> | 0.63 | 0.5 | 5.6 |  | --> | 0.5985 | 0 | 0.021489 | 0.5 | 0 |  | --> | C14 ex KILCOOLE | Kilcoole [T41,T42] | FASSAROE |  | 53.1041 | -6.0698
MV/LV Substation BU***970 |  | 10 kV | _ | LV | 200 kVA :Pole Substation | 0.2 | --> | 0.2 | 0 | 0 | Constrained,otherwise capacity available =186kVA. | --> | 0.19 | 0 | 0 | 0.20211 | 0 |  | --> | C14 ex GREYSTONES | Greystones [T41,T42] | FASSAROE |  | 53.1787 | -6.171
MV/LV Substation BU***976X |  | 10 kV | _ | LV | 200 kVA :Kiosk Substation | 0.2 | --> | 0.2 | 0 | 0 | Constrained,otherwise capacity available =158kVA. | --> | 0.19 | 0 | 0 | 0 | 0 | Constrained,otherwise capacity available =206.3kW. | --> | E20 ex BLESSINGTON | Blessington [T421,T422] | KILTEEL |  | 53.1662 | -6.5332
MV/LV Substation BU***980 |  | 10 kV | _ | LV | 50 kVA :Pole Substation | 0.05 | --> | 0.05 | 0 | 0 | Constrained,otherwise capacity available =23kVA. | --> | 0.0475 | 0 | 0.002964 | 0.05394 | 0 |  | --> | C23 ex POLLERTON | Pollerton [T41,T42] | CARLOW |  | 52.8212 | -6.9313
MV/LV Substation BU***987X |  | 10 kV | _ | LV | 50 kVA :Pole Substation | 0.05 | --> | 0.05 | 0 | 0 | Constrained,otherwise capacity available =37kVA. | --> | 0.0475 | 0 | 0 | 0.051937 | 0 |  | --> | C11 ex SKIBBEREEN | Skibbereen [T41,T42] | DUNMANWAY |  | 51.5851 | -9.2677
MV/LV Substation BU***997X |  | 10 kV | _ | LV | 630 kVA :Kiosk Substation | 0.63 | --> | 0.63 | 0 | 0 | Constrained,otherwise capacity available =500kVA. | --> | 0.5985 | 0 | 0 | 0 | 0 | Constrained,otherwise capacity available =500kW. | --> | E18 ex WINDSOR | Windsor [T421,T422] | CASTLEBAR |  | 53.8581 | -9.279
MV/LV Substation BV***4100 |  | 10 kV | _ | LV | 50 kVA :Pole Substation | 0.05 | --> | 0.05 | 0.046 | 1.9 |  | --> | 0.0475 | 0 | 0 | 0 | 0 | Constrained,otherwise capacity available =50.6kW. | --> | C18 ex TURLOUGH ROAD | Turlough Road [T41,T42] | CASTLEBAR |  | 53.8872 | -9.1548
MV/LV Substation BY***014X |  | 10 kV | _ | LV | 200 kVA :Pole Substation | 0.2 | --> | 0.2 | 0 | 0 | Constrained,otherwise capacity available =145kVA. | --> | 0.19 | 0 | 0.003705 | 0 | 0 | Constrained,otherwise capacity available =208.2kW. | --> | C14 ex DONEGAL | Donegal [T41,T42] | CATHALEENS FALL |  | 54.6607 | -8.1015
MV/LV Substation BY***024X |  | 10 kV | _ | LV | 1000 kVA :Building Structure | 1 | --> | 1 | 0 | 0 | Constrained,otherwise capacity available =500kVA. | --> | 0.95 | 0 | 0 | 0.5 | 0 |  | --> | C19 ex PARKMORE | Parkmore [T41,T42] | GALWAY 110KV |  | 53.2989 | -8.9891
MV/LV Substation BY***037X |  | 10 kV | _ | LV | 50 kVA :Pole Substation | 0.05 | --> | 0.05 | 0 | 0 | Constrained,otherwise capacity available =49kVA. | --> | 0.0475 | 0 | 0 | 0 | 0 | Constrained,otherwise capacity available =50.2kW. | --> | C11 ex DONEGAL | Donegal [T41,T42] | CATHALEENS FALL |  | 54.6482 | -8.1938
MV/LV Substation BY***056 |  | 10 kV | _ | LV | 630 kVA :Kiosk Substation | 0.63 | --> | 0.63 | 0 | 0 | Constrained,otherwise capacity available =500kVA. | --> | 0.5985 | 0 | 0 | 0.5 | 0 |  | --> | C16 ex ATHENRY | Athenry [T41,T42] | GALWAY 110KV |  | 53.3002 | -8.7518
MV/LV Substation BY***160 |  | 10 kV | _ | LV | 400 kVA :Building Structure | 0.4 | --> | 0.4 | 0 | 0 | Constrained,otherwise capacity available =187kVA. | --> | 0.38 | 0 | 0.006669 | 0.4311 | 0 |  | --> | C18 ex BALLINACURRA | Ballinacurra [T41,T42] | LIMERICK |  | 52.6525 | -8.6298
MV/LV Substation BY***219X |  | 10 kV | _ | LV | 1000 kVA :Building Structure | 1 | --> | 1 | 0.5 | 4.3 |  | --> | 0.95 | 0 | 0 | 0.5 | 0 |  | --> | C11 ex DEANSGRANGE | Deansgrange [T41,T42] | CARRICKMINES |  | 53.275 | -6.158
MV/LV Substation BY***318X |  | 20 kV | _ | LV | 50 kVA :Pole Substation | 0.05 | --> | 0.05 | 0.05 | 3.5 |  | --> | 0.0475 | 0 | 0 | 0 | 0 | Constrained,otherwise capacity available =50kW. | --> | E13 ex DUNFIRTH | Dunfirth [T122] | DUNFIRTH |  | 53.4065 | -6.6984
MV/LV Substation BY***369Z |  | 10 kV | _ | LV | 630 kVA :Building Structure | 0.63 | --> | 0.63 | 0 | 0 | Constrained,otherwise capacity available =500kVA. | --> | 0.5985 | 0 | 0 | 0.5 | 0 |  | --> | C19 ex KILMORE | Kilmore [T101,T102,T103] | FINGLAS |  | 53.4082 | -6.2398
MV/LV Substation BY***370Z |  | 10 kV | _ | LV | 630 kVA :Building Structure | 0.63 | --> | 0.63 | 0 | 0 | Constrained,otherwise capacity available =500kVA. | --> | 0.5985 | 0 | 0 | 0.5 | 0 |  | --> | C19 ex KILMORE | Kilmore [T101,T102,T103] | FINGLAS |  | 53.4091 | -6.2395
MV/LV Substation BY***4017 |  | 10 kV | _ | LV | 630 kVA :Building Structure | 0.63 | --> | 0.63 | 0.5 | 8.1 |  | --> | 0.5985 | 0 | 0 | 0.5 | 0 |  | --> | C26 ex MILLTOWN (DR) | Milltown (dr) [T101,T102] | INCHICORE 220KV |  | 53.2914 | -6.262
MV/LV Substation BY***4020 |  | 10 kV | _ | LV | 50 kVA :Pole Substation | 0.05 | --> | 0.05 | 0 | 0 | Constrained,otherwise capacity available =50kVA. | --> | 0.0475 | 0 | 0 | 0 | 0 | Constrained,otherwise capacity available =50kW. | --> | C18 ex PORTARLINGTON | Portarlington [T41,T42] | PORTLAOISE |  | 53.1679 | -7.2713
MV/LV Substation BY***4123 |  | 10 kV | _ | LV | 50 kVA :Pole Substation | 0.05 | --> | 0.05 | 0.05 | 2.4 |  | --> | 0.0475 | 0 | 0 | 0.05 | 0 |  | --> | C11 ex BRAY | Bray [T41,T42] | FASSAROE |  | 53.1996 | -6.1958
MV/LV Substation BY***4125 |  | 10 kV | _ | LV | 400 kVA :Building Structure | 0.4 | --> | 0.4 | 0 | 0 | Constrained,otherwise capacity available =400kVA. | --> | 0.38 | 0 | 0 | 0.4 | 0 |  | --> | C16 ex ATHENRY | Athenry [T41,T42] | GALWAY 110KV |  | 53.3 | -8.7521
MV/LV Substation BY***524X |  | 10 kV | _ | LV | 1000 kVA :Building Structure | 1 | --> | 1 | 0.5 | 4 |  | --> | 0.95 | 0 | 0 | 0.5 | 0 |  | --> | C28 ex WOLFE TONE STREET | Wolfe Tone Street [T101,T102] | FINGLAS |  | 53.3472 | -6.2651
MV/LV Substation BY***659 |  | 10 kV | _ | LV | 400 kVA :Building Structure | 0.4 | --> | 0.4 | 0 | 0 | Constrained,otherwise capacity available =393kVA. | --> | 0.38 | 0 | 0 | 0.40106 | 0 |  | --> | C20 ex ORANMORE | Oranmore [T41,T44] | GALWAY 110KV |  | 53.3263 | -8.9427
MV/LV Substation BY***759 |  | 10 kV | _ | LV | 1000 kVA :Building Structure | 1 | --> | 1 | 0.5 | 8.1 |  | --> | 0.95 | 0 | 0 | 0.5 | 0 |  | --> | C26 ex MILLTOWN (DR) | Milltown (dr) [T101,T102] | INCHICORE 220KV |  | 53.2917 | -6.2617
MV/LV Substation BY***762 |  | 10 kV | _ | LV | 1000 kVA :Building Structure | 1 | --> | 1 | 0.5 | 8.1 |  | --> | 0.95 | 0 | 0 | 0.5 | 0 |  | --> | C26 ex MILLTOWN (DR) | Milltown (dr) [T101,T102] | INCHICORE 220KV |  | 53.2916 | -6.2596
MV/LV Substation BY***782Z |  | 20 kV | _ | LV | 50 kVA :Pole Substation | 0.05 | --> | 0.05 | 0 | 0 | Constrained,otherwise capacity available =50kVA. | --> | 0.0475 | 0 | 0 | 0 | 0 | Constrained,otherwise capacity available =50kW. | --> | E13 ex BLESSINGTON | Blessington [T421,T422] | KILTEEL |  | 53.1388 | -6.6191
MV/LV Substation BY***947 |  | 20 kV | _ | LV | 50 kVA :Pole Substation | 0.05 | --> | 0.05 | 0 | 0 | Constrained,otherwise capacity available =33kVA. | --> | 0.0475 | 0 | 0 | 0 | 0 | Constrained,otherwise capacity available =52.5kW. | --> | E17 ex CARNDONAGH | Carndonagh [T421,T422] | TRILLICK |  | 55.31 | -7.2211
MV/LV Substation BY***996Z |  | 10 kV | _ | LV | 50 kVA :Pole Substation | 0.05 | --> | 0.05 | 0 | 0 | Constrained,otherwise capacity available =37kVA. | --> | 0.0475 | 0 | 0.003705 | 0.051937 | 0 |  | --> | C14 ex ATHGARVAN | Athgarvan [T41,T44] | NEWBRIDGE |  | 53.1554 | -6.7541
MV/LV Substation C ***019 |  | 10 kV | _ | LV | 50 kVA :Pole Substation | 0.05 | --> | 0.05 | 0 | 0 | Constrained,otherwise capacity available =33kVA. | --> | 0.0475 | 0 | 0 | 0.052518 | 0 |  | --> | C14 ex CARRICK ON SHANNON | Carrick On Shannon [T41,T42] | CARRICK ON SHANNON |  | 53.9563 | -8.0919
MV/LV Substation C ***034X |  | 10 kV | _ | LV | 400 kVA :Building Structure | 0.4 | --> | 0.4 | 0.398 | 4.6 |  | --> | 0.38 | 0 | 0 | 0.4003 | 0 |  | --> | C18 ex CASTLEVIEW | Castleview [T101,T102] | CASTLEVIEW |  | 51.9062 | -8.3771
MV/LV Substation C ***037 |  | 10 kV | _ | LV | 50 kVA :Pole Substation | 0.05 | --> | 0.05 | 0 | 0 | Constrained,otherwise capacity available =42kVA. | --> | 0.0475 | 0 | 0 | 0.0512 | 0 |  | --> | E13 ex DALTON | Dalton [T421,T422] | DALTON |  | 53.72 | -9.0023
MV/LV Substation C ***058 |  | 10 kV | _ | LV | 630 kVA :Building Structure | 0.63 | --> | 0.63 | 0 | 0 | Constrained,otherwise capacity available =500kVA. | --> | 0.5985 | 0 | 0 | 0.5 | 0 |  | --> | C16 ex TUAM NORTH | Tuam North [T41,T42] | CLOON |  | 53.5274 | -8.8748
MV/LV Substation C ***061 |  | 10 kV | _ | LV | 100 kVA :Pole Substation | 0.1 | --> | 0.1 | 0.09 | 11 |  | --> | 0.095 | 0 | 0.004446 | 0.10151 | 0 |  | --> | C22 ex CLOON | Cloon [T42,T421] | CLOON |  | 53.5127 | -8.8445
MV/LV Substation C ***066 |  | 10 kV | _ | LV | 100 kVA :Pole Substation | 0.1 | --> | 0.1 | 0.075 | 7.8 |  | --> | 0.095 | 0 | 0 | 0.10373 | 0 |  | --> | C12 ex CARROWBEG | Carrowbeg [T41,T42] | CARROWBEG |  | 53.8006 | -9.5123
MV/LV Substation C ***068 |  | 10 kV | _ | LV | 200 kVA :Pole Substation | 0.2 | --> | 0.2 | 0 | 0.1 |  | --> | 0.19 | 0 | 0.003705 | 0.22987 | 0 |  | --> | C17 ex KILCULLEN | Kilcullen [T41,T42,T424] | STRATFORD |  | 53.1312 | -6.7464
MV/LV Substation C ***113 |  | 10 kV | _ | LV | 50 kVA :Pole Substation | 0.05 | --> | 0.05 | 0 | 0 | Constrained,otherwise capacity available =43kVA. | --> | 0.0475 | 0 | 0 | 0.051052 | 0 |  | --> | C16 ex CREGG ROAD | Cregg Road [T41,T42] | BALLYDINE |  | 52.3479 | -7.3995
MV/LV Substation C ***151X |  | 20 kV | _ | LV | 100 kVA :Pole Substation | 0.1 | --> | 0.1 | 0 | 0 | Constrained,otherwise capacity available =95kVA. | --> | 0.095 | 0 | 0.003705 | 0.10076 | 0 |  | --> | E17 ex INCH | Inch [T421,T422] | OUGHTRAGH |  | 52.2545 | -10.018
MV/LV Substation C ***165 |  | 20 kV | _ | LV | 100 kVA :Pole Substation | 0.1 | --> | 0.1 | 0.051 | 1.1 |  | --> | 0.095 | 0 | 0.002964 | 0.10718 | 0 |  | --> | E14 ex RANDALSTOWN | Randalstown [T422] | NAVAN |  | 53.7812 | -6.7139
MV/LV Substation C ***169Y |  | 20 kV | _ | LV | 50 kVA :Pole Substation | 0.05 | --> | 0.05 | 0.046 | 8.1 |  | --> | 0.0475 | 0 | 0 | 0 | 0 | Constrained,otherwise capacity available =50.6kW. | --> | E11 ex WESTPORT | Westport [T421,T422] | CASTLEBAR |  | 53.772 | -9.7966
MV/LV Substation C ***176 |  | 20 kV | _ | LV | 200 kVA :Building Structure | 0.2 | --> | 0.2 | 0.143 | 3.5 |  | --> | 0.19 | 0 | 0 | 0.20848 | 0 |  | --> | E15 ex BELVIEW | Belview [T421,T422] | WATERFORD |  | 52.2634 | -7.0381
MV/LV Substation C ***193X |  | 10 kV | _ | LV | 630 kVA :Building Structure | 0.63 | --> | 0.63 | 0 | 0 | Constrained,otherwise capacity available =500kVA. | --> | 0.5985 | 0 | 0 | 0 | 0 | Constrained,otherwise capacity available =500kW. | --> | C26 ex PORTLAOISE | Portlaoise [T41,T42] | PORTLAOISE |  | 53.0296 | -7.3103
MV/LV Substation C ***232X |  | 20 kV | _ | LV | 400 kVA :Building Structure | 0.4 | --> | 0.4 | 0.4 | 2.5 |  | --> | 0.38 | 0 | 0 | 0.4 | 0 |  | --> | E16 ex EDGEWORTHSTOWN | Edgeworthstown [T421,T422] | RICHMOND |  | 53.7004 | -7.6202
MV/LV Substation C ***252X |  | 10 kV | _ | LV | 50 kVA :Pole Substation | 0.05 | --> | 0.05 | 0.05 | 4.1 |  | --> | 0.0475 | 0 | 0 | 0.05 | 0 |  | --> | C14 ex AGHAGAD | Aghagad [T41,T42] | SLIGO |  | 54.363 | -8.5176
MV/LV Substation C ***300Y |  | 20 kV | _ | LV | 100 kVA :Pole Substation | 0.1 | --> | 0.1 | 0 | 0 | Constrained,otherwise capacity available =84kVA. | --> | 0.095 | 0 | 0 | 0.1024 | 0 |  | --> | E21 ex DALTON | Dalton [T421,T422] | DALTON |  | 53.7409 | -9.0068
MV/LV Substation C ***346 |  | 10 kV | _ | LV | 50 kVA :Pole Substation | 0.05 | --> | 0.05 | 0.031 | 1 |  | --> | 0.0475 | 0 | 0 | 0 | 0 | Constrained,otherwise capacity available =52.8kW. | --> | C17 ex BOYLE | Boyle [T41,T42] | CARRICK ON SHANNON |  | 53.9635 | -8.2615
MV/LV Substation C ***364 |  | 10 kV | _ | LV | 100 kVA :Pole Substation | 0.1 | --> | 0.1 | 0.093 | 4.1 |  | --> | 0.095 | 0 | 0 | 0.10106 | 0 |  | --> | C18 ex AGHAGAD | Aghagad [T41,T42] | SLIGO |  | 54.3596 | -8.541
MV/LV Substation C ***4090 |  | 10 kV | _ | LV | 200 kVA :Kiosk Substation | 0.2 | --> | 0.2 | 0 | 0 | Constrained,otherwise capacity available =188kVA. | --> | 0.19 | 0 | 0 | 0.20181 | 0 |  | --> | C18 ex CARRICKMACROSS | Carrickmacross [T41,T42] | MEATH HILL |  | 53.9703 | -6.7135
MV/LV Substation C ***4193 |  | 10 kV | _ | LV | 50 kVA :Pole Substation | 0.05 | --> | 0.05 | 0 | 0 | Constrained,otherwise capacity available =50kVA. | --> | 0.0475 | 0 | 0 | 0.05 | 0 |  | --> | C12 ex SAGGART | Saggart [T41,T42] | GRANGE CASTLE |  | 53.2751 | -6.5113
MV/LV Substation C ***436 |  | 20 kV | _ | LV | 50 kVA :Pole Substation | 0.05 | --> | 0.05 | 0.044 | 3 |  | --> | 0.0475 | 0 | 0 | 0 | 0 | Constrained,otherwise capacity available =50.9kW. | --> | E12 ex MOVILLE | Moville [T421,T422] | TRILLICK |  | 55.2175 | -6.9475
MV/LV Substation C ***442 |  | 10 kV | _ | LV | 100 kVA :Pole Substation | 0.1 | --> | 0.1 | 0 | 0 | Constrained,otherwise capacity available =74kVA. | --> | 0.095 | 0 | 0.00741 | 0 | 0 | Constrained,otherwise capacity available =103.9kW. | --> | C11 ex DONEGAL | Donegal [T41,T42] | CATHALEENS FALL |  | 54.6544 | -8.1386
MV/LV Substation C ***493 |  | 20 kV | _ | LV | 630 kVA :Building Structure | 0.63 | --> | 0.63 | 0 | 0 | Constrained,otherwise capacity available =500kVA. | --> | 0.5985 | 0 | 0.004446 | 0.5 | 0 |  | --> | C12 ex SPIDDAL | Spiddal [T42] | SCREEB |  | 53.2468 | -9.3645
MV/LV Substation C ***575 |  | 20 kV | _ | LV | 100 kVA :Pole Substation | 0.1 | --> | 0.1 | 0.073 | 0.4 |  | --> | 0.095 | 0 | 0 | 0 | 0 | Constrained,otherwise capacity available =104kW. | --> | C21 ex SWINFORD | Swinford [T41,T42] | CASTLEBAR |  | 53.9848 | -9.098
MV/LV Substation C ***600 |  | 20 kV | _ | LV | 400 kVA :Building Structure | 0.4 | --> | 0.4 | 0.388 | 1.3 |  | --> | 0.38 | 0 | 0 | 0.40182 | 0 |  | --> | C16 ex LOUGHANALLA | Loughanalla [T41,T42] | MULLINGAR |  | 53.6792 | -7.2935
MV/LV Substation C ***643 |  | 10 kV | _ | LV | 1000 kVA :Building Structure | 1 | --> | 1 | 0 | 0 | Constrained,otherwise capacity available =500kVA. | --> | 0.95 | 0 | 0 | 0.5 | 0 |  | --> | E43 ex CLAREGALWAY | Claregalway [T42,T421] | GALWAY 110KV |  | 53.3104 | -8.8515
MV/LV Substation C ***719 |  | 10 kV | _ | LV | 630 kVA :Building Structure | 0.63 | --> | 0.63 | 0.5 | 3.3 |  | --> | 0.5985 | 0 | 0 | 0.5 | 0 |  | --> | C19 ex PEMBROKE | Pembroke [T41,T42,T43,T44] | RINGSEND |  | 53.3304 | -6.2169
MV/LV Substation C ***723X |  | 20 kV | _ | LV | 100 kVA :Pole Substation | 0.1 | --> | 0.1 | 0.069 | 0.1 |  | --> | 0.095 | 0 | 0 | 0.1046 | 0 |  | --> | E12 ex KILCULLEN | Kilcullen [T41,T42,T424] | STRATFORD |  | 53.0165 | -6.8144
MV/LV Substation C ***832 |  | 20 kV | _ | LV | 200 kVA :Pole Substation | 0.2 | --> | 0.2 | 0.193 | 11.9 |  | --> | 0.19 | 0 | 0.003705 | 0.20106 | 0 |  | --> | C27 ex SALTHILL | Salthill [T101,T102] | SALTHILL |  | 53.3301 | -9.1711
MV/LV Substation C ***967Z |  | 20 kV | _ | LV | 100 kVA :Pole Substation | 0.1 | --> | 0.1 | 0 | 0 | Constrained,otherwise capacity available =92kVA. | --> | 0.095 | 0 | 0 | 0.10121 | 0 |  | --> | E13 ex BALTINGLASS | Baltinglass [T421,T422] | STRATFORD |  | 52.9132 | -6.8432
MV/LV Substation C ***997 |  | 20 kV | _ | LV | 50 kVA :Pole Substation | 0.05 | --> | 0.05 | 0 | 0 | Constrained,otherwise capacity available =46kVA. | --> | 0.0475 | 0 | 0.003705 | 0.050604 | 0 |  | --> | E18 ex COLLOONEY | Collooney [T421,T422] | SLIGO |  | 54.069 | -8.394
MV/LV Substation C.***027Y |  | 10 kV | _ | LV | 200 kVA :Pole Substation | 0.2 | --> | 0.2 | 0.2 | 1.1 |  | --> | 0.19 | 0 | 0 | 0 | 0 | Constrained,otherwise capacity available =200kW. | --> | C18 ex NEWCASTLEWEST | Newcastlewest [T41,T42] | RATHKEALE |  | 52.4299 | -9.0135
MV/LV Substation C.***039 |  | 10 kV | _ | LV | 630 kVA :Kiosk Substation | 0.63 | --> | 0.63 | 0 | 0 | Constrained,otherwise capacity available =500kVA. | --> | 0.5985 | 0 | 0 | 0.5 | 0 |  | --> | C16 ex CLONES | Clones [T41,T42] | SHANKILL |  | 54.1825 | -7.237
MV/LV Substation C.***084X |  | 10 kV | _ | LV | 630 kVA :Kiosk Substation | 0.63 | --> | 0.63 | 0.498 | 4 |  | --> | 0.5985 | 0 | 0 | 0.5 | 0 |  | --> | C20 ex SHERIFF STREET | Sheriff Street [T41,T42] | FRANCIS STREET |  | 53.3505 | -6.246
MV/LV Substation C.***166X |  | 20 kV | _ | LV | 400 kVA :Kiosk Substation | 0.4 | --> | 0.4 | 0 | 0 | Constrained,otherwise capacity available =170kVA. | --> | 0.38 | 0 | 0.011115 | 0.43348 | 0 |  | --> | E16 ex ASHBOURNE | Ashbourne [T421,T422] | FINGLAS |  | 53.5106 | -6.3953
MV/LV Substation C.***236 |  | 10 kV | _ | LV | 630 kVA :Building Structure | 0.63 | --> | 0.63 | 0.408 | 8.1 |  | --> | 0.5985 | 0 | 0.021489 | 0.5 | 0 |  | --> | C16 ex MILLTOWN (DR) | Milltown (dr) [T101,T102] | INCHICORE 220KV |  | 53.3189 | -6.2612
MV/LV Substation C.***236X |  | 10 kV | _ | LV | 200 kVA :Building Structure | 0.2 | --> | 0.2 | 0 | 0 | Constrained,otherwise capacity available =93kVA. | --> | 0.19 | 0 | 0 | 0.21562 | 0 |  | --> | C11 ex SUTTON | Sutton [T41,T42] | GRANGE (DR) |  | 53.389 | -6.0744
MV/LV Substation C.***267Z |  | 20 kV | _ | LV | 200 kVA :Pole Substation | 0.2 | --> | 0.2 | 0.19 | 0.4 |  | --> | 0.19 | 0 | 0 | 0.20151 | 0 |  | --> | E15 ex TULLOW | Tullow [T421,T422] | CARLOW |  | 52.8059 | -6.7454
MV/LV Substation C.***280 |  | 10 kV | _ | LV | 400 kVA :Building Structure | 0.4 | --> | 0.4 | 0.397 | 8.2 |  | --> | 0.38 | 0 | 0 | 0.40046 | 0 |  | --> | C13 ex MOUNT MISERY | Mount Misery [T41,T42] | WATERFORD |  | 52.268 | -7.1245
MV/LV Substation C.***805X |  | 10 kV | _ | LV | 400 kVA :Kiosk Substation | 0.4 | --> | 0.4 | 0 | 0 | Constrained,otherwise capacity available =397kVA. | --> | 0.38 | 0 | 0 | 0.40046 | 0 |  | --> | C19 ex ROSCOMMON | Roscommon [T41,T42] | LANESBORO |  | 53.6421 | -8.2083
MV/LV Substation C.***961 |  | 10 kV | _ | LV | 1000 kVA :Building Structure | 1 | --> | 1 | 0.5 | 4 |  | --> | 0.95 | 0 | 0 | 0.5 | 0 |  | --> | C13 ex SHERIFF STREET | Sheriff Street [T41,T42] | FRANCIS STREET |  | 53.349 | -6.2506
MV/LV Substation C/***121 |  | 10 kV | _ | LV | 50 kVA :Pole Substation | 0.05 | --> | 0.05 | 0.024 | 4.2 |  | --> | 0.0475 | 0 | 0 | 0.0538 | 0 |  | --> | C13 ex ERRIGAL | Errigal [T41,T422] | SHANKILL |  | 53.9863 | -7.1614
MV/LV Substation C/***202 |  | 10 kV | _ | LV | 50 kVA :Pole Substation | 0.05 | --> | 0.05 | 0 | 0 | Constrained,otherwise capacity available =45kVA. | --> | 0.0475 | 0 | 0 | 0.050753 | 0 |  | --> | C16 ex TUAM NORTH | Tuam North [T41,T42] | CLOON |  | 53.4916 | -9.0183
MV/LV Substation C/***213Y |  | 10 kV | _ | LV | 50 kVA :Pole Substation | 0.05 | --> | 0.05 | 0 | 0 | Constrained,otherwise capacity available =49kVA. | --> | 0.0475 | 0 | 0 | 0.050152 | 0 |  | --> | C11 ex LOUGHTAGALLA | Loughtagalla [T41,T42] | THURLES |  | 52.6702 | -7.6855
MV/LV Substation C/***218 |  | 10 kV | _ | LV | 50 kVA :Pole Substation | 0.05 | --> | 0.05 | 0.049 | 1.5 |  | --> | 0.0475 | 0 | 0 | 0.050152 | 0 |  | --> | C22 ex BALLYARD | Ballyard [T41,T42] | TRALEE |  | 52.2439 | -9.7633
MV/LV Substation C/***4103 |  | 20 kV | _ | LV | 50 kVA :Pole Substation | 0.05 | --> | 0.05 | 0 | 0 | Constrained,otherwise capacity available =50kVA. | --> | 0.0475 | 0 | 0 | 0 | 0 | Constrained,otherwise capacity available =50kW. | --> | E12 ex KILLYBEGS | Killybegs [T422] | BINBANE |  | 54.6559 | -8.3958
MV/LV Substation C/***593 |  | 20 kV | _ | LV | 50 kVA :Pole Substation | 0.05 | --> | 0.05 | 0 | 0 | Constrained,otherwise capacity available =46kVA. | --> | 0.0475 | 0 | 0 | 0.050604 | 0 |  | --> | E25 ex PATRICKSWELL | Patrickswell [T421,T422] | LIMERICK |  | 52.6444 | -8.8565
MV/LV Substation C/***598 |  | 10 kV | _ | LV | 50 kVA :Pole Substation | 0.05 | --> | 0.05 | 0.049 | 4.2 |  | --> | 0.0475 | 0 | 0 | 0.050152 | 0 |  | --> | C13 ex ERRIGAL | Errigal [T41,T422] | SHANKILL |  | 53.9867 | -7.1462
MV/LV Substation C/***629 |  | 20 kV | _ | LV | 100 kVA :Pole Substation | 0.1 | --> | 0.1 | 0.095 | 2 |  | --> | 0.095 | 0 | 0 | 0 | 0 | Constrained,otherwise capacity available =100.8kW. | --> | E12 ex RATHKEALE | Rathkeale [T421,T422] | RATHKEALE |  | 52.5184 | -8.9564
MV/LV Substation C/***636X |  | 10 kV | _ | LV | 200 kVA :Pole Substation | 0.2 | --> | 0.2 | 0 | 0 | Constrained,otherwise capacity available =169kVA. | --> | 0.19 | 0 | 0 | 0.20121 | 0 |  | --> | C19 ex CASTLETROY | Castletroy [T41,T42] | ARDNACRUSHA |  | 52.6686 | -8.5501
MV/LV Substation C/***684X |  | 20 kV | _ | LV | 50 kVA :Pole Substation | 0.05 | --> | 0.05 | 0.04 | 2 |  | --> | 0.0475 | 0 | 0.00741 | 0 | 0 | Constrained,otherwise capacity available =51.5kW. | --> | E14 ex RATHKEALE | Rathkeale [T421,T422] | RATHKEALE |  | 52.5133 | -8.7452
MV/LV Substation C/***715X |  | 20 kV | _ | LV | 50 kVA :Pole Substation | 0.05 | --> | 0.05 | 0 | 0 | Constrained,otherwise capacity available =50kVA. | --> | 0.0475 | 0 | 0 | 0.05 | 0 |  | --> | E22 ex COLLOONEY | Collooney [T421,T422] | SLIGO |  | 54.2108 | -8.3796
MV/LV Substation C/***923 |  | 20 kV | _ | LV | 100 kVA :Pole Substation | 0.1 | --> | 0.1 | 0 | 0 | Constrained,otherwise capacity available =78kVA. | --> | 0.095 | 0 | 0.00741 | 0.10329 | 0 |  | --> | E18 ex CREAGH | Creagh [T421,T422] | ATHLONE |  | 53.4301 | -8.4741
MV/LV Substation C/***928 |  | 20 kV | _ | LV | 100 kVA :Pole Substation | 0.1 | --> | 0.1 | 0 | 0 | Constrained,otherwise capacity available =100kVA. | --> | 0.095 | 0 | 0 | 0.1 | 0 |  | --> | C15 ex BALLYHAUNIS | Ballyhaunis [T41,T42] | DALTON |  | 53.6993 | -8.7592
MV/LV Substation C0***140Z |  | 10 kV | _ | LV | 630 kVA :Kiosk Substation | 0.63 | --> | 0.63 | 0 | 0 | Constrained,otherwise capacity available =447kVA. | --> | 0.5985 | 0 | 0.043719 | 0.5 | 0 |  | --> | C12 ex BALLINCOLLIG | Ballincollig [T41,T42] | KILBARRY |  | 51.8828 | -8.6157
MV/LV Substation C0***891X |  | 20 kV | _ | LV | 50 kVA :Pole Substation | 0.05 | --> | 0.05 | 0 | 0 | Constrained,otherwise capacity available =45kVA. | --> | 0.0475 | 0 | 0 | 0.050753 | 0 |  | --> | E16 ex GLENAMADDY | Glenamaddy [T422] | ATHLONE |  | 53.4389 | -8.7227
MV/LV Substation CA***001 |  | 10 kV | _ | LV | 630 kVA :Kiosk Substation | 0.63 | --> | 0.63 | 0 | 0 | Constrained,otherwise capacity available =397kVA. | --> | 0.5985 | 0 | 0 | 0.5 | 0 |  | --> | C12 ex BALLAGHADERREEN | Ballaghaderreen [T41,T42] | TONROE |  | 53.9027 | -8.5791
MV/LV Substation CA***001 |  | 20 kV | _ | LV | 200 kVA :Building Structure | 0.2 | --> | 0.2 | 0.002 | 0.4 |  | --> | 0.19 | 0 | 0.00741 | 0.22793 | 0 |  | --> | E15 ex TULLOW | Tullow [T421,T422] | CARLOW |  | 52.804 | -6.7352
MV/LV Substation CA***001 |  | 20 kV | _ | LV | 100 kVA :Pole Substation | 0.1 | --> | 0.1 | 0.065 | 1.7 |  | --> | 0.095 | 0 | 0 | 0.10518 | 0 |  | --> | E18 ex NEWPORT | Newport [T421] | CARROWBEG |  | 53.8833 | -9.5441
MV/LV Substation CA***001 |  | 10 kV | _ | LV | 400 kVA :Kiosk Substation | 0.4 | --> | 0.4 | 0 | 0 | Constrained,otherwise capacity available =255kVA. | --> | 0.38 | 0 | 0 | 0.42144 | 0 |  | --> | C25 ex CREGG ROAD | Cregg Road [T41,T42] | BALLYDINE |  | 52.3453 | -7.4095
MV/LV Substation CA***001 |  | 10 kV | _ | LV | 200 kVA :Building Structure | 0.2 | --> | 0.2 | 0.01 | 9.1 |  | --> | 0.19 | 0 | 0 | 0.22688 | 0 |  | --> | C14 ex ARDNAREE | Ardnaree [T42,T421] | MOY |  | 54.1137 | -9.1499
MV/LV Substation CA***002 |  | 10 kV | _ | LV | 630 kVA :Building Structure | 0.63 | --> | 0.63 | 0.332 | 13.5 |  | --> | 0.5985 | 0 | 0.00741 | 0.5 | 0 |  | --> | C17 ex ENNIS | Ennis [T101,T102] | ENNIS |  | 52.8433 | -8.988
MV/LV Substation CA***002 |  | 10 kV | _ | LV | 400 kVA :Building Structure | 0.4 | --> | 0.4 | 0 | 0 | Constrained,otherwise capacity available =233kVA. | --> | 0.38 | 0 | 0.00741 | 0 | 0 | Constrained,otherwise capacity available =424.6kW. | --> | C13 ex ROSCREA | Roscrea [T41,T42] | IKERRIN |  | 52.9532 | -7.7979
MV/LV Substation CA***002X |  | 10 kV | _ | LV | 50 kVA :Pole Substation | 0.05 | --> | 0.05 | 0.042 | 4.1 |  | --> | 0.0475 | 0 | 0.003705 | 0.0512 | 0 |  | --> | C13 ex AGHAGAD | Aghagad [T41,T42] | SLIGO |  | 54.4602 | -8.4557
MV/LV Substation CA***002Z |  | 10 kV | _ | LV | 50 kVA :Pole Substation | 0.05 | --> | 0.05 | 0 | 0 | Constrained,otherwise capacity available =50kVA. | --> | 0.0475 | 0 | 0 | 0.05 | 0 |  | --> | C20 ex CELBRIDGE | Celbridge [T41,T42] | GRIFFINRATH |  | 53.3065 | -6.589
MV/LV Substation CA***003 |  | 10 kV | _ | LV | 630 kVA :Building Structure | 0.63 | --> | 0.63 | 0.361 | 2.9 |  | --> | 0.5985 | 0 | 0.033345 | 0.5 | 0 |  | --> | C15 ex ABBEYLAND | Abbeyland [T41,T42] | NAVAN |  | 53.6523 | -6.6883
MV/LV Substation CA***003 |  | 20 kV | _ | LV | 50 kVA :Pole Substation | 0.05 | --> | 0.05 | 0.027 | 1.7 |  | --> | 0.0475 | 0 | 0.008151 | 0.053377 | 0 |  | --> | E18 ex NEWPORT | Newport [T421] | CARROWBEG |  | 53.8848 | -9.5391
MV/LV Substation CA***003Z |  | 10 kV | _ | LV | 200 kVA :Kiosk Substation | 0.2 | --> | 0.2 | 0 | 0 | Constrained,otherwise capacity available =119kVA. | --> | 0.19 | 0 | 0.020007 | 0.21194 | 0 |  | --> | C20 ex BALGADDY | Balgaddy [T41,T42] | GRANGE CASTLE |  | 53.3459 | -6.4315
MV/LV Substation CA***004 |  | 10 kV | _ | LV | 400 kVA :Kiosk Substation | 0.4 | --> | 0.4 | 0.237 | 6.2 |  | --> | 0.38 | 0 | 0.004446 | 0.42402 | 0 |  | --> | C20 ex CAHIR | Cahir [T41,T42] | CAHIR |  | 52.3759 | -7.9224
MV/LV Substation CA***004 |  | 10 kV | _ | LV | 400 kVA :Kiosk Substation | 0.4 | --> | 0.4 | 0.4 | 1.7 |  | --> | 0.38 | 0 | 0 | 0.4 | 0 |  | --> | C20 ex ATHY | Athy [T101,T102] | ATHY |  | 52.9996 | -6.9972
MV/LV Substation CA***004 |  | 20 kV | _ | LV | 200 kVA :Pole Substation | 0.2 | --> | 0.2 | 0 | 0 | Constrained,otherwise capacity available =200kVA. | --> | 0.19 | 0 | 0.11634 | 0 | 0 | Constrained,otherwise capacity available =200kW. | --> | C25 ex KILCLOHER | Kilcloher [T41,T42] | DUNGARVAN |  | 52.2197 | -7.7282
MV/LV Substation CA***004X |  | 10 kV | _ | LV | 400 kVA :Building Structure | 0.4 | --> | 0.4 | 0.378 | 1.5 |  | --> | 0.38 | 0 | 0 | 0.40333 | 0 |  | --> | C22 ex MONKSTOWN | Monkstown [T41,T42] | BLACKROCK |  | 53.3001 | -6.1774
MV/LV Substation CA***004X |  | 10 kV | _ | LV | 630 kVA :Kiosk Substation | 0.63 | --> | 0.63 | 0 | 0 | Constrained,otherwise capacity available =487kVA. | --> | 0.5985 | 0 | 0.00741 | 0.5 | 0 |  | --> | C20 ex POPPINTREE | Poppintree [T101,T102] | FINGLAS |  | 53.4014 | -6.2752
MV/LV Substation CA***004Z |  | 10 kV | _ | LV | 200 kVA :Kiosk Substation | 0.2 | --> | 0.2 | 0 | 0 | Constrained,otherwise capacity available =119kVA. | --> | 0.19 | 0 | 0.003705 | 0.21194 | 0 |  | --> | C20 ex BALGADDY | Balgaddy [T41,T42] | GRANGE CASTLE |  | 53.3469 | -6.4311
MV/LV Substation CA***005 |  | 10 kV | _ | LV | 630 kVA :Kiosk Substation | 0.63 | --> | 0.63 | 0.404 | 0.6 |  | --> | 0.5985 | 0 | 0.00741 | 0 | 0 | Constrained,otherwise capacity available =500kW. | --> | C16 ex LAWLESSTOWN | Lawlesstown [T42,T421] | DOON |  | 52.3527 | -7.7148
MV/LV Substation CA***005 |  | 10 kV | _ | LV | 200 kVA :Kiosk Substation | 0.2 | --> | 0.2 | 0.156 | 7.2 |  | --> | 0.19 | 0 | 0 | 0 | 0 | Constrained,otherwise capacity available =206.6kW. | --> | C18 ex CONVOY | Convoy [T41,T42] | LETTERKENNY |  | 54.8624 | -7.6553
MV/LV Substation CA***005 |  | 10 kV | _ | LV | 400 kVA :Kiosk Substation | 0.4 | --> | 0.4 | 0 | 0 | Constrained,otherwise capacity available =247kVA. | --> | 0.38 | 0 | 0.040014 | 0.42259 | 0 |  | --> | C15 ex SKIBBEREEN | Skibbereen [T41,T42] | DUNMANWAY |  | 51.5445 | -9.2653
MV/LV Substation CA***005 |  | 20 kV | _ | LV | 100 kVA :Pole Substation | 0.1 | --> | 0.1 | 0 | 0 | Constrained,otherwise capacity available =52kVA. | --> | 0.095 | 0 | 0.02223 | 0.10704 | 0 |  | --> | E12 ex CARRIGSHANE | Carrigshane [T422] | MIDLETON |  | 51.912 | -8.058
MV/LV Substation CA***005 |  | 10 kV | _ | LV | 200 kVA :Pole Substation | 0.2 | --> | 0.2 | 0.109 | 1.6 |  | --> | 0.19 | 0 | 0.00741 | 0 | 0 | Constrained,otherwise capacity available =213.4kW. | --> | C15 ex BALLYSHANNON | Ballyshannon [T41,T42] | CATHALEENS FALL |  | 54.4986 | -8.1896
MV/LV Substation CA***005X |  | 20 kV | _ | LV | 630 kVA :Building Structure | 0.63 | --> | 0.63 | 0 | 0 | Constrained,otherwise capacity available =500kVA. | --> | 0.5985 | 0 | 0 | 0 | 0 | Constrained,otherwise capacity available =500kW. | --> | E14 ex FOXHOLE | Foxhole [T421,T422] | DUNGARVAN |  | 51.9477 | -7.8453
MV/LV Substation CA***005X |  | 10 kV | _ | LV | 50 kVA :Pole Substation | 0.05 | --> | 0.05 | 0.047 | 0.7 |  | --> | 0.0475 | 0 | 0.004446 | 0.050453 | 0 |  | --> | C11 ex KILRUSH | Kilrush [T41,T42] | TULLABRACK |  | 52.6572 | -9.4162
MV/LV Substation CA***005Y |  | 20 kV | _ | LV | 50 kVA :Pole Substation | 0.05 | --> | 0.05 | 0 | 0 | Constrained,otherwise capacity available =45kVA. | --> | 0.0475 | 0 | 0.00741 | 0.050753 | 0 |  | --> | C15 ex KANTURK | Kanturk [T41,T42] | GLENLARA |  | 52.1193 | -8.791
MV/LV Substation CA***005Z |  | 10 kV | _ | LV | 50 kVA :Pole Substation | 0.05 | --> | 0.05 | 0 | 0 | Constrained,otherwise capacity available =25kVA. | --> | 0.0475 | 0 | 0 | 0.053659 | 0 |  | --> | C17 ex BALLYCOOLIN | Ballycoolin [T41,T42,T43] | FINGLAS |  | 53.3999 | -6.3343
MV/LV Substation CA***005Z |  | 10 kV | _ | LV | 400 kVA :Kiosk Substation | 0.4 | --> | 0.4 | 0 | 0 | Constrained,otherwise capacity available =270kVA. | --> | 0.38 | 0 | 0.01482 | 0.41927 | 0 |  | --> | C41 ex COLLEGE PARK | College Park [T101,T102,T103] | COLLEGE PARK |  | 53.4025 | -6.4266
MV/LV Substation CA***006 |  | 20 kV | _ | LV | 630 kVA :Building Structure | 0.63 | --> | 0.63 | 0 | 0 | Constrained,otherwise capacity available =500kVA. | --> | 0.5985 | 0 | 0 | 0.5 | 0 |  | --> | E11 ex BEALNABLATH | Bealnablath [T421] | BANDON |  | 51.8464 | -8.8114
MV/LV Substation CA***006X |  | 20 kV | _ | LV | 400 kVA :Kiosk Substation | 0.4 | --> | 0.4 | 0 | 0 | Constrained,otherwise capacity available =322kVA. | --> | 0.38 | 0 | 0 | 0 | 0 | Constrained,otherwise capacity available =411.7kW. | --> | E14 ex FOXHOLE | Foxhole [T421,T422] | DUNGARVAN |  | 51.948 | -7.8467
MV/LV Substation CA***006Z |  | 10 kV | _ | LV | 50 kVA :Pole Substation | 0.05 | --> | 0.05 | 0 | 0 | Constrained,otherwise capacity available =41kVA. | --> | 0.0475 | 0 | 0 | 0.051348 | 0 |  | --> | C17 ex BALLYCOOLIN | Ballycoolin [T41,T42,T43] | FINGLAS |  | 53.4021 | -6.3372
MV/LV Substation CA***007Z |  | 10 kV | _ | LV | 100 kVA :Pole Substation | 0.1 | --> | 0.1 | 0.083 | 5.9 |  | --> | 0.095 | 0 | 0 | 0.10255 | 0 |  | --> | C12 ex CASHEL | Cashel [T41,T42] | CAHIR |  | 52.5055 | -7.889
MV/LV Substation CA***008 |  | 10 kV | _ | LV | 200 kVA :Kiosk Substation | 0.2 | --> | 0.2 | 0.122 | 0.7 |  | --> | 0.19 | 0 | 0.010374 | 0.21151 | 0 |  | --> | C15 ex KILRUSH | Kilrush [T41,T42] | TULLABRACK |  | 52.629 | -9.4968
MV/LV Substation CA***008X |  | 10 kV | _ | LV | 400 kVA :Kiosk Substation | 0.4 | --> | 0.4 | 0.351 | 5.8 |  | --> | 0.38 | 0 | 0 | 0.40737 | 0 |  | --> | C11 ex OAKFIELD | Oakfield [T41,T42] | SLIGO |  | 54.2598 | -8.4734
MV/LV Substation CA***008Y |  | 10 kV | _ | LV | 400 kVA :Kiosk Substation | 0.4 | --> | 0.4 | 0 | 0 | Constrained,otherwise capacity available =302kVA. | --> | 0.38 | 0 | 0.009633 | 0.41461 | 0 |  | --> | C16 ex MONEYCOOLEY | Moneycooley [T41,T42,T44] | GRIFFINRATH |  | 53.3707 | -6.5883
MV/LV Substation CA***009 |  | 20 kV | _ | LV | 50 kVA :Pole Substation | 0.05 | --> | 0.05 | 0 | 0 | Constrained,otherwise capacity available =50kVA. | --> | 0.0475 | 0 | 0 | 0 | 0 | Constrained,otherwise capacity available =50kW. | --> | E13 ex FOXHOLE | Foxhole [T421,T422] | DUNGARVAN |  | 51.9431 | -7.8022
MV/LV Substation CA***009 |  | 10 kV | _ | LV | 630 kVA :Kiosk Substation | 0.63 | --> | 0.63 | 0 | 0 | Constrained,otherwise capacity available =452kVA. | --> | 0.5985 | 0 | 0 | 0.5 | 0 |  | --> | C13 ex GARRYOWEN | Garryowen [T41,T42] | LIMERICK |  | 52.6563 | -8.6182
MV/LV Substation CA***009 |  | 10 kV | _ | LV | 100 kVA :Pole Substation | 0.1 | --> | 0.1 | 0.078 | 7.8 |  | --> | 0.095 | 0 | 0 | 0.10329 | 0 |  | --> | C13 ex CARROWBEG | Carrowbeg [T41,T42] | CARROWBEG |  | 53.8049 | -9.5136
MV/LV Substation CA***009Z |  | 10 kV | _ | LV | 400 kVA :Kiosk Substation | 0.4 | --> | 0.4 | 0 | 0 | Constrained,otherwise capacity available =268kVA. | --> | 0.38 | 0 | 0.033345 | 0.41956 | 0 |  | --> | C11 ex MONEYCOOLEY | Moneycooley [T41,T42,T44] | GRIFFINRATH |  | 53.376 | -6.6063
MV/LV Substation CA***009Z |  | 10 kV | _ | LV | 400 kVA :Building Structure | 0.4 | --> | 0.4 | 0 | 0 | Constrained,otherwise capacity available =356kVA. | --> | 0.38 | 0 | 0.077805 | 0.40663 | 0 |  | --> | C12 ex RAHEEN | Raheen [T41,T42] | LIMERICK |  | 52.6271 | -8.6631
MV/LV Substation CA***010 |  | 10 kV | _ | LV | 200 kVA :Pole Substation | 0.2 | --> | 0.2 | 0 | 0 | Constrained,otherwise capacity available =134kVA. | --> | 0.19 | 0 | 0 | 0 | 0 | Constrained,otherwise capacity available =209.8kW. | --> | C20 ex LISMORE | Lismore [T41,T42] | DUNGARVAN |  | 52.1458 | -7.8503
MV/LV Substation CA***010 |  | 20 kV | _ | LV | 100 kVA :Pole Substation | 0.1 | --> | 0.1 | 0 | 0 | Constrained,otherwise capacity available =65kVA. | --> | 0.095 | 0 | 0.00741 | 0.10518 | 0 |  | --> | E21 ex GLENAMADDY | Glenamaddy [T422] | ATHLONE |  | 53.6198 | -8.7459
MV/LV Substation CA***010 |  | 10 kV | _ | LV | 630 kVA :Building Structure | 0.63 | --> | 0.63 | 0.5 | 7 |  | --> | 0.5985 | 0 | 0 | 0.5 | 0 |  | --> | C25 ex NORTH QUAYS | North Quays [T101,T102,T103] | POOLBEG |  | 53.3474 | -6.2321
MV/LV Substation CA***010X |  | 20 kV | _ | LV | 630 kVA :Kiosk Substation | 0.63 | --> | 0.63 | 0.5 | 3.6 |  | --> | 0.5985 | 0 | 0.014079 | 0.5 | 0 |  | --> | E20 ex ENNISCRONE | Enniscrone [T421,T422] | MOY |  | 54.214 | -9.0854
MV/LV Substation CA***011 |  | 10 kV | _ | LV | 200 kVA :Pole Substation | 0.2 | --> | 0.2 | 0.071 | 3.3 |  | --> | 0.19 | 0 | 0 | 0.21868 | 0 |  | --> | C11 ex LLOYD | Lloyd [T41,T42] | NAVAN |  | 53.7291 | -6.8771
MV/LV Substation CA***011 |  | 10 kV | _ | LV | 400 kVA :Kiosk Substation | 0.4 | --> | 0.4 | 0.295 | 7.8 |  | --> | 0.38 | 0 | 0 | 0.41564 | 0 |  | --> | C13 ex CARROWBEG | Carrowbeg [T41,T42] | CARROWBEG |  | 53.8019 | -9.5179
MV/LV Substation CA***011X |  | 10 kV | _ | LV | 50 kVA :Pole Substation | 0.05 | --> | 0.05 | 0.045 | 0.1 |  | --> | 0.0475 | 0 | 0 | 0.050753 | 0 |  | --> | C15 ex TUBBERCURRY | Tubbercurry [T41,T42] | TONROE |  | 54.0636 | -8.7247
MV/LV Substation CA***011Y |  | 10 kV | _ | LV | 50 kVA :Pole Substation | 0.05 | --> | 0.05 | 0.034 | 5.8 |  | --> | 0.0475 | 0 | 0 | 0.052373 | 0 |  | --> | C14 ex OAKFIELD | Oakfield [T41,T42] | SLIGO |  | 54.2272 | -8.4925
MV/LV Substation CA***012X |  | 10 kV | _ | LV | 630 kVA :Kiosk Substation | 0.63 | --> | 0.63 | 0 | 0 | Constrained,otherwise capacity available =500kVA. | --> | 0.5985 | 0 | 0 | 0.5 | 0 |  | --> | C15 ex SKIBBEREEN | Skibbereen [T41,T42] | DUNMANWAY |  | 51.5443 | -9.2625
MV/LV Substation CA***013 |  | 10 kV | _ | LV | 200 kVA :Kiosk Substation | 0.2 | --> | 0.2 | 0 | 0 | Constrained,otherwise capacity available =58kVA. | --> | 0.19 | 0 | 0.055575 | 0.22046 | 0 |  | --> | C20 ex SUTTON | Sutton [T41,T42] | GRANGE (DR) |  | 53.3771 | -6.0555
MV/LV Substation CA***013 |  | 10 kV | _ | LV | 400 kVA :Kiosk Substation | 0.4 | --> | 0.4 | 0 | 0 | Constrained,otherwise capacity available =196kVA. | --> | 0.38 | 0 | 0.003705 | 0.42984 | 0 |  | --> | C22 ex CARRIGTWOHILL | Carrigtwohill [T42] | COW CROSS |  | 51.9088 | -8.261
MV/LV Substation CA***014 |  | 20 kV | _ | LV | 100 kVA :Pole Substation | 0.1 | --> | 0.1 | 0.077 | 0.4 |  | --> | 0.095 | 0 | 0.00741 | 0.10343 | 0 |  | --> | E15 ex TULLOW | Tullow [T421,T422] | CARLOW |  | 52.8068 | -6.7492
MV/LV Substation CA***014 |  | 10 kV | _ | LV | 50 kVA :Pole Substation | 0.05 | --> | 0.05 | 0.048 | 1.9 |  | --> | 0.0475 | 0 | 0 | 0 | 0 | Constrained,otherwise capacity available =50.3kW. | --> | C16 ex TURLOUGH ROAD | Turlough Road [T41,T42] | CASTLEBAR |  | 53.8658 | -9.3011
MV/LV Substation CA***014 |  | 10 kV | _ | LV | 630 kVA :Kiosk Substation | 0.63 | --> | 0.63 | 0 | 0 | Constrained,otherwise capacity available =395kVA. | --> | 0.5985 | 0 | 0.004446 | 0.5 | 0 |  | --> | C16 ex CASTLECOMER | Castlecomer [T41,T42] | BALLYRAGGET |  | 52.8056 | -7.2107
MV/LV Substation CA***014Z |  | 10 kV | _ | LV | 400 kVA :Kiosk Substation | 0.4 | --> | 0.4 | 0.297 | 3.9 |  | --> | 0.38 | 0 | 0.028899 | 0.41535 | 0 |  | --> | C12 ex MARSHES | Marshes [T41,T42] | DUNDALK |  | 53.9811 | -6.3973
MV/LV Substation CA***015Z |  | 10 kV | _ | LV | 400 kVA :Kiosk Substation | 0.4 | --> | 0.4 | 0.318 | 3.9 |  | --> | 0.38 | 0 | 0.011115 | 0.41226 | 0 |  | --> | C12 ex MARSHES | Marshes [T41,T42] | DUNDALK |  | 53.9808 | -6.3958
MV/LV Substation CA***016 |  | 20 kV | _ | LV | 200 kVA :Pole Substation | 0.2 | --> | 0.2 | 0 | 0 | Constrained,otherwise capacity available =169kVA. | --> | 0.19 | 0 | 0 | 0.20465 | 0 |  | --> | E31 ex CAPPAMORE | Cappamore [T41,T42] | ARDNACRUSHA |  | 52.6135 | -8.3338
MV/LV Substation CA***016 |  | 10 kV | _ | LV | 630 kVA :Kiosk Substation | 0.63 | --> | 0.63 | 0.5 | 1.1 |  | --> | 0.5985 | 0 | 0.002964 | 0.5 | 0 |  | --> | C25 ex KILKEE | Kilkee [T41] | TULLABRACK |  | 52.6802 | -9.6594
MV/LV Substation CA***016 |  | 10 kV | _ | LV | 100 kVA :Pole Substation | 0.1 | --> | 0.1 | 0 | 0 | Constrained,otherwise capacity available =91kVA. | --> | 0.095 | 0 | 0 | 0.10136 | 0 |  | --> | C15 ex TRIM | Trim [T41,T42] | NAVAN |  | 53.5806 | -6.7725
MV/LV Substation CA***016X |  | 10 kV | _ | LV | 50 kVA :Pole Substation | 0.05 | --> | 0.05 | 0.041 | 2.3 |  | --> | 0.0475 | 0 | 0 | 0.051348 | 0 |  | --> | E17 ex MOY | Moy [T421,T422] | MOY |  | 54.1135 | -9.1728
MV/LV Substation CA***016X |  | 10 kV | _ | LV | 200 kVA :Kiosk Substation | 0.2 | --> | 0.2 | 0 | 0 | Constrained,otherwise capacity available =167kVA. | --> | 0.19 | 0 | 0 | 0.20495 | 0 |  | --> | C12 ex BALLAGHADERREEN | Ballaghaderreen [T41,T42] | TONROE |  | 53.8984 | -8.5849
MV/LV Substation CA***017 |  | 10 kV | _ | LV | 200 kVA :Kiosk Substation | 0.2 | --> | 0.2 | 0 | 0 | Constrained,otherwise capacity available =138kVA. | --> | 0.19 | 0 | 0 | 0.2092 | 0 |  | --> | C12 ex CAPPAMORE | Cappamore [T41,T42] | ARDNACRUSHA |  | 52.6128 | -8.339
MV/LV Substation CA***017 |  | 10 kV | _ | LV | 400 kVA :Kiosk Substation | 0.4 | --> | 0.4 | 0.261 | 1.5 |  | --> | 0.38 | 0 | 0 | 0 | 0 | Constrained,otherwise capacity available =420.6kW. | --> | C19 ex TURLOUGH ROAD | Turlough Road [T43] | CASTLEBAR |  | 53.8615 | -9.2964
MV/LV Substation CA***018 |  | 10 kV | _ | LV | 200 kVA :Kiosk Substation | 0.2 | --> | 0.2 | 0 | 0 | Constrained,otherwise capacity available =96kVA. | --> | 0.19 | 0 | 0 | 0.2152 | 0 |  | --> | C15 ex CAHIRCALLA | Cahircalla [T41,T42] | ENNIS |  | 52.8351 | -8.9827
MV/LV Substation CA***018 |  | 10 kV | _ | LV | 100 kVA :Pole Substation | 0.1 | --> | 0.1 | 0 | 0 | Constrained,otherwise capacity available =81kVA. | --> | 0.095 | 0 | 0.040755 | 0.10284 | 0 |  | --> | C28 ex CLAREGALWAY | Claregalway [T42,T421] | GALWAY 110KV |  | 53.3384 | -8.954
MV/LV Substation CA***018 |  | 10 kV | _ | LV | 400 kVA :Building Structure | 0.4 | --> | 0.4 | 0.284 | 13.8 |  | --> | 0.38 | 0 | 0.020007 | 0.41724 | 0 |  | --> | C18 ex SINGLAND | Singland [T101,T102] | SINGLAND |  | 52.6647 | -8.5706
MV/LV Substation CA***018 |  | 10 kV | _ | LV | 400 kVA :Kiosk Substation | 0.4 | --> | 0.4 | 0.032 | 1.2 |  | --> | 0.38 | 0 | 0.00741 | 0.45219 | 0 |  | --> | C23 ex SALLYNOGGIN ROAD | Sallynoggin Road [T41,T42] | CHERRYWOOD |  | 53.2779 | -6.1062
MV/LV Substation CA***019 |  | 10 kV | _ | LV | 630 kVA :Kiosk Substation | 0.63 | --> | 0.63 | 0 | 0 | Constrained,otherwise capacity available =167kVA. | --> | 0.5985 | 0 | 0.002223 | 0.5 | 0 |  | --> | C15 ex COBH | Cobh [T41,T42] | COW CROSS |  | 51.8507 | -8.2949
MV/LV Substation CA***019 |  | 10 kV | _ | LV | 100 kVA :Pole Substation | 0.1 | --> | 0.1 | 0 | 0 | Constrained,otherwise capacity available =85kVA. | --> | 0.095 | 0 | 0 | 0.10225 | 0 |  | --> | C15 ex SKIBBEREEN | Skibbereen [T41,T42] | DUNMANWAY |  | 51.5395 | -9.2553
MV/LV Substation CA***019 |  | 20 kV | _ | LV | 400 kVA :Kiosk Substation | 0.4 | --> | 0.4 | 0.234 | 2 |  | --> | 0.38 | 0 | 0.01482 | 0.42445 | 0 |  | --> | E15 ex MOHILL | Mohill [T421,T422] | CARRICK ON SHANNON |  | 53.9225 | -7.8643
MV/LV Substation CA***019 |  | 10 kV | _ | LV | 400 kVA :Building Structure | 0.4 | --> | 0.4 | 0 | 0 | Constrained,otherwise capacity available =334kVA. | --> | 0.38 | 0 | 0 | 0.4099 | 0 |  | --> | C17 ex STICKILLEN | Stickillen [T41,T42] | DRYBRIDGE |  | 53.8585 | -6.5314
MV/LV Substation CA***020 |  | 20 kV | _ | LV | 100 kVA :Pole Substation | 0.1 | --> | 0.1 | 0.095 | 2 |  | --> | 0.095 | 0 | 0 | 0.10076 | 0 |  | --> | E16 ex MOHILL | Mohill [T421,T422] | CARRICK ON SHANNON |  | 53.9177 | -7.8704
MV/LV Substation CA***020 |  | 20 kV | _ | LV | 100 kVA :Pole Substation | 0.1 | --> | 0.1 | 0 | 0 | Constrained,otherwise capacity available =30kVA. | --> | 0.095 | 0 | 0 | 0.11009 | 0 |  | --> | E11 ex FINEA | Finea [T421,T422] | SHANKILL |  | 53.7747 | -7.4946
MV/LV Substation CA***020 |  | 10 kV | _ | LV | 400 kVA :Kiosk Substation | 0.4 | --> | 0.4 | 0 | 0 | Constrained,otherwise capacity available =55kVA. | --> | 0.38 | 0 | 0 | 0.44914 | 0 |  | --> | C23 ex ATHLONE | Athlone [T41,T42] | ATHLONE |  | 53.4237 | -7.9428
MV/LV Substation CA***020Y |  | 10 kV | _ | LV | 50 kVA :Pole Substation | 0.05 | --> | 0.05 | 0.048 | 0.9 |  | --> | 0.0475 | 0 | 0 | 0.050303 | 0 |  | --> | C12 ex ROSS CARBERY | Ross Carbery [T41,T42] | DUNMANWAY |  | 51.5705 | -8.9808
MV/LV Substation CA***022 |  | 10 kV | _ | LV | 630 kVA :Building Structure | 0.63 | --> | 0.63 | 0.486 | 7.8 |  | --> | 0.5985 | 0 | 0.00741 | 0.5 | 0 |  | --> | C13 ex CARROWBEG | Carrowbeg [T41,T42] | CARROWBEG |  | 53.8021 | -9.5194
MV/LV Substation CA***022X |  | 20 kV | _ | LV | 100 kVA :Pole Substation | 0.1 | --> | 0.1 | 0.085 | 2 |  | --> | 0.095 | 0 | 0 | 0 | 0 | Constrained,otherwise capacity available =102.3kW. | --> | E17 ex BALLYMACARRY | Ballymacarry [T421] | TRILLICK |  | 55.1168 | -7.4567
MV/LV Substation CA***023 |  | 20 kV | _ | LV | 50 kVA :Pole Substation | 0.05 | --> | 0.05 | 0.038 | 2.6 |  | --> | 0.0475 | 0 | 0 | 0.05179 | 0 |  | --> | C18 ex KILLESHANDRA | Killeshandra [T41,T42] | GORTAWEE |  | 54.0104 | -7.5239
MV/LV Substation CA***023 |  | 10 kV | _ | LV | 400 kVA :Kiosk Substation | 0.4 | --> | 0.4 | 0 | 0 | Constrained,otherwise capacity available =250kVA. | --> | 0.38 | 0 | 0.006669 | 0.42216 | 0 |  | --> | C16 ex GARRYSPILLANE | Garryspillane [T41] | TIPPERARY |  | 52.36 | -8.4683
MV/LV Substation CA***023Y |  | 10 kV | _ | LV | 200 kVA :Kiosk Substation | 0.2 | --> | 0.2 | 0 | 0 | Constrained,otherwise capacity available =100kVA. | --> | 0.19 | 0 | 0.008151 | 0.21464 | 0 |  | --> | C18 ex MALAHIDE | Malahide [T41,T42] | GLASMORE |  | 53.4424 | -6.1562
MV/LV Substation CA***023Z |  | 10 kV | _ | LV | 200 kVA :Kiosk Substation | 0.2 | --> | 0.2 | 0 | 0 | Constrained,otherwise capacity available =93kVA. | --> | 0.19 | 0 | 0.032604 | 0.21562 | 0 |  | --> | C14 ex SALLINS | Sallins [T41,T42] | GRIFFINRATH |  | 53.2543 | -6.6699
MV/LV Substation CA***024 |  | 10 kV | _ | LV | 200 kVA :Kiosk Substation | 0.2 | --> | 0.2 | 0.161 | 4.2 |  | --> | 0.19 | 0 | 0.006669 | 0.20584 | 0 |  | --> | C17 ex ERRIGAL | Errigal [T41,T422] | SHANKILL |  | 54.0711 | -7.0874
MV/LV Substation CA***024 |  | 10 kV | _ | LV | 400 kVA :Building Structure | 0.4 | --> | 0.4 | 0.324 | 5.3 |  | --> | 0.38 | 0 | 0.006669 | 0.41138 | 0 |  | --> | C14 ex BALLYTIVNAN | Ballytivnan [T41,T42] | SLIGO |  | 54.2822 | -8.4771
MV/LV Substation CA***024 |  | 10 kV | _ | LV | 50 kVA :Pole Substation | 0.05 | --> | 0.05 | 0 | 0 | Constrained,otherwise capacity available =45kVA. | --> | 0.0475 | 0 | 0 | 0.050753 | 0 |  | --> | C12 ex ROSCOMMON | Roscommon [T41,T42] | LANESBORO |  | 53.6393 | -8.2039
MV/LV Substation CA***024Y |  | 10 kV | _ | LV | 400 kVA :Building Structure | 0.4 | --> | 0.4 | 0.397 | 7.2 |  | --> | 0.38 | 0 | 0.001482 | 0.40046 | 0 |  | --> | C14 ex LIBERTY STREET | Liberty Street [T101,T102] | LIBERTY STREET |  | 51.8973 | -8.4778
MV/LV Substation CA***025 |  | 20 kV | _ | LV | 400 kVA :Kiosk Substation | 0.4 | --> | 0.4 | 0.368 | 0.4 |  | --> | 0.38 | 0 | 0.003705 | 0.40483 | 0 |  | --> | C16 ex CARRAROE | Carraroe [T42] | SCREEB |  | 53.2646 | -9.6012
MV/LV Substation CA***025 |  | 10 kV | _ | LV | 400 kVA :Kiosk Substation | 0.4 | --> | 0.4 | 0 | 0 | Constrained,otherwise capacity available =327kVA. | --> | 0.38 | 0 | 0.015561 | 0.41094 | 0 |  | --> | C17 ex LOUGHREA | Loughrea [T41,T42] | SOMERSET |  | 53.2034 | -8.5638
MV/LV Substation CA***025 |  | 20 kV | _ | LV | 50 kVA :Pole Substation | 0.05 | --> | 0.05 | 0.017 | 2 |  | --> | 0.0475 | 0 | 0 | 0.054773 | 0 |  | --> | E15 ex MOHILL | Mohill [T421,T422] | CARRICK ON SHANNON |  | 53.9251 | -7.8679
MV/LV Substation CA***025 |  | 10 kV | _ | LV | 100 kVA :Pole Substation | 0.1 | --> | 0.1 | 0 | 0 | Constrained,otherwise capacity available =71kVA. | --> | 0.095 | 0 | 0 | 0.10431 | 0 |  | --> | C11 ex SCARIFF | Scariff [T42] | ENNIS |  | 52.8483 | -8.4764
MV/LV Substation CA***025Z |  | 10 kV | _ | LV | 50 kVA :Pole Substation | 0.05 | --> | 0.05 | 0 | 0 | Constrained,otherwise capacity available =13kVA. | --> | 0.0475 | 0 | 0 | 0.05532 | 0 |  | --> | C16 ex CLAREGALWAY | Claregalway [T42,T421] | GALWAY 110KV |  | 53.3899 | -8.9157
MV/LV Substation CA***026 |  | 10 kV | _ | LV | 200 kVA :Kiosk Substation | 0.2 | --> | 0.2 | 0.16 | 1.5 |  | --> | 0.19 | 0 | 0.008892 | 0.20598 | 0 |  | --> | C13 ex SMEARLA | Smearla [T41,T42] | TRIEN |  | 52.4478 | -9.4665
MV/LV Substation CA***026 |  | 10 kV | _ | LV | 200 kVA :Pole Substation | 0.2 | --> | 0.2 | 0.128 | 0.7 |  | --> | 0.19 | 0 | 0.015561 | 0.21065 | 0 |  | --> | C15 ex KILRUSH | Kilrush [T41,T42] | TULLABRACK |  | 52.631 | -9.4951
MV/LV Substation CA***026X |  | 10 kV | _ | LV | 400 kVA :Building Structure | 0.4 | --> | 0.4 | 0.295 | 18.8 |  | --> | 0.38 | 0 | 0 | 0.41564 | 0 |  | --> | C10 ex BEDFORD ROW | Bedford Row [T41,T42,T43,T44] | FRANCIS STREET |  | 53.3435 | -6.2692
MV/LV Substation CA***027X |  | 10 kV | _ | LV | 400 kVA :Kiosk Substation | 0.4 | --> | 0.4 | 0.106 | 0.4 |  | --> | 0.38 | 0 | 0.033345 | 0.44229 | 0 |  | --> | C13 ex CARRICKMINES | Carrickmines [T41,T42] | CARRICKMINES |  | 53.2589 | -6.1634
MV/LV Substation CA***027Y |  | 10 kV | _ | LV | 200 kVA :Kiosk Substation | 0.2 | --> | 0.2 | 0 | 0 | Constrained,otherwise capacity available =128kVA. | --> | 0.19 | 0 | 0.003705 | 0.21065 | 0 |  | --> | C15 ex DEERPARK | Deerpark [T41,T42] | BALLYDINE |  | 52.3409 | -7.4072
MV/LV Substation CA***028Z |  | 10 kV | _ | LV | 400 kVA :Kiosk Substation | 0.4 | --> | 0.4 | 0 | 0 | Constrained,otherwise capacity available =321kVA. | --> | 0.38 | 0 | 0.003705 | 0.41182 | 0 |  | --> | C14 ex SALLINS | Sallins [T41,T42] | GRIFFINRATH |  | 53.2558 | -6.6692
MV/LV Substation CA***029 |  | 10 kV | _ | LV | 200 kVA :Pole Substation | 0.2 | --> | 0.2 | 0.14 | 2.3 |  | --> | 0.19 | 0 | 0.002223 | 0.20891 | 0 |  | --> | E18 ex MOY | Moy [T421,T422] | MOY |  | 54.1195 | -9.1465
MV/LV Substation CA***029 |  | 10 kV | _ | LV | 200 kVA :Kiosk Substation | 0.2 | --> | 0.2 | 0 | 0 | Constrained,otherwise capacity available =99kVA. | --> | 0.19 | 0 | 0.004446 | 0.21478 | 0 |  | --> | E13 ex DALTON | Dalton [T421,T422] | DALTON |  | 53.7225 | -8.9988
MV/LV Substation CA***029X |  | 10 kV | _ | LV | 50 kVA :Pole Substation | 0.05 | --> | 0.05 | 0 | 0 | Constrained,otherwise capacity available =47kVA. | --> | 0.0475 | 0 | 0 | 0 | 0 | Constrained,otherwise capacity available =50.5kW. | --> | C16 ex PALLAS | Pallas [T41,T42] | PORTLAOISE |  | 53.0274 | -7.3344
MV/LV Substation CA***029Y |  | 10 kV | _ | LV | 400 kVA :Kiosk Substation | 0.4 | --> | 0.4 | 0 | 0 | Constrained,otherwise capacity available =367kVA. | --> | 0.38 | 0 | 0 | 0.40498 | 0 |  | --> | C17 ex POLLERTON | Pollerton [T41,T42] | CARLOW |  | 52.841 | -6.9232
MV/LV Substation CA***029Z |  | 10 kV | _ | LV | 630 kVA :Kiosk Substation | 0.63 | --> | 0.63 | 0.5 | 7.2 |  | --> | 0.5985 | 0 | 0 | 0.5 | 0 |  | --> | C13 ex LIBERTY STREET | Liberty Street [T101,T102] | LIBERTY STREET |  | 51.8966 | -8.474
MV/LV Substation CA***029Z |  | 20 kV | _ | LV | 50 kVA :Pole Substation | 0.05 | --> | 0.05 | 0.05 | 2.1 |  | --> | 0.0475 | 0 | 0 | 0 | 0 | Constrained,otherwise capacity available =50kW. | --> | E16 ex LISDRUM | Lisdrum [T422] | LISDRUM |  | 54.2638 | -6.849
MV/LV Substation CA***030 |  | 10 kV | _ | LV | 200 kVA :Pole Substation | 0.2 | --> | 0.2 | 0.046 | 2.7 |  | --> | 0.19 | 0 | 0.008892 | 0.22209 | 0 |  | --> | C17 ex OLDCASTLE | Oldcastle [T41,T422] | MULLINGAR |  | 53.7703 | -7.1633
MV/LV Substation CA***030Y |  | 10 kV | _ | LV | 200 kVA :Kiosk Substation | 0.2 | --> | 0.2 | 0 | 0 | Constrained,otherwise capacity available =153kVA. | --> | 0.19 | 0 | 0.019266 | 0.20701 | 0 |  | --> | C12 ex MOUNTGORRY | Mountgorry [T41,T42] | GRANGE (DR) |  | 53.4513 | -6.2233
MV/LV Substation CA***030Z |  | 10 kV | _ | LV | 630 kVA :Kiosk Substation | 0.63 | --> | 0.63 | 0 | 0 | Constrained,otherwise capacity available =500kVA. | --> | 0.5985 | 0 | 0 | 0 | 0 | Constrained,otherwise capacity available =500kW. | --> | C14 ex DRUMBEAR | Drumbear [T41,T42] | LISDRUM |  | 54.2479 | -6.9683
MV/LV Substation CA***031 |  | 20 kV | _ | LV | 200 kVA :Pole Substation | 0.2 | --> | 0.2 | 0 | 0 | Constrained,otherwise capacity available =151kVA. | --> | 0.19 | 0 | 0.003705 | 0.20731 | 0 |  | --> | E19 ex SHILLELAGH | Shillelagh [T421,T422] | CARLOW |  | 52.7106 | -6.4917
MV/LV Substation CA***031 |  | 10 kV | _ | LV | 200 kVA :Building Structure | 0.2 | --> | 0.2 | 0 | 0 | Constrained,otherwise capacity available =133kVA. | --> | 0.19 | 0 | 0 | 0 | 0 | Constrained,otherwise capacity available =209.9kW. | --> | C16 ex PORTARLINGTON | Portarlington [T41,T42] | PORTLAOISE |  | 53.1482 | -7.1819
MV/LV Substation CA***031 |  | 10 kV | _ | LV | 630 kVA :Kiosk Substation | 0.63 | --> | 0.63 | 0 | 0 | Constrained,otherwise capacity available =483kVA. | --> | 0.5985 | 0 | 0.011856 | 0.5 | 0 |  | --> | E16 ex GARRANACANTY | Garranacanty [T421,T422] | TIPPERARY |  | 52.4748 | -8.1509
MV/LV Substation CA***031Y |  | 20 kV | _ | LV | 400 kVA :Kiosk Substation | 0.4 | --> | 0.4 | 0.332 | 2.4 |  | --> | 0.38 | 0 | 0 | 0.4102 | 0 |  | --> | C19 ex GRAIGUE | Graigue [T41,T42] | CARLOW |  | 52.8257 | -6.9378
MV/LV Substation CA***032 |  | 20 kV | _ | LV | 200 kVA :Pole Substation | 0.2 | --> | 0.2 | 0.185 | 1.1 |  | --> | 0.19 | 0 | 0.00741 | 0.20226 | 0 |  | --> | E12 ex BUNCLODY | Bunclody [T421,T422] | CRANE |  | 52.6551 | -6.6557
MV/LV Substation CA***032X |  | 20 kV | _ | LV | 50 kVA :Pole Substation | 0.05 | --> | 0.05 | 0 | 0 | Constrained,otherwise capacity available =30kVA. | --> | 0.0475 | 0 | 0.00741 | 0.052949 | 0 |  | --> | E15 ex BRUFF | Bruff [T42,T421] | LIMERICK |  | 52.5686 | -8.4551
MV/LV Substation CA***032Y |  | 10 kV | _ | LV | 200 kVA :Kiosk Substation | 0.2 | --> | 0.2 | 0 | 0 | Constrained,otherwise capacity available =137kVA. | --> | 0.19 | 0 | 0 | 0.20935 | 0 |  | --> | C16 ex ATHENRY | Athenry [T41,T42] | GALWAY 110KV |  | 53.3056 | -8.753
MV/LV Substation CA***032Z |  | 20 kV | _ | LV | 200 kVA :Kiosk Substation | 0.2 | --> | 0.2 | 0 | 0 | Constrained,otherwise capacity available =136kVA. | --> | 0.19 | 0 | 0.015561 | 0.20949 | 0 |  | --> | E18 ex BALTRASNA | Baltrasna [T121,T122] | BALTRASNA |  | 53.4977 | -6.4666
MV/LV Substation CA***032Z |  | 10 kV | _ | LV | 400 kVA :Kiosk Substation | 0.4 | --> | 0.4 | 0 | 0 | Constrained,otherwise capacity available =321kVA. | --> | 0.38 | 0 | 0.010374 | 0.41182 | 0 |  | --> | C21 ex PORTARLINGTON | Portarlington [T43] | BLAKE |  | 53.1541 | -7.1942
MV/LV Substation CA***033 |  | 10 kV | _ | LV | 400 kVA :Kiosk Substation | 0.4 | --> | 0.4 | 0 | 0 | Constrained,otherwise capacity available =200kVA. | --> | 0.38 | 0 | 0.011115 | 0 | 0 | Constrained,otherwise capacity available =429.3kW. | --> | C20 ex COLLIGAN | Colligan [T41,T42] | DUNGARVAN |  | 52.0888 | -7.634
MV/LV Substation CA***033 |  | 10 kV | _ | LV | 100 kVA :Pole Substation | 0.1 | --> | 0.1 | 0 | 0 | Constrained,otherwise capacity available =92kVA. | --> | 0.095 | 0 | 0 | 0 | 0 | Constrained,otherwise capacity available =101.2kW. | --> | C19 ex CURRAGLASS | Curraglass [T41] | BARRYMORE |  | 52.1011 | -8.1073
MV/LV Substation CA***033 |  | 10 kV | _ | LV | 400 kVA :Kiosk Substation | 0.4 | --> | 0.4 | 0.243 | 6.2 |  | --> | 0.38 | 0 | 0.004446 | 0.42316 | 0 |  | --> | C17 ex CAHIR | Cahir [T41,T42] | CAHIR |  | 52.3795 | -7.9199
MV/LV Substation CA***034X |  | 10 kV | _ | LV | 50 kVA :Pole Substation | 0.05 | --> | 0.05 | 0.046 | 3.7 |  | --> | 0.0475 | 0 | 0 | 0.050604 | 0 |  | --> | C12 ex KILFLYNN | Kilflynn [T41,T42] | TRALEE |  | 52.3557 | -9.6185
MV/LV Substation CA***034Y |  | 20 kV | _ | LV | 50 kVA :Pole Substation | 0.05 | --> | 0.05 | 0.032 | 2 |  | --> | 0.0475 | 0 | 0 | 0 | 0 | Constrained,otherwise capacity available =52.7kW. | --> | E12 ex RATHKEALE | Rathkeale [T421,T422] | RATHKEALE |  | 52.4602 | -8.995
MV/LV Substation CA***035 |  | 10 kV | _ | LV | 200 kVA :Pole Substation | 0.2 | --> | 0.2 | 0.08 | 2.3 |  | --> | 0.19 | 0 | 0.019266 | 0.21744 | 0 |  | --> | C16 ex BALLYRICKARD | Ballyrickard [T41,T42] | TRALEE |  | 52.2779 | -9.7212
MV/LV Substation CA***035X |  | 10 kV | _ | LV | 200 kVA :Kiosk Substation | 0.2 | --> | 0.2 | 0.2 | 13.4 |  | --> | 0.19 | 0 | 0 | 0.2 | 0 |  | --> | C18 ex POTTERY ROAD | Pottery Road [T101,T102] | CARRICKMINES |  | 53.2835 | -6.1098
MV/LV Substation CA***035X |  | 10 kV | _ | LV | 200 kVA :Kiosk Substation | 0.2 | --> | 0.2 | 0 | 0 | Constrained,otherwise capacity available =159kVA. | --> | 0.19 | 0 | 0 | 0.20613 | 0 |  | --> | C14 ex ATHGARVAN | Athgarvan [T41,T44] | NEWBRIDGE |  | 53.1357 | -6.7518
MV/LV Substation CA***036 |  | 20 kV | _ | LV | 50 kVA :Pole Substation | 0.05 | --> | 0.05 | 0 | 0 | Constrained,otherwise capacity available =32kVA. | --> | 0.0475 | 0 | 0 | 0.052662 | 0 |  | --> | C19 ex ENNISTYMON | Ennistymon [T41,T42] | ENNIS |  | 53.0272 | -9.2999
MV/LV Substation CA***036 |  | 10 kV | _ | LV | 100 kVA :Pole Substation | 0.1 | --> | 0.1 | 0 | 0 | Constrained,otherwise capacity available =59kVA. | --> | 0.095 | 0 | 0.002964 | 0.10604 | 0 |  | --> | C20 ex CAHIRCALLA | Cahircalla [T41,T42] | ENNIS |  | 52.8357 | -9.0052
MV/LV Substation CA***036 |  | 10 kV | _ | LV | 50 kVA :Pole Substation | 0.05 | --> | 0.05 | 0.018 | 0.4 |  | --> | 0.0475 | 0 | 0 | 0.054636 | 0 |  | --> | C13 ex CARRICKMINES | Carrickmines [T41,T42] | CARRICKMINES |  | 53.2494 | -6.1731
MV/LV Substation CA***036 |  | 10 kV | _ | LV | 400 kVA :Kiosk Substation | 0.4 | --> | 0.4 | 0.181 | 6.2 |  | --> | 0.38 | 0 | 0.00741 | 0.43194 | 0 |  | --> | C19 ex CAHIR | Cahir [T41,T42] | CAHIR |  | 52.3742 | -7.925
MV/LV Substation CA***037 |  | 10 kV | _ | LV | 100 kVA :Pole Substation | 0.1 | --> | 0.1 | 0.045 | 3.5 |  | --> | 0.095 | 0 | 0.010374 | 0.10802 | 0 |  | --> | C17 ex DUNDALK | Dundalk [T41,T42] | DUNDALK |  | 53.9998 | -6.4208
MV/LV Substation CA***037 |  | 20 kV | _ | LV | 50 kVA :Pole Substation | 0.05 | --> | 0.05 | 0 | 0 | Constrained,otherwise capacity available =48kVA. | --> | 0.0475 | 0 | 0 | 0.050303 | 0 |  | --> | E11 ex CAVAN | Cavan [T42,T421] | SHANKILL |  | 54.0325 | -7.2779
MV/LV Substation CA***037 |  | 10 kV | _ | LV | 50 kVA :Pole Substation | 0.05 | --> | 0.05 | 0 | 0 | Constrained,otherwise capacity available =49kVA. | --> | 0.0475 | 0 | 0.00741 | 0.050152 | 0 |  | --> | C18 ex MIDLETON | Midleton [T101,T102] | MIDLETON |  | 51.935 | -8.1862
MV/LV Substation CA***038 |  | 20 kV | _ | LV | 400 kVA :Kiosk Substation | 0.4 | --> | 0.4 | 0.282 | 1.8 |  | --> | 0.38 | 0 | 0.018525 | 0.41753 | 0 |  | --> | E18 ex BIRDHILL | Birdhill [T421,T422] | ARDNACRUSHA |  | 52.7088 | -8.5073
MV/LV Substation CA***039Y |  | 20 kV | _ | LV | 200 kVA :Kiosk Substation | 0.2 | --> | 0.2 | 0 | 0 | Constrained,otherwise capacity available =200kVA. | --> | 0.19 | 0 | 0 | 0.2 | 0 |  | --> | E16 ex GURRANEBANE | Gurranebane [T421,T422] | OUGHTRAGH |  | 51.8317 | -10.1728
MV/LV Substation CA***040 |  | 10 kV | _ | LV | 400 kVA :Building Structure | 0.4 | --> | 0.4 | 0.232 | 13.4 |  | --> | 0.38 | 0 | 0.015561 | 0.42474 | 0 |  | --> | C21 ex POTTERY ROAD | Pottery Road [T101,T102] | CARRICKMINES |  | 53.2598 | -6.1523
MV/LV Substation CA***040 |  | 10 kV | _ | LV | 630 kVA :Building Structure | 0.63 | --> | 0.63 | 0.483 | 2.3 |  | --> | 0.5985 | 0 | 0 | 0.5 | 0 |  | --> | C19 ex BALLYRICKARD | Ballyrickard [T41,T42] | TRALEE |  | 52.2725 | -9.7038
MV/LV Substation CA***040X |  | 20 kV | _ | LV | 100 kVA :Pole Substation | 0.1 | --> | 0.1 | 0.097 | 17.8 |  | --> | 0.095 | 0 | 0 | 0.10045 | 0 |  | --> | E22 ex BANOGE | Banoge [T121,T122] | BANOGE |  | 52.6701 | -6.4308
MV/LV Substation CA***040X |  | 10 kV | _ | LV | 200 kVA :Kiosk Substation | 0.2 | --> | 0.2 | 0.196 | 3 |  | --> | 0.19 | 0 | 0.00741 | 0.20061 | 0 |  | --> | C21 ex NENAGH | Nenagh [T41,T42] | NENAGH |  | 52.892 | -8.3924
MV/LV Substation CA***040Y |  | 10 kV | _ | LV | 50 kVA :Pole Substation | 0.05 | --> | 0.05 | 0.047 | 1.1 |  | --> | 0.0475 | 0 | 0 | 0 | 0 | Constrained,otherwise capacity available =50.5kW. | --> | C16 ex NEWCASTLEWEST | Newcastlewest [T41,T42] | RATHKEALE |  | 52.4977 | -9.1442
MV/LV Substation CA***041Y |  | 10 kV | _ | LV | 400 kVA :Kiosk Substation | 0.4 | --> | 0.4 | 0 | 0 | Constrained,otherwise capacity available =360kVA. | --> | 0.38 | 0 | 0 | 0.40603 | 0 |  | --> | E16 ex GARRANACANTY | Garranacanty [T421,T422] | TIPPERARY |  | 52.4659 | -8.1561
MV/LV Substation CA***042 |  | 20 kV | _ | LV | 50 kVA :Pole Substation | 0.05 | --> | 0.05 | 0.042 | 0.6 |  | --> | 0.0475 | 0 | 0 | 0.0512 | 0 |  | --> | E17 ex FERNS | Ferns [T421] | CRANE |  | 52.6111 | -6.4326
MV/LV Substation CA***042 |  | 10 kV | _ | LV | 100 kVA :Pole Substation | 0.1 | --> | 0.1 | 0.083 | 3.7 |  | --> | 0.095 | 0 | 0.003705 | 0.10255 | 0 |  | --> | C12 ex KILFLYNN | Kilflynn [T41,T42] | TRALEE |  | 52.3542 | -9.6302
MV/LV Substation CA***043 |  | 10 kV | _ | LV | 50 kVA :Pole Substation | 0.05 | --> | 0.05 | 0.041 | 0.7 |  | --> | 0.0475 | 0 | 0 | 0.051348 | 0 |  | --> | C15 ex KILRUSH | Kilrush [T41,T42] | TULLABRACK |  | 52.625 | -9.4903
MV/LV Substation CA***043 |  | 10 kV | _ | LV | 400 kVA :Building Structure | 0.4 | --> | 0.4 | 0.171 | 5.7 |  | --> | 0.38 | 0 | 0.018525 | 0.43334 | 0 |  | --> | C19 ex RAMPARTS | Ramparts [T41,T42] | DUNDALK |  | 54.0062 | -6.3942
MV/LV Substation CA***043 |  | 20 kV | _ | LV | 200 kVA :Kiosk Substation | 0.2 | --> | 0.2 | 0.127 | 1.1 |  | --> | 0.19 | 0 | 0.008151 | 0.21079 | 0 |  | --> | E12 ex BUNCLODY | Bunclody [T421,T422] | CRANE |  | 52.6484 | -6.6519
MV/LV Substation CA***044 |  | 10 kV | _ | LV | 400 kVA :Kiosk Substation | 0.4 | --> | 0.4 | 0 | 0 | Constrained,otherwise capacity available =345kVA. | --> | 0.38 | 0 | 0 | 0.40827 | 0 |  | --> | C14 ex ATHLONE | Athlone [T41,T42] | ATHLONE |  | 53.4179 | -7.949
MV/LV Substation CA***045 |  | 10 kV | _ | LV | 630 kVA :Building Structure | 0.63 | --> | 0.63 | 0 | 0 | Constrained,otherwise capacity available =500kVA. | --> | 0.5985 | 0 | 0 | 0.5 | 0 |  | --> | C11 ex HOLYCROSS ROAD | Holycross Road [T41,T42] | THURLES |  | 52.658 | -7.8258
MV/LV Substation CA***045 |  | 10 kV | _ | LV | 400 kVA :Building Structure | 0.4 | --> | 0.4 | 0.226 | 3.5 |  | --> | 0.38 | 0 | 0.024453 | 0.42559 | 0 |  | --> | C14 ex DUNDALK | Dundalk [T41,T42] | DUNDALK |  | 54.013 | -6.4117
MV/LV Substation CA***046 |  | 10 kV | _ | LV | 200 kVA :Kiosk Substation | 0.2 | --> | 0.2 | 0.077 | 6 |  | --> | 0.19 | 0 | 0.008151 | 0 | 0 | Constrained,otherwise capacity available =217.9kW. | --> | C11 ex ARDGEEHA | Ardgeeha [T41,T42] | DOON |  | 52.36 | -7.708
MV/LV Substation CA***047X |  | 20 kV | _ | LV | 50 kVA :Pole Substation | 0.05 | --> | 0.05 | 0 | 0 | Constrained,otherwise capacity available =43kVA. | --> | 0.0475 | 0 | 0 | 0.051052 | 0 |  | --> | E16 ex PATRICKSWELL | Patrickswell [T421,T422] | LIMERICK |  | 52.5387 | -8.7931
MV/LV Substation CA***047X |  | 20 kV | _ | LV | 200 kVA :Kiosk Substation | 0.2 | --> | 0.2 | 0.15 | 2.3 |  | --> | 0.19 | 0 | 0.00741 | 0.20745 | 0 |  | --> | E11 ex MOY | Moy [T421,T422] | MOY |  | 54.1307 | -9.1655
MV/LV Substation CA***047Z |  | 10 kV | _ | LV | 400 kVA :Kiosk Substation | 0.4 | --> | 0.4 | 0.379 | 9.5 |  | --> | 0.38 | 0 | 0 | 0.40318 | 0 |  | --> | C14 ex BANDON | Bandon [T101,T42] | BANDON |  | 51.752 | -8.7169
MV/LV Substation CA***048 |  | 10 kV | _ | LV | 100 kVA :Pole Substation | 0.1 | --> | 0.1 | 0.065 | 2.8 |  | --> | 0.095 | 0 | 0.005928 | 0.10518 | 0 |  | --> | C16 ex KILROSS ROAD | Kilross Road [T42] | TIPPERARY |  | 52.4739 | -8.1721
MV/LV Substation CA***048 |  | 20 kV | _ | LV | 400 kVA :Kiosk Substation | 0.4 | --> | 0.4 | 0 | 0 | Constrained,otherwise capacity available =384kVA. | --> | 0.38 | 0 | 0 | 0 | 0 | Constrained,otherwise capacity available =402.4kW. | --> | C11 ex BANTRY | Bantry [T41,T42] | BALLYLICKY |  | 51.686 | -9.4305
MV/LV Substation CA***049 |  | 10 kV | _ | LV | 400 kVA :Kiosk Substation | 0.4 | --> | 0.4 | 0.363 | 0.9 |  | --> | 0.38 | 0 | 0.006669 | 0.40558 | 0 |  | --> | C11 ex WOODFORD | Woodford [T41,T42] | KNOCKEARAGH |  | 52.059 | -9.4784
MV/LV Substation CA***049 |  | 10 kV | _ | LV | 200 kVA :Kiosk Substation | 0.2 | --> | 0.2 | 0.179 | 5.3 |  | --> | 0.19 | 0 | 0 | 0.20316 | 0 |  | --> | C14 ex BALLYTIVNAN | Ballytivnan [T41,T42] | SLIGO |  | 54.2785 | -8.4749
MV/LV Substation CA***049 |  | 10 kV | _ | LV | 200 kVA :Kiosk Substation | 0.2 | --> | 0.2 | 0.133 | 7.8 |  | --> | 0.19 | 0 | 0.017784 | 0.20993 | 0 |  | --> | C13 ex CARROWBEG | Carrowbeg [T41,T42] | CARROWBEG |  | 53.8033 | -9.5109
MV/LV Substation CA***049X |  | 20 kV | _ | LV | 100 kVA :Pole Substation | 0.1 | --> | 0.1 | 0.1 | 8.5 |  | --> | 0.095 | 0 | 0 | 0 | 0 | Constrained,otherwise capacity available =100kW. | --> | E14 ex ARIGNA | Arigna [T121] | ARIGNA |  | 54.0578 | -8.1391
MV/LV Substation CA***049Z |  | 10 kV | _ | LV | 400 kVA :Kiosk Substation | 0.4 | --> | 0.4 | 0 | 0 | Constrained,otherwise capacity available =292kVA. | --> | 0.38 | 0 | 0.030381 | 0.41608 | 0 |  | --> | C14 ex COOLMINE | Coolmine [T41,T42] | FINGLAS |  | 53.3849 | -6.4183
MV/LV Substation CA***051 |  | 10 kV | _ | LV | 100 kVA :Pole Substation | 0.1 | --> | 0.1 | 0.067 | 0.4 |  | --> | 0.095 | 0 | 0 | 0.10489 | 0 |  | --> | C13 ex CARRICKMINES | Carrickmines [T41,T42] | CARRICKMINES |  | 53.2597 | -6.1623
MV/LV Substation CA***051 |  | 10 kV | _ | LV | 400 kVA :Kiosk Substation | 0.4 | --> | 0.4 | 0.352 | 2.3 |  | --> | 0.38 | 0 | 0 | 0.40722 | 0 |  | --> | C21 ex BALLYRICKARD | Ballyrickard [T41,T42] | TRALEE |  | 52.268 | -9.7163
MV/LV Substation CA***051X |  | 20 kV | _ | LV | 50 kVA :Pole Substation | 0.05 | --> | 0.05 | 0 | 0 | Constrained,otherwise capacity available =46kVA. | --> | 0.0475 | 0 | 0 | 0.050604 | 0 |  | --> | C18 ex TOOMEVARA | Toomevara [T42] | NENAGH |  | 52.8237 | -8.0802
MV/LV Substation CA***052X |  | 10 kV | _ | LV | 400 kVA :Kiosk Substation | 0.4 | --> | 0.4 | 0 | 0 | Constrained,otherwise capacity available =355kVA. | --> | 0.38 | 0 | 0.006669 | 0.40677 | 0 |  | --> | C13 ex DOUGLAS | Douglas [T41,T42] | TRABEG |  | 51.8671 | -8.4347
MV/LV Substation CA***053 |  | 10 kV | _ | LV | 200 kVA :Kiosk Substation | 0.2 | --> | 0.2 | 0.1 | 2.3 |  | --> | 0.19 | 0 | 0.008892 | 0.21464 | 0 |  | --> | C11 ex BALLYRICKARD | Ballyrickard [T41,T42] | TRALEE |  | 52.2761 | -9.7177
MV/LV Substation CA***053X |  | 10 kV | _ | LV | 400 kVA :Kiosk Substation | 0.4 | --> | 0.4 | 0 | 0 | Constrained,otherwise capacity available =384kVA. | --> | 0.38 | 0 | 0.003705 | 0.40242 | 0 |  | --> | C13 ex DOUGLAS | Douglas [T41,T42] | TRABEG |  | 51.866 | -8.4353
MV/LV Substation CA***053Z |  | 10 kV | _ | LV | 200 kVA :Pole Substation | 0.2 | --> | 0.2 | 0 | 0 | Constrained,otherwise capacity available =178kVA. | --> | 0.19 | 0 | 0 | 0 | 0 | Constrained,otherwise capacity available =203.3kW. | --> | C19 ex LISMORE | Lismore [T41,T42] | DUNGARVAN |  | 52.097 | -8.0053
MV/LV Substation CA***053Z |  | 20 kV | _ | LV | 200 kVA :Kiosk Substation | 0.2 | --> | 0.2 | 0 | 0 | Constrained,otherwise capacity available =88kVA. | --> | 0.19 | 0 | 0.027417 | 0.21632 | 0 |  | --> | E17 ex JULIANSTOWN | Julianstown [T421,T422] | DRYBRIDGE |  | 53.7048 | -6.2626
MV/LV Substation CA***054 |  | 10 kV | _ | LV | 400 kVA :Kiosk Substation | 0.4 | --> | 0.4 | 0 | 0 | Constrained,otherwise capacity available =349kVA. | --> | 0.38 | 0 | 0 | 0.40767 | 0 |  | --> | C13 ex DOUGLAS | Douglas [T41,T42] | TRABEG |  | 51.8675 | -8.4376
MV/LV Substation CA***054 |  | 10 kV | _ | LV | 630 kVA :Kiosk Substation | 0.63 | --> | 0.63 | 0 | 0 | Constrained,otherwise capacity available =335kVA. | --> | 0.5985 | 0 | 0.02223 | 0 | 0 | Constrained,otherwise capacity available =500kW. | --> | C19 ex COLLIGAN | Colligan [T41,T42] | DUNGARVAN |  | 52.0885 | -7.6206
MV/LV Substation CA***054Z |  | 20 kV | _ | LV | 200 kVA :Kiosk Substation | 0.2 | --> | 0.2 | 0 | 0 | Constrained,otherwise capacity available =113kVA. | --> | 0.19 | 0 | 0.042978 | 0.2128 | 0 |  | --> | E17 ex JULIANSTOWN | Julianstown [T421,T422] | DRYBRIDGE |  | 53.7057 | -6.2596
MV/LV Substation CA***055 |  | 10 kV | _ | LV | 400 kVA :Kiosk Substation | 0.4 | --> | 0.4 | 0 | 0 | Constrained,otherwise capacity available =360kVA. | --> | 0.38 | 0 | 0.011856 | 0.40603 | 0 |  | --> | C13 ex DOUGLAS | Douglas [T41,T42] | TRABEG |  | 51.8664 | -8.4369
MV/LV Substation CA***055 |  | 10 kV | _ | LV | 400 kVA :Kiosk Substation | 0.4 | --> | 0.4 | 0 | 0 | Constrained,otherwise capacity available =339kVA. | --> | 0.38 | 0 | 0 | 0.40916 | 0 |  | --> | E17 ex GARRANACANTY | Garranacanty [T421,T422] | TIPPERARY |  | 52.4773 | -8.1506
MV/LV Substation CA***055X |  | 10 kV | _ | LV | 50 kVA :Pole Substation | 0.05 | --> | 0.05 | 0.042 | 0.8 |  | --> | 0.0475 | 0 | 0 | 0.0512 | 0 |  | --> | C15 ex MILLTOWN MALBAY | Milltown Malbay [T42] | TULLABRACK |  | 52.8083 | -9.4533
MV/LV Substation CA***056 |  | 10 kV | _ | LV | 630 kVA :Kiosk Substation | 0.63 | --> | 0.63 | 0.169 | 11.1 |  | --> | 0.5985 | 0 | 0.046683 | 0.5 | 0 |  | --> | C11 ex CABRA | Cabra [T101,T102] | FINGLAS |  | 53.3613 | -6.2931
MV/LV Substation CA***056 |  | 10 kV | _ | LV | 50 kVA :Pole Substation | 0.05 | --> | 0.05 | 0.05 | 0.1 |  | --> | 0.0475 | 0 | 0 | 0.05 | 0 |  | --> | C15 ex TUBBERCURRY | Tubbercurry [T41,T42] | TONROE |  | 54.0643 | -8.7092
MV/LV Substation CA***056Z |  | 10 kV | _ | LV | 200 kVA :Kiosk Substation | 0.2 | --> | 0.2 | 0 | 0 | Constrained,otherwise capacity available =198kVA. | --> | 0.19 | 0 | 0 | 0.2003 | 0 |  | --> | C16 ex LEIXLIP | Leixlip [T41,T42] | GRIFFINRATH |  | 53.3484 | -6.5312
MV/LV Substation CA***058 |  | 10 kV | _ | LV | 200 kVA :Pole Substation | 0.2 | --> | 0.2 | 0.171 | 2.3 |  | --> | 0.19 | 0 | 0.009633 | 0.20436 | 0 |  | --> | E18 ex MOY | Moy [T421,T422] | MOY |  | 54.1186 | -9.1515
MV/LV Substation CA***060 |  | 20 kV | _ | LV | 200 kVA :Pole Substation | 0.2 | --> | 0.2 | 0 | 0 | Constrained,otherwise capacity available =172kVA. | --> | 0.19 | 0 | 0 | 0 | 0 | Constrained,otherwise capacity available =204.2kW. | --> | C14 ex MILFORD (NR) | Milford (nr) [T41,T42] | LETTERKENNY |  | 55.2034 | -7.6334
MV/LV Substation CA***060 |  | 10 kV | _ | LV | 200 kVA :Pole Substation | 0.2 | --> | 0.2 | 0.139 | 7.9 |  | --> | 0.19 | 0 | 0.008151 | 0.20906 | 0 |  | --> | C13 ex DUNMANWAY | Dunmanway [T422,T43] | DUNMANWAY |  | 51.7219 | -9.1159
MV/LV Substation CA***060 |  | 10 kV | _ | LV | 200 kVA :Pole Substation | 0.2 | --> | 0.2 | 0 | 0 | Constrained,otherwise capacity available =137kVA. | --> | 0.19 | 0 | 0.008151 | 0.20935 | 0 |  | --> | C22 ex GREYSTONES | Greystones [T41,T42] | FASSAROE |  | 53.1338 | -6.0753
MV/LV Substation CA***060X |  | 20 kV | _ | LV | 630 kVA :Building Structure | 0.63 | --> | 0.63 | 0 | 0 | Constrained,otherwise capacity available =500kVA. | --> | 0.5985 | 0 | 0 | 0 | 0 | Constrained,otherwise capacity available =500kW. | --> | E14 ex CARNDONAGH | Carndonagh [T421,T422] | TRILLICK |  | 55.2513 | -7.2666
MV/LV Substation CA***061X |  | 10 kV | _ | LV | 400 kVA :Kiosk Substation | 0.4 | --> | 0.4 | 0.366 | 5.8 |  | --> | 0.38 | 0 | 0.003705 | 0.40513 | 0 |  | --> | C11 ex OAKFIELD | Oakfield [T41,T42] | SLIGO |  | 54.2597 | -8.4719
MV/LV Substation CA***061X |  | 10 kV | _ | LV | 200 kVA :Pole Substation | 0.2 | --> | 0.2 | 0.2 | 1.1 |  | --> | 0.19 | 0 | 0 | 0 | 0 | Constrained,otherwise capacity available =200kW. | --> | C18 ex NEWCASTLEWEST | Newcastlewest [T41,T42] | RATHKEALE |  | 52.4288 | -9.0073
MV/LV Substation CA***061Z |  | 10 kV | _ | LV | 400 kVA :Kiosk Substation | 0.4 | --> | 0.4 | 0.31329 | 0.3 | Constrained,otherwise capacity available =317kVA. | --> | 0.38 | 0 | 0.002223 | 0.41241 | 0 |  | --> | C16 ex SANTRY | Santry [T41,T42] | FINGLAS |  | 53.3943 | -6.1987
MV/LV Substation CA***062 |  | 10 kV | _ | LV | 200 kVA :Kiosk Substation | 0.2 | --> | 0.2 | 0.064 | 4.6 |  | --> | 0.19 | 0 | 0.032604 | 0.21964 | 0 |  | --> | C26 ex CASTLEVIEW | Castleview [T101,T102] | CASTLEVIEW |  | 51.8989 | -8.4037
MV/LV Substation CA***062X |  | 20 kV | _ | LV | 100 kVA :Pole Substation | 0.1 | --> | 0.1 | 0 | 0 | Constrained,otherwise capacity available =94kVA. | --> | 0.095 | 0 | 0.004446 | 0.10091 | 0 |  | --> | E45 ex CLAREGALWAY | Claregalway [T42,T421] | GALWAY 110KV |  | 53.4024 | -8.9411
MV/LV Substation CA***062Y |  | 10 kV | _ | LV | 200 kVA :Pole Substation | 0.2 | --> | 0.2 | 0 | 0 | Constrained,otherwise capacity available =168kVA. | --> | 0.19 | 0 | 0.011115 | 0.2048 | 0 |  | --> | C16 ex DERRYCRAMPH | Derrycramph [T41,T42] | SHANKILL |  | 53.9818 | -7.3621
MV/LV Substation CA***063 |  | 20 kV | _ | LV | 50 kVA :Pole Substation | 0.05 | --> | 0.05 | 0 | 0 | Constrained,otherwise capacity available =46kVA. | --> | 0.0475 | 0 | 0 | 0 | 0 | Constrained,otherwise capacity available =50.6kW. | --> | E13 ex FOXHOLE | Foxhole [T421,T422] | DUNGARVAN |  | 51.9629 | -7.7428
MV/LV Substation CA***065Y |  | 20 kV | _ | LV | 200 kVA :Pole Substation | 0.2 | --> | 0.2 | 0.192 | 6 |  | --> | 0.19 | 0 | 0 | 0 | 0 | Constrained,otherwise capacity available =201.2kW. | --> | C14 ex ARDGEEHA | Ardgeeha [T41,T42] | DOON |  | 52.3997 | -7.6904
MV/LV Substation CA***066 |  | 10 kV | _ | LV | 400 kVA :Kiosk Substation | 0.4 | --> | 0.4 | 0 | 0 | Constrained,otherwise capacity available =330kVA. | --> | 0.38 | 0 | 0.008892 | 0.41049 | 0 |  | --> | C15 ex DEERPARK | Deerpark [T41,T42] | BALLYDINE |  | 52.34 | -7.4089
MV/LV Substation CA***066Z |  | 10 kV | _ | LV | 200 kVA :Kiosk Substation | 0.2 | --> | 0.2 | 0 | 0 | Constrained,otherwise capacity available =111kVA. | --> | 0.19 | 0 | 0.012597 | 0.21308 | 0 |  | --> | C41 ex COLLEGE PARK | College Park [T101,T102,T103] | COLLEGE PARK |  | 53.4016 | -6.4254
MV/LV Substation CA***067X |  | 10 kV | _ | LV | 400 kVA :Kiosk Substation | 0.4 | --> | 0.4 | 0.14262 | 0.1 | Constrained,otherwise capacity available =371kVA. | --> | 0.38 | 0 | 0 | 0.40438 | 0 |  | --> | C12 ex CARRIGLAWN | Carriglawn [T41,T42] | WEXFORD |  | 52.3455 | -6.4529
MV/LV Substation CA***068 |  | 10 kV | _ | LV | 630 kVA :Kiosk Substation | 0.63 | --> | 0.63 | 0.5 | 1.5 |  | --> | 0.5985 | 0 | 0.002964 | 0 | 0 | Constrained,otherwise capacity available =500kW. | --> | C19 ex TURLOUGH ROAD | Turlough Road [T43] | CASTLEBAR |  | 53.8615 | -9.2956
MV/LV Substation CA***068X |  | 10 kV | _ | LV | 400 kVA :Kiosk Substation | 0.4 | --> | 0.4 | 0 | 0 | Constrained,otherwise capacity available =267kVA. | --> | 0.38 | 0 | 0.002964 | 0.41971 | 0 |  | --> | C21 ex BALLINCOLLIG | Ballincollig [T41,T42] | KILBARRY |  | 51.8868 | -8.5855
MV/LV Substation CA***068Z |  | 20 kV | _ | LV | 100 kVA :Pole Substation | 0.1 | --> | 0.1 | 0.061 | 0.1 |  | --> | 0.095 | 0 | 0.01482 | 0.10575 | 0 |  | --> | E12 ex KILCULLEN | Kilcullen [T41,T42,T424] | STRATFORD |  | 53.0847 | -6.7994
MV/LV Substation CA***069 |  | 10 kV | _ | LV | 100 kVA :Pole Substation | 0.1 | --> | 0.1 | 0.093 | 2 |  | --> | 0.095 | 0 | 0 | 0.10106 | 0 |  | --> | C12 ex CAUSEWAY | Causeway [T41,T42] | TRALEE |  | 52.4816 | -9.6813
MV/LV Substation CA***069Y |  | 10 kV | _ | LV | 400 kVA :Kiosk Substation | 0.4 | --> | 0.4 | 0.356 | 13.2 |  | --> | 0.38 | 0 | 0.015561 | 0.40663 | 0 |  | --> | C23 ex ARTANE | Artane [T101,T102] | FINGLAS |  | 53.3793 | -6.2141
MV/LV Substation CA***071 |  | 20 kV | _ | LV | 50 kVA :Pole Substation | 0.05 | --> | 0.05 | 0 | 0 | Constrained,otherwise capacity available =49kVA. | --> | 0.0475 | 0 | 0 | 0 | 0 | Constrained,otherwise capacity available =50.2kW. | --> | C17 ex COLLIGAN | Colligan [T41,T42] | DUNGARVAN |  | 52.0857 | -7.6903
MV/LV Substation CA***071 |  | 20 kV | _ | LV | 200 kVA :Pole Substation | 0.2 | --> | 0.2 | 0 | 0 | Constrained,otherwise capacity available =30kVA. | --> | 0.19 | 0 | 0.005928 | 0.22424 | 0 |  | --> | E12 ex CARRIGSHANE | Carrigshane [T422] | MIDLETON |  | 51.9124 | -8.0537
MV/LV Substation CA***071X |  | 20 kV | _ | LV | 100 kVA :Pole Substation | 0.1 | --> | 0.1 | 0.089 | 3.6 |  | --> | 0.095 | 0 | 0 | 0.10166 | 0 |  | --> | E22 ex ENNISCRONE | Enniscrone [T421,T422] | MOY |  | 54.2652 | -8.9313
MV/LV Substation CA***071X |  | 20 kV | _ | LV | 50 kVA :Pole Substation | 0.05 | --> | 0.05 | 0 | 0 | Constrained,otherwise capacity available =50kVA. | --> | 0.0475 | 0 | 0 | 0.05 | 0 |  | --> | C12 ex BALLYHAUNIS | Ballyhaunis [T41,T42] | DALTON |  | 53.8131 | -8.8013
MV/LV Substation CA***071Y |  | 20 kV | _ | LV | 200 kVA :Pole Substation | 0.2 | --> | 0.2 | 0 | 0 | Constrained,otherwise capacity available =200kVA. | --> | 0.19 | 0 | 0 | 0 | 0 | Constrained,otherwise capacity available =200kW. | --> | E22 ex ROSCREA | Roscrea [T41,T42] | IKERRIN |  | 52.9844 | -7.9281
MV/LV Substation CA***072 |  | 10 kV | _ | LV | 200 kVA :Kiosk Substation | 0.2 | --> | 0.2 | 0.142 | 11.9 |  | --> | 0.19 | 0 | 0.008892 | 0.20862 | 0 |  | --> | C26 ex SALTHILL | Salthill [T101,T102] | SALTHILL |  | 53.2681 | -9.1103
MV/LV Substation CA***072Y |  | 10 kV | _ | LV | 630 kVA :Kiosk Substation | 0.63 | --> | 0.63 | 0.5 | 5.7 |  | --> | 0.5985 | 0 | 0 | 0.5 | 0 |  | --> | C20 ex RAMPARTS | Ramparts [T41,T42] | DUNDALK |  | 54.0074 | -6.4054
MV/LV Substation CA***073 |  | 10 kV | _ | LV | 100 kVA :Pole Substation | 0.1 | --> | 0.1 | 0.085 | 1.1 |  | --> | 0.095 | 0 | 0 | 0 | 0 | Constrained,otherwise capacity available =102.3kW. | --> | C16 ex NEWCASTLEWEST | Newcastlewest [T41,T42] | RATHKEALE |  | 52.4937 | -9.1476
MV/LV Substation CA***074X |  | 10 kV | _ | LV | 400 kVA :Kiosk Substation | 0.4 | --> | 0.4 | 0.3 | 2.3 |  | --> | 0.38 | 0 | 0 | 0.41491 | 0 |  | --> | C21 ex BALLYRICKARD | Ballyrickard [T41,T42] | TRALEE |  | 52.2666 | -9.7218
MV/LV Substation CA***074Y |  | 10 kV | _ | LV | 630 kVA :Kiosk Substation | 0.63 | --> | 0.63 | 0.487 | 5.7 |  | --> | 0.5985 | 0 | 0 | 0.5 | 0 |  | --> | C23 ex RAMPARTS | Ramparts [T41,T42] | DUNDALK |  | 54.0077 | -6.4029
MV/LV Substation CA***075 |  | 10 kV | _ | LV | 630 kVA :Kiosk Substation | 0.63 | --> | 0.63 | 0.322 | 1.4 |  | --> | 0.5985 | 0 | 0.097071 | 0.5 | 0 |  | --> | C13 ex DODDER ROAD | Dodder Road [T42] | MILLTOWN (DR) |  | 53.299 | -6.2691
MV/LV Substation CA***076 |  | 20 kV | _ | LV | 100 kVA :Pole Substation | 0.1 | --> | 0.1 | 0 | 0 | Constrained,otherwise capacity available =93kVA. | --> | 0.095 | 0 | 0 | 0.10106 | 0 |  | --> | E17 ex INCH | Inch [T421,T422] | OUGHTRAGH |  | 52.2326 | -9.9252
MV/LV Substation CA***076Y |  | 20 kV | _ | LV | 400 kVA :Kiosk Substation | 0.4 | --> | 0.4 | 0.342 | 0.4 |  | --> | 0.38 | 0 | 0 | 0.40871 | 0 |  | --> | E15 ex BALLYCONNELL | Ballyconnell [T421,T422] | GORTAWEE |  | 54.1159 | -7.5803
MV/LV Substation CA***076Y |  | 10 kV | _ | LV | 400 kVA :Kiosk Substation | 0.4 | --> | 0.4 | 0 | 0 | Constrained,otherwise capacity available =318kVA. | --> | 0.38 | 0 | 0.008151 | 0.41226 | 0 |  | --> | C18 ex SUTTON | Sutton [T41,T42] | GRANGE (DR) |  | 53.4001 | -6.1387
MV/LV Substation CA***076Z |  | 10 kV | _ | LV | 200 kVA :Kiosk Substation | 0.2 | --> | 0.2 | 0 | 0 | Constrained,otherwise capacity available =171kVA. | --> | 0.19 | 0 | 0.00741 | 0.20436 | 0 |  | --> | C11 ex HOLYCROSS ROAD | Holycross Road [T41,T42] | THURLES |  | 52.6603 | -7.833
MV/LV Substation CA***076Z |  | 10 kV | _ | LV | 50 kVA :Pole Substation | 0.05 | --> | 0.05 | 0 | 4.6 |  | --> | 0.0475 | 0 | 0 | 0.057306 | 0 |  | --> | C14 ex CASTLEVIEW | Castleview [T101,T102] | CASTLEVIEW |  | 51.9013 | -8.3699
MV/LV Substation CA***077 |  | 10 kV | _ | LV | 630 kVA :Kiosk Substation | 0.63 | --> | 0.63 | 0.465 | 5.3 |  | --> | 0.5985 | 0 | 0.021489 | 0.5 | 0 |  | --> | C14 ex BALLYTIVNAN | Ballytivnan [T41,T42] | SLIGO |  | 54.2806 | -8.4759
MV/LV Substation CA***077Z |  | 20 kV | _ | LV | 400 kVA :Kiosk Substation | 0.4 | --> | 0.4 | 0 | 0 | Constrained,otherwise capacity available =312kVA. | --> | 0.38 | 0 | 0.021489 | 0.41315 | 0 |  | --> | E21 ex SLANE | Slane [T421] | DRYBRIDGE |  | 53.7126 | -6.5541
MV/LV Substation CA***078Z |  | 10 kV | _ | LV | 200 kVA :Kiosk Substation | 0.2 | --> | 0.2 | 0.119 | 13.1 |  | --> | 0.19 | 0 | 0.011856 | 0.21194 | 0 |  | --> | C22 ex MONREAD | Monread [T101,T102] | MONREAD |  | 53.221 | -6.6805
MV/LV Substation CA***078Z |  | 10 kV | _ | LV | 400 kVA :Kiosk Substation | 0.4 | --> | 0.4 | 0.32 | 2.9 |  | --> | 0.38 | 0 | 0.017784 | 0 | 0 | Constrained,otherwise capacity available =412kW. | --> | C18 ex TELAYDON | Telaydon [T42,T421] | LISDRUM |  | 54.2443 | -6.9829
MV/LV Substation CA***078Z |  | 20 kV | _ | LV | 400 kVA :Kiosk Substation | 0.4 | --> | 0.4 | 0.353 | 1.2 |  | --> | 0.38 | 0 | 0 | 0.40707 | 0 |  | --> | E18 ex CRATLOE | Cratloe [T421,T422] | ARDNACRUSHA |  | 52.6981 | -8.8124
MV/LV Substation CA***079 |  | 10 kV | _ | LV | 50 kVA :Pole Substation | 0.05 | --> | 0.05 | 0 | 0 | Constrained,otherwise capacity available =49kVA. | --> | 0.0475 | 0 | 0 | 0.050152 | 0 |  | --> | C16 ex LOUGHREA | Loughrea [T41,T42] | SOMERSET |  | 53.1805 | -8.4935
MV/LV Substation CA***079Z |  | 10 kV | _ | LV | 200 kVA :Pole Substation | 0.2 | --> | 0.2 | 0 | 0 | Constrained,otherwise capacity available =199kVA. | --> | 0.19 | 0 | 0 | 0 | 0 | Constrained,otherwise capacity available =200.2kW. | --> | E18 ex BLESSINGTON | Blessington [T421,T422] | KILTEEL |  | 53.19 | -6.5341
MV/LV Substation CA***080Z |  | 10 kV | _ | LV | 400 kVA :Building Structure | 0.4 | --> | 0.4 | 0 | 0 | Constrained,otherwise capacity available =395kVA. | --> | 0.38 | 0 | 0 | 0 | 0 | Constrained,otherwise capacity available =400.8kW. | --> | C19 ex LISMORE | Lismore [T41,T42] | DUNGARVAN |  | 52.0899 | -8.004
MV/LV Substation CA***081 |  | 10 kV | _ | LV | 630 kVA :Building Structure | 0.63 | --> | 0.63 | 0 | 0 | Constrained,otherwise capacity available =500kVA. | --> | 0.5985 | 0 | 0 | 0.5 | 0 |  | --> | C12 ex LEIXLIP | Leixlip [T41,T42] | GRIFFINRATH |  | 53.3632 | -6.4812
MV/LV Substation CA***081Z |  | 10 kV | _ | LV | 200 kVA :Kiosk Substation | 0.2 | --> | 0.2 | 0 | 0 | Constrained,otherwise capacity available =156kVA. | --> | 0.19 | 0 | 0.002223 | 0.20657 | 0 |  | --> | C18 ex BALGADDY | Balgaddy [T41,T42] | GRANGE CASTLE |  | 53.3475 | -6.4293
MV/LV Substation CA***082 |  | 10 kV | _ | LV | 400 kVA :Building Structure | 0.4 | --> | 0.4 | 0.239 | 13.8 |  | --> | 0.38 | 0 | 0.002223 | 0.42374 | 0 |  | --> | C18 ex SINGLAND | Singland [T101,T102] | SINGLAND |  | 52.6668 | -8.5575
MV/LV Substation CA***082X |  | 20 kV | _ | LV | 50 kVA :Pole Substation | 0.05 | --> | 0.05 | 0.039 | 1 |  | --> | 0.0475 | 0 | 0 | 0 | 0 | Constrained,otherwise capacity available =51.6kW. | --> | C16 ex BOYLE | Boyle [T41,T42] | CARRICK ON SHANNON |  | 54.0274 | -8.3361
MV/LV Substation CA***083 |  | 10 kV | _ | LV | 50 kVA :Pole Substation | 0.05 | --> | 0.05 | 0 | 0 | Constrained,otherwise capacity available =38kVA. | --> | 0.0475 | 0 | 0.012597 | 0.05179 | 0 |  | --> | C15 ex TULLA | Tulla [T41,T42] | ENNIS |  | 52.9693 | -8.6639
MV/LV Substation CA***083Z |  | 10 kV | _ | LV | 400 kVA :Kiosk Substation | 0.4 | --> | 0.4 | 0.37 | 5.9 |  | --> | 0.38 | 0 | 0 | 0.40453 | 0 |  | --> | C17 ex CASHEL | Cashel [T41,T42] | CAHIR |  | 52.5093 | -7.8921
MV/LV Substation CA***084 |  | 20 kV | _ | LV | 50 kVA :Pole Substation | 0.05 | --> | 0.05 | 0 | 0 | Constrained,otherwise capacity available =37kVA. | --> | 0.0475 | 0 | 0.002964 | 0 | 0 | Constrained,otherwise capacity available =51.9kW. | --> | E17 ex BLESSINGTON | Blessington [T421,T422] | KILTEEL |  | 53.0937 | -6.5161
MV/LV Substation CA***084Z |  | 10 kV | _ | LV | 200 kVA :Kiosk Substation | 0.2 | --> | 0.2 | 0 | 0 | Constrained,otherwise capacity available =200kVA. | --> | 0.19 | 0 | 0 | 0.2 | 0 |  | --> | C15 ex CARRIGALINE | Carrigaline [T41,T42] | BARNAHELY |  | 51.8158 | -8.3925
MV/LV Substation CA***085 |  | 10 kV | _ | LV | 400 kVA :Kiosk Substation | 0.4 | --> | 0.4 | 0.289 | 8.2 |  | --> | 0.38 | 0 | 0.009633 | 0.41651 | 0 |  | --> | C12 ex MOUNT MISERY | Mount Misery [T41,T42] | WATERFORD |  | 52.2674 | -7.1054
MV/LV Substation CA***088 |  | 10 kV | _ | LV | 200 kVA :Pole Substation | 0.2 | --> | 0.2 | 0 | 0 | Constrained,otherwise capacity available =154kVA. | --> | 0.19 | 0 | 0 | 0.20687 | 0 |  | --> | C12 ex CRANMORE | Cranmore [T41,T42] | SLIGO |  | 54.2613 | -8.4645
MV/LV Substation CA***088 |  | 10 kV | _ | LV | 200 kVA :Kiosk Substation | 0.2 | --> | 0.2 | 0.129 | 3 |  | --> | 0.19 | 0 | 0.025935 | 0 | 0 | Constrained,otherwise capacity available =210.5kW. | --> | C21 ex BALLYRAINE | Ballyraine [T41,T42] | LETTERKENNY |  | 54.9634 | -7.6933
MV/LV Substation CA***088 |  | 20 kV | _ | LV | 50 kVA :Pole Substation | 0.05 | --> | 0.05 | 0.039 | 13.8 |  | --> | 0.0475 | 0 | 0 | 0.051643 | 0 |  | --> | C14 ex SINGLAND | Singland [T101,T102] | SINGLAND |  | 52.5998 | -8.4884
MV/LV Substation CA***088X |  | 10 kV | _ | LV | 630 kVA :Building Structure | 0.63 | --> | 0.63 | 0.264 | 4 |  | --> | 0.5985 | 0 | 0.00741 | 0.5 | 0 |  | --> | C19 ex WOLFE TONE STREET | Wolfe Tone Street [T101,T102] | FINGLAS |  | 53.3493 | -6.2694
MV/LV Substation CA***088X |  | 10 kV | _ | LV | 400 kVA :Kiosk Substation | 0.4 | --> | 0.4 | 0.277 | 0.4 |  | --> | 0.38 | 0 | 0.026676 | 0.41826 | 0 |  | --> | C18 ex CARRICKMINES | Carrickmines [T41,T42] | CARRICKMINES |  | 53.251 | -6.2073
MV/LV Substation CA***088Z |  | 10 kV | _ | LV | 200 kVA :Kiosk Substation | 0.2 | --> | 0.2 | 0 | 0 | Constrained,otherwise capacity available =163kVA. | --> | 0.19 | 0 | 0.02223 | 0.20554 | 0 |  | --> | C11 ex SALLINS | Sallins [T41,T42] | GRIFFINRATH |  | 53.2545 | -6.6734
MV/LV Substation CA***089 |  | 10 kV | _ | LV | 100 kVA :Pole Substation | 0.1 | --> | 0.1 | 0.1 | 0.4 |  | --> | 0.095 | 0 | 0 | 0 | 0 | Constrained,otherwise capacity available =100kW. | --> | C20 ex SWINFORD | Swinford [T41,T42] | CASTLEBAR |  | 53.9283 | -8.9545
MV/LV Substation CA***089X |  | 10 kV | _ | LV | 630 kVA :Kiosk Substation | 0.63 | --> | 0.63 | 0 | 0 | Constrained,otherwise capacity available =500kVA. | --> | 0.5985 | 0 | 0.027417 | 0.5 | 0 |  | --> | C22 ex BALLINCOLLIG | Ballincollig [T41,T42] | KILBARRY |  | 51.8839 | -8.5969
MV/LV Substation CA***090 |  | 10 kV | _ | LV | 400 kVA :Kiosk Substation | 0.4 | --> | 0.4 | 0.163 | 0.8 |  | --> | 0.38 | 0 | 0 | 0.43445 | 0 |  | --> | C16 ex MANOR STREET | Manor Street [T41,T42] | WATERFORD |  | 52.2575 | -7.1035
MV/LV Substation CA***090 |  | 10 kV | _ | LV | 100 kVA :Pole Substation | 0.1 | --> | 0.1 | 0 | 0 | Constrained,otherwise capacity available =37kVA. | --> | 0.095 | 0 | 0 | 0.10913 | 0 |  | --> | C16 ex COOLCORCORAN | Coolcorcoran [T41,T42] | KNOCKEARAGH |  | 52.0604 | -9.5164
MV/LV Substation CA***090X |  | 10 kV | _ | LV | 200 kVA :Kiosk Substation | 0.2 | --> | 0.2 | 0 | 0 | Constrained,otherwise capacity available =146kVA. | --> | 0.19 | 0 | 0.02223 | 0.20804 | 0 |  | --> | C22 ex BALLINCOLLIG | Ballincollig [T41,T42] | KILBARRY |  | 51.8825 | -8.5956
MV/LV Substation CA***091 |  | 10 kV | _ | LV | 400 kVA :Kiosk Substation | 0.4 | --> | 0.4 | 0 | 0 | Constrained,otherwise capacity available =351kVA. | --> | 0.38 | 0 | 0.008892 | 0.40737 | 0 |  | --> | C17 ex POLLERTON | Pollerton [T41,T42] | CARLOW |  | 52.8472 | -6.9185
MV/LV Substation CA***091 |  | 10 kV | _ | LV | 630 kVA :Kiosk Substation | 0.63 | --> | 0.63 | 0.5 | 1.8 |  | --> | 0.5985 | 0 | 0.048165 | 0.5 | 0 |  | --> | C12 ex CAHERDAVIN | Caherdavin [T41,T42] | ARDNACRUSHA |  | 52.6699 | -8.6582
MV/LV Substation CA***091 |  | 10 kV | _ | LV | 50 kVA :Pole Substation | 0.05 | --> | 0.05 | 0.012 | 0.9 |  | --> | 0.0475 | 0 | 0 | 0.055455 | 0 |  | --> | C21 ex ROSS CARBERY | Ross Carbery [T41,T42] | DUNMANWAY |  | 51.6313 | -8.9951
MV/LV Substation CA***091 |  | 10 kV | _ | LV | 100 kVA :Pole Substation | 0.1 | --> | 0.1 | 0.022 | 3.5 |  | --> | 0.095 | 0 | 0.009633 | 0.11118 | 0 |  | --> | C18 ex DUNDALK | Dundalk [T41,T42] | DUNDALK |  | 54.0156 | -6.4297
MV/LV Substation CA***091X |  | 20 kV | _ | LV | 400 kVA :Kiosk Substation | 0.4 | --> | 0.4 | 0.357 | 13.8 |  | --> | 0.38 | 0 | 0.004446 | 0.40648 | 0 |  | --> | C14 ex SINGLAND | Singland [T101,T102] | SINGLAND |  | 52.595 | -8.4737
MV/LV Substation CA***093 |  | 20 kV | _ | LV | 50 kVA :Pole Substation | 0.05 | --> | 0.05 | 0.034 | 0.6 |  | --> | 0.0475 | 0 | 0 | 0.052373 | 0 |  | --> | E12 ex FERNS | Ferns [T421] | CRANE |  | 52.5854 | -6.507
MV/LV Substation CA***093X |  | 10 kV | _ | LV | 630 kVA :Building Structure | 0.63 | --> | 0.63 | 0.39 | 10.9 |  | --> | 0.5985 | 0 | 0 | 0.5 | 0 |  | --> | C12 ex MULLINGAR | Mullingar [T101,T102] | MULLINGAR |  | 53.5267 | -7.3395
MV/LV Substation CA***094X |  | 10 kV | _ | LV | 50 kVA :Pole Substation | 0.05 | --> | 0.05 | 0 | 0 | Constrained,otherwise capacity available =43kVA. | --> | 0.0475 | 0 | 0 | 0.051052 | 0 |  | --> | C16 ex ENNISTYMON | Ennistymon [T41,T42] | ENNIS |  | 52.969 | -9.412
MV/LV Substation CA***094Y |  | 10 kV | _ | LV | 630 kVA :Building Structure | 0.63 | --> | 0.63 | 0 | 0 | Constrained,otherwise capacity available =500kVA. | --> | 0.5985 | 0 | 0 | 0.5 | 0 |  | --> | E17 ex GARRANACANTY | Garranacanty [T421,T422] | TIPPERARY |  | 52.48 | -8.155
MV/LV Substation CA***094Y |  | 10 kV | _ | LV | 100 kVA :Pole Substation | 0.1 | --> | 0.1 | 0.085 | 14.3 |  | --> | 0.095 | 0 | 0 | 0.10225 | 0 |  | --> | C22 ex KILLOTERAN | Killoteran [T101,T102] | KILLOTERAN |  | 52.231 | -7.1459
MV/LV Substation CA***095 |  | 10 kV | _ | LV | 1000 kVA :Building Structure | 1 | --> | 1 | 0 | 0 | Constrained,otherwise capacity available =500kVA. | --> | 0.95 | 0 | 0 | 0.5 | 0 |  | --> | C17 ex BALLYCOOLIN | Ballycoolin [T41,T42,T43] | FINGLAS |  | 53.3949 | -6.3281
MV/LV Substation CA***095 |  | 10 kV | _ | LV | 100 kVA :Pole Substation | 0.1 | --> | 0.1 | 0.095 | 0.1 |  | --> | 0.095 | 0 | 0 | 0.10076 | 0 |  | --> | C11 ex BALLYMAHON | Ballymahon [T41,T42] | ATHLONE |  | 53.5651 | -7.7944
MV/LV Substation CA***095X |  | 20 kV | _ | LV | 200 kVA :Pole Substation | 0.2 | --> | 0.2 | 0 | 0 | Constrained,otherwise capacity available =169kVA. | --> | 0.19 | 0 | 0 | 0 | 0 | Constrained,otherwise capacity available =204.7kW. | --> | E17 ex CARNDONAGH | Carndonagh [T421,T422] | TRILLICK |  | 55.2775 | -7.2612
MV/LV Substation CA***095Z |  | 20 kV | _ | LV | 50 kVA :Pole Substation | 0.05 | --> | 0.05 | 0 | 0 | Constrained,otherwise capacity available =48kVA. | --> | 0.0475 | 0 | 0.004446 | 0.050303 | 0 |  | --> | E11 ex BALLYDEHOB | Ballydehob [T421] | DUNMANWAY |  | 51.5335 | -9.4622
MV/LV Substation CA***097 |  | 20 kV | _ | LV | 50 kVA :Pole Substation | 0.05 | --> | 0.05 | 0 | 0 | Constrained,otherwise capacity available =50kVA. | --> | 0.0475 | 0 | 0 | 0 | 0 | Constrained,otherwise capacity available =50kW. | --> | C11 ex BANTRY | Bantry [T41,T42] | BALLYLICKY |  | 51.6676 | -9.4852
MV/LV Substation CA***097 |  | 10 kV | _ | LV | 400 kVA :Kiosk Substation | 0.4 | --> | 0.4 | 0.279 | 13.5 |  | --> | 0.38 | 0 | 0.02223 | 0.41797 | 0 |  | --> | C12 ex ENNIS | Ennis [T101,T102] | ENNIS |  | 52.8367 | -8.9806
MV/LV Substation CA***097X |  | 10 kV | _ | LV | 400 kVA :Kiosk Substation | 0.4 | --> | 0.4 | 0 | 0 | Constrained,otherwise capacity available =298kVA. | --> | 0.38 | 0 | 0.011856 | 0.4152 | 0 |  | --> | C15 ex CLONDALKIN | Clondalkin [T41,T42,T44] | INCHICORE 220KV |  | 53.3233 | -6.3892
MV/LV Substation CA***097Y |  | 10 kV | _ | LV | 400 kVA :Kiosk Substation | 0.4 | --> | 0.4 | 0 | 0 | Constrained,otherwise capacity available =355kVA. | --> | 0.38 | 0 | 0 | 0.40677 | 0 |  | --> | C19 ex POLLERTON | Pollerton [T41,T42] | CARLOW |  | 52.8349 | -6.9158
MV/LV Substation CA***098X |  | 10 kV | _ | LV | 630 kVA :Kiosk Substation | 0.63 | --> | 0.63 | 0 | 0 | Constrained,otherwise capacity available =386kVA. | --> | 0.5985 | 0 | 0.018525 | 0.5 | 0 |  | --> | C15 ex CLONDALKIN | Clondalkin [T41,T42,T44] | INCHICORE 220KV |  | 53.3216 | -6.3907
MV/LV Substation CA***098X |  | 10 kV | _ | LV | 50 kVA :Pole Substation | 0.05 | --> | 0.05 | 0 | 0 | Constrained,otherwise capacity available =43kVA. | --> | 0.0475 | 0 | 0 | 0.051052 | 0 |  | --> | C15 ex TRIM | Trim [T41,T42] | NAVAN |  | 53.5834 | -6.7772
MV/LV Substation CA***099 |  | 10 kV | _ | LV | 400 kVA :Kiosk Substation | 0.4 | --> | 0.4 | 0 | 0 | Constrained,otherwise capacity available =222kVA. | --> | 0.38 | 0 | 0.01482 | 0.42616 | 0 |  | --> | C14 ex LITTLE BRAY | Little Bray [T41,T42] | FASSAROE |  | 53.2061 | -6.1211
MV/LV Substation CA***100X |  | 10 kV | _ | LV | 400 kVA :Kiosk Substation | 0.4 | --> | 0.4 | 0 | 0 | Constrained,otherwise capacity available =320kVA. | --> | 0.38 | 0 | 0 | 0.4 | 0 |  | --> | C22 ex ENNISTYMON | Ennistymon [T41,T42] | ENNIS |  | 52.9561 | -9.2806
MV/LV Substation CA***100Y |  | 10 kV | _ | LV | 400 kVA :Kiosk Substation | 0.4 | --> | 0.4 | 0 | 0 | Constrained,otherwise capacity available =325kVA. | --> | 0.38 | 0 | 0 | 0.40046 | 0 |  | --> | C20 ex CAVAN | Cavan [T42,T421] | SHANKILL |  | 53.9886 | -7.321
MV/LV Substation CA***101 |  | 10 kV | _ | LV | 50 kVA :Pole Substation | 0.05 | --> | 0.05 | 0 | 0 | Constrained,otherwise capacity available =42kVA. | --> | 0.0475 | 0 | 0 | 0.0512 | 0 |  | --> | C15 ex BALLAGHADERREEN | Ballaghaderreen [T41,T42] | TONROE |  | 53.8842 | -8.4651
MV/LV Substation CA***102X |  | 10 kV | _ | LV | 400 kVA :Kiosk Substation | 0.4 | --> | 0.4 | 0 | 0 | Constrained,otherwise capacity available =280kVA. | --> | 0.38 | 0 | 0.02223 | 0.41782 | 0 |  | --> | C34 ex CLONDALKIN | Clondalkin [T41,T42,T44] | INCHICORE 220KV |  | 53.326 | -6.3842
MV/LV Substation CA***103 |  | 10 kV | _ | LV | 630 kVA :Building Structure | 0.63 | --> | 0.63 | 0 | 0 | Constrained,otherwise capacity available =417kVA. | --> | 0.5985 | 0 | 0 | 0.5 | 0 |  | --> | C15 ex DERRYCRAMPH | Derrycramph [T41,T42] | SHANKILL |  | 53.9907 | -7.3609
MV/LV Substation CA***103 |  | 10 kV | _ | LV | 400 kVA :Kiosk Substation | 0.4 | --> | 0.4 | 0 | 0 | Constrained,otherwise capacity available =176kVA. | --> | 0.38 | 0 | 0.005928 | 0.43264 | 0 |  | --> | C20 ex MERVILLE | Merville [T41,T42] | FINGLAS |  | 53.3916 | -6.308
MV/LV Substation CA***103X |  | 10 kV | _ | LV | 100 kVA :Pole Substation | 0.1 | --> | 0.1 | 0 | 0 | Constrained,otherwise capacity available =87kVA. | --> | 0.095 | 0 | 0 | 0.10195 | 0 |  | --> | C17 ex ATHBOY | Athboy [T42] | NAVAN |  | 53.7063 | -7.0106
MV/LV Substation CA***103Y |  | 10 kV | _ | LV | 50 kVA :Pole Substation | 0.05 | --> | 0.05 | 0.05 | 0.9 |  | --> | 0.0475 | 0 | 0 | 0.05 | 0 |  | --> | C12 ex ROSS CARBERY | Ross Carbery [T41,T42] | DUNMANWAY |  | 51.5857 | -9.0246
MV/LV Substation CA***104X |  | 20 kV | _ | LV | 50 kVA :Pole Substation | 0.05 | --> | 0.05 | 0 | 0 | Constrained,otherwise capacity available =47kVA. | --> | 0.0475 | 0 | 0 | 0.050453 | 0 |  | --> | C16 ex CARRICK ON SHANNON | Carrick On Shannon [T41,T42] | CARRICK ON SHANNON |  | 53.8429 | -8.1646
MV/LV Substation CA***104Y |  | 20 kV | _ | LV | 50 kVA :Pole Substation | 0.05 | --> | 0.05 | 0.05 | 3 |  | --> | 0.0475 | 0 | 0 | 0 | 0 | Constrained,otherwise capacity available =50kW. | --> | E11 ex CHARLEVILLE | Charleville [T421,T422] | CHARLEVILLE |  | 52.3265 | -8.6714
MV/LV Substation CA***104Z |  | 10 kV | _ | LV | 400 kVA :Kiosk Substation | 0.4 | --> | 0.4 | 0.301 | 13.8 |  | --> | 0.38 | 0 | 0.039273 | 0.41476 | 0 |  | --> | C18 ex SINGLAND | Singland [T101,T102] | SINGLAND |  | 52.663 | -8.5677
MV/LV Substation CA***105 |  | 10 kV | _ | LV | 200 kVA :Kiosk Substation | 0.2 | --> | 0.2 | 0.151 | 1.4 |  | --> | 0.19 | 0 | 0 | 0.20731 | 0 |  | --> | C22 ex RINEANNA | Rineanna [T41,T42] | DRUMLINE |  | 52.6909 | -8.9247
MV/LV Substation CA***105X |  | 10 kV | _ | LV | 200 kVA :Kiosk Substation | 0.2 | --> | 0.2 | 0.175 | 7.2 |  | --> | 0.19 | 0 | 0.003705 | 0 | 0 | Constrained,otherwise capacity available =203.8kW. | --> | C18 ex CONVOY | Convoy [T41,T42] | LETTERKENNY |  | 54.8714 | -7.6077
MV/LV Substation CA***105Y |  | 10 kV | _ | LV | 630 kVA :Kiosk Substation | 0.63 | --> | 0.63 | 0 | 0 | Constrained,otherwise capacity available =462kVA. | --> | 0.5985 | 0 | 0.002964 | 0.5 | 0 |  | --> | C19 ex POLLERTON | Pollerton [T41,T42] | CARLOW |  | 52.8267 | -6.9231
MV/LV Substation CA***107 |  | 20 kV | _ | LV | 100 kVA :Pole Substation | 0.1 | --> | 0.1 | 0 | 0 | Constrained,otherwise capacity available =99kVA. | --> | 0.095 | 0 | 0 | 0 | 0 | Constrained,otherwise capacity available =100.2kW. | --> | C20 ex KNOCKMULLEN | Knockmullen [T42,T421] | GREAT ISLAND |  | 52.3584 | -6.9493
MV/LV Substation CA***107X |  | 10 kV | _ | LV | 50 kVA :Pole Substation | 0.05 | --> | 0.05 | 0 | 0 | Constrained,otherwise capacity available =35kVA. | --> | 0.0475 | 0 | 0 | 0.052228 | 0 |  | --> | C16 ex TUAM NORTH | Tuam North [T41,T42] | CLOON |  | 53.4908 | -8.9337
MV/LV Substation CA***107X |  | 10 kV | _ | LV | 200 kVA :Kiosk Substation | 0.2 | --> | 0.2 | 0.185 | 0.4 |  | --> | 0.19 | 0 | 0 | 0.20226 | 0 |  | --> | C13 ex CARRICKMINES | Carrickmines [T41,T42] | CARRICKMINES |  | 53.2605 | -6.1667
MV/LV Substation CA***107Z |  | 10 kV | _ | LV | 200 kVA :Building Structure | 0.2 | --> | 0.2 | 0.127 | 6 |  | --> | 0.19 | 0 | 0 | 0.21079 | 0 |  | --> | C23 ex PELLETSTOWN | Pelletstown [T101,T102] | FINGLAS |  | 53.3717 | -6.3902
MV/LV Substation CA***108X |  | 10 kV | _ | LV | 50 kVA :Pole Substation | 0.05 | --> | 0.05 | 0 | 0 | Constrained,otherwise capacity available =42kVA. | --> | 0.0475 | 0 | 0 | 0 | 0 | Constrained,otherwise capacity available =51.2kW. | --> | C15 ex BANTRY | Bantry [T41,T42] | BALLYLICKY |  | 51.6952 | -9.4044
MV/LV Substation CA***108X |  | 20 kV | _ | LV | 50 kVA :Pole Substation | 0.05 | --> | 0.05 | 0 | 0 | Constrained,otherwise capacity available =46kVA. | --> | 0.0475 | 0 | 0.003705 | 0.050604 | 0 |  | --> | E17 ex BRUFF | Bruff [T42,T421] | LIMERICK |  | 52.5287 | -8.6821
MV/LV Substation CA***109 |  | 10 kV | _ | LV | 50 kVA :Pole Substation | 0.05 | --> | 0.05 | 0 | 0 | Constrained,otherwise capacity available =47kVA. | --> | 0.0475 | 0 | 0 | 0 | 0 | Constrained,otherwise capacity available =50.5kW. | --> | C20 ex DRUMBEAR | Drumbear [T41,T42] | LISDRUM |  | 54.1938 | -6.991
MV/LV Substation CA***110 |  | 20 kV | _ | LV | 50 kVA :Pole Substation | 0.05 | --> | 0.05 | 0 | 0 | Constrained,otherwise capacity available =42kVA. | --> | 0.0475 | 0 | 0 | 0.0512 | 0 |  | --> | E21 ex WHITECHURCH | Whitechurch [T421,T422] | KILBARRY |  | 51.9874 | -8.4739
MV/LV Substation CA***111X |  | 10 kV | _ | LV | 400 kVA :Kiosk Substation | 0.4 | --> | 0.4 | 0.227 | 13.8 |  | --> | 0.38 | 0 | 0.021489 | 0.42545 | 0 |  | --> | C21 ex SINGLAND | Singland [T101,T102] | SINGLAND |  | 52.6599 | -8.5931
MV/LV Substation CA***111Y |  | 10 kV | _ | LV | 25 kVA :Pole Substation | 0.025 | --> | 0.025 | 0 | 0 | Constrained,otherwise capacity available =22kVA. | --> | 0.02375 | 0 | 0 | 0.025451 | 0 |  | --> | C29 ex GRANGE CASTLE | Grange Castle [T101,T102] | INCHICORE 220KV |  | 53.312 | -6.4519
MV/LV Substation CA***112X |  | 10 kV | _ | LV | 50 kVA :Pole Substation | 0.05 | --> | 0.05 | 0 | 0 | Constrained,otherwise capacity available =47kVA. | --> | 0.0475 | 0 | 0.010374 | 0.050453 | 0 |  | --> | C16 ex CLAREGALWAY | Claregalway [T42,T421] | GALWAY 110KV |  | 53.3807 | -8.9245
MV/LV Substation CA***113Z |  | 10 kV | _ | LV | 100 kVA :Pole Substation | 0.1 | --> | 0.1 | 0 | 0 | Constrained,otherwise capacity available =94kVA. | --> | 0.095 | 0 | 0 | 0 | 0 | Constrained,otherwise capacity available =100.9kW. | --> | C16 ex KILCLOHER | Kilcloher [T41,T42] | DUNGARVAN |  | 52.1374 | -7.8391
MV/LV Substation CA***114 |  | 20 kV | _ | LV | 200 kVA :Pole Substation | 0.2 | --> | 0.2 | 0.175 | 0.9 |  | --> | 0.19 | 0 | 0 | 0.2 | 0 |  | --> | E11 ex KILGARVAN | Kilgarvan [T421] | KNOCKEARAGH |  | 51.8952 | -9.5338
MV/LV Substation CA***114X |  | 10 kV | _ | LV | 630 kVA :Kiosk Substation | 0.63 | --> | 0.63 | 0 | 0 | Constrained,otherwise capacity available =500kVA. | --> | 0.5985 | 0 | 0.02223 | 0.5 | 0 |  | --> | C19 ex RAHEEN | Raheen [T41,T42] | LIMERICK |  | 52.6297 | -8.6585
MV/LV Substation CA***114Y |  | 10 kV | _ | LV | 630 kVA :Building Structure | 0.63 | --> | 0.63 | 0 | 0 | Constrained,otherwise capacity available =500kVA. | --> | 0.5985 | 0 | 0 | 0.5 | 0 |  | --> | C17 ex CARRICKMACROSS | Carrickmacross [T41,T42] | MEATH HILL |  | 53.9842 | -6.7202
MV/LV Substation CA***115 |  | 10 kV | _ | LV | 200 kVA :Pole Substation | 0.2 | --> | 0.2 | 0 | 0 | Constrained,otherwise capacity available =179kVA. | --> | 0.19 | 0 | 0 | 0.20316 | 0 |  | --> | C15 ex SCARTEEN | Scarteen [T41,T42] | MALLOW |  | 52.1213 | -8.6474
MV/LV Substation CA***115 |  | 20 kV | _ | LV | 200 kVA :Kiosk Substation | 0.2 | --> | 0.2 | 0 | 0 | Constrained,otherwise capacity available =134kVA. | --> | 0.19 | 0 | 0.028158 | 0.20978 | 0 |  | --> | E17 ex INCH | Inch [T421,T422] | OUGHTRAGH |  | 52.2556 | -10.0188
MV/LV Substation CA***116 |  | 10 kV | _ | LV | 400 kVA :Building Structure | 0.4 | --> | 0.4 | 0.386 | 1.4 |  | --> | 0.38 | 0 | 0 | 0.40212 | 0 |  | --> | C22 ex RINEANNA | Rineanna [T41,T42] | DRUMLINE |  | 52.6946 | -8.93
MV/LV Substation CA***116Y |  | 10 kV | _ | LV | 400 kVA :Kiosk Substation | 0.4 | --> | 0.4 | 0.305 | 6 |  | --> | 0.38 | 0 | 0.019266 | 0 | 0 | Constrained,otherwise capacity available =414.2kW. | --> | C13 ex ARDGEEHA | Ardgeeha [T41,T42] | DOON |  | 52.3653 | -7.6904
MV/LV Substation CA***117 |  | 10 kV | _ | LV | 50 kVA :Pole Substation | 0.05 | --> | 0.05 | 0 | 0 | Constrained,otherwise capacity available =27kVA. | --> | 0.0475 | 0 | 0 | 0.053377 | 0 |  | --> | C16 ex ENNISTYMON | Ennistymon [T41,T42] | ENNIS |  | 52.9387 | -9.3985
MV/LV Substation CA***118Y |  | 10 kV | _ | LV | 200 kVA :Kiosk Substation | 0.2 | --> | 0.2 | 0 | 0 | Constrained,otherwise capacity available =171kVA. | --> | 0.19 | 0 | 0 | 0.20436 | 0 |  | --> | C22 ex GRANGE (DR) | Grange (dr) [T41,T42] | GRANGE (DR) |  | 53.406 | -6.2017
MV/LV Substation CA***118Z |  | 10 kV | _ | LV | 400 kVA :Kiosk Substation | 0.4 | --> | 0.4 | 0 | 0 | Constrained,otherwise capacity available =247kVA. | --> | 0.38 | 0 | 0.005187 | 0.42259 | 0 |  | --> | C17 ex BALGADDY | Balgaddy [T41,T42] | GRANGE CASTLE |  | 53.3215 | -6.4256
MV/LV Substation CA***119 |  | 10 kV | _ | LV | 1000 kVA :Building Structure | 1 | --> | 1 | 0.5 | 7.2 |  | --> | 0.95 | 0 | 0 | 0.5 | 0 |  | --> | C21 ex LIBERTY STREET | Liberty Street [T101,T102] | LIBERTY STREET |  | 51.8986 | -8.4736
MV/LV Substation CA***119 |  | 10 kV | _ | LV | 630 kVA :Kiosk Substation | 0.63 | --> | 0.63 | 0 | 0 | Constrained,otherwise capacity available =499kVA. | --> | 0.5985 | 0 | 0.015561 | 0.5 | 0 |  | --> | C17 ex KILLACLOYNE | Killacloyne [T41,T42] | MIDLETON |  | 51.9083 | -8.2688
MV/LV Substation CA***119X |  | 20 kV | _ | LV | 50 kVA :Pole Substation | 0.05 | --> | 0.05 | 0 | 0 | Constrained,otherwise capacity available =40kVA. | --> | 0.0475 | 0 | 0.00741 | 0.051496 | 0 |  | --> | E16 ex BALLYDEHOB | Ballydehob [T421] | DUNMANWAY |  | 51.4911 | -9.7116
MV/LV Substation CA***119Z |  | 20 kV | _ | LV | 200 kVA :Kiosk Substation | 0.2 | --> | 0.2 | 0 | 0 | Constrained,otherwise capacity available =182kVA. | --> | 0.19 | 0 | 0 | 0.20271 | 0 |  | --> | C21 ex MONEYCOOLEY | Moneycooley [T41,T42,T44] | GRIFFINRATH |  | 53.3879 | -6.5524
MV/LV Substation CA***120 |  | 10 kV | _ | LV | 1000 kVA :Building Structure | 1 | --> | 1 | 0.5 | 7.2 |  | --> | 0.95 | 0 | 0 | 0.5 | 0 |  | --> | C21 ex LIBERTY STREET | Liberty Street [T101,T102] | LIBERTY STREET |  | 51.8986 | -8.4737
MV/LV Substation CA***120 |  | 10 kV | _ | LV | 200 kVA :Kiosk Substation | 0.2 | --> | 0.2 | 0 | 0 | Constrained,otherwise capacity available =123kVA. | --> | 0.19 | 0 | 0.022971 | 0.21137 | 0 |  | --> | C29 ex STEPHENSTOWN | Stephenstown [T101,T102] | FINGLAS |  | 53.5977 | -6.1822
MV/LV Substation CA***123 |  | 20 kV | _ | LV | 50 kVA :Pole Substation | 0.05 | --> | 0.05 | 0.043 | 2 |  | --> | 0.0475 | 0 | 0 | 0.051052 | 0 |  | --> | E16 ex MOHILL | Mohill [T421,T422] | CARRICK ON SHANNON |  | 53.8997 | -7.8558
MV/LV Substation CA***123 |  | 10 kV | _ | LV | 400 kVA :Building Structure | 0.4 | --> | 0.4 | 0 | 0 | Constrained,otherwise capacity available =287kVA. | --> | 0.38 | 0 | 0.008151 | 0.41681 | 0 |  | --> | C13 ex KILMORE | Kilmore [T101,T102,T103] | FINGLAS |  | 53.3955 | -6.2306
MV/LV Substation CA***123 |  | 20 kV | _ | LV | 50 kVA :Pole Substation | 0.05 | --> | 0.05 | 0.046 | 3 |  | --> | 0.0475 | 0 | 0 | 0 | 0 | Constrained,otherwise capacity available =50.6kW. | --> | E14 ex MOVILLE | Moville [T421,T422] | TRILLICK |  | 55.1847 | -7.0556
MV/LV Substation CA***123X |  | 10 kV | _ | LV | 1000 kVA :Building Structure | 1 | --> | 1 | 0 | 0 | Constrained,otherwise capacity available =500kVA. | --> | 0.95 | 0 | 0.10744 | 0.5 | 0 |  | --> | C35 ex SEMPERIT | Semperit [T41,T42,T43] | GRANGE CASTLE |  | 53.326 | -6.3499
MV/LV Substation CA***123X |  | 10 kV | _ | LV | 200 kVA :Building Structure | 0.2 | --> | 0.2 | 0.167 | 2.9 |  | --> | 0.19 | 0 | 0 | 0.20495 | 0 |  | --> | C19 ex BREWERY ROAD | Brewery Road [T41,T42] | CARRICKMINES |  | 53.2742 | -6.2029
MV/LV Substation CA***123Y |  | 10 kV | _ | LV | 50 kVA :Pole Substation | 0.05 | --> | 0.05 | 0 | 0 |  | --> | 0.0475 | 0 | 0 | 0.057047 | 0 |  | --> | C29 ex GRANGE CASTLE | Grange Castle [T101,T102] | INCHICORE 220KV |  | 53.3125 | -6.4574
MV/LV Substation CA***124X |  | 10 kV | _ | LV | 400 kVA :Kiosk Substation | 0.4 | --> | 0.4 | 0.35 | 2.9 |  | --> | 0.38 | 0 | 0.010374 | 0.40752 | 0 |  | --> | C18 ex BREWERY ROAD | Brewery Road [T41,T42] | CARRICKMINES |  | 53.2851 | -6.2087
MV/LV Substation CA***125X |  | 20 kV | _ | LV | 50 kVA :Pole Substation | 0.05 | --> | 0.05 | 0.043 | 4.4 |  | --> | 0.0475 | 0 | 0 | 0 | 0 | Constrained,otherwise capacity available =51.1kW. | --> | E19 ex STRANORLAR | Stranorlar [T421,T422] | LETTERKENNY |  | 54.8024 | -7.8096
MV/LV Substation CA***125Z |  | 10 kV | _ | LV | 50 kVA :Pole Substation | 0.05 | --> | 0.05 | 0 | 0 | Constrained,otherwise capacity available =50kVA. | --> | 0.0475 | 0 | 0 | 0.05 | 0 |  | --> | C11 ex BISHOPSTOWN | Bishopstown [T41,T42] | KILBARRY |  | 51.8936 | -8.528
MV/LV Substation CA***127X |  | 20 kV | _ | LV | 50 kVA :Pole Substation | 0.05 | --> | 0.05 | 0 | 0 | Constrained,otherwise capacity available =1kVA. | --> | 0.0475 | 0 | 0 | 0.056917 | 0 |  | --> | C11 ex RAHEEN | Raheen [T41,T42] | LIMERICK |  | 52.6373 | -8.6906
MV/LV Substation CA***128X |  | 10 kV | _ | LV | 200 kVA :Kiosk Substation | 0.2 | --> | 0.2 | 0 | 0 | Constrained,otherwise capacity available =154kVA. | --> | 0.19 | 0 | 0.030381 | 0.20687 | 0 |  | --> | C18 ex KILCOLGAN | Kilcolgan [T42,T421] | GALWAY 110KV |  | 53.2249 | -8.8805
MV/LV Substation CA***130 |  | 10 kV | _ | LV | 630 kVA :Building Structure | 0.63 | --> | 0.63 | 0.453 | 7.2 |  | --> | 0.5985 | 0 | 0 | 0.5 | 0 |  | --> | C23 ex LIBERTY STREET | Liberty Street [T101,T102] | LIBERTY STREET |  | 51.8986 | -8.4693
MV/LV Substation CA***130 |  | 10 kV | _ | LV | 400 kVA :Kiosk Substation | 0.4 | --> | 0.4 | 0.314 | 4.2 |  | --> | 0.38 | 0 | 0.005928 | 0 | 0 | Constrained,otherwise capacity available =412.9kW. | --> | C13 ex CHURCHTOWN | Churchtown [T41] | RATHKEALE |  | 52.4522 | -9.0481
MV/LV Substation CA***130Y |  | 10 kV | _ | LV | 200 kVA :Kiosk Substation | 0.2 | --> | 0.2 | 0.162 | 3.8 |  | --> | 0.19 | 0 | 0.016302 | 0.20569 | 0 |  | --> | C14 ex WATERFORD | Waterford [T41,T42] | WATERFORD |  | 52.2637 | -7.1318
MV/LV Substation CA***130Z |  | 10 kV | _ | LV | 400 kVA :Kiosk Substation | 0.4 | --> | 0.4 | 0 | 0 | Constrained,otherwise capacity available =389kVA. | --> | 0.38 | 0 | 0 | 0.40167 | 0 |  | --> | C18 ex CASTLEKNOCK | Castleknock [T41,T42] | FINGLAS |  | 53.3743 | -6.3636
MV/LV Substation CA***131X |  | 20 kV | _ | LV | 50 kVA :Pole Substation | 0.05 | --> | 0.05 | 0.042 | 1.6 |  | --> | 0.0475 | 0 | 0 | 0.0512 | 0 |  | --> | E13 ex CARRIGALLEN | Carrigallen [T421] | CARRICK ON SHANNON |  | 53.9842 | -7.658
MV/LV Substation CA***133Y |  | 10 kV | _ | LV | 400 kVA :Building Structure | 0.4 | --> | 0.4 | 0 | 0 | Constrained,otherwise capacity available =226kVA. | --> | 0.38 | 0 | 0.019266 | 0.42559 | 0 |  | --> | C17 ex CARRIGALINE | Carrigaline [T41,T42] | BARNAHELY |  | 51.8084 | -8.3699
MV/LV Substation CA***133Y |  | 10 kV | _ | LV | 100 kVA :Pole Substation | 0.1 | --> | 0.1 | 0.082 | 6.4 |  | --> | 0.095 | 0 | 0.00741 | 0.1027 | 0 |  | --> | C11 ex GARRYCASTLE | Garrycastle [T41,T42] | ATHLONE |  | 53.42 | -7.9101
MV/LV Substation CA***133Y |  | 10 kV | _ | LV | 50 kVA :Pole Substation | 0.05 | --> | 0.05 | 0 | 0 | Constrained,otherwise capacity available =30kVA. | --> | 0.0475 | 0 | 0 | 0 | 0 | Constrained,otherwise capacity available =52.9kW. | --> | C15 ex DRUMBEAR | Drumbear [T41,T42] | LISDRUM |  | 54.2376 | -6.8764
MV/LV Substation CA***133Z |  | 10 kV | _ | LV | 200 kVA :Kiosk Substation | 0.2 | --> | 0.2 | 0 | 0 | Constrained,otherwise capacity available =179kVA. | --> | 0.19 | 0 | 0 | 0.20316 | 0 |  | --> | C30 ex KINSALE | Kinsale [T41,T42] | BANDON |  | 51.6977 | -8.6019
MV/LV Substation CA***134X |  | 20 kV | _ | LV | 200 kVA :Kiosk Substation | 0.2 | --> | 0.2 | 0 | 0 | Constrained,otherwise capacity available =173kVA. | --> | 0.19 | 0 | 0.00741 | 0.20406 | 0 |  | --> | E17 ex INCH | Inch [T421,T422] | OUGHTRAGH |  | 52.2566 | -10.0185
MV/LV Substation CA***135 |  | 10 kV | _ | LV | 400 kVA :Kiosk Substation | 0.4 | --> | 0.4 | 0.119 | 6 |  | --> | 0.38 | 0 | 0.042978 | 0.44052 | 0 |  | --> | C11 ex TRABEG | Trabeg [T101,T102] | TRABEG |  | 51.8902 | -8.463
MV/LV Substation CA***135X |  | 10 kV | _ | LV | 630 kVA :Kiosk Substation | 0.63 | --> | 0.63 | 0 | 0 | Constrained,otherwise capacity available =500kVA. | --> | 0.5985 | 0 | 0 | 0.5 | 0 |  | --> | C14 ex BELFIELD | Belfield [T41,T42] | BLACKROCK |  | 53.3076 | -6.192
MV/LV Substation CA***137 |  | 10 kV | _ | LV | 630 kVA :Building Structure | 0.63 | --> | 0.63 | 0.398 | 4.2 |  | --> | 0.5985 | 0 | 0.032604 | 0.5 | 0 |  | --> | C14 ex CRUMLIN | Crumlin [T41,T42] | INCHICORE 220KV |  | 53.3201 | -6.3096
MV/LV Substation CA***138 |  | 20 kV | _ | LV | 50 kVA :Pole Substation | 0.05 | --> | 0.05 | 0.046 | 0.4 |  | --> | 0.0475 | 0 | 0 | 0 | 0 | Constrained,otherwise capacity available =50.6kW. | --> | C15 ex KILMAGIG | Kilmagig [T42] | ARKLOW |  | 52.8539 | -6.3092
MV/LV Substation CA***138Z |  | 10 kV | _ | LV | 630 kVA :Kiosk Substation | 0.63 | --> | 0.63 | 0 | 0 | Constrained,otherwise capacity available =463kVA. | --> | 0.5985 | 0 | 0.031863 | 0.5 | 0 |  | --> | C17 ex LEIXLIP | Leixlip [T41,T42] | GRIFFINRATH |  | 53.3635 | -6.507
MV/LV Substation CA***139X |  | 10 kV | _ | LV | 200 kVA :Kiosk Substation | 0.2 | --> | 0.2 | 0 | 0 | Constrained,otherwise capacity available =109kVA. | --> | 0.19 | 0 | 0.048906 | 0.21336 | 0 |  | --> | C15 ex MALAHIDE | Malahide [T41,T42] | GLASMORE |  | 53.4302 | -6.1327
MV/LV Substation CA***139Y |  | 10 kV | _ | LV | 200 kVA :Kiosk Substation | 0.2 | --> | 0.2 | 0 | 0 | Constrained,otherwise capacity available =143kVA. | --> | 0.19 | 0 | 0.011856 | 0.20848 | 0 |  | --> | C12 ex LEIXLIP | Leixlip [T41,T42] | GRIFFINRATH |  | 53.3633 | -6.4832
MV/LV Substation CA***140 |  | 10 kV | _ | LV | 200 kVA :Pole Substation | 0.2 | --> | 0.2 | 0.138 | 11 |  | --> | 0.19 | 0 | 0.018525 | 0.2092 | 0 |  | --> | C14 ex CLOON | Cloon [T42,T421] | CLOON |  | 53.436 | -8.8658
MV/LV Substation CA***140Y |  | 20 kV | _ | LV | 50 kVA :Pole Substation | 0.05 | --> | 0.05 | 0.036 | 3.5 |  | --> | 0.0475 | 0 | 0 | 0.052083 | 0 |  | --> | C26 ex DUNDALK | Dundalk [T41,T42] | DUNDALK |  | 54.0074 | -6.5145
MV/LV Substation CA***141 |  | 10 kV | _ | LV | 400 kVA :Kiosk Substation | 0.4 | --> | 0.4 | 0.293 | 1.8 |  | --> | 0.38 | 0 | 0.014079 | 0.41593 | 0 |  | --> | C18 ex CAHERDAVIN | Caherdavin [T41,T42] | ARDNACRUSHA |  | 52.6738 | -8.6678
MV/LV Substation CA***141Y |  | 10 kV | _ | LV | 100 kVA :Pole Substation | 0.1 | --> | 0.1 | 0 | 0 | Constrained,otherwise capacity available =100kVA. | --> | 0.095 | 0 | 0 | 0.1 | 0 |  | --> | C22 ex ENNISTYMON | Ennistymon [T41,T42] | ENNIS |  | 52.9554 | -9.2802
MV/LV Substation CA***141Y |  | 10 kV | _ | LV | 50 kVA :Pole Substation | 0.05 | --> | 0.05 | 0 | 0 | Constrained,otherwise capacity available =48kVA. | --> | 0.0475 | 0 | 0.004446 | 0 | 0 | Constrained,otherwise capacity available =50.3kW. | --> | C11 ex RATHDRUM | Rathdrum [T42] | ARKLOW |  | 52.9406 | -6.1343
MV/LV Substation CA***143 |  | 10 kV | _ | LV | 100 kVA :Pole Substation | 0.1 | --> | 0.1 | 0.074 | 3.9 |  | --> | 0.095 | 0 | 0.00741 | 0.10387 | 0 |  | --> | C17 ex GALWAY 110KV | Galway 110kv [T102,T103] | GALWAY 110KV |  | 53.2992 | -9.0186
MV/LV Substation CA***143X |  | 10 kV | _ | LV | 400 kVA :Kiosk Substation | 0.4 | --> | 0.4 | 0 | 0 | Constrained,otherwise capacity available =227kVA. | --> | 0.38 | 0 | 0.036309 | 0.42545 | 0 |  | --> | C15 ex MALAHIDE | Malahide [T41,T42] | GLASMORE |  | 53.424 | -6.1353
MV/LV Substation CA***143X |  | 10 kV | _ | LV | 400 kVA :Kiosk Substation | 0.4 | --> | 0.4 | 0 | 0 | Constrained,otherwise capacity available =346kVA. | --> | 0.38 | 0 | 0.01482 | 0.40812 | 0 |  | --> | C18 ex CAVAN | Cavan [T42,T421] | SHANKILL |  | 53.9986 | -7.3642
MV/LV Substation CA***144 |  | 10 kV | _ | LV | 400 kVA :Kiosk Substation | 0.4 | --> | 0.4 | 0 | 0 | Constrained,otherwise capacity available =275kVA. | --> | 0.38 | 0 | 0.011856 | 0.41855 | 0 |  | --> | C16 ex CAHIRCALLA | Cahircalla [T41,T42] | ENNIS |  | 52.8344 | -8.9936
MV/LV Substation CA***144 |  | 20 kV | _ | LV | 400 kVA :Kiosk Substation | 0.4 | --> | 0.4 | 0 | 0 | Constrained,otherwise capacity available =318kVA. | --> | 0.38 | 0 | 0.005187 | 0.37942 | 0 | Constrained,otherwise capacity available =412.3kW. | --> | E18 ex COLLOONEY | Collooney [T421,T422] | SLIGO |  | 54.0787 | -8.3763
MV/LV Substation CA***144Y |  | 20 kV | _ | LV | 50 kVA :Pole Substation | 0.05 | --> | 0.05 | 0 | 0 | Constrained,otherwise capacity available =48kVA. | --> | 0.0475 | 0 | 0 | 0 | 0 | Constrained,otherwise capacity available =50.3kW. | --> | C11 ex MOUNTMELLICK | Mountmellick [T41,T42] | PORTLAOISE |  | 53.1643 | -7.5675
MV/LV Substation CA***145 |  | 10 kV | _ | LV | 400 kVA :Building Structure | 0.4 | --> | 0.4 | 0.262 | 13.4 |  | --> | 0.38 | 0 | 0.030381 | 0.42043 | 0 |  | --> | C18 ex POTTERY ROAD | Pottery Road [T101,T102] | CARRICKMINES |  | 53.2846 | -6.1112
MV/LV Substation CA***145 |  | 20 kV | _ | LV | 50 kVA :Pole Substation | 0.05 | --> | 0.05 | 0.046 | 0.2 |  | --> | 0.0475 | 0 | 0 | 0.050604 | 0 |  | --> | C16 ex KILSHANNY | Kilshanny [T41,T42] | CAHIR |  | 52.2958 | -8.2044
MV/LV Substation CA***145X |  | 10 kV | _ | LV | 100 kVA :Pole Substation | 0.1 | --> | 0.1 | 0.098 | 3 |  | --> | 0.095 | 0 | 0 | 0 | 0 | Constrained,otherwise capacity available =100.3kW. | --> | C21 ex BALLYRAINE | Ballyraine [T41,T42] | LETTERKENNY |  | 54.9832 | -7.6902
MV/LV Substation CA***145Y |  | 10 kV | _ | LV | 50 kVA :Pole Substation | 0.05 | --> | 0.05 | 0.05 | 4.6 |  | --> | 0.0475 | 0 | 0 | 0.05 | 0 |  | --> | C18 ex CASTLEVIEW | Castleview [T101,T102] | CASTLEVIEW |  | 51.9114 | -8.3799
MV/LV Substation CA***145Z |  | 20 kV | _ | LV | 200 kVA :Kiosk Substation | 0.2 | --> | 0.2 | 0 | 0 | Constrained,otherwise capacity available =189kVA. | --> | 0.19 | 0 | 0 | 0.20166 | 0 |  | --> | C17 ex MONEYCOOLEY | Moneycooley [T41,T42,T44] | GRIFFINRATH |  | 53.3813 | -6.5548
MV/LV Substation CA***147 |  | 10 kV | _ | LV | 630 kVA :Kiosk Substation | 0.63 | --> | 0.63 | 0 | 0 | Constrained,otherwise capacity available =500kVA. | --> | 0.5985 | 0 | 0.003705 | 0.5 | 0 |  | --> | C14 ex FORTUNESTOWN | Fortunestown [T101,T102] | INCHICORE 220KV |  | 53.2841 | -6.43
MV/LV Substation CA***147X |  | 10 kV | _ | LV | 400 kVA :Building Structure | 0.4 | --> | 0.4 | 0.329 | 4 |  | --> | 0.38 | 0 | 0 | 0.41064 | 0 |  | --> | C29 ex WOLFE TONE STREET | Wolfe Tone Street [T101,T102] | FINGLAS |  | 53.3505 | -6.259
MV/LV Substation CA***148 |  | 10 kV | _ | LV | 400 kVA :Kiosk Substation | 0.4 | --> | 0.4 | 0.189 | 1.5 |  | --> | 0.38 | 0 | 0.05928 | 0.43082 | 0 |  | --> | C11 ex MONKSTOWN | Monkstown [T41,T42] | BLACKROCK |  | 53.2936 | -6.1794
MV/LV Substation CA***149 |  | 20 kV | _ | LV | 50 kVA :Pole Substation | 0.05 | --> | 0.05 | 0 | 0 | Constrained,otherwise capacity available =21kVA. | --> | 0.0475 | 0 | 0 | 0.05422 | 0 |  | --> | C12 ex SCARIFF | Scariff [T42] | ENNIS |  | 52.9523 | -8.3724
MV/LV Substation CA***149 |  | 10 kV | _ | LV | 200 kVA :Pole Substation | 0.2 | --> | 0.2 | 0 | 0 | Constrained,otherwise capacity available =92kVA. | --> | 0.19 | 0 | 0.02223 | 0.21576 | 0 |  | --> | C20 ex SUTTON | Sutton [T41,T42] | GRANGE (DR) |  | 53.3663 | -6.0642
MV/LV Substation CA***149X |  | 20 kV | _ | LV | 50 kVA :Pole Substation | 0.05 | --> | 0.05 | 0.046 | 1.6 |  | --> | 0.0475 | 0 | 0.003705 | 0 | 0 | Constrained,otherwise capacity available =50.6kW. | --> | C17 ex BALLYSHANNON | Ballyshannon [T41,T42] | CATHALEENS FALL |  | 54.5316 | -8.1208
MV/LV Substation CA***150 |  | 20 kV | _ | LV | 200 kVA :Pole Substation | 0.2 | --> | 0.2 | 0 | 0 | Constrained,otherwise capacity available =150kVA. | --> | 0.19 | 0 | 0.005928 | 0.20745 | 0 |  | --> | E19 ex SHILLELAGH | Shillelagh [T421,T422] | CARLOW |  | 52.713 | -6.5028
MV/LV Substation CA***150X |  | 20 kV | _ | LV | 50 kVA :Pole Substation | 0.05 | --> | 0.05 | 0.032 | 1.6 |  | --> | 0.0475 | 0 | 0.003705 | 0 | 0 | Constrained,otherwise capacity available =52.7kW. | --> | C17 ex FOYNES | Foynes [T41,T42] | RATHKEALE |  | 52.5906 | -9.1932
MV/LV Substation CA***152Y |  | 10 kV | _ | LV | 200 kVA :Kiosk Substation | 0.2 | --> | 0.2 | 0 | 0 | Constrained,otherwise capacity available =130kVA. | --> | 0.19 | 0 | 0.008151 | 0.21036 | 0 |  | --> | C20 ex DENNEHYS CROSS | Dennehys Cross [T41,T42] | TRABEG |  | 51.878 | -8.5113
MV/LV Substation CA***154 |  | 20 kV | _ | LV | 50 kVA :Pole Substation | 0.05 | --> | 0.05 | 0.048 | 1.4 |  | --> | 0.0475 | 0 | 0 | 0.050303 | 0 |  | --> | E17 ex CONG | Cong [T421,T422] | CLOON |  | 53.5061 | -9.2158
MV/LV Substation CA***155 |  | 10 kV | _ | LV | 400 kVA :Kiosk Substation | 0.4 | --> | 0.4 | 0.246 | 4.6 |  | --> | 0.38 | 0 | 0.043719 | 0.42273 | 0 |  | --> | C14 ex DUN LAOGHAIRE | Dun Laoghaire [T41,T42] | BLACKROCK |  | 53.291 | -6.1516
MV/LV Substation CA***155 |  | 10 kV | _ | LV | 400 kVA :Kiosk Substation | 0.4 | --> | 0.4 | 0.206 | 5 |  | --> | 0.38 | 0 | 0.068172 | 0.42516 | 0 |  | --> | C14 ex MCDONAGH | Mcdonagh [T41,T42] | KILKENNY |  | 52.656 | -7.2289
MV/LV Substation CA***156 |  | 10 kV | _ | LV | 100 kVA :Pole Substation | 0.1 | --> | 0.1 | 0.091 | 1.1 |  | --> | 0.095 | 0 | 0 | 0 | 0 | Constrained,otherwise capacity available =101.4kW. | --> | C19 ex NEWCASTLEWEST | Newcastlewest [T41,T42] | RATHKEALE |  | 52.3959 | -9.0506
MV/LV Substation CA***156Y |  | 10 kV | _ | LV | 200 kVA :Kiosk Substation | 0.2 | --> | 0.2 | 0.166 | 1.8 |  | --> | 0.19 | 0 | 0.003705 | 0.2051 | 0 |  | --> | C16 ex MOYLISH | Moylish [T41,T42] | ARDNACRUSHA |  | 52.6779 | -8.6565
MV/LV Substation CA***157 |  | 20 kV | _ | LV | 200 kVA :Pole Substation | 0.2 | --> | 0.2 | 0 | 0 | Constrained,otherwise capacity available =174kVA. | --> | 0.19 | 0 | 0.002964 | 0.20391 | 0 |  | --> | E15 ex GURRANEBANE | Gurranebane [T421,T422] | OUGHTRAGH |  | 51.9507 | -10.2086
MV/LV Substation CA***157 |  | 10 kV | _ | LV | 1000 kVA :Building Structure | 1 | --> | 1 | 0 | 0 | Constrained,otherwise capacity available =500kVA. | --> | 0.95 | 0 | 0.12004 | 0.5 | 0 |  | --> | C20 ex CLONTARF | Clontarf [T42] | FINGLAS |  | 53.3669 | -6.2069
MV/LV Substation CA***158 |  | 10 kV | _ | LV | 50 kVA :Pole Substation | 0.05 | --> | 0.05 | 0.047 | 11 |  | --> | 0.0475 | 0 | 0 | 0.050453 | 0 |  | --> | C14 ex CLOON | Cloon [T42,T421] | CLOON |  | 53.4364 | -8.8966
MV/LV Substation CA***158 |  | 10 kV | _ | LV | 50 kVA :Pole Substation | 0.05 | --> | 0.05 | 0.018 | 2.3 |  | --> | 0.0475 | 0 | 0 | 0.054636 | 0 |  | --> | E17 ex MOY | Moy [T421,T422] | MOY |  | 54.1161 | -9.1758
MV/LV Substation CA***159 |  | 10 kV | _ | LV | 200 kVA :Pole Substation | 0.2 | --> | 0.2 | 0.139 | 0.4 |  | --> | 0.19 | 0 | 0.021489 | 0.20906 | 0 |  | --> | C17 ex CARRICKMINES | Carrickmines [T41,T42] | CARRICKMINES |  | 53.2441 | -6.181
MV/LV Substation CA***159 |  | 20 kV | _ | LV | 200 kVA :Pole Substation | 0.2 | --> | 0.2 | 0 | 0 | Constrained,otherwise capacity available =200kVA. | --> | 0.19 | 0 | 0 | 0.2 | 0 |  | --> | E17 ex CREAGH | Creagh [T421,T422] | ATHLONE |  | 53.3126 | -8.3275
MV/LV Substation CA***160X |  | 20 kV | _ | LV | 630 kVA :Kiosk Substation | 0.63 | --> | 0.63 | 0.5 | 1.3 |  | --> | 0.5985 | 0 | 0 | 0.5 | 0 |  | --> | C22 ex CASTLEREA | Castlerea [T41,T42] | CARRICK ON SHANNON |  | 53.7663 | -8.5043
MV/LV Substation CA***160Y |  | 10 kV | _ | LV | 50 kVA :Pole Substation | 0.05 | --> | 0.05 | 0.048 | 4 |  | --> | 0.0475 | 0 | 0 | 0.050303 | 0 |  | --> | C17 ex BALLYJAMESDUFF | Ballyjamesduff [T41,T42] | SHANKILL |  | 53.8753 | -7.3
MV/LV Substation CA***161Z |  | 10 kV | _ | LV | 100 kVA :Pole Substation | 0.1 | --> | 0.1 | 0.073 | 0.1 |  | --> | 0.095 | 0 | 0 | 0.10402 | 0 |  | --> | C17 ex KILCULLEN | Kilcullen [T41,T42,T424] | STRATFORD |  | 53.1413 | -6.735
MV/LV Substation CA***162 |  | 20 kV | _ | LV | 50 kVA :Pole Substation | 0.05 | --> | 0.05 | 0.029 | 1.1 |  | --> | 0.0475 | 0 | 0.018525 | 0.053092 | 0 |  | --> | E14 ex RANDALSTOWN | Randalstown [T422] | NAVAN |  | 53.7811 | -6.7282
MV/LV Substation CA***162 |  | 20 kV | _ | LV | 100 kVA :Pole Substation | 0.1 | --> | 0.1 | 0.095 | 3 |  | --> | 0.095 | 0 | 0 | 0 | 0 | Constrained,otherwise capacity available =100.8kW. | --> | E11 ex CHARLEVILLE | Charleville [T421,T422] | CHARLEVILLE |  | 52.3292 | -8.6694
MV/LV Substation CA***162Y |  | 10 kV | _ | LV | 630 kVA :Building Structure | 0.63 | --> | 0.63 | 0 | 0 | Constrained,otherwise capacity available =457kVA. | --> | 0.5985 | 0 | 0 | 0.5 | 0 |  | --> | C20 ex COLLINSTOWN | Collinstown [T41,T42] | GRANGE (DR) |  | 53.4254 | -6.2242
MV/LV Substation CA***163Z |  | 10 kV | _ | LV | 400 kVA :Kiosk Substation | 0.4 | --> | 0.4 | 0 | 0 | Constrained,otherwise capacity available =270kVA. | --> | 0.38 | 0 | 0.010374 | 0.41927 | 0 |  | --> | C21 ex STEPHENSTOWN | Stephenstown [T101,T102] | FINGLAS |  | 53.6176 | -6.1932
MV/LV Substation CA***164X |  | 10 kV | _ | LV | 400 kVA :Kiosk Substation | 0.4 | --> | 0.4 | 0 | 0 | Constrained,otherwise capacity available =268kVA. | --> | 0.38 | 0 | 0 | 0 | 0 | Constrained,otherwise capacity available =419.6kW. | --> | C11 ex DONEGAL | Donegal [T41,T42] | CATHALEENS FALL |  | 54.6476 | -8.1962
MV/LV Substation CA***164X |  | 10 kV | _ | LV | 50 kVA :Pole Substation | 0.05 | --> | 0.05 | 0.05 | 1.1 |  | --> | 0.0475 | 0 | 0 | 0.05 | 0 |  | --> | C23 ex KILKEE | Kilkee [T41] | TULLABRACK |  | 52.6 | -9.7012
MV/LV Substation CA***164X |  | 20 kV | _ | LV | 200 kVA :Pole Substation | 0.2 | --> | 0.2 | 0 | 0 | Constrained,otherwise capacity available =184kVA. | --> | 0.19 | 0 | 0 | 0.20241 | 0 |  | --> | E19 ex CAVAN | Cavan [T42,T421] | SHANKILL |  | 54.0008 | -7.3872
MV/LV Substation CA***164Z |  | 10 kV | _ | LV | 400 kVA :Kiosk Substation | 0.4 | --> | 0.4 | 0 | 0 | Constrained,otherwise capacity available =325kVA. | --> | 0.38 | 0 | 0.002964 | 0.41123 | 0 |  | --> | C21 ex STEPHENSTOWN | Stephenstown [T101,T102] | FINGLAS |  | 53.6189 | -6.193
MV/LV Substation CA***165 |  | 10 kV | _ | LV | 200 kVA :Building Structure | 0.2 | --> | 0.2 | 0.187 | 4.6 |  | --> | 0.19 | 0 | 0 | 0.20196 | 0 |  | --> | C41 ex CASTLEVIEW | Castleview [T101,T102] | CASTLEVIEW |  | 51.9029 | -8.4234
MV/LV Substation CA***165Z |  | 10 kV | _ | LV | 200 kVA :Kiosk Substation | 0.2 | --> | 0.2 | 0 | 0 | Constrained,otherwise capacity available =142kVA. | --> | 0.19 | 0 | 0.002964 | 0.20862 | 0 |  | --> | C17 ex BALGADDY | Balgaddy [T41,T42] | GRANGE CASTLE |  | 53.3214 | -6.4229
MV/LV Substation CA***168 |  | 10 kV | _ | LV | 630 kVA :Building Structure | 0.63 | --> | 0.63 | 0 | 0 | Constrained,otherwise capacity available =500kVA. | --> | 0.5985 | 0 | 0 | 0.5 | 0 |  | --> | C19 ex BALLYMOUNT | Ballymount [T41,T42] | INCHICORE 220KV |  | 53.3112 | -6.348
MV/LV Substation CA***168X |  | 10 kV | _ | LV | 200 kVA :Pole Substation | 0.2 | --> | 0.2 | 0.129 | 0.3 |  | --> | 0.19 | 0 | 0 | 0.2105 | 0 |  | --> | C12 ex ABBEYFEALE | Abbeyfeale [T42] | TRIEN |  | 52.3416 | -9.2972
MV/LV Substation CA***169 |  | 10 kV | _ | LV | 200 kVA :Pole Substation | 0.2 | --> | 0.2 | 0.136 | 2.3 |  | --> | 0.19 | 0 | 0 | 0.20949 | 0 |  | --> | C18 ex BALLYRICKARD | Ballyrickard [T41,T42] | TRALEE |  | 52.28 | -9.711
MV/LV Substation CA***169X |  | 20 kV | _ | LV | 200 kVA :Pole Substation | 0.2 | --> | 0.2 | 0 | 0 | Constrained,otherwise capacity available =167kVA. | --> | 0.19 | 0 | 0 | 0.20495 | 0 |  | --> | C12 ex BALLYHAUNIS | Ballyhaunis [T41,T42] | DALTON |  | 53.8143 | -8.8029
MV/LV Substation CA***170 |  | 10 kV | _ | LV | 400 kVA :Kiosk Substation | 0.4 | --> | 0.4 | 0 | 0 | Constrained,otherwise capacity available =238kVA. | --> | 0.38 | 0 | 0.025194 | 0.42388 | 0 |  | --> | C12 ex MOUNTGORRY | Mountgorry [T41,T42] | GRANGE (DR) |  | 53.4527 | -6.2224
MV/LV Substation CA***170X |  | 10 kV | _ | LV | 630 kVA :Building Structure | 0.63 | --> | 0.63 | 0.5 | 4 |  | --> | 0.5985 | 0 | 0 | 0.5 | 0 |  | --> | C19 ex WOLFE TONE STREET | Wolfe Tone Street [T101,T102] | FINGLAS |  | 53.3501 | -6.2702
MV/LV Substation CA***171 |  | 20 kV | _ | LV | 630 kVA :Kiosk Substation | 0.63 | --> | 0.63 | 0.478 | 8.5 |  | --> | 0.5985 | 0 | 0.00741 | 0 | 0 | Constrained,otherwise capacity available =500kW. | --> | E14 ex ARIGNA | Arigna [T121] | ARIGNA |  | 54.0467 | -8.0414
MV/LV Substation CA***171X |  | 10 kV | _ | LV | 630 kVA :Building Structure | 0.63 | --> | 0.63 | 0 | 0 | Constrained,otherwise capacity available =451kVA. | --> | 0.5985 | 0 | 0 | 0.5 | 0 |  | --> | C14 ex CAMDEN ROW | Camden Row [T41] | FRANCIS STREET |  | 53.3335 | -6.2645
MV/LV Substation CA***171Y |  | 20 kV | _ | LV | 50 kVA :Pole Substation | 0.05 | --> | 0.05 | 0 | 0 | Constrained,otherwise capacity available =50kVA. | --> | 0.0475 | 0 | 0 | 0.05 | 0 |  | --> | E18 ex CREAGH | Creagh [T421,T422] | ATHLONE |  | 53.4314 | -8.4371
MV/LV Substation CA***171Y |  | 20 kV | _ | LV | 50 kVA :Pole Substation | 0.05 | --> | 0.05 | 0.03 | 17.8 |  | --> | 0.0475 | 0 | 0 | 0.052949 | 0 |  | --> | E22 ex BANOGE | Banoge [T121,T122] | BANOGE |  | 52.6196 | -6.3946
MV/LV Substation CA***171Z |  | 10 kV | _ | LV | 200 kVA :Kiosk Substation | 0.2 | --> | 0.2 | 0.167 | 5.9 |  | --> | 0.19 | 0 | 0.004446 | 0.20495 | 0 |  | --> | C17 ex CASHEL | Cashel [T41,T42] | CAHIR |  | 52.5136 | -7.8955
MV/LV Substation CA***172X |  | 10 kV | _ | LV | 50 kVA :Pole Substation | 0.05 | --> | 0.05 | 0.049 | 0.3 |  | --> | 0.0475 | 0 | 0 | 0.050152 | 0 |  | --> | C12 ex ABBEYFEALE | Abbeyfeale [T42] | TRIEN |  | 52.3526 | -9.2764
MV/LV Substation CA***173Z |  | 10 kV | _ | LV | 50 kVA :Pole Substation | 0.05 | --> | 0.05 | 0.041 | 13.1 |  | --> | 0.0475 | 0 | 0 | 0.051348 | 0 |  | --> | C23 ex MONREAD | Monread [T101,T102] | MONREAD |  | 53.2361 | -6.7314
MV/LV Substation CA***174X |  | 10 kV | _ | LV | 100 kVA :Pole Substation | 0.1 | --> | 0.1 | 0.083 | 4.1 |  | --> | 0.095 | 0 | 0.010374 | 0.10255 | 0 |  | --> | C14 ex AGHAGAD | Aghagad [T41,T42] | SLIGO |  | 54.3411 | -8.5281
MV/LV Substation CA***176 |  | 20 kV | _ | LV | 100 kVA :Pole Substation | 0.1 | --> | 0.1 | 0.1 | 1.3 |  | --> | 0.095 | 0 | 0 | 0.1 | 0 |  | --> | E23 ex ATHBOY | Athboy [T423] | NAVAN |  | 53.6135 | -6.9349
MV/LV Substation CA***176Y |  | 20 kV | _ | LV | 100 kVA :Pole Substation | 0.1 | --> | 0.1 | 0.094 | 2.1 |  | --> | 0.095 | 0 | 0 | 0 | 0 | Constrained,otherwise capacity available =100.9kW. | --> | E16 ex LISDRUM | Lisdrum [T422] | LISDRUM |  | 54.2517 | -6.8796
MV/LV Substation CA***177Y |  | 20 kV | _ | LV | 200 kVA :Kiosk Substation | 0.2 | --> | 0.2 | 0 | 0 | Constrained,otherwise capacity available =115kVA. | --> | 0.19 | 0 | 0.031122 | 0.21251 | 0 |  | --> | E12 ex CARRIGSHANE | Carrigshane [T422] | MIDLETON |  | 51.9112 | -8.0488
MV/LV Substation CA***178 |  | 10 kV | _ | LV | 200 kVA :Pole Substation | 0.2 | --> | 0.2 | 0.158 | 3.4 |  | --> | 0.19 | 0 | 0 | 0.20628 | 0 |  | --> | C15 ex GLENGOOLE | Glengoole [T41] | THURLES |  | 52.7412 | -7.5653
MV/LV Substation CA***178X |  | 10 kV | _ | LV | 50 kVA :Pole Substation | 0.05 | --> | 0.05 | 0.038 | 0.4 |  | --> | 0.0475 | 0 | 0 | 0.05179 | 0 |  | --> | C13 ex CARRICKMINES | Carrickmines [T41,T42] | CARRICKMINES |  | 53.2518 | -6.1704
MV/LV Substation CA***179 |  | 10 kV | _ | LV | 400 kVA :Kiosk Substation | 0.4 | --> | 0.4 | 0 | 0 | Constrained,otherwise capacity available =377kVA. | --> | 0.38 | 0 | 0.004446 | 0 | 0 | Constrained,otherwise capacity available =403.5kW. | --> | C14 ex COLLIGAN | Colligan [T41,T42] | DUNGARVAN |  | 52.088 | -7.6119
MV/LV Substation CA***179X |  | 10 kV | _ | LV | 50 kVA :Pole Substation | 0.05 | --> | 0.05 | 0.05 | 1.6 |  | --> | 0.0475 | 0 | 0 | 0 | 0 | Constrained,otherwise capacity available =50kW. | --> | C15 ex BUNDORAN | Bundoran [T41,T42] | CATHALEENS FALL |  | 54.4557 | -8.3977
MV/LV Substation CA***179Y |  | 20 kV | _ | LV | 50 kVA :Pole Substation | 0.05 | --> | 0.05 | 0 | 0 | Constrained,otherwise capacity available =40kVA. | --> | 0.0475 | 0 | 0.003705 | 0.051496 | 0 |  | --> | C17 ex MONEYCOOLEY | Moneycooley [T41,T42,T44] | GRIFFINRATH |  | 53.4124 | -6.4987
MV/LV Substation CA***179Z |  | 20 kV | _ | LV | 400 kVA :Kiosk Substation | 0.4 | --> | 0.4 | 0 | 0 | Constrained,otherwise capacity available =207kVA. | --> | 0.38 | 0 | 0.031863 | 0.42829 | 0 |  | --> | E13 ex GLASMORE | Glasmore [T421,T422] | GLASMORE |  | 53.4718 | -6.2374
MV/LV Substation CA***180 |  | 20 kV | _ | LV | 50 kVA :Pole Substation | 0.05 | --> | 0.05 | 0 | 0 | Constrained,otherwise capacity available =16kVA. | --> | 0.0475 | 0 | 0 | 0.05491 | 0 |  | --> | E19 ex SHILLELAGH | Shillelagh [T421,T422] | CARLOW |  | 52.7106 | -6.508
MV/LV Substation CA***180 |  | 10 kV | _ | LV | 200 kVA :Pole Substation | 0.2 | --> | 0.2 | 0.163 | 3.4 |  | --> | 0.19 | 0 | 0 | 0.20554 | 0 |  | --> | C15 ex GLENGOOLE | Glengoole [T41] | THURLES |  | 52.749 | -7.5603
MV/LV Substation CA***180X |  | 10 kV | _ | LV | 400 kVA :Building Structure | 0.4 | --> | 0.4 | 0 | 0 | Constrained,otherwise capacity available =400kVA. | --> | 0.38 | 0 | 0 | 0.4 | 0 |  | --> | C19 ex SEMPERIT | Semperit [T41,T42,T43] | GRANGE CASTLE |  | 53.3478 | -6.3514
MV/LV Substation CA***181Z |  | 10 kV | _ | LV | 400 kVA :Kiosk Substation | 0.4 | --> | 0.4 | 0 | 0 | Constrained,otherwise capacity available =257kVA. | --> | 0.38 | 0 | 0.03705 | 0.42115 | 0 |  | --> | C15 ex MAYFIELD | Mayfield [T41,T42] | KILBARRY |  | 51.9234 | -8.4026
MV/LV Substation CA***182 |  | 10 kV | _ | LV | 200 kVA :Pole Substation | 0.2 | --> | 0.2 | 0 | 0 | Constrained,otherwise capacity available =152kVA. | --> | 0.19 | 0 | 0 | 0 | 0 | Constrained,otherwise capacity available =207.2kW. | --> | C11 ex TEMPLEMORE | Templemore [T41,T42] | IKERRIN |  | 52.7557 | -7.9648
MV/LV Substation CA***183 |  | 20 kV | _ | LV | 50 kVA :Pole Substation | 0.05 | --> | 0.05 | 0 | 0 | Constrained,otherwise capacity available =39kVA. | --> | 0.0475 | 0 | 0.01482 | 0.051643 | 0 |  | --> | E13 ex BALLINROBE | Ballinrobe [T421,T422] | DALTON |  | 53.676 | -9.27
MV/LV Substation CA***183 |  | 10 kV | _ | LV | 50 kVA :Pole Substation | 0.05 | --> | 0.05 | 0.011 | 0.1 |  | --> | 0.0475 | 0 | 0 | 0.05559 | 0 |  | --> | C18 ex BALLYMAHON | Ballymahon [T41,T42] | ATHLONE |  | 53.5412 | -7.7761
MV/LV Substation CA***184X |  | 10 kV | _ | LV | 50 kVA :Pole Substation | 0.05 | --> | 0.05 | 0.042 | 0.1 |  | --> | 0.0475 | 0 | 0.01482 | 0.0512 | 0 |  | --> | C17 ex TUBBERCURRY | Tubbercurry [T41,T42] | TONROE |  | 54.0357 | -8.7259
MV/LV Substation CA***185 |  | 20 kV | _ | LV | 50 kVA :Pole Substation | 0.05 | --> | 0.05 | 0 | 0 | Constrained,otherwise capacity available =47kVA. | --> | 0.0475 | 0 | 0.00741 | 0.050453 | 0 |  | --> | C16 ex CAPPAMORE | Cappamore [T41,T42] | ARDNACRUSHA |  | 52.5752 | -8.2485
MV/LV Substation CA***186 |  | 20 kV | _ | LV | 100 kVA :Pole Substation | 0.1 | --> | 0.1 | 0.032 | 2.6 |  | --> | 0.095 | 0 | 0 | 0.10982 | 0 |  | --> | C18 ex KILLESHANDRA | Killeshandra [T41,T42] | GORTAWEE |  | 53.9252 | -7.5847
MV/LV Substation CA***186X |  | 20 kV | _ | LV | 50 kVA :Pole Substation | 0.05 | --> | 0.05 | 0 | 0 | Constrained,otherwise capacity available =33kVA. | --> | 0.0475 | 0 | 0 | 0.052518 | 0 |  | --> | E15 ex BRUFF | Bruff [T42,T421] | LIMERICK |  | 52.5711 | -8.4487
MV/LV Substation CA***187 |  | 10 kV | _ | LV | 400 kVA :Building Structure | 0.4 | --> | 0.4 | 0.183 | 1.8 |  | --> | 0.38 | 0 | 0.06669 | 0.43166 | 0 |  | --> | C18 ex CAHERDAVIN | Caherdavin [T41,T42] | ARDNACRUSHA |  | 52.671 | -8.666
MV/LV Substation CA***187X |  | 10 kV | _ | LV | 100 kVA :Pole Substation | 0.1 | --> | 0.1 | 0.1 | 2.1 |  | --> | 0.095 | 0 | 0 | 0 | 0 | Constrained,otherwise capacity available =100kW. | --> | C17 ex KILCAR | Kilcar [T41] | BINBANE |  | 54.6492 | -8.5912
MV/LV Substation CA***187X |  | 10 kV | _ | LV | 50 kVA :Pole Substation | 0.05 | --> | 0.05 | 0.048 | 0.4 |  | --> | 0.0475 | 0 | 0 | 0.050303 | 0 |  | --> | C13 ex CARRICKMINES | Carrickmines [T41,T42] | CARRICKMINES |  | 53.2514 | -6.1729
MV/LV Substation CA***188Z |  | 20 kV | _ | LV | 50 kVA :Pole Substation | 0.05 | --> | 0.05 | 0.042 | 0.1 |  | --> | 0.0475 | 0 | 0 | 0.0512 | 0 |  | --> | E12 ex KILCULLEN | Kilcullen [T41,T42,T424] | STRATFORD |  | 53.0841 | -6.8038
MV/LV Substation CA***190 |  | 10 kV | _ | LV | 400 kVA :Kiosk Substation | 0.4 | --> | 0.4 | 0 | 0 | Constrained,otherwise capacity available =188kVA. | --> | 0.38 | 0 | 0.00741 | 0.43096 | 0 |  | --> | C12 ex MERVILLE | Merville [T41,T42] | FINGLAS |  | 53.3867 | -6.3125
MV/LV Substation CA***191 |  | 10 kV | _ | LV | 400 kVA :Kiosk Substation | 0.4 | --> | 0.4 | 0.355 | 5.6 |  | --> | 0.38 | 0 | 0.02964 | 0.40677 | 0 |  | --> | C12 ex KILCOOLE | Kilcoole [T41,T42] | FASSAROE |  | 53.1094 | -6.0627
MV/LV Substation CA***191Y |  | 10 kV | _ | LV | 100 kVA :Pole Substation | 0.1 | --> | 0.1 | 0.1 | 4 |  | --> | 0.095 | 0 | 0 | 0.1 | 0 |  | --> | C19 ex BALLYJAMESDUFF | Ballyjamesduff [T41,T42] | SHANKILL |  | 53.8219 | -7.1779
MV/LV Substation CA***192X |  | 20 kV | _ | LV | 50 kVA :Pole Substation | 0.05 | --> | 0.05 | 0 | 0 | Constrained,otherwise capacity available =49kVA. | --> | 0.0475 | 0 | 0 | 0.050152 | 0 |  | --> | C15 ex BALLYHAUNIS | Ballyhaunis [T41,T42] | DALTON |  | 53.7581 | -8.7346
MV/LV Substation CA***192X |  | 10 kV | _ | LV | 200 kVA :Kiosk Substation | 0.2 | --> | 0.2 | 0.099 | 6 |  | --> | 0.19 | 0 | 0.040755 | 0.21478 | 0 |  | --> | C26 ex PELLETSTOWN | Pelletstown [T101,T102] | FINGLAS |  | 53.3737 | -6.3597
MV/LV Substation CA***193 |  | 10 kV | _ | LV | 200 kVA :Pole Substation | 0.2 | --> | 0.2 | 0.191 | 0.9 |  | --> | 0.19 | 0 | 0 | 0.20136 | 0 |  | --> | C13 ex WOODFORD | Woodford [T41,T42] | KNOCKEARAGH |  | 52.0349 | -9.4907
MV/LV Substation CA***193 |  | 20 kV | _ | LV | 100 kVA :Pole Substation | 0.1 | --> | 0.1 | 0 | 0 | Constrained,otherwise capacity available =31kVA. | --> | 0.095 | 0 | 0 | 0.10996 | 0 |  | --> | E18 ex GARRANACANTY | Garranacanty [T421,T422] | TIPPERARY |  | 52.4986 | -8.2036
MV/LV Substation CA***193X |  | 10 kV | _ | LV | 200 kVA :Kiosk Substation | 0.2 | --> | 0.2 | 0.119 | 6 |  | --> | 0.19 | 0 | 0.020748 | 0.21194 | 0 |  | --> | C26 ex PELLETSTOWN | Pelletstown [T101,T102] | FINGLAS |  | 53.3772 | -6.3588
MV/LV Substation CA***193Z |  | 10 kV | _ | LV | 400 kVA :Kiosk Substation | 0.4 | --> | 0.4 | 0.332 | 9.5 |  | --> | 0.38 | 0 | 0.002964 | 0.4102 | 0 |  | --> | C13 ex BANDON | Bandon [T101,T42] | BANDON |  | 51.7427 | -8.7486
MV/LV Substation CA***193Z |  | 20 kV | _ | LV | 200 kVA :Kiosk Substation | 0.2 | --> | 0.2 | 0 | 0 | Constrained,otherwise capacity available =190kVA. | --> | 0.19 | 0 | 0 | 0.20151 | 0 |  | --> | C21 ex MONEYCOOLEY | Moneycooley [T41,T42,T44] | GRIFFINRATH |  | 53.394 | -6.5561
MV/LV Substation CA***195 |  | 20 kV | _ | LV | 100 kVA :Pole Substation | 0.1 | --> | 0.1 | 0 | 0 | Constrained,otherwise capacity available =51kVA. | --> | 0.095 | 0 | 0 | 0.10718 | 0 |  | --> | E19 ex SHILLELAGH | Shillelagh [T421,T422] | CARLOW |  | 52.7117 | -6.4868
MV/LV Substation CA***195X |  | 10 kV | _ | LV | 50 kVA :Pole Substation | 0.05 | --> | 0.05 | 0.015 | 0.8 |  | --> | 0.0475 | 0 | 0.019266 | 0.055047 | 0 |  | --> | C15 ex MILLTOWN MALBAY | Milltown Malbay [T42] | TULLABRACK |  | 52.8302 | -9.443
MV/LV Substation CA***195Y |  | 20 kV | _ | LV | 50 kVA :Pole Substation | 0.05 | --> | 0.05 | 0 | 0 | Constrained,otherwise capacity available =50kVA. | --> | 0.0475 | 0 | 0 | 0.05 | 0 |  | --> | E16 ex FINEA | Finea [T421,T422] | SHANKILL |  | 53.8508 | -7.4284
MV/LV Substation CA***195Y |  | 10 kV | _ | LV | 50 kVA :Pole Substation | 0.05 | --> | 0.05 | 0 | 0 | Constrained,otherwise capacity available =33kVA. | --> | 0.0475 | 0 | 0 | 0.052518 | 0 |  | --> | C17 ex CAHIRCALLA | Cahircalla [T41,T42] | ENNIS |  | 52.8308 | -8.9919
MV/LV Substation CA***195Z |  | 20 kV | _ | LV | 50 kVA :Pole Substation | 0.05 | --> | 0.05 | 0 | 0 | Constrained,otherwise capacity available =50kVA. | --> | 0.0475 | 0 | 0 | 0 | 0 | Constrained,otherwise capacity available =50kW. | --> | E17 ex BLESSINGTON | Blessington [T421,T422] | KILTEEL |  | 53.0958 | -6.5079
MV/LV Substation CA***197 |  | 10 kV | _ | LV | 100 kVA :Pole Substation | 0.1 | --> | 0.1 | 0.099 | 1.1 |  | --> | 0.095 | 0 | 0 | 0.10015 | 0 |  | --> | C23 ex KILKEE | Kilkee [T41] | TULLABRACK |  | 52.6115 | -9.7123
MV/LV Substation CA***198 |  | 10 kV | _ | LV | 400 kVA :Kiosk Substation | 0.4 | --> | 0.4 | 0.328 | 5.6 |  | --> | 0.38 | 0 | 0.022971 | 0.41079 | 0 |  | --> | C12 ex KILCOOLE | Kilcoole [T41,T42] | FASSAROE |  | 53.0703 | -6.0604
MV/LV Substation CA***198X |  | 10 kV | _ | LV | 400 kVA :Kiosk Substation | 0.4 | --> | 0.4 | 0.3 | 5.8 |  | --> | 0.38 | 0 | 0.009633 | 0.41491 | 0 |  | --> | C11 ex OAKFIELD | Oakfield [T41,T42] | SLIGO |  | 54.2565 | -8.4746
MV/LV Substation CA***198X |  | 10 kV | _ | LV | 50 kVA :Pole Substation | 0.05 | --> | 0.05 | 0 | 0 | Constrained,otherwise capacity available =50kVA. | --> | 0.0475 | 0 | 0 | 0.05 | 0 |  | --> | C12 ex KILSARAN | Kilsaran [T42] | DRYBRIDGE |  | 53.8957 | -6.3936
MV/LV Substation CA***198Y |  | 20 kV | _ | LV | 50 kVA :Pole Substation | 0.05 | --> | 0.05 | 0 | 0 | Constrained,otherwise capacity available =48kVA. | --> | 0.0475 | 0 | 0 | 0.050303 | 0 |  | --> | E14 ex DALTON | Dalton [T421,T422] | DALTON |  | 53.7963 | -8.9242
MV/LV Substation CA***199 |  | 20 kV | _ | LV | 200 kVA :Pole Substation | 0.2 | --> | 0.2 | 0.2 | 2.6 |  | --> | 0.19 | 0 | 0 | 0.2 | 0 |  | --> | C18 ex KILLESHANDRA | Killeshandra [T41,T42] | GORTAWEE |  | 53.9199 | -7.5455
MV/LV Substation CA***199X |  | 10 kV | _ | LV | 200 kVA :Kiosk Substation | 0.2 | --> | 0.2 | 0.184 | 5.8 |  | --> | 0.19 | 0 | 0 | 0.20241 | 0 |  | --> | C11 ex OAKFIELD | Oakfield [T41,T42] | SLIGO |  | 54.2574 | -8.4759
MV/LV Substation CA***201X |  | 10 kV | _ | LV | 630 kVA :Building Structure | 0.63 | --> | 0.63 | 0 | 0 | Constrained,otherwise capacity available =298kVA. | --> | 0.5985 | 0 | 0 | 0.5 | 0 |  | --> | C14 ex CAMDEN ROW | Camden Row [T41] | FRANCIS STREET |  | 53.336 | -6.2658
MV/LV Substation CA***201Y |  | 20 kV | _ | LV | 400 kVA :Kiosk Substation | 0.4 | --> | 0.4 | 0 | 0 | Constrained,otherwise capacity available =328kVA. | --> | 0.38 | 0 | 0.006669 | 0.41079 | 0 |  | --> | E11 ex EDENDERRY | Edenderry [T421,T422] | BLAKE |  | 53.3498 | -7.0562
MV/LV Substation CA***202 |  | 10 kV | _ | LV | 50 kVA :Pole Substation | 0.05 | --> | 0.05 | 0 | 0 | Constrained,otherwise capacity available =47kVA. | --> | 0.0475 | 0 | 0 | 0 | 0 | Constrained,otherwise capacity available =50.5kW. | --> | C15 ex BANTRY | Bantry [T41,T42] | BALLYLICKY |  | 51.6962 | -9.4026
MV/LV Substation CA***203X |  | 20 kV | _ | LV | 50 kVA :Pole Substation | 0.05 | --> | 0.05 | 0.047 | 0.3 |  | --> | 0.0475 | 0 | 0 | 0.050453 | 0 |  | --> | E31 ex TRIM | Trim [T421] | NAVAN |  | 53.5454 | -6.8012
MV/LV Substation CA***203Z |  | 20 kV | _ | LV | 50 kVA :Pole Substation | 0.05 | --> | 0.05 | 0.05 | 0.9 |  | --> | 0.0475 | 0 | 0 | 0 | 0 | Constrained,otherwise capacity available =50kW. | --> | E21 ex CASTLETOWNBERE | Castletownbere [T421] | BALLYLICKY |  | 51.695 | -9.7053
MV/LV Substation CA***205 |  | 10 kV | _ | LV | 630 kVA :Kiosk Substation | 0.63 | --> | 0.63 | 0 | 0 | Constrained,otherwise capacity available =444kVA. | --> | 0.5985 | 0 | 0 | 0.5 | 0 |  | --> | C15 ex BELFIELD | Belfield [T41,T42] | BLACKROCK |  | 53.3044 | -6.1887
MV/LV Substation CA***205Y |  | 20 kV | _ | LV | 200 kVA :Kiosk Substation | 0.2 | --> | 0.2 | 0 | 0 | Constrained,otherwise capacity available =111kVA. | --> | 0.19 | 0 | 0.026676 | 0.21308 | 0 |  | --> | C19 ex TRAMORE | Tramore [T41,T42] | BUTLERSTOWN |  | 52.2087 | -7.107
MV/LV Substation CA***206X |  | 10 kV | _ | LV | 200 kVA :Pole Substation | 0.2 | --> | 0.2 | 0 | 0 | Constrained,otherwise capacity available =172kVA. | --> | 0.19 | 0 | 0 | 0.20421 | 0 |  | --> | C12 ex PARKMORE | Parkmore [T41,T42] | GALWAY 110KV |  | 53.3322 | -9.0185
MV/LV Substation CA***206Y |  | 20 kV | _ | LV | 200 kVA :Kiosk Substation | 0.2 | --> | 0.2 | 0 | 0 | Constrained,otherwise capacity available =171kVA. | --> | 0.19 | 0 | 0.002964 | 0.20436 | 0 |  | --> | E14 ex DALTON | Dalton [T421,T422] | DALTON |  | 53.7899 | -8.9249
MV/LV Substation CA***206Y |  | 10 kV | _ | LV | 630 kVA :Building Structure | 0.63 | --> | 0.63 | 0 | 0 | Constrained,otherwise capacity available =500kVA. | --> | 0.5985 | 0 | 0.004446 | 0.5 | 0 |  | --> | C22 ex CARRIGTWOHILL | Carrigtwohill [T42] | COW CROSS |  | 51.9093 | -8.2568
MV/LV Substation CA***208 |  | 10 kV | _ | LV | 100 kVA :Pole Substation | 0.1 | --> | 0.1 | 0.06 | 6.5 |  | --> | 0.095 | 0 | 0.005187 | 0.1059 | 0 |  | --> | C17 ex OUGHTERARD | Oughterard [T41,T42] | SCREEB |  | 53.4294 | -9.3286
MV/LV Substation CA***209X |  | 10 kV | _ | LV | 400 kVA :Kiosk Substation | 0.4 | --> | 0.4 | 0.379 | 5.3 |  | --> | 0.38 | 0 | 0 | 0.40318 | 0 |  | --> | C14 ex BALLYTIVNAN | Ballytivnan [T41,T42] | SLIGO |  | 54.2779 | -8.474
MV/LV Substation CA***209Y |  | 10 kV | _ | LV | 400 kVA :Building Structure | 0.4 | --> | 0.4 | 0.363 | 5.7 |  | --> | 0.38 | 0 | 0 | 0.40558 | 0 |  | --> | C23 ex RAMPARTS | Ramparts [T41,T42] | DUNDALK |  | 54.0076 | -6.4035
MV/LV Substation CA***210 |  | 20 kV | _ | LV | 200 kVA :Pole Substation | 0.2 | --> | 0.2 | 0 | 0 | Constrained,otherwise capacity available =143kVA. | --> | 0.19 | 0 | 0 | 0 | 0 | Constrained,otherwise capacity available =208.5kW. | --> | C21 ex MILFORD (NR) | Milford (nr) [T41,T42] | LETTERKENNY |  | 55.2332 | -7.7956
MV/LV Substation CA***210 |  | 10 kV | _ | LV | 200 kVA :Building Structure | 0.2 | --> | 0.2 | 0 | 0 | Constrained,otherwise capacity available =181kVA. | --> | 0.19 | 0 | 0.008151 | 0.20286 | 0 |  | --> | C22 ex UNIDARE | Unidare [T41,T42] | FINGLAS |  | 53.3918 | -6.3231
MV/LV Substation CA***210 |  | 10 kV | _ | LV | 200 kVA :Pole Substation | 0.2 | --> | 0.2 | 0 | 0 | Constrained,otherwise capacity available =171kVA. | --> | 0.19 | 0 | 0 | 0 | 0 | Constrained,otherwise capacity available =204.4kW. | --> | C21 ex LISMORE | Lismore [T41,T42] | DUNGARVAN |  | 52.1338 | -7.8449
MV/LV Substation CA***210X |  | 10 kV | _ | LV | 50 kVA :Pole Substation | 0.05 | --> | 0.05 | 0 | 0 | Constrained,otherwise capacity available =35kVA. | --> | 0.0475 | 0 | 0 | 0.052228 | 0 |  | --> | E17 ex GARRANACANTY | Garranacanty [T421,T422] | TIPPERARY |  | 52.4823 | -8.162
MV/LV Substation CA***210X |  | 10 kV | _ | LV | 630 kVA :Kiosk Substation | 0.63 | --> | 0.63 | 0 | 0 | Constrained,otherwise capacity available =500kVA. | --> | 0.5985 | 0 | 0 | 0.5 | 0 |  | --> | C22 ex TYMON | Tymon [T41,T42] | COOKSTOWN |  | 53.2956 | -6.3427
MV/LV Substation CA***211X |  | 10 kV | _ | LV | 630 kVA :Building Structure | 0.63 | --> | 0.63 | 0.5 | 11.1 |  | --> | 0.5985 | 0 | 0 | 0.5 | 0 |  | --> | C11 ex CABRA | Cabra [T101,T102] | FINGLAS |  | 53.361 | -6.2995
MV/LV Substation CA***211X |  | 10 kV | _ | LV | 50 kVA :Pole Substation | 0.05 | --> | 0.05 | 0 | 0 | Constrained,otherwise capacity available =25kVA. | --> | 0.0475 | 0 | 0 | 0.053659 | 0 |  | --> | C20 ex ORANMORE | Oranmore [T41,T44] | GALWAY 110KV |  | 53.3052 | -8.9315
MV/LV Substation CA***211Y |  | 20 kV | _ | LV | 200 kVA :Pole Substation | 0.2 | --> | 0.2 | 0.137 | 3.5 |  | --> | 0.19 | 0 | 0.008151 | 0.20935 | 0 |  | --> | E17 ex BUSH | Bush [T421,T422] | DUNDALK |  | 54.0439 | -6.1893
MV/LV Substation CA***212X |  | 20 kV | _ | LV | 50 kVA :Pole Substation | 0.05 | --> | 0.05 | 0.044 | 2.3 |  | --> | 0.0475 | 0 | 0.001482 | 0.050903 | 0 |  | --> | E14 ex MOY | Moy [T421,T422] | MOY |  | 54.2283 | -9.2484
MV/LV Substation CA***212X |  | 10 kV | _ | LV | 50 kVA :Pole Substation | 0.05 | --> | 0.05 | 0 | 0 | Constrained,otherwise capacity available =45kVA. | --> | 0.0475 | 0 | 0 | 0 | 0 | Constrained,otherwise capacity available =50.8kW. | --> | C14 ex TEMPLEMORE | Templemore [T41,T42] | IKERRIN |  | 52.7911 | -7.7774
MV/LV Substation CA***212Z |  | 10 kV | _ | LV | 400 kVA :Building Structure | 0.4 | --> | 0.4 | 0.4 | 4.6 |  | --> | 0.38 | 0 | 0 | 0.4 | 0 |  | --> | C35 ex CASTLEVIEW | Castleview [T101,T102] | CASTLEVIEW |  | 51.8994 | -8.3505
MV/LV Substation CA***213X |  | 20 kV | _ | LV | 100 kVA :Pole Substation | 0.1 | --> | 0.1 | 0 | 0 | Constrained,otherwise capacity available =98kVA. | --> | 0.095 | 0 | 0.00741 | 0 | 0 | Constrained,otherwise capacity available =100.3kW. | --> | E17 ex CARNDONAGH | Carndonagh [T421,T422] | TRILLICK |  | 55.2602 | -7.2482
MV/LV Substation CA***213X |  | 20 kV | _ | LV | 630 kVA :Kiosk Substation | 0.63 | --> | 0.63 | 0.498 | 4.4 |  | --> | 0.5985 | 0 | 0 | 0 | 0 | Constrained,otherwise capacity available =500kW. | --> | E19 ex STRANORLAR | Stranorlar [T421,T422] | LETTERKENNY |  | 54.7941 | -7.7969
MV/LV Substation CA***213X |  | 10 kV | _ | LV | 200 kVA :Kiosk Substation | 0.2 | --> | 0.2 | 0.138 | 6.4 |  | --> | 0.19 | 0 | 0.003705 | 0.2092 | 0 |  | --> | C14 ex GARRYCASTLE | Garrycastle [T41,T42] | ATHLONE |  | 53.4228 | -7.9094
MV/LV Substation CA***213Z |  | 10 kV | _ | LV | 400 kVA :Kiosk Substation | 0.4 | --> | 0.4 | 0 | 0 | Constrained,otherwise capacity available =295kVA. | --> | 0.38 | 0 | 0.020748 | 0.41564 | 0 |  | --> | C24 ex STEPHENSTOWN | Stephenstown [T101,T102] | FINGLAS |  | 53.603 | -6.1779
MV/LV Substation CA***214X |  | 10 kV | _ | LV | 400 kVA :Kiosk Substation | 0.4 | --> | 0.4 | 0.38033 | 0.4 | Constrained,otherwise capacity available =394kVA. | --> | 0.38 | 0 | 0 | 0.40091 | 0 |  | --> | C13 ex CARRICKMINES | Carrickmines [T41,T42] | CARRICKMINES |  | 53.2539 | -6.1766
MV/LV Substation CA***216 |  | 20 kV | _ | LV | 50 kVA :Pole Substation | 0.05 | --> | 0.05 | 0.05 | 3.6 |  | --> | 0.0475 | 0 | 0 | 0.05 | 0 |  | --> | E20 ex ENNISCRONE | Enniscrone [T421,T422] | MOY |  | 54.1773 | -9.0871
MV/LV Substation CA***216X |  | 20 kV | _ | LV | 400 kVA :Kiosk Substation | 0.4 | --> | 0.4 | 0.335 | 1.8 |  | --> | 0.38 | 0 | 0.003705 | 0.40975 | 0 |  | --> | E18 ex BIRDHILL | Birdhill [T421,T422] | ARDNACRUSHA |  | 52.7099 | -8.5071
MV/LV Substation CA***217 |  | 10 kV | _ | LV | 50 kVA :Pole Substation | 0.05 | --> | 0.05 | 0 | 0 | Constrained,otherwise capacity available =47kVA. | --> | 0.0475 | 0 | 0 | 0.050453 | 0 |  | --> | C18 ex COOLCORCORAN | Coolcorcoran [T41,T42] | KNOCKEARAGH |  | 52.0785 | -9.5385
MV/LV Substation CA***217 |  | 10 kV | _ | LV | 400 kVA :Kiosk Substation | 0.4 | --> | 0.4 | 0 | 0 | Constrained,otherwise capacity available =400kVA. | --> | 0.38 | 0 | 0 | 0.4 | 0 |  | --> | C20 ex MERVILLE | Merville [T41,T42] | FINGLAS |  | 53.3874 | -6.3105
MV/LV Substation CA***217Y |  | 10 kV | _ | LV | 200 kVA :Kiosk Substation | 0.2 | --> | 0.2 | 0.157 | 4.2 |  | --> | 0.19 | 0 | 0 | 0.20643 | 0 |  | --> | C17 ex ERRIGAL | Errigal [T41,T422] | SHANKILL |  | 54.0712 | -7.0863
MV/LV Substation CA***217Z |  | 10 kV | _ | LV | 400 kVA :Building Structure | 0.4 | --> | 0.4 | 0 | 0 | Constrained,otherwise capacity available =323kVA. | --> | 0.38 | 0 | 0 | 0.41153 | 0 |  | --> | C15 ex MOUNTGORRY | Mountgorry [T41,T42] | GRANGE (DR) |  | 53.4616 | -6.2176
MV/LV Substation CA***217Z |  | 20 kV | _ | LV | 400 kVA :Kiosk Substation | 0.4 | --> | 0.4 | 0 | 0 | Constrained,otherwise capacity available =313kVA. | --> | 0.38 | 0 | 0.033345 | 0.413 | 0 |  | --> | E21 ex WHITECHURCH | Whitechurch [T421,T422] | KILBARRY |  | 51.9891 | -8.4752
MV/LV Substation CA***218 |  | 20 kV | _ | LV | 100 kVA :Pole Substation | 0.1 | --> | 0.1 | 0.066 | 3.5 |  | --> | 0.095 | 0 | 0.003705 | 0.10504 | 0 |  | --> | C18 ex DUNDALK | Dundalk [T41,T42] | DUNDALK |  | 54.0216 | -6.4318
MV/LV Substation CA***219 |  | 10 kV | _ | LV | 630 kVA :Kiosk Substation | 0.63 | --> | 0.63 | 0.237 | 1.2 |  | --> | 0.5985 | 0 | 0.034827 | 0.5 | 0 |  | --> | C23 ex SALLYNOGGIN ROAD | Sallynoggin Road [T41,T42] | CHERRYWOOD |  | 53.277 | -6.1038
MV/LV Substation CA***219Y |  | 10 kV | _ | LV | 50 kVA :Pole Substation | 0.05 | --> | 0.05 | 0 | 0 | Constrained,otherwise capacity available =49kVA. | --> | 0.0475 | 0 | 0 | 0 | 0 | Constrained,otherwise capacity available =50.2kW. | --> | C15 ex DRUMBEAR | Drumbear [T41,T42] | LISDRUM |  | 54.2081 | -6.8432
MV/LV Substation CA***220 |  | 10 kV | _ | LV | 400 kVA :Kiosk Substation | 0.4 | --> | 0.4 | 0 | 0 | Constrained,otherwise capacity available =228kVA. | --> | 0.38 | 0 | 0.002223 | 0.42531 | 0 |  | --> | C20 ex GARRYOWEN | Garryowen [T41,T42] | LIMERICK |  | 52.6438 | -8.6183
MV/LV Substation CA***220Z |  | 10 kV | _ | LV | 630 kVA :Kiosk Substation | 0.63 | --> | 0.63 | 0.5 | 13.8 |  | --> | 0.5985 | 0 | 0.03705 | 0.5 | 0 |  | --> | C18 ex SINGLAND | Singland [T101,T102] | SINGLAND |  | 52.6656 | -8.5793
MV/LV Substation CA***222 |  | 10 kV | _ | LV | 50 kVA :Pole Substation | 0.05 | --> | 0.05 | 0.042 | 0.9 |  | --> | 0.0475 | 0 | 0 | 0.0512 | 0 |  | --> | C12 ex ROSS CARBERY | Ross Carbery [T41,T42] | DUNMANWAY |  | 51.5762 | -8.9771
MV/LV Substation CA***222Y |  | 10 kV | _ | LV | 50 kVA :Pole Substation | 0.05 | --> | 0.05 | 0 | 0 | Constrained,otherwise capacity available =45kVA. | --> | 0.0475 | 0 | 0 | 0.050753 | 0 |  | --> | C11 ex DEERPARK | Deerpark [T41,T42] | BALLYDINE |  | 52.3435 | -7.4264
MV/LV Substation CA***222Z |  | 20 kV | _ | LV | 200 kVA :Kiosk Substation | 0.2 | --> | 0.2 | 0.15 | 13.8 |  | --> | 0.19 | 0 | 0.005928 | 0.20745 | 0 |  | --> | C14 ex SINGLAND | Singland [T101,T102] | SINGLAND |  | 52.6483 | -8.5641
MV/LV Substation CA***224 |  | 10 kV | _ | LV | 100 kVA :Pole Substation | 0.1 | --> | 0.1 | 0 | 0 | Constrained,otherwise capacity available =69kVA. | --> | 0.095 | 0 | 0.014079 | 0.1046 | 0 |  | --> | C16 ex MALAHIDE | Malahide [T41,T42] | GLASMORE |  | 53.4375 | -6.1266
MV/LV Substation CA***224X |  | 10 kV | _ | LV | 100 kVA :Pole Substation | 0.1 | --> | 0.1 | 0.09 | 10.9 |  | --> | 0.095 | 0 | 0 | 0.10151 | 0 |  | --> | C13 ex MULLINGAR | Mullingar [T101,T102] | MULLINGAR |  | 53.5706 | -7.3263
MV/LV Substation CA***224X |  | 20 kV | _ | LV | 50 kVA :Pole Substation | 0.05 | --> | 0.05 | 0.045 | 1 |  | --> | 0.0475 | 0 | 0 | 0 | 0 | Constrained,otherwise capacity available =50.8kW. | --> | C16 ex BOYLE | Boyle [T41,T42] | CARRICK ON SHANNON |  | 54.0273 | -8.2793
MV/LV Substation CA***224X |  | 10 kV | _ | LV | 400 kVA :Kiosk Substation | 0.4 | --> | 0.4 | 0 | 0 | Constrained,otherwise capacity available =319kVA. | --> | 0.38 | 0 | 0.005928 | 0.41212 | 0 |  | --> | C11 ex SUTTON | Sutton [T41,T42] | GRANGE (DR) |  | 53.3897 | -6.109
MV/LV Substation CA***224Z |  | 10 kV | _ | LV | 50 kVA :Pole Substation | 0.05 | --> | 0.05 | 0 | 0 | Constrained,otherwise capacity available =46kVA. | --> | 0.0475 | 0 | 0 | 0.050604 | 0 |  | --> | C23 ex CLONMINCH | Clonminch [T41,T422] | THORNSBERRY |  | 53.2822 | -7.4442
MV/LV Substation CA***224Z |  | 20 kV | _ | LV | 200 kVA :Kiosk Substation | 0.2 | --> | 0.2 | 0 | 0 | Constrained,otherwise capacity available =128kVA. | --> | 0.19 | 0 | 0.011115 | 0.21065 | 0 |  | --> | C21 ex MONEYCOOLEY | Moneycooley [T41,T42,T44] | GRIFFINRATH |  | 53.3921 | -6.5556
MV/LV Substation CA***225 |  | 10 kV | _ | LV | 630 kVA :Building Structure | 0.63 | --> | 0.63 | 0.455 | 0.9 |  | --> | 0.5985 | 0 | 0.049647 | 0.5 | 0 |  | --> | C16 ex KIMMAGE | Kimmage [T41,T42] | INCHICORE 220KV |  | 53.317 | -6.302
MV/LV Substation CA***225X |  | 20 kV | _ | LV | 100 kVA :Pole Substation | 0.1 | --> | 0.1 | 0.086 | 1 |  | --> | 0.095 | 0 | 0.011856 | 0 | 0 | Constrained,otherwise capacity available =102.1kW. | --> | C16 ex BOYLE | Boyle [T41,T42] | CARRICK ON SHANNON |  | 54.028 | -8.2781
MV/LV Substation CA***227 |  | 20 kV | _ | LV | 100 kVA :Pole Substation | 0.1 | --> | 0.1 | 0 | 0 | Constrained,otherwise capacity available =99kVA. | --> | 0.095 | 0 | 0 | 0.10015 | 0 |  | --> | E11 ex MILLTOWN (SR) | Milltown (sr) [T421,T422] | OUGHTRAGH |  | 52.1661 | -9.7062
MV/LV Substation CA***227 |  | 20 kV | _ | LV | 100 kVA :Pole Substation | 0.1 | --> | 0.1 | 0.062 | 2.8 |  | --> | 0.095 | 0 | 0 | 0.10561 | 0 |  | --> | E13 ex CLARA | Clara [T421,T422] | THORNSBERRY |  | 53.4451 | -7.487
MV/LV Substation CA***227 |  | 20 kV | _ | LV | 50 kVA :Pole Substation | 0.05 | --> | 0.05 | 0.024 | 1.8 |  | --> | 0.0475 | 0 | 0.016302 | 0.0538 | 0 |  | --> | E18 ex BIRDHILL | Birdhill [T421,T422] | ARDNACRUSHA |  | 52.7137 | -8.4945
MV/LV Substation CA***227X |  | 10 kV | _ | LV | 200 kVA :Pole Substation | 0.2 | --> | 0.2 | 0 | 0 | Constrained,otherwise capacity available =200kVA. | --> | 0.19 | 0 | 0 | 0.2 | 0 |  | --> | C15 ex CASTLEKNOCK | Castleknock [T41,T42] | FINGLAS |  | 53.3688 | -6.3692
MV/LV Substation CA***228X |  | 10 kV | _ | LV | 630 kVA :Kiosk Substation | 0.63 | --> | 0.63 | 0 | 0 | Constrained,otherwise capacity available =500kVA. | --> | 0.5985 | 0 | 0.002964 | 0.5 | 0 |  | --> | C16 ex GLASNEVIN | Glasnevin [T41] | FINGLAS |  | 53.3612 | -6.2777
MV/LV Substation CA***229 |  | 20 kV | _ | LV | 50 kVA :Pole Substation | 0.05 | --> | 0.05 | 0.025 | 17.7 |  | --> | 0.0475 | 0 | 0 | 0.053659 | 0 |  | --> | E12 ex COOLROE | Coolroe [T121,T122] | COOLROE |  | 51.8767 | -8.6475
MV/LV Substation CA***229Z |  | 10 kV | _ | LV | 400 kVA :Kiosk Substation | 0.4 | --> | 0.4 | 0 | 0 | Constrained,otherwise capacity available =306kVA. | --> | 0.38 | 0 | 0.002223 | 0.41403 | 0 |  | --> | C22 ex CELBRIDGE | Celbridge [T41,T42] | GRIFFINRATH |  | 53.3322 | -6.537
MV/LV Substation CA***230 |  | 20 kV | _ | LV | 50 kVA :Pole Substation | 0.05 | --> | 0.05 | 0.049 | 3 |  | --> | 0.0475 | 0 | 0 | 0 | 0 | Constrained,otherwise capacity available =50.2kW. | --> | E12 ex MOVILLE | Moville [T421,T422] | TRILLICK |  | 55.2039 | -6.9968
MV/LV Substation CA***230X |  | 20 kV | _ | LV | 50 kVA :Pole Substation | 0.05 | --> | 0.05 | 0.05 | 2.3 |  | --> | 0.0475 | 0 | 0 | 0.05 | 0 |  | --> | E14 ex MOY | Moy [T421,T422] | MOY |  | 54.2269 | -9.2594
MV/LV Substation CA***230Y |  | 10 kV | _ | LV | 50 kVA :Pole Substation | 0.05 | --> | 0.05 | 0 | 0 | Constrained,otherwise capacity available =50kVA. | --> | 0.0475 | 0 | 0 | 0.05 | 0 |  | --> | C12 ex SAGGART | Saggart [T41,T42] | GRANGE CASTLE |  | 53.267 | -6.5296
MV/LV Substation CA***230Z |  | 10 kV | _ | LV | 200 kVA :Kiosk Substation | 0.2 | --> | 0.2 | 0 | 0 | Constrained,otherwise capacity available =191kVA. | --> | 0.19 | 0 | 0.004446 | 0.20136 | 0 |  | --> | C21 ex MONEYCOOLEY | Moneycooley [T41,T42,T44] | GRIFFINRATH |  | 53.3793 | -6.5851
MV/LV Substation CA***230Z |  | 10 kV | _ | LV | 400 kVA :Kiosk Substation | 0.4 | --> | 0.4 | 0 | 0 | Constrained,otherwise capacity available =335kVA. | --> | 0.38 | 0 | 0 | 0.40975 | 0 |  | --> | C20 ex POPPINTREE | Poppintree [T101,T102] | FINGLAS |  | 53.405 | -6.2762
MV/LV Substation CA***231 |  | 10 kV | _ | LV | 200 kVA :Kiosk Substation | 0.2 | --> | 0.2 | 0.121 | 13.8 |  | --> | 0.19 | 0 | 0.008892 | 0.21165 | 0 |  | --> | C18 ex SINGLAND | Singland [T101,T102] | SINGLAND |  | 52.6651 | -8.5667
MV/LV Substation CA***232 |  | 10 kV | _ | LV | 50 kVA :Pole Substation | 0.05 | --> | 0.05 | 0 | 0 | Constrained,otherwise capacity available =12kVA. | --> | 0.0475 | 0 | 0 | 0.055455 | 0 |  | --> | C17 ex CARRICK ON SHANNON | Carrick On Shannon [T41,T42] | CARRICK ON SHANNON |  | 53.944 | -8.072
MV/LV Substation CA***232 |  | 10 kV | _ | LV | 400 kVA :Kiosk Substation | 0.4 | --> | 0.4 | 0 | 0 | Constrained,otherwise capacity available =297kVA. | --> | 0.38 | 0 | 0.019266 | 0.41535 | 0 |  | --> | C19 ex SUTTON | Sutton [T41,T42] | GRANGE (DR) |  | 53.383 | -6.099
MV/LV Substation CA***232Z |  | 20 kV | _ | LV | 50 kVA :Pole Substation | 0.05 | --> | 0.05 | 0 | 0 | Constrained,otherwise capacity available =46kVA. | --> | 0.0475 | 0 | 0 | 0.050604 | 0 |  | --> | E16 ex ACADEMY STREET | Academy Street [T421,T422,T44] | NAVAN |  | 53.5923 | -6.6317
MV/LV Substation CA***233X |  | 20 kV | _ | LV | 100 kVA :Pole Substation | 0.1 | --> | 0.1 | 0 | 0 | Constrained,otherwise capacity available =55kVA. | --> | 0.095 | 0 | 0.020748 | 0.10661 | 0 |  | --> | E21 ex WHITECHURCH | Whitechurch [T421,T422] | KILBARRY |  | 51.9861 | -8.4799
MV/LV Substation CA***233X |  | 10 kV | _ | LV | 50 kVA :Pole Substation | 0.05 | --> | 0.05 | 0.05 | 0.2 |  | --> | 0.0475 | 0 | 0 | 0.05 | 0 |  | --> | C13 ex SANDYFORD | Sandyford [T41,T42] | CARRICKMINES |  | 53.2477 | -6.3009
MV/LV Substation CA***233Z |  | 10 kV | _ | LV | 630 kVA :Kiosk Substation | 0.63 | --> | 0.63 | 0 | 0 | Constrained,otherwise capacity available =500kVA. | --> | 0.5985 | 0 | 0.003705 | 0.5 | 0 |  | --> | C14 ex MACETOWN | Macetown [T101,T102] | MACETOWN |  | 53.4045 | -6.3914
MV/LV Substation CA***234Z |  | 10 kV | _ | LV | 400 kVA :Kiosk Substation | 0.4 | --> | 0.4 | 0 | 0 | Constrained,otherwise capacity available =260kVA. | --> | 0.38 | 0 | 0.009633 | 0.42072 | 0 |  | --> | C14 ex MACETOWN | Macetown [T101,T102] | MACETOWN |  | 53.404 | -6.394
MV/LV Substation CA***235 |  | 10 kV | _ | LV | 50 kVA :Pole Substation | 0.05 | --> | 0.05 | 0 | 0 | Constrained,otherwise capacity available =15kVA. | --> | 0.0475 | 0 | 0 | 0.055047 | 0 |  | --> | C18 ex MIDLETON | Midleton [T101,T102] | MIDLETON |  | 52.0151 | -8.2243
MV/LV Substation CA***235X |  | 20 kV | _ | LV | 400 kVA :Kiosk Substation | 0.4 | --> | 0.4 | 0.373 | 8.5 |  | --> | 0.38 | 0 | 0.003705 | 0 | 0 | Constrained,otherwise capacity available =404.1kW. | --> | E14 ex ARIGNA | Arigna [T121] | ARIGNA |  | 54.0642 | -8.1846
MV/LV Substation CA***235X |  | 10 kV | _ | LV | 400 kVA :Kiosk Substation | 0.4 | --> | 0.4 | 0 | 0 | Constrained,otherwise capacity available =336kVA. | --> | 0.38 | 0 | 0.03705 | 0.40752 | 0 |  | --> | C15 ex TRIM | Trim [T41,T42] | NAVAN |  | 53.5511 | -6.7943
MV/LV Substation CA***235Z |  | 10 kV | _ | LV | 400 kVA :Kiosk Substation | 0.4 | --> | 0.4 | 0 | 0 | Constrained,otherwise capacity available =305kVA. | --> | 0.38 | 0 | 0.005187 | 0.41417 | 0 |  | --> | C14 ex MACETOWN | Macetown [T101,T102] | MACETOWN |  | 53.403 | -6.3926
MV/LV Substation CA***236X |  | 10 kV | _ | LV | 50 kVA :Pole Substation | 0.05 | --> | 0.05 | 0 | 0 | Constrained,otherwise capacity available =33kVA. | --> | 0.0475 | 0 | 0 | 0.052518 | 0 |  | --> | C20 ex ORANMORE | Oranmore [T41,T44] | GALWAY 110KV |  | 53.3096 | -8.8541
MV/LV Substation CA***236Y |  | 10 kV | _ | LV | 400 kVA :Kiosk Substation | 0.4 | --> | 0.4 | 0 | 0 | Constrained,otherwise capacity available =315kVA. | --> | 0.38 | 0 | 0.021489 | 0.41271 | 0 |  | --> | C11 ex POLLERTON | Pollerton [T41,T42] | CARLOW |  | 52.8401 | -6.9103
MV/LV Substation CA***236Z |  | 10 kV | _ | LV | 200 kVA :Kiosk Substation | 0.2 | --> | 0.2 | 0 | 0 | Constrained,otherwise capacity available =152kVA. | --> | 0.19 | 0 | 0 | 0.20716 | 0 |  | --> | C14 ex MACETOWN | Macetown [T101,T102] | MACETOWN |  | 53.4027 | -6.3909
MV/LV Substation CA***237 |  | 10 kV | _ | LV | 630 kVA :Kiosk Substation | 0.63 | --> | 0.63 | 0.5 | 2.8 |  | --> | 0.5985 | 0 | 0 | 0.5 | 0 |  | --> | C18 ex CASTLEBLAYNEY | Castleblayney [T41,T42] | DUNDALK |  | 54.1266 | -6.7494
MV/LV Substation CA***237Z |  | 10 kV | _ | LV | 630 kVA :Kiosk Substation | 0.63 | --> | 0.63 | 0 | 0 | Constrained,otherwise capacity available =401kVA. | --> | 0.5985 | 0 | 0.015561 | 0.5 | 0 |  | --> | C14 ex MACETOWN | Macetown [T101,T102] | MACETOWN |  | 53.4035 | -6.3879
MV/LV Substation CA***238X |  | 10 kV | _ | LV | 200 kVA :Kiosk Substation | 0.2 | --> | 0.2 | 0.179 | 3.1 |  | --> | 0.19 | 0 | 0 | 0.20316 | 0 |  | --> | C13 ex PURCELLS INCH | Purcells Inch [T41,T42] | KILKENNY |  | 52.6475 | -7.2362
MV/LV Substation CA***238X |  | 20 kV | _ | LV | 50 kVA :Pole Substation | 0.05 | --> | 0.05 | 0.021 | 2.3 |  | --> | 0.0475 | 0 | 0.018525 | 0.05422 | 0 |  | --> | E14 ex MOY | Moy [T421,T422] | MOY |  | 54.2585 | -9.2749
MV/LV Substation CA***238Z |  | 10 kV | _ | LV | 200 kVA :Kiosk Substation | 0.2 | --> | 0.2 | 0 | 0 | Constrained,otherwise capacity available =181kVA. | --> | 0.19 | 0 | 0.003705 | 0.20286 | 0 |  | --> | C14 ex MACETOWN | Macetown [T101,T102] | MACETOWN |  | 53.4037 | -6.3887
MV/LV Substation CA***239 |  | 10 kV | _ | LV | 100 kVA :Pole Substation | 0.1 | --> | 0.1 | 0 | 0 | Constrained,otherwise capacity available =84kVA. | --> | 0.095 | 0 | 0.003705 | 0 | 0 | Constrained,otherwise capacity available =102.4kW. | --> | C16 ex BANTRY | Bantry [T41,T42] | BALLYLICKY |  | 51.6745 | -9.4506
MV/LV Substation CA***239X |  | 10 kV | _ | LV | 630 kVA :Kiosk Substation | 0.63 | --> | 0.63 | 0 | 0 | Constrained,otherwise capacity available =500kVA. | --> | 0.5985 | 0 | 0 | 0.5 | 0 |  | --> | C17 ex CARRICK ON SHANNON | Carrick On Shannon [T41,T42] | CARRICK ON SHANNON |  | 53.9418 | -8.0999
MV/LV Substation CA***240 |  | 20 kV | _ | LV | 200 kVA :Pole Substation | 0.2 | --> | 0.2 | 0 | 0 | Constrained,otherwise capacity available =173kVA. | --> | 0.19 | 0 | 0 | 0.20406 | 0 |  | --> | E11 ex BEALNABLATH | Bealnablath [T421] | BANDON |  | 51.8466 | -8.8038
MV/LV Substation CA***240Y |  | 10 kV | _ | LV | 100 kVA :Pole Substation | 0.1 | --> | 0.1 | 0 | 0 | Constrained,otherwise capacity available =51kVA. | --> | 0.095 | 0 | 0 | 0.10718 | 0 |  | --> | C21 ex TERMONFECKIN ROAD | Termonfeckin Road [T41,T42] | DRYBRIDGE |  | 53.7449 | -6.2979
MV/LV Substation CA***241 |  | 10 kV | _ | LV | 400 kVA :Kiosk Substation | 0.4 | --> | 0.4 | 0.289 | 11.9 |  | --> | 0.38 | 0 | 0.078546 | 0.41651 | 0 |  | --> | C24 ex SALTHILL | Salthill [T101,T102] | SALTHILL |  | 53.2606 | -9.1036
MV/LV Substation CA***241 |  | 10 kV | _ | LV | 400 kVA :Kiosk Substation | 0.4 | --> | 0.4 | 0 | 0 | Constrained,otherwise capacity available =322kVA. | --> | 0.38 | 0 | 0.028899 | 0.41167 | 0 |  | --> | C22 ex CARRIGTWOHILL | Carrigtwohill [T42] | COW CROSS |  | 51.9116 | -8.2566
MV/LV Substation CA***241X |  | 10 kV | _ | LV | 200 kVA :Pole Substation | 0.2 | --> | 0.2 | 0 | 0 | Constrained,otherwise capacity available =155kVA. | --> | 0.19 | 0 | 0.013338 | 0.20672 | 0 |  | --> | C26 ex BISHOPSTOWN | Bishopstown [T41,T42] | KILBARRY |  | 51.8958 | -8.5635
MV/LV Substation CA***242X |  | 20 kV | _ | LV | 400 kVA :Kiosk Substation | 0.4 | --> | 0.4 | 0 | 0 | Constrained,otherwise capacity available =333kVA. | --> | 0.38 | 0 | 0.005928 | 0.37742 | 0 | Constrained,otherwise capacity available =410kW. | --> | C21 ex CASTLEISLAND | Castleisland [T41,T42] | TRALEE |  | 52.2224 | -9.4676
MV/LV Substation CA***242X |  | 10 kV | _ | LV | 1000 kVA :Kiosk Substation | 1 | --> | 1 | 0 | 0 | Constrained,otherwise capacity available =500kVA. | --> | 0.95 | 0 | 0 | 0.5 | 0 |  | --> | C17 ex CARRICK ON SHANNON | Carrick On Shannon [T41,T42] | CARRICK ON SHANNON |  | 53.9423 | -8.1022
MV/LV Substation CA***243X |  | 10 kV | _ | LV | 1000 kVA :Building Structure | 1 | --> | 1 | 0 | 0 | Constrained,otherwise capacity available =500kVA. | --> | 0.95 | 0 | 0 | 0.5 | 0 |  | --> | C17 ex CARRICK ON SHANNON | Carrick On Shannon [T41,T42] | CARRICK ON SHANNON |  | 53.9424 | -8.1043
MV/LV Substation CA***243Z |  | 20 kV | _ | LV | 100 kVA :Pole Substation | 0.1 | --> | 0.1 | 0.005 | 0.4 |  | --> | 0.095 | 0 | 0 | 0.11344 | 0 |  | --> | E13 ex TULLOW | Tullow [T421,T422] | CARLOW |  | 52.8063 | -6.7579
MV/LV Substation CA***245 |  | 10 kV | _ | LV | 100 kVA :Pole Substation | 0.1 | --> | 0.1 | 0 | 0 | Constrained,otherwise capacity available =100kVA. | --> | 0.095 | 0 | 0 | 0.1 | 0 |  | --> | C15 ex TULLA | Tulla [T41,T42] | ENNIS |  | 52.9605 | -8.6653
MV/LV Substation CA***246 |  | 20 kV | _ | LV | 100 kVA :Pole Substation | 0.1 | --> | 0.1 | 0.083 | 4.4 |  | --> | 0.095 | 0 | 0 | 0.10255 | 0 |  | --> | E18 ex CRANE | Crane [T122] | CRANE |  | 52.5137 | -6.2446
MV/LV Substation CA***246 |  | 10 kV | _ | LV | 100 kVA :Pole Substation | 0.1 | --> | 0.1 | 0.045 | 1.1 |  | --> | 0.095 | 0 | 0.005187 | 0.10802 | 0 |  | --> | C23 ex KILKEE | Kilkee [T41] | TULLABRACK |  | 52.6044 | -9.7104
MV/LV Substation CA***246X |  | 10 kV | _ | LV | 200 kVA :Kiosk Substation | 0.2 | --> | 0.2 | 0.162 | 1.5 |  | --> | 0.19 | 0 | 0 | 0.20569 | 0 |  | --> | C15 ex SCREEB | Screeb [T41] | SCREEB |  | 53.3248 | -9.8396
MV/LV Substation CA***247 |  | 10 kV | _ | LV | 400 kVA :Kiosk Substation | 0.4 | --> | 0.4 | 0.4 | 1.4 |  | --> | 0.38 | 0 | 0 | 0.4 | 0 |  | --> | C14 ex RINEANNA | Rineanna [T41,T42] | DRUMLINE |  | 52.7518 | -8.911
MV/LV Substation CA***247Z |  | 10 kV | _ | LV | 50 kVA :Pole Substation | 0.05 | --> | 0.05 | 0 | 0 | Constrained,otherwise capacity available =44kVA. | --> | 0.0475 | 0 | 0.003705 | 0.050903 | 0 |  | --> | C18 ex SALLINS | Sallins [T41,T42] | GRIFFINRATH |  | 53.3049 | -6.6921
MV/LV Substation CA***247Z |  | 10 kV | _ | LV | 400 kVA :Kiosk Substation | 0.4 | --> | 0.4 | 0.325 | 13.2 |  | --> | 0.38 | 0 | 0.028158 | 0.41123 | 0 |  | --> | C22 ex ARTANE | Artane [T101,T102] | FINGLAS |  | 53.3906 | -6.2153
MV/LV Substation CA***248Y |  | 20 kV | _ | LV | 33 kVA :Pole Substation | 0.033 | --> | 0.033 | 0 | 0 | Constrained,otherwise capacity available =33kVA. | --> | 0.03135 | 0 | 0 | 0.033 | 0 |  | --> | C19 ex ENNISTYMON | Ennistymon [T41,T42] | ENNIS |  | 53.1046 | -9.1607
MV/LV Substation CA***249 |  | 10 kV | _ | LV | 200 kVA :Pole Substation | 0.2 | --> | 0.2 | 0 | 0 | Constrained,otherwise capacity available =182kVA. | --> | 0.19 | 0 | 0.003705 | 0.20271 | 0 |  | --> | C20 ex SUTTON | Sutton [T41,T42] | GRANGE (DR) |  | 53.3814 | -6.0579
MV/LV Substation CA***249X |  | 10 kV | _ | LV | 100 kVA :Pole Substation | 0.1 | --> | 0.1 | 0.078 | 1.5 |  | --> | 0.095 | 0 | 0 | 0.10329 | 0 |  | --> | C15 ex SCREEB | Screeb [T41] | SCREEB |  | 53.3245 | -9.8174
MV/LV Substation CA***249X |  | 20 kV | _ | LV | 50 kVA :Pole Substation | 0.05 | --> | 0.05 | 0.05 | 1.1 |  | --> | 0.0475 | 0 | 0 | 0.05 | 0 |  | --> | E24 ex BIRR | Birr [T41,T422] | DALLOW |  | 53.1395 | -7.6728
MV/LV Substation CA***249Z |  | 20 kV | _ | LV | 400 kVA :Kiosk Substation | 0.4 | --> | 0.4 | 0 | 0 | Constrained,otherwise capacity available =333kVA. | --> | 0.38 | 0 | 0.004446 | 0.41005 | 0 |  | --> | E13 ex GLASMORE | Glasmore [T421,T422] | GLASMORE |  | 53.4727 | -6.2397
MV/LV Substation CA***250 |  | 20 kV | _ | LV | 50 kVA :Pole Substation | 0.05 | --> | 0.05 | 0 | 0 | Constrained,otherwise capacity available =43kVA. | --> | 0.0475 | 0 | 0 | 0 | 0 | Constrained,otherwise capacity available =51.1kW. | --> | C14 ex MILFORD (NR) | Milford (nr) [T41,T42] | LETTERKENNY |  | 55.2476 | -7.6956
MV/LV Substation CA***250 |  | 20 kV | _ | LV | 100 kVA :Pole Substation | 0.1 | --> | 0.1 | 0 | 0 | Constrained,otherwise capacity available =40kVA. | --> | 0.095 | 0 | 0.033345 | 0.10872 | 0 |  | --> | C16 ex CAPPAMORE | Cappamore [T41,T42] | ARDNACRUSHA |  | 52.5826 | -8.1701
MV/LV Substation CA***250X |  | 10 kV | _ | LV | 200 kVA :Kiosk Substation | 0.2 | --> | 0.2 | 0.177 | 5.8 |  | --> | 0.19 | 0 | 0 | 0.20346 | 0 |  | --> | E15 ex ABBEYFEALE | Abbeyfeale [T421] | TRIEN |  | 52.3847 | -9.2989
MV/LV Substation CA***250Z |  | 20 kV | _ | LV | 400 kVA :Kiosk Substation | 0.4 | --> | 0.4 | 0 | 0 | Constrained,otherwise capacity available =400kVA. | --> | 0.38 | 0 | 0 | 0.4 | 0 |  | --> | E13 ex GLASMORE | Glasmore [T421,T422] | GLASMORE |  | 53.4731 | -6.2374
MV/LV Substation CA***251X |  | 10 kV | _ | LV | 400 kVA :Kiosk Substation | 0.4 | --> | 0.4 | 0.367 | 7.2 |  | --> | 0.38 | 0 | 0 | 0 | 0 | Constrained,otherwise capacity available =405kW. | --> | C18 ex CONVOY | Convoy [T41,T42] | LETTERKENNY |  | 54.8736 | -7.6087
MV/LV Substation CA***251Z |  | 20 kV | _ | LV | 200 kVA :Kiosk Substation | 0.2 | --> | 0.2 | 0 | 0 | Constrained,otherwise capacity available =183kVA. | --> | 0.19 | 0 | 0.003705 | 0.20256 | 0 |  | --> | E13 ex GLASMORE | Glasmore [T421,T422] | GLASMORE |  | 53.4716 | -6.2385
MV/LV Substation CA***252Z |  | 20 kV | _ | LV | 200 kVA :Kiosk Substation | 0.2 | --> | 0.2 | 0 | 0 | Constrained,otherwise capacity available =107kVA. | --> | 0.19 | 0 | 0.005187 | 0.21365 | 0 |  | --> | E13 ex GLASMORE | Glasmore [T421,T422] | GLASMORE |  | 53.4724 | -6.235
MV/LV Substation CA***253Z |  | 20 kV | _ | LV | 630 kVA :Kiosk Substation | 0.63 | --> | 0.63 | 0 | 0 | Constrained,otherwise capacity available =483kVA. | --> | 0.5985 | 0 | 0.020748 | 0.5 | 0 |  | --> | C21 ex MONEYCOOLEY | Moneycooley [T41,T42,T44] | GRIFFINRATH |  | 53.3918 | -6.5477
MV/LV Substation CA***254 |  | 20 kV | _ | LV | 200 kVA :Kiosk Substation | 0.2 | --> | 0.2 | 0.164 | 2.5 |  | --> | 0.19 | 0 | 0.010374 | 0.20539 | 0 |  | --> | E13 ex BAGENALSTOWN | Bagenalstown [T421,T422] | CARLOW |  | 52.6879 | -6.784
MV/LV Substation CA***254X |  | 10 kV | _ | LV | 400 kVA :Kiosk Substation | 0.4 | --> | 0.4 | 0 | 0 | Constrained,otherwise capacity available =358kVA. | --> | 0.38 | 0 | 0.003705 | 0.40633 | 0 |  | --> | C15 ex CARRIGALINE | Carrigaline [T41,T42] | BARNAHELY |  | 51.8229 | -8.3965
MV/LV Substation CA***255 |  | 20 kV | _ | LV | 200 kVA :Pole Substation | 0.2 | --> | 0.2 | 0.196 | 1.5 |  | --> | 0.19 | 0 | 0 | 0.20061 | 0 |  | --> | E17 ex ACHILL | Achill [T422] | CARROWBEG |  | 53.9765 | -10.0564
MV/LV Substation CA***255 |  | 20 kV | _ | LV | 50 kVA :Pole Substation | 0.05 | --> | 0.05 | 0 | 0 | Constrained,otherwise capacity available =35kVA. | --> | 0.0475 | 0 | 0 | 0.052228 | 0 |  | --> | E23 ex ATHENRY | Athenry [T423] | GALWAY 110KV |  | 53.3054 | -8.4835
MV/LV Substation CA***255X |  | 10 kV | _ | LV | 400 kVA :Kiosk Substation | 0.4 | --> | 0.4 | 0 | 0 | Constrained,otherwise capacity available =372kVA. | --> | 0.38 | 0 | 0 | 0.40423 | 0 |  | --> | C15 ex CARRIGALINE | Carrigaline [T41,T42] | BARNAHELY |  | 51.8232 | -8.3953
MV/LV Substation CA***255X |  | 20 kV | _ | LV | 50 kVA :Pole Substation | 0.05 | --> | 0.05 | 0 | 0 | Constrained,otherwise capacity available =43kVA. | --> | 0.0475 | 0 | 0 | 0 | 0 | Constrained,otherwise capacity available =51.1kW. | --> | E18 ex CARNDONAGH | Carndonagh [T421,T422] | TRILLICK |  | 55.2548 | -7.2301
MV/LV Substation CA***255Z |  | 10 kV | _ | LV | 50 kVA :Pole Substation | 0.05 | --> | 0.05 | 0 | 0 | Constrained,otherwise capacity available =48kVA. | --> | 0.0475 | 0 | 0 | 0.050303 | 0 |  | --> | E41 ex KINSALE | Kinsale [T423] | TRABEG |  | 51.7012 | -8.5379
MV/LV Substation CA***256X |  | 10 kV | _ | LV | 400 kVA :Building Structure | 0.4 | --> | 0.4 | 0.036794 | 0 | Constrained,otherwise capacity available =400kVA. | --> | 0.38 | 0 | 0 | 0.4 | 0 |  | --> | C19 ex CALLAN | Callan [T41,T42] | KILKENNY |  | 52.576 | -7.4876
MV/LV Substation CA***258X |  | 10 kV | _ | LV | 50 kVA :Pole Substation | 0.05 | --> | 0.05 | 0 | 0 | Constrained,otherwise capacity available =28kVA. | --> | 0.0475 | 0 | 0.003705 | 0.053235 | 0 |  | --> | C17 ex BISHOPSTOWN | Bishopstown [T41,T42] | KILBARRY |  | 51.8886 | -8.5615
MV/LV Substation CA***258Y |  | 20 kV | _ | LV | 50 kVA :Pole Substation | 0.05 | --> | 0.05 | 0.044 | 2.4 |  | --> | 0.0475 | 0 | 0 | 0.050903 | 0 |  | --> | C19 ex GRAIGUE | Graigue [T41,T42] | CARLOW |  | 52.7855 | -6.971
MV/LV Substation CA***258Y |  | 20 kV | _ | LV | 50 kVA :Pole Substation | 0.05 | --> | 0.05 | 0 | 0 | Constrained,otherwise capacity available =49kVA. | --> | 0.0475 | 0 | 0 | 0.050152 | 0 |  | --> | E18 ex COLLOONEY | Collooney [T421,T422] | SLIGO |  | 54.0913 | -8.3423
MV/LV Substation CA***259Y |  | 10 kV | _ | LV | 400 kVA :Kiosk Substation | 0.4 | --> | 0.4 | 0.321 | 3.8 |  | --> | 0.38 | 0 | 0.003705 | 0.41182 | 0 |  | --> | C14 ex WATERFORD | Waterford [T41,T42] | WATERFORD |  | 52.2637 | -7.1348
MV/LV Substation CA***259Y |  | 20 kV | _ | LV | 50 kVA :Pole Substation | 0.05 | --> | 0.05 | 0 | 0 | Constrained,otherwise capacity available =50kVA. | --> | 0.0475 | 0 | 0 | 0 | 0 | Constrained,otherwise capacity available =50kW. | --> | E12 ex ABBEYLEIX | Abbeyleix [T422] | PORTLAOISE |  | 52.9778 | -7.2834
MV/LV Substation CA***260Y |  | 10 kV | _ | LV | 200 kVA :Kiosk Substation | 0.2 | --> | 0.2 | 0.121 | 3.5 |  | --> | 0.19 | 0 | 0.004446 | 0.21165 | 0 |  | --> | C12 ex DUNDALK | Dundalk [T41,T42] | DUNDALK |  | 54.0158 | -6.4168
MV/LV Substation CA***260Z |  | 10 kV | _ | LV | 400 kVA :Building Structure | 0.4 | --> | 0.4 | 0 | 0 | Constrained,otherwise capacity available =391kVA. | --> | 0.38 | 0 | 0 | 0.40136 | 0 |  | --> | C21 ex BALLYCOOLIN | Ballycoolin [T41,T42,T43] | FINGLAS |  | 53.4044 | -6.3574
MV/LV Substation CA***261X |  | 20 kV | _ | LV | 50 kVA :Pole Substation | 0.05 | --> | 0.05 | 0 | 0 | Constrained,otherwise capacity available =46kVA. | --> | 0.0475 | 0 | 0.008892 | 0.050604 | 0 |  | --> | C19 ex ENNISTYMON | Ennistymon [T41,T42] | ENNIS |  | 53.1346 | -9.1089
MV/LV Substation CA***261Z |  | 10 kV | _ | LV | 400 kVA :Building Structure | 0.4 | --> | 0.4 | 0 | 0 | Constrained,otherwise capacity available =393kVA. | --> | 0.38 | 0 | 0 | 0.40106 | 0 |  | --> | C41 ex COLLEGE PARK | College Park [T101,T102,T103] | COLLEGE PARK |  | 53.4043 | -6.4248
MV/LV Substation CA***262 |  | 10 kV | _ | LV | 50 kVA :Pole Substation | 0.05 | --> | 0.05 | 0 | 0 | Constrained,otherwise capacity available =46kVA. | --> | 0.0475 | 0 | 0 | 0.050604 | 0 |  | --> | C20 ex ORANMORE | Oranmore [T41,T44] | GALWAY 110KV |  | 53.3033 | -8.9289
MV/LV Substation CA***264 |  | 10 kV | _ | LV | 400 kVA :Kiosk Substation | 0.4 | --> | 0.4 | 0 | 0 | Constrained,otherwise capacity available =302kVA. | --> | 0.38 | 0 | 0 | 0.41461 | 0 |  | --> | C15 ex MAYFIELD | Mayfield [T41,T42] | KILBARRY |  | 51.9221 | -8.3999
MV/LV Substation CA***265 |  | 10 kV | _ | LV | 50 kVA :Pole Substation | 0.05 | --> | 0.05 | 0 | 0 | Constrained,otherwise capacity available =34kVA. | --> | 0.0475 | 0 | 0 | 0 | 0 | Constrained,otherwise capacity available =52.4kW. | --> | C15 ex DRUMBEAR | Drumbear [T41,T42] | LISDRUM |  | 54.1849 | -6.8184
MV/LV Substation CA***265 |  | 10 kV | _ | LV | 200 kVA :Building Structure | 0.2 | --> | 0.2 | 0 | 0 | Constrained,otherwise capacity available =128kVA. | --> | 0.19 | 0 | 0.004446 | 0.21065 | 0 |  | --> | C30 ex KINSALE | Kinsale [T41,T42] | BANDON |  | 51.6964 | -8.5141
MV/LV Substation CA***265Y |  | 10 kV | _ | LV | 400 kVA :Kiosk Substation | 0.4 | --> | 0.4 | 0 | 0 | Constrained,otherwise capacity available =201kVA. | --> | 0.38 | 0 | 0.017784 | 0.42913 | 0 |  | --> | C17 ex MIDLETON | Midleton [T101,T102] | MIDLETON |  | 51.9077 | -8.1683
MV/LV Substation CA***266 |  | 20 kV | _ | LV | 200 kVA :Pole Substation | 0.2 | --> | 0.2 | 0 | 0 | Constrained,otherwise capacity available =142kVA. | --> | 0.19 | 0 | 0.003705 | 0.20862 | 0 |  | --> | E13 ex BALTINGLASS | Baltinglass [T421,T422] | STRATFORD |  | 52.916 | -6.8373
MV/LV Substation CA***266 |  | 20 kV | _ | LV | 50 kVA :Pole Substation | 0.05 | --> | 0.05 | 0 | 0 | Constrained,otherwise capacity available =47kVA. | --> | 0.0475 | 0 | 0 | 0.050453 | 0 |  | --> | E21 ex ATHENRY | Athenry [T423] | GALWAY 110KV |  | 53.3229 | -8.7247
MV/LV Substation CA***267 |  | 20 kV | _ | LV | 50 kVA :Pole Substation | 0.05 | --> | 0.05 | 0.031 | 2.3 |  | --> | 0.0475 | 0 | 0.005928 | 0.052806 | 0 |  | --> | E14 ex MOY | Moy [T421,T422] | MOY |  | 54.1357 | -9.1602
MV/LV Substation CA***267Y |  | 10 kV | _ | LV | 50 kVA :Pole Substation | 0.05 | --> | 0.05 | 0 | 0 | Constrained,otherwise capacity available =49kVA. | --> | 0.0475 | 0 | 0 | 0.050152 | 0 |  | --> | C16 ex KANTURK | Kanturk [T41,T42] | GLENLARA |  | 52.2702 | -8.8289
MV/LV Substation CA***268Y |  | 10 kV | _ | LV | 50 kVA :Pole Substation | 0.05 | --> | 0.05 | 0.037 | 4.6 |  | --> | 0.0475 | 0 | 0 | 0.051937 | 0 |  | --> | C19 ex RINGASKIDDY 110KV | Ringaskiddy 110kv [T42] | BARNAHELY |  | 51.8508 | -8.3426
MV/LV Substation CA***268Z |  | 10 kV | _ | LV | 200 kVA :Kiosk Substation | 0.2 | --> | 0.2 | 0.036794 | 0 | Constrained,otherwise capacity available =166kVA. | --> | 0.19 | 0 | 0 | 0.2051 | 0 |  | --> | C19 ex CALLAN | Callan [T41,T42] | KILKENNY |  | 52.5481 | -7.3951
MV/LV Substation CA***270 |  | 20 kV | _ | LV | 50 kVA :Pole Substation | 0.05 | --> | 0.05 | 0.049 | 0.2 |  | --> | 0.0475 | 0 | 0 | 0 | 0 | Constrained,otherwise capacity available =50.2kW. | --> | C12 ex ROSSGEIR | Rossgeir [T41,T42] | LETTERKENNY |  | 54.79 | -7.5962
MV/LV Substation CA***270Y |  | 10 kV | _ | LV | 50 kVA :Pole Substation | 0.05 | --> | 0.05 | 0 | 0 | Constrained,otherwise capacity available =49kVA. | --> | 0.0475 | 0 | 0.00741 | 0.050152 | 0 |  | --> | C17 ex TUAM NORTH | Tuam North [T41,T42] | CLOON |  | 53.5077 | -8.8357
MV/LV Substation CA***271 |  | 10 kV | _ | LV | 630 kVA :Kiosk Substation | 0.63 | --> | 0.63 | 0.452 | 3.3 |  | --> | 0.5985 | 0 | 0 | 0.5 | 0 |  | --> | C16 ex GLEBE | Glebe [T41,T42] | RICHMOND |  | 53.7297 | -7.7991
MV/LV Substation CA***273Z |  | 20 kV | _ | LV | 100 kVA :Pole Substation | 0.1 | --> | 0.1 | 0.08 | 1 |  | --> | 0.095 | 0 | 0 | 0.10299 | 0 |  | --> | E12 ex LONGFORD | Longford [T421,T422] | RICHMOND |  | 53.8214 | -7.7615
MV/LV Substation CA***274 |  | 20 kV | _ | LV | 630 kVA :Kiosk Substation | 0.63 | --> | 0.63 | 0 | 0 | Constrained,otherwise capacity available =500kVA. | --> | 0.5985 | 0 | 0 | 0 | 0 | Constrained,otherwise capacity available =500kW. | --> | E15 ex BUNCRANA | Buncrana [T421,T422] | TRILLICK |  | 55.1272 | -7.4399
MV/LV Substation CA***274X |  | 10 kV | _ | LV | 400 kVA :Kiosk Substation | 0.4 | --> | 0.4 | 0.322 | 0.4 |  | --> | 0.38 | 0 | 0.005928 | 0.41167 | 0 |  | --> | C13 ex CARRICKMINES | Carrickmines [T41,T42] | CARRICKMINES |  | 53.2495 | -6.1772
MV/LV Substation CA***275 |  | 20 kV | _ | LV | 50 kVA :Pole Substation | 0.05 | --> | 0.05 | 0 | 0 | Constrained,otherwise capacity available =47kVA. | --> | 0.0475 | 0 | 0.00741 | 0.050453 | 0 |  | --> | E23 ex ATHENRY | Athenry [T423] | GALWAY 110KV |  | 53.2962 | -8.6429
MV/LV Substation CA***275X |  | 10 kV | _ | LV | 630 kVA :Building Structure | 0.63 | --> | 0.63 | 0.38033 | 0.4 | Constrained,otherwise capacity available =500kVA. | --> | 0.5985 | 0 | 0.000741 | 0.5 | 0 |  | --> | C13 ex CARRICKMINES | Carrickmines [T41,T42] | CARRICKMINES |  | 53.2489 | -6.1782
MV/LV Substation CA***276 |  | 20 kV | _ | LV | 100 kVA :Pole Substation | 0.1 | --> | 0.1 | 0.087 | 1.8 |  | --> | 0.095 | 0 | 0 | 0.10195 | 0 |  | --> | E18 ex BIRDHILL | Birdhill [T421,T422] | ARDNACRUSHA |  | 52.7107 | -8.5046
MV/LV Substation CA***276 |  | 20 kV | _ | LV | 200 kVA :Pole Substation | 0.2 | --> | 0.2 | 0 | 0 | Constrained,otherwise capacity available =200kVA. | --> | 0.19 | 0 | 0 | 0.2 | 0 |  | --> | E12 ex WHITECHURCH | Whitechurch [T421,T422] | KILBARRY |  | 52.0836 | -8.4696
MV/LV Substation CA***276Y |  | 10 kV | _ | LV | 1000 kVA :Building Structure | 1 | --> | 1 | 0 | 0 | Constrained,otherwise capacity available =500kVA. | --> | 0.95 | 0 | 0 | 0.5 | 0 |  | --> | C17 ex MIDLETON | Midleton [T101,T102] | MIDLETON |  | 51.9119 | -8.1786
MV/LV Substation CA***277Y |  | 10 kV | _ | LV | 50 kVA :Pole Substation | 0.05 | --> | 0.05 | 0 | 0 | Constrained,otherwise capacity available =42kVA. | --> | 0.0475 | 0 | 0 | 0.0512 | 0 |  | --> | C16 ex VIRGINIA | Virginia [T41,T42] | MEATH HILL |  | 53.8016 | -7.0332
MV/LV Substation CA***278X |  | 20 kV | _ | LV | 200 kVA :Kiosk Substation | 0.2 | --> | 0.2 | 0.18 | 3.6 |  | --> | 0.19 | 0 | 0.005928 | 0.20301 | 0 |  | --> | E20 ex ENNISCRONE | Enniscrone [T421,T422] | MOY |  | 54.2213 | -9.0917
MV/LV Substation CA***278X |  | 10 kV | _ | LV | 1000 kVA :Building Structure | 1 | --> | 1 | 0.5 | 13.8 |  | --> | 0.95 | 0 | 0 | 0.5 | 0 |  | --> | C18 ex SINGLAND | Singland [T101,T102] | SINGLAND |  | 52.6672 | -8.5769
MV/LV Substation CA***278Y |  | 10 kV | _ | LV | 200 kVA :Kiosk Substation | 0.2 | --> | 0.2 | 0 | 0 | Constrained,otherwise capacity available =154kVA. | --> | 0.19 | 0 | 0.017043 | 0 | 0 | Constrained,otherwise capacity available =206.9kW. | --> | C20 ex PORTLAOISE | Portlaoise [T41,T42] | PORTLAOISE |  | 53.0387 | -7.2697
MV/LV Substation CA***279 |  | 20 kV | _ | LV | 100 kVA :Pole Substation | 0.1 | --> | 0.1 | 0.063 | 0.3 |  | --> | 0.095 | 0 | 0 | 0.10547 | 0 |  | --> | E33 ex TRIM | Trim [T421] | NAVAN |  | 53.4792 | -6.7349
MV/LV Substation CA***279 |  | 10 kV | _ | LV | 100 kVA :Pole Substation | 0.1 | --> | 0.1 | 0.092 | 0.9 |  | --> | 0.095 | 0 | 0.011115 | 0.10121 | 0 |  | --> | C18 ex WOODFORD | Woodford [T41,T42] | KNOCKEARAGH |  | 52.0383 | -9.4961
MV/LV Substation CA***280 |  | 10 kV | _ | LV | 400 kVA :Building Structure | 0.4 | --> | 0.4 | 0 | 11.1 |  | --> | 0.38 | 0 | 0.017043 | 0.45716 | 0 |  | --> | C24 ex CABRA | Cabra [T101,T102] | FINGLAS |  | 53.3662 | -6.2916
MV/LV Substation CA***280Z |  | 10 kV | _ | LV | 100 kVA :Pole Substation | 0.1 | --> | 0.1 | 0 | 0 | Constrained,otherwise capacity available =98kVA. | --> | 0.095 | 0 | 0 | 0.1003 | 0 |  | --> | C16 ex CARRIGALINE | Carrigaline [T41,T42] | BARNAHELY |  | 51.8695 | -8.3775
MV/LV Substation CA***281X |  | 10 kV | _ | LV | 50 kVA :Pole Substation | 0.05 | --> | 0.05 | 0.019092 | 0 | Constrained,otherwise capacity available =46kVA. | --> | 0.0475 | 0 | 0 | 0 | 0 | Constrained,otherwise capacity available =50.6kW. | --> | C19 ex BALLYBAY | Ballybay [T41,T42] | LISDRUM |  | 54.0816 | -6.9176
MV/LV Substation CA***282 |  | 10 kV | _ | LV | 630 kVA :Building Structure | 0.63 | --> | 0.63 | 0 | 0 | Constrained,otherwise capacity available =500kVA. | --> | 0.5985 | 0 | 0 | 0.5 | 0 |  | --> | C12 ex COLLINSTOWN | Collinstown [T41,T42] | GRANGE (DR) |  | 53.4237 | -6.2364
MV/LV Substation CA***282X |  | 10 kV | _ | LV | 400 kVA :Kiosk Substation | 0.4 | --> | 0.4 | 0 | 0 | Constrained,otherwise capacity available =286kVA. | --> | 0.38 | 0 | 0 | 0.41695 | 0 |  | --> | C22 ex GRANGE (DR) | Grange (dr) [T41,T42] | GRANGE (DR) |  | 53.4068 | -6.2035
MV/LV Substation CA***282X |  | 10 kV | _ | LV | 50 kVA :Pole Substation | 0.05 | --> | 0.05 | 0 | 0 | Constrained,otherwise capacity available =50kVA. | --> | 0.0475 | 0 | 0 | 0.05 | 0 |  | --> | C15 ex SKIBBEREEN | Skibbereen [T41,T42] | DUNMANWAY |  | 51.5436 | -9.2627
MV/LV Substation CA***283 |  | 10 kV | _ | LV | 50 kVA :Pole Substation | 0.05 | --> | 0.05 | 0 | 0 | Constrained,otherwise capacity available =24kVA. | --> | 0.0475 | 0 | 0.00741 | 0.0538 | 0 |  | --> | C15 ex COOLCORCORAN | Coolcorcoran [T41,T42] | KNOCKEARAGH |  | 52.067 | -9.5263
MV/LV Substation CA***283 |  | 10 kV | _ | LV | 400 kVA :Building Structure | 0.4 | --> | 0.4 | 0.33 | 1.8 |  | --> | 0.38 | 0 | 0.014079 | 0.41049 | 0 |  | --> | C18 ex CAHERDAVIN | Caherdavin [T41,T42] | ARDNACRUSHA |  | 52.6693 | -8.6636
MV/LV Substation CA***283 |  | 20 kV | _ | LV | 50 kVA :Pole Substation | 0.05 | --> | 0.05 | 0 | 0 | Constrained,otherwise capacity available =50kVA. | --> | 0.0475 | 0 | 0 | 0.05 | 0 |  | --> | E17 ex DRUMLINE | Drumline [T421,T422] | DRUMLINE |  | 52.763 | -8.8825
MV/LV Substation CA***283 |  | 10 kV | _ | LV | 200 kVA :Kiosk Substation | 0.2 | --> | 0.2 | 0.086 | 0.9 |  | --> | 0.19 | 0 | 0.003705 | 0.2166 | 0 |  | --> | C18 ex WOODFORD | Woodford [T41,T42] | KNOCKEARAGH |  | 52.0398 | -9.4948
MV/LV Substation CA***283Y |  | 20 kV | _ | LV | 200 kVA :Kiosk Substation | 0.2 | --> | 0.2 | 0 | 0 | Constrained,otherwise capacity available =129kVA. | --> | 0.19 | 0 | 0.00741 | 0.2105 | 0 |  | --> | E22 ex COLLOONEY | Collooney [T421,T422] | SLIGO |  | 54.1941 | -8.4389
MV/LV Substation CA***284 |  | 20 kV | _ | LV | 200 kVA :Pole Substation | 0.2 | --> | 0.2 | 0.104 | 5.9 |  | --> | 0.19 | 0 | 0 | 0.21407 | 0 |  | --> | C14 ex CASHEL | Cashel [T41,T42] | CAHIR |  | 52.6088 | -7.9972
MV/LV Substation CA***285 |  | 20 kV | _ | LV | 100 kVA :Pole Substation | 0.1 | --> | 0.1 | 0 | 0 | Constrained,otherwise capacity available =91kVA. | --> | 0.095 | 0 | 0 | 0 | 0 | Constrained,otherwise capacity available =101.4kW. | --> | C21 ex MILFORD (NR) | Milford (nr) [T41,T42] | LETTERKENNY |  | 55.1508 | -7.8036
MV/LV Substation CA***285Z |  | 20 kV | _ | LV | 200 kVA :Pole Substation | 0.2 | --> | 0.2 | 0.194 | 1.5 |  | --> | 0.19 | 0 | 0 | 0.20091 | 0 |  | --> | C14 ex SMEARLA | Smearla [T41,T42] | TRIEN |  | 52.4522 | -9.3898
MV/LV Substation CA***285Z |  | 10 kV | _ | LV | 200 kVA :Pole Substation | 0.2 | --> | 0.2 | 0 | 0 | Constrained,otherwise capacity available =156kVA. | --> | 0.19 | 0 | 0 | 0.20657 | 0 |  | --> | C13 ex DOCK ROAD | Dock Road [T41,T42] | LIMERICK |  | 52.6408 | -8.6741
MV/LV Substation CA***286 |  | 10 kV | _ | LV | 100 kVA :Pole Substation | 0.1 | --> | 0.1 | 0.061 | 4.5 |  | --> | 0.095 | 0 | 0.003705 | 0.10575 | 0 |  | --> | C11 ex MALLOW | Mallow [T41,T42] | MALLOW |  | 52.1232 | -8.6463
MV/LV Substation CA***286X |  | 10 kV | _ | LV | 400 kVA :Building Structure | 0.4 | --> | 0.4 | 0 | 0 | Constrained,otherwise capacity available =400kVA. | --> | 0.38 | 0 | 0 | 0 | 0 | Constrained,otherwise capacity available =400kW. | --> | C13 ex DONEGAL | Donegal [T41,T42] | CATHALEENS FALL |  | 54.6882 | -8.0674
MV/LV Substation CA***286Y |  | 20 kV | _ | LV | 50 kVA :Pole Substation | 0.05 | --> | 0.05 | 0 | 0 | Constrained,otherwise capacity available =49kVA. | --> | 0.0475 | 0 | 0.003705 | 0.050152 | 0 |  | --> | E30 ex LOUGHREA | Loughrea [T41,T42] | SOMERSET |  | 53.1765 | -8.6843
MV/LV Substation CA***286Y |  | 10 kV | _ | LV | 630 kVA :Kiosk Substation | 0.63 | --> | 0.63 | 0 | 0 | Constrained,otherwise capacity available =355kVA. | --> | 0.5985 | 0 | 0.020748 | 0.5 | 0 |  | --> | C21 ex MONEYCOOLEY | Moneycooley [T41,T42,T44] | GRIFFINRATH |  | 53.3824 | -6.5884
MV/LV Substation CA***288X |  | 10 kV | _ | LV | 200 kVA :Kiosk Substation | 0.2 | --> | 0.2 | 0 | 0 | Constrained,otherwise capacity available =179kVA. | --> | 0.19 | 0 | 0 | 0.20316 | 0 |  | --> | C13 ex KILMORE | Kilmore [T101,T102,T103] | FINGLAS |  | 53.3957 | -6.2334
MV/LV Substation CA***290 |  | 10 kV | _ | LV | 50 kVA :Pole Substation | 0.05 | --> | 0.05 | 0 | 0 | Constrained,otherwise capacity available =50kVA. | --> | 0.0475 | 0 | 0 | 0.05 | 0 |  | --> | C12 ex SAGGART | Saggart [T41,T42] | GRANGE CASTLE |  | 53.2682 | -6.5297
MV/LV Substation CA***291 |  | 10 kV | _ | LV | 50 kVA :Pole Substation | 0.05 | --> | 0.05 | 0.048 | 2.2 |  | --> | 0.0475 | 0 | 0 | 0.050303 | 0 |  | --> | C19 ex CASTLETOWNROCHE | Castletownroche [T41] | MALLOW |  | 52.2431 | -8.4982
MV/LV Substation CA***292Z |  | 10 kV | _ | LV | 400 kVA :Kiosk Substation | 0.4 | --> | 0.4 | 0.311 | 4.6 |  | --> | 0.38 | 0 | 0.011115 | 0.41329 | 0 |  | --> | C26 ex CASTLEVIEW | Castleview [T101,T102] | CASTLEVIEW |  | 51.8909 | -8.3956
MV/LV Substation CA***293 |  | 20 kV | _ | LV | 100 kVA :Pole Substation | 0.1 | --> | 0.1 | 0.057 | 2.1 |  | --> | 0.095 | 0 | 0 | 0 | 0 | Constrained,otherwise capacity available =106.3kW. | --> | E17 ex LISDRUM | Lisdrum [T422] | LISDRUM |  | 54.1857 | -7.0322
MV/LV Substation CA***293X |  | 20 kV | _ | LV | 50 kVA :Pole Substation | 0.05 | --> | 0.05 | 0.045 | 4.2 |  | --> | 0.0475 | 0 | 0 | 0.050753 | 0 |  | --> | E14 ex ERRIGAL | Errigal [T41,T422] | SHANKILL |  | 54.0575 | -7.0739
MV/LV Substation CA***293Y |  | 20 kV | _ | LV | 200 kVA :Pole Substation | 0.2 | --> | 0.2 | 0.132 | 1.2 |  | --> | 0.19 | 0 | 0.002964 | 0.21007 | 0 |  | --> | E21 ex CRATLOE | Cratloe [T421,T422] | ARDNACRUSHA |  | 52.7398 | -8.776
MV/LV Substation CA***294X |  | 10 kV | _ | LV | 50 kVA :Pole Substation | 0.05 | --> | 0.05 | 0.019092 | 0 | Constrained,otherwise capacity available =50kVA. | --> | 0.0475 | 0 | 0 | 0 | 0 | Constrained,otherwise capacity available =50kW. | --> | C19 ex BALLYBAY | Ballybay [T41,T42] | LISDRUM |  | 54.0631 | -6.9019
MV/LV Substation CA***295Z |  | 20 kV | _ | LV | 50 kVA :Pole Substation | 0.05 | --> | 0.05 | 0.048 | 13.8 |  | --> | 0.0475 | 0 | 0.00741 | 0.050303 | 0 |  | --> | C14 ex SINGLAND | Singland [T101,T102] | SINGLAND |  | 52.6156 | -8.5334
MV/LV Substation CA***296 |  | 10 kV | _ | LV | 630 kVA :Kiosk Substation | 0.63 | --> | 0.63 | 0 | 0 | Constrained,otherwise capacity available =405kVA. | --> | 0.5985 | 0 | 0.02223 | 0.5 | 0 |  | --> | C18 ex HEADFORD ROAD | Headford Road [T41,T42] | GALWAY 110KV |  | 53.2877 | -9.0509
MV/LV Substation CA***296X |  | 20 kV | _ | LV | 50 kVA :Pole Substation | 0.05 | --> | 0.05 | 0 | 0 | Constrained,otherwise capacity available =48kVA. | --> | 0.0475 | 0 | 0 | 0.050303 | 0 |  | --> | E11 ex FINEA | Finea [T421,T422] | SHANKILL |  | 53.7888 | -7.4802
MV/LV Substation CA***296X |  | 20 kV | _ | LV | 400 kVA :Kiosk Substation | 0.4 | --> | 0.4 | 0.359 | 1.8 |  | --> | 0.38 | 0 | 0.009633 | 0.40618 | 0 |  | --> | E18 ex BIRDHILL | Birdhill [T421,T422] | ARDNACRUSHA |  | 52.7067 | -8.501
MV/LV Substation CA***297 |  | 20 kV | _ | LV | 50 kVA :Pole Substation | 0.05 | --> | 0.05 | 0.041 | 1.8 |  | --> | 0.0475 | 0 | 0 | 0.051348 | 0 |  | --> | E14 ex BIRDHILL | Birdhill [T421,T422] | ARDNACRUSHA |  | 52.8319 | -8.2825
MV/LV Substation CA***297X |  | 20 kV | _ | LV | 630 kVA :Kiosk Substation | 0.63 | --> | 0.63 | 0.5 | 1.8 |  | --> | 0.5985 | 0 | 0.020748 | 0.5 | 0 |  | --> | E18 ex BIRDHILL | Birdhill [T421,T422] | ARDNACRUSHA |  | 52.7091 | -8.5009
MV/LV Substation CA***297Y |  | 10 kV | _ | LV | 400 kVA :Kiosk Substation | 0.4 | --> | 0.4 | 0.397 | 2.4 |  | --> | 0.38 | 0 | 0 | 0.40046 | 0 |  | --> | C14 ex GRAIGUE | Graigue [T41,T42] | CARLOW |  | 52.8377 | -6.9286
MV/LV Substation CA***298X |  | 10 kV | _ | LV | 400 kVA :Kiosk Substation | 0.4 | --> | 0.4 | 0.328 | 3.1 |  | --> | 0.38 | 0 | 0.005928 | 0.41079 | 0 |  | --> | C13 ex PURCELLS INCH | Purcells Inch [T41,T42] | KILKENNY |  | 52.6426 | -7.2322
MV/LV Substation CA***299X |  | 10 kV | _ | LV | 630 kVA :Building Structure | 0.63 | --> | 0.63 | 0 | 0 | Constrained,otherwise capacity available =487kVA. | --> | 0.5985 | 0 | 0 | 0.5 | 0 |  | --> | C17 ex CAMDEN ROW | Camden Row [T41] | FRANCIS STREET |  | 53.341 | -6.277
MV/LV Substation CA***300 |  | 10 kV | _ | LV | 400 kVA :Kiosk Substation | 0.4 | --> | 0.4 | 0.317 | 0.9 |  | --> | 0.38 | 0 | 0.005928 | 0.41241 | 0 |  | --> | C18 ex WOODFORD | Woodford [T41,T42] | KNOCKEARAGH |  | 52.0506 | -9.5105
MV/LV Substation CA***300 |  | 10 kV | _ | LV | 630 kVA :Kiosk Substation | 0.63 | --> | 0.63 | 0.39 | 4.2 |  | --> | 0.5985 | 0 | 0.005928 | 0.5 | 0 |  | --> | C14 ex CRUMLIN | Crumlin [T41,T42] | INCHICORE 220KV |  | 53.3179 | -6.3084
MV/LV Substation CA***300X |  | 20 kV | _ | LV | 100 kVA :Pole Substation | 0.1 | --> | 0.1 | 0.097 | 1.6 |  | --> | 0.095 | 0 | 0 | 0.10045 | 0 |  | --> | E11 ex CARRIGALLEN | Carrigallen [T421] | CARRICK ON SHANNON |  | 53.9876 | -7.6667
MV/LV Substation CA***300Y |  | 10 kV | _ | LV | 400 kVA :Kiosk Substation | 0.4 | --> | 0.4 | 0 | 0 | Constrained,otherwise capacity available =373kVA. | --> | 0.38 | 0 | 0.008151 | 0.40408 | 0 |  | --> | C20 ex CAVAN | Cavan [T42,T421] | SHANKILL |  | 53.9875 | -7.3208
MV/LV Substation CA***300Y |  | 20 kV | _ | LV | 50 kVA :Pole Substation | 0.05 | --> | 0.05 | 0 | 0 | Constrained,otherwise capacity available =48kVA. | --> | 0.0475 | 0 | 0 | 0.050303 | 0 |  | --> | C18 ex DEERPARK | Deerpark [T41,T42] | BALLYDINE |  | 52.3844 | -7.3817
MV/LV Substation CA***301X |  | 20 kV | _ | LV | 50 kVA :Pole Substation | 0.05 | --> | 0.05 | 0.047 | 4.2 |  | --> | 0.0475 | 0 | 0 | 0.050453 | 0 |  | --> | E15 ex JENKINSTOWN | Jenkinstown [T421,T422] | DUNDALK |  | 54.1071 | -6.3577
MV/LV Substation CA***302Y |  | 20 kV | _ | LV | 400 kVA :Kiosk Substation | 0.4 | --> | 0.4 | 0.323 | 2.3 |  | --> | 0.38 | 0 | 0.017043 | 0.41153 | 0 |  | --> | E13 ex AGHADA | Aghada [T721] | N/A |  | 51.8293 | -8.2281
MV/LV Substation CA***302Z |  | 10 kV | _ | LV | 100 kVA :Pole Substation | 0.1 | --> | 0.1 | 0.073 | 1.8 |  | --> | 0.095 | 0 | 0 | 0.10402 | 0 |  | --> | C15 ex RANDALSTOWN | Randalstown [T41] | NAVAN |  | 53.6719 | -6.813
MV/LV Substation CA***303 |  | 20 kV | _ | LV | 200 kVA :Kiosk Substation | 0.2 | --> | 0.2 | 0 | 0 | Constrained,otherwise capacity available =118kVA. | --> | 0.19 | 0 | 0.001482 | 0 | 0 | Constrained,otherwise capacity available =212.1kW. | --> | E14 ex FOXHOLE | Foxhole [T421,T422] | DUNGARVAN |  | 51.9488 | -7.8476
MV/LV Substation CA***303Y |  | 20 kV | _ | LV | 100 kVA :Pole Substation | 0.1 | --> | 0.1 | 0.075 | 2.8 |  | --> | 0.095 | 0 | 0.003705 | 0.10373 | 0 |  | --> | E13 ex CLARA | Clara [T421,T422] | THORNSBERRY |  | 53.4466 | -7.491
MV/LV Substation CA***304Y |  | 10 kV | _ | LV | 630 kVA :Kiosk Substation | 0.63 | --> | 0.63 | 0 | 0 | Constrained,otherwise capacity available =329kVA. | --> | 0.5985 | 0 | 0.028158 | 0.5 | 0 |  | --> | C15 ex CARRIGALINE | Carrigaline [T41,T42] | BARNAHELY |  | 51.8159 | -8.3917
MV/LV Substation CA***305 |  | 10 kV | _ | LV | 400 kVA :Kiosk Substation | 0.4 | --> | 0.4 | 0.273 | 3.9 |  | --> | 0.38 | 0 | 0.009633 | 0.41884 | 0 |  | --> | C22 ex GALWAY 110KV | Galway 110kv [T102,T103] | GALWAY 110KV |  | 53.2878 | -9.0045
MV/LV Substation CA***305 |  | 10 kV | _ | LV | 50 kVA :Pole Substation | 0.05 | --> | 0.05 | 0.036794 | 0 | Constrained,otherwise capacity available =39kVA. | --> | 0.0475 | 0 | 0 | 0.051643 | 0 |  | --> | C16 ex CALLAN | Callan [T41,T42] | KILKENNY |  | 52.5435 | -7.3263
MV/LV Substation CA***305X |  | 10 kV | _ | LV | 630 kVA :Kiosk Substation | 0.63 | --> | 0.63 | 0 | 0 | Constrained,otherwise capacity available =271kVA. | --> | 0.5985 | 0 | 0.019266 | 0.5 | 0 |  | --> | C23 ex SWORDS | Swords [T41,T42] | GLASMORE |  | 53.4584 | -6.2217
MV/LV Substation CA***306 |  | 20 kV | _ | LV | 100 kVA :Pole Substation | 0.1 | --> | 0.1 | 0.088 | 0.2 |  | --> | 0.095 | 0 | 0 | 0.10181 | 0 |  | --> | C16 ex KILSHANNY | Kilshanny [T41,T42] | CAHIR |  | 52.3149 | -8.1864
MV/LV Substation CA***310 |  | 10 kV | _ | LV | 100 kVA :Pole Substation | 0.1 | --> | 0.1 | 0.091 | 0.4 |  | --> | 0.095 | 0 | 0 | 0 | 0 | Constrained,otherwise capacity available =101.4kW. | --> | C18 ex SWINFORD | Swinford [T41,T42] | CASTLEBAR |  | 53.9387 | -8.9525
MV/LV Substation CA***311Y |  | 10 kV | _ | LV | 400 kVA :Kiosk Substation | 0.4 | --> | 0.4 | 0 | 0 | Constrained,otherwise capacity available =346kVA. | --> | 0.38 | 0 | 0.001482 | 0.40812 | 0 |  | --> | C17 ex GRANGE (SR) | Grange (sr) [T41,T42] | BUTLERSTOWN |  | 52.2418 | -7.0937
MV/LV Substation CA***312 |  | 10 kV | _ | LV | 100 kVA :Pole Substation | 0.1 | --> | 0.1 | 0 | 0 | Constrained,otherwise capacity available =61kVA. | --> | 0.095 | 0 | 0 | 0 | 0 | Constrained,otherwise capacity available =105.8kW. | --> | C13 ex CURRAGLASS | Curraglass [T41] | BARRYMORE |  | 52.1058 | -8.0655
MV/LV Substation CA***312X |  | 10 kV | _ | LV | 400 kVA :Kiosk Substation | 0.4 | --> | 0.4 | 0.353 | 13.2 |  | --> | 0.38 | 0 | 0.003705 | 0.40707 | 0 |  | --> | C23 ex ARTANE | Artane [T101,T102] | FINGLAS |  | 53.3822 | -6.2114
MV/LV Substation CA***312Y |  | 10 kV | _ | LV | 200 kVA :Pole Substation | 0.2 | --> | 0.2 | 0 | 0 | Constrained,otherwise capacity available =200kVA. | --> | 0.19 | 0 | 0 | 0.2 | 0 |  | --> | C20 ex POLLERTON | Pollerton [T41,T42] | CARLOW |  | 52.8394 | -6.8095
MV/LV Substation CA***312Y |  | 10 kV | _ | LV | 400 kVA :Building Structure | 0.4 | --> | 0.4 | 0 | 0 | Constrained,otherwise capacity available =326kVA. | --> | 0.38 | 0 | 0 | 0.41108 | 0 |  | --> | C21 ex ATHLONE | Athlone [T41,T42] | ATHLONE |  | 53.4184 | -7.9919
MV/LV Substation CA***313Y |  | 20 kV | _ | LV | 630 kVA :Building Structure | 0.63 | --> | 0.63 | 0 | 0 | Constrained,otherwise capacity available =500kVA. | --> | 0.5985 | 0 | 0 | 0.5 | 0 |  | --> | E11 ex DRUMLINE | Drumline [T421,T422] | DRUMLINE |  | 52.7181 | -8.8617
MV/LV Substation CA***313Y |  | 10 kV | _ | LV | 400 kVA :Kiosk Substation | 0.4 | --> | 0.4 | 0 | 0 | Constrained,otherwise capacity available =246kVA. | --> | 0.38 | 0 | 0.001482 | 0.42273 | 0 |  | --> | C19 ex KILMONEY | Kilmoney [T41,T42] | TRABEG |  | 51.8123 | -8.3921
MV/LV Substation CA***314 |  | 20 kV | _ | LV | 100 kVA :Pole Substation | 0.1 | --> | 0.1 | 0.099 | 0.4 |  | --> | 0.095 | 0 | 0 | 0.10015 | 0 |  | --> | C16 ex CARRAROE | Carraroe [T42] | SCREEB |  | 53.2581 | -9.6027
MV/LV Substation CA***315 |  | 10 kV | _ | LV | 400 kVA :Kiosk Substation | 0.4 | --> | 0.4 | 0 | 0 | Constrained,otherwise capacity available =255kVA. | --> | 0.38 | 0 | 0.031863 | 0.42144 | 0 |  | --> | C17 ex LOUGHREA | Loughrea [T41,T42] | SOMERSET |  | 53.2056 | -8.5594
MV/LV Substation CA***317 |  | 10 kV | _ | LV | 25 kVA :Pole Substation | 0.025 | --> | 0.025 | 0.024 | 1.7 |  | --> | 0.02375 | 0 | 0 | 0.025151 | 0 |  | --> | C23 ex ATHY | Athy [T101,T102] | ATHY |  | 52.9082 | -6.9535
MV/LV Substation CA***317 |  | 10 kV | _ | LV | 200 kVA :Pole Substation | 0.2 | --> | 0.2 | 0 | 0 | Constrained,otherwise capacity available =193kVA. | --> | 0.19 | 0 | 0 | 0.20106 | 0 |  | --> | C26 ex BISHOPSTOWN | Bishopstown [T41,T42] | KILBARRY |  | 51.897 | -8.5506
MV/LV Substation CA***317X |  | 10 kV | _ | LV | 50 kVA :Pole Substation | 0.05 | --> | 0.05 | 0.046 | 2.1 |  | --> | 0.0475 | 0 | 0 | 0 | 0 | Constrained,otherwise capacity available =50.6kW. | --> | C15 ex KILCAR | Kilcar [T41] | BINBANE |  | 54.6383 | -8.589
MV/LV Substation CA***318X |  | 10 kV | _ | LV | 100 kVA :Pole Substation | 0.1 | --> | 0.1 | 0.086 | 4.1 |  | --> | 0.095 | 0 | 0 | 0.1021 | 0 |  | --> | C14 ex AGHAGAD | Aghagad [T41,T42] | SLIGO |  | 54.3359 | -8.527
MV/LV Substation CA***318X |  | 10 kV | _ | LV | 50 kVA :Pole Substation | 0.05 | --> | 0.05 | 0 | 0 | Constrained,otherwise capacity available =46kVA. | --> | 0.0475 | 0 | 0 | 0 | 0 | Constrained,otherwise capacity available =50.6kW. | --> | C15 ex RATHDOWNEY | Rathdowney [T42] | IKERRIN |  | 52.866 | -7.5781
MV/LV Substation CA***319 |  | 10 kV | _ | LV | 100 kVA :Pole Substation | 0.1 | --> | 0.1 | 0.065 | 0.2 |  | --> | 0.095 | 0 | 0 | 0 | 0 | Constrained,otherwise capacity available =105.2kW. | --> | C16 ex ROSSGEIR | Rossgeir [T41,T42] | LETTERKENNY |  | 54.8931 | -7.4863
MV/LV Substation CA***319X |  | 10 kV | _ | LV | 50 kVA :Pole Substation | 0.05 | --> | 0.05 | 0 | 0 | Constrained,otherwise capacity available =49kVA. | --> | 0.0475 | 0 | 0 | 0 | 0 | Constrained,otherwise capacity available =50.2kW. | --> | C15 ex RATHDOWNEY | Rathdowney [T42] | IKERRIN |  | 52.8641 | -7.5852
MV/LV Substation CA***321Z |  | 10 kV | _ | LV | 200 kVA :Kiosk Substation | 0.2 | --> | 0.2 | 0.13 | 4.6 |  | --> | 0.19 | 0 | 0.006669 | 0.21036 | 0 |  | --> | C35 ex CASTLEVIEW | Castleview [T101,T102] | CASTLEVIEW |  | 51.9023 | -8.3564
MV/LV Substation CA***323X |  | 10 kV | _ | LV | 50 kVA :Pole Substation | 0.05 | --> | 0.05 | 0.046 | 4.1 |  | --> | 0.0475 | 0 | 0 | 0.050604 | 0 |  | --> | C14 ex AGHAGAD | Aghagad [T41,T42] | SLIGO |  | 54.3452 | -8.4763
MV/LV Substation CA***323Z |  | 10 kV | _ | LV | 400 kVA :Kiosk Substation | 0.4 | --> | 0.4 | 0 | 0 | Constrained,otherwise capacity available =298kVA. | --> | 0.38 | 0 | 0.035568 | 0.4152 | 0 |  | --> | C18 ex MALAHIDE | Malahide [T41,T42] | GLASMORE |  | 53.4449 | -6.1407
MV/LV Substation CA***325 |  | 10 kV | _ | LV | 100 kVA :Pole Substation | 0.1 | --> | 0.1 | 0.084 | 4.5 |  | --> | 0.095 | 0 | 0.006669 | 0.1024 | 0 |  | --> | C11 ex MALLOW | Mallow [T41,T42] | MALLOW |  | 52.1397 | -8.6288
MV/LV Substation CA***325X |  | 20 kV | _ | LV | 50 kVA :Pole Substation | 0.05 | --> | 0.05 | 0 | 0 | Constrained,otherwise capacity available =48kVA. | --> | 0.0475 | 0 | 0.00741 | 0.050303 | 0 |  | --> | C22 ex ATHLONE | Athlone [T41,T42] | ATHLONE |  | 53.5087 | -8.0471
MV/LV Substation CA***330 |  | 10 kV | _ | LV | 400 kVA :Kiosk Substation | 0.4 | --> | 0.4 | 0 | 0 | Constrained,otherwise capacity available =215kVA. | --> | 0.38 | 0 | 0.033345 | 0.42715 | 0 |  | --> | C15 ex MALAHIDE | Malahide [T41,T42] | GLASMORE |  | 53.4264 | -6.1334
MV/LV Substation CA***330 |  | 20 kV | _ | LV | 50 kVA :Pole Substation | 0.05 | --> | 0.05 | 0.049 | 1 |  | --> | 0.0475 | 0 | 0.002964 | 0 | 0 | Constrained,otherwise capacity available =50.2kW. | --> | C18 ex BOYLE | Boyle [T41,T42] | CARRICK ON SHANNON |  | 53.9393 | -8.3141
MV/LV Substation CA***330X |  | 20 kV | _ | LV | 200 kVA :Kiosk Substation | 0.2 | --> | 0.2 | 0 | 0 | Constrained,otherwise capacity available =177kVA. | --> | 0.19 | 0 | 0.002223 | 0 | 0 | Constrained,otherwise capacity available =203.5kW. | --> | C13 ex CLOYNE | Cloyne [T41] | MIDLETON |  | 51.8919 | -7.9368
MV/LV Substation CA***330Y |  | 10 kV | _ | LV | 50 kVA :Pole Substation | 0.05 | --> | 0.05 | 0 | 0 | Constrained,otherwise capacity available =48kVA. | --> | 0.0475 | 0 | 0 | 0 | 0 | Constrained,otherwise capacity available =50.3kW. | --> | C16 ex PALLAS | Pallas [T41,T42] | PORTLAOISE |  | 53.0735 | -7.4052
MV/LV Substation CA***330Z |  | 10 kV | _ | LV | 50 kVA :Pole Substation | 0.05 | --> | 0.05 | 0 | 0 | Constrained,otherwise capacity available =50kVA. | --> | 0.0475 | 0 | 0 | 0.05 | 0 |  | --> | C20 ex COLLINSTOWN | Collinstown [T41,T42] | GRANGE (DR) |  | 53.4359 | -6.2344
MV/LV Substation CA***332 |  | 20 kV | _ | LV | 100 kVA :Pole Substation | 0.1 | --> | 0.1 | 0 | 0 | Constrained,otherwise capacity available =59kVA. | --> | 0.095 | 0 | 0 | 0.10604 | 0 |  | --> | E15 ex DULEEK | Duleek [T421,T422] | DRYBRIDGE |  | 53.6673 | -6.4002
MV/LV Substation CA***332 |  | 20 kV | _ | LV | 100 kVA :Pole Substation | 0.1 | --> | 0.1 | 0.1 | 1 |  | --> | 0.095 | 0 | 0 | 0 | 0 | Constrained,otherwise capacity available =100kW. | --> | C18 ex BOYLE | Boyle [T41,T42] | CARRICK ON SHANNON |  | 53.927 | -8.2649
MV/LV Substation CA***333 |  | 10 kV | _ | LV | 400 kVA :Kiosk Substation | 0.4 | --> | 0.4 | 0.325 | 3.9 |  | --> | 0.38 | 0 | 0 | 0.41123 | 0 |  | --> | C22 ex GALWAY 110KV | Galway 110kv [T102,T103] | GALWAY 110KV |  | 53.2868 | -9.0033
MV/LV Substation CA***334 |  | 10 kV | _ | LV | 50 kVA :Pole Substation | 0.05 | --> | 0.05 | 0 | 0 | Constrained,otherwise capacity available =48kVA. | --> | 0.0475 | 0 | 0 | 0 | 0 | Constrained,otherwise capacity available =50.3kW. | --> | C32 ex CLOYNE | Cloyne [T41] | MIDLETON |  | 51.858 | -8.148
MV/LV Substation CA***334X |  | 10 kV | _ | LV | 400 kVA :Kiosk Substation | 0.4 | --> | 0.4 | 0 | 0 | Constrained,otherwise capacity available =373kVA. | --> | 0.38 | 0 | 0 | 0.40408 | 0 |  | --> | C17 ex CARRICK ON SHANNON | Carrick On Shannon [T41,T42] | CARRICK ON SHANNON |  | 53.9413 | -8.1033
MV/LV Substation CA***334X |  | 10 kV | _ | LV | 400 kVA :Building Structure | 0.4 | --> | 0.4 | 0 | 0 | Constrained,otherwise capacity available =397kVA. | --> | 0.38 | 0 | 0 | 0.40046 | 0 |  | --> | C24 ex GORESBRIDGE | Goresbridge [T41,T42] | KILKENNY |  | 52.6113 | -7.1433
MV/LV Substation CA***336Z |  | 10 kV | _ | LV | 400 kVA :Kiosk Substation | 0.4 | --> | 0.4 | 0 | 0 | Constrained,otherwise capacity available =400kVA. | --> | 0.38 | 0 | 0 | 0.4 | 0 |  | --> | C14 ex MACETOWN | Macetown [T101,T102] | MACETOWN |  | 53.4016 | -6.3907
MV/LV Substation CA***337 |  | 10 kV | _ | LV | 100 kVA :Pole Substation | 0.1 | --> | 0.1 | 0 | 0 | Constrained,otherwise capacity available =87kVA. | --> | 0.095 | 0 | 0 | 0.10195 | 0 |  | --> | C16 ex TUAM NORTH | Tuam North [T41,T42] | CLOON |  | 53.4963 | -9.0187
MV/LV Substation CA***337X |  | 20 kV | _ | LV | 50 kVA :Pole Substation | 0.05 | --> | 0.05 | 0.027 | 2.8 |  | --> | 0.0475 | 0 | 0.003705 | 0.053377 | 0 |  | --> | E21 ex CLARA | Clara [T421,T422] | THORNSBERRY |  | 53.3244 | -7.7298
MV/LV Substation CA***337Z |  | 20 kV | _ | LV | 50 kVA :Pole Substation | 0.05 | --> | 0.05 | 0.05 | 2.1 |  | --> | 0.0475 | 0 | 0 | 0 | 0 | Constrained,otherwise capacity available =50kW. | --> | E16 ex LISDRUM | Lisdrum [T422] | LISDRUM |  | 54.2531 | -6.8818
MV/LV Substation CA***338 |  | 20 kV | _ | LV | 100 kVA :Pole Substation | 0.1 | --> | 0.1 | 0.088 | 3 |  | --> | 0.095 | 0 | 0 | 0 | 0 | Constrained,otherwise capacity available =101.8kW. | --> | E13 ex MOVILLE | Moville [T421,T422] | TRILLICK |  | 55.2593 | -7.0696
MV/LV Substation CA***339Y |  | 20 kV | _ | LV | 50 kVA :Pole Substation | 0.05 | --> | 0.05 | 0 | 0 | Constrained,otherwise capacity available =29kVA. | --> | 0.0475 | 0 | 0 | 0.053092 | 0 |  | --> | E18 ex DALTON | Dalton [T421,T422] | DALTON |  | 53.6871 | -8.9798
MV/LV Substation CA***340 |  | 10 kV | _ | LV | 100 kVA :Pole Substation | 0.1 | --> | 0.1 | 0.095 | 9.1 |  | --> | 0.095 | 0 | 0.00741 | 0.10076 | 0 |  | --> | C18 ex ARDNAREE | Ardnaree [T42,T421] | MOY |  | 54.1038 | -9.1443
MV/LV Substation CA***340Y |  | 10 kV | _ | LV | 400 kVA :Kiosk Substation | 0.4 | --> | 0.4 | 0 | 0 | Constrained,otherwise capacity available =347kVA. | --> | 0.38 | 0 | 0 | 0.40797 | 0 |  | --> | C16 ex LOUGHREA | Loughrea [T41,T42] | SOMERSET |  | 53.1993 | -8.5865
MV/LV Substation CA***341 |  | 10 kV | _ | LV | 630 kVA :Building Structure | 0.63 | --> | 0.63 | 0.5 | 2.8 |  | --> | 0.5985 | 0 | 0 | 0.5 | 0 |  | --> | C24 ex MOUNT MERRION | Mount Merrion [T41,T42] | CARRICKMINES |  | 53.296 | -6.1866
MV/LV Substation CA***342X |  | 10 kV | _ | LV | 200 kVA :Pole Substation | 0.2 | --> | 0.2 | 0 | 0 | Constrained,otherwise capacity available =151kVA. | --> | 0.19 | 0 | 0.008151 | 0.20731 | 0 |  | --> | C19 ex BALLYBAILIE | Ballybailie [T41,T42] | DUNDALK |  | 53.8636 | -6.5435
MV/LV Substation CA***343 |  | 10 kV | _ | LV | 400 kVA :Kiosk Substation | 0.4 | --> | 0.4 | 0.336 | 3.9 |  | --> | 0.38 | 0 | 0 | 0.4096 | 0 |  | --> | C21 ex GALWAY 110KV | Galway 110kv [T102,T103] | GALWAY 110KV |  | 53.2847 | -9.0054
MV/LV Substation CA***344Y |  | 20 kV | _ | LV | 100 kVA :Pole Substation | 0.1 | --> | 0.1 | 0 | 0 | Constrained,otherwise capacity available =79kVA. | --> | 0.095 | 0 | 0 | 0.10314 | 0 |  | --> | C19 ex ENNISTYMON | Ennistymon [T41,T42] | ENNIS |  | 53.0472 | -9.2416
MV/LV Substation CA***345Z |  | 10 kV | _ | LV | 630 kVA :Kiosk Substation | 0.63 | --> | 0.63 | 0 | 0 | Constrained,otherwise capacity available =441kVA. | --> | 0.5985 | 0 | 0.006669 | 0.5 | 0 |  | --> | C16 ex HOWTH JUNCTION | Howth Junction [T41,T42] | GRANGE (DR) |  | 53.3951 | -6.1549
MV/LV Substation CA***346 |  | 10 kV | _ | LV | 100 kVA :Pole Substation | 0.1 | --> | 0.1 | 0 | 0 | Constrained,otherwise capacity available =88kVA. | --> | 0.095 | 0 | 0 | 0.10181 | 0 |  | --> | C11 ex HOLYCROSS ROAD | Holycross Road [T41,T42] | THURLES |  | 52.6686 | -7.8163
MV/LV Substation CA***347 |  | 20 kV | _ | LV | 100 kVA :Pole Substation | 0.1 | --> | 0.1 | 0 | 0 | Constrained,otherwise capacity available =85kVA. | --> | 0.095 | 0 | 0.020748 | 0.10225 | 0 |  | --> | C21 ex MACETOWN | Macetown [T101,T102] | MACETOWN |  | 53.4523 | -6.4525
MV/LV Substation CA***347 |  | 10 kV | _ | LV | 400 kVA :Kiosk Substation | 0.4 | --> | 0.4 | 0.249 | 11.9 |  | --> | 0.38 | 0 | 0.011115 | 0.4223 | 0 |  | --> | C24 ex SALTHILL | Salthill [T101,T102] | SALTHILL |  | 53.2595 | -9.1019
MV/LV Substation CA***347Z |  | 20 kV | _ | LV | 200 kVA :Kiosk Substation | 0.2 | --> | 0.2 | 0 | 0 | Constrained,otherwise capacity available =196kVA. | --> | 0.19 | 0 | 0 | 0.20061 | 0 |  | --> | C17 ex CLONES | Clones [T41,T42] | SHANKILL |  | 54.2253 | -7.0924
MV/LV Substation CA***348 |  | 10 kV | _ | LV | 400 kVA :Building Structure | 0.4 | --> | 0.4 | 0 | 0 | Constrained,otherwise capacity available =238kVA. | --> | 0.38 | 0 | 0.08151 | 0.40498 | 0 |  | --> | C15 ex COOLCORCORAN | Coolcorcoran [T41,T42] | KNOCKEARAGH |  | 52.0665 | -9.5401
MV/LV Substation CA***348Z |  | 10 kV | _ | LV | 630 kVA :Kiosk Substation | 0.63 | --> | 0.63 | 0 | 0 | Constrained,otherwise capacity available =479kVA. | --> | 0.5985 | 0 | 0.011856 | 0.5 | 0 |  | --> | C16 ex HOWTH JUNCTION | Howth Junction [T41,T42] | GRANGE (DR) |  | 53.3915 | -6.156
MV/LV Substation CA***348Z |  | 10 kV | _ | LV | 200 kVA :Kiosk Substation | 0.2 | --> | 0.2 | 0.112 | 13.1 |  | --> | 0.19 | 0 | 0.01482 | 0.21294 | 0 |  | --> | C23 ex MONREAD | Monread [T101,T102] | MONREAD |  | 53.2371 | -6.7313
MV/LV Substation CA***349Y |  | 20 kV | _ | LV | 200 kVA :Kiosk Substation | 0.2 | --> | 0.2 | 0 | 0 | Constrained,otherwise capacity available =172kVA. | --> | 0.19 | 0 | 0.008151 | 0.20421 | 0 |  | --> | C19 ex TRAMORE | Tramore [T41,T42] | BUTLERSTOWN |  | 52.1703 | -7.155
MV/LV Substation CA***350Z |  | 10 kV | _ | LV | 630 kVA :Kiosk Substation | 0.63 | --> | 0.63 | 0 | 0 | Constrained,otherwise capacity available =500kVA. | --> | 0.5985 | 0 | 0 | 0.5 | 0 |  | --> | C20 ex POPPINTREE | Poppintree [T101,T102] | FINGLAS |  | 53.4034 | -6.2733
MV/LV Substation CA***351X |  | 10 kV | _ | LV | 200 kVA :Pole Substation | 0.2 | --> | 0.2 | 0 | 0 | Constrained,otherwise capacity available =122kVA. | --> | 0.19 | 0 | 0 | 0.21151 | 0 |  | --> | C12 ex SKIBBEREEN | Skibbereen [T41,T42] | DUNMANWAY |  | 51.5512 | -9.2631
MV/LV Substation CA***351Y |  | 20 kV | _ | LV | 400 kVA :Kiosk Substation | 0.4 | --> | 0.4 | 0.335 | 1.1 |  | --> | 0.38 | 0 | 0.002964 | 0.40975 | 0 |  | --> | E12 ex BUNCLODY | Bunclody [T421,T422] | CRANE |  | 52.659 | -6.6658
MV/LV Substation CA***352X |  | 10 kV | _ | LV | 400 kVA :Kiosk Substation | 0.4 | --> | 0.4 | 0 | 0 | Constrained,otherwise capacity available =275kVA. | --> | 0.38 | 0 | 0.003705 | 0.41855 | 0 |  | --> | C20 ex SWORDS | Swords [T41,T42] | GLASMORE |  | 53.4654 | -6.2208
MV/LV Substation CA***352X |  | 10 kV | _ | LV | 400 kVA :Kiosk Substation | 0.4 | --> | 0.4 | 0.364 | 5.5 |  | --> | 0.38 | 0 | 0.016302 | 0 | 0 | Constrained,otherwise capacity available =405.4kW. | --> | C18 ex GORTLEE | Gortlee [T41,T42] | LETTERKENNY |  | 54.9733 | -7.708
MV/LV Substation CA***352Z |  | 10 kV | _ | LV | 630 kVA :Kiosk Substation | 0.63 | --> | 0.63 | 0 | 0 | Constrained,otherwise capacity available =479kVA. | --> | 0.5985 | 0 | 0.008892 | 0.5 | 0 |  | --> | C18 ex MOUNTGORRY | Mountgorry [T41,T42] | GRANGE (DR) |  | 53.4471 | -6.1801
MV/LV Substation CA***353 |  | 10 kV | _ | LV | 25 kVA :Pole Substation | 0.025 | --> | 0.025 | 0 | 0 |  | --> | 0.02375 | 0 | 0 | 0 | 0 | Constrained,otherwise capacity available =28.9kW. | --> | C18 ex FERMOY NORTH | Fermoy North [T41,T42] | BARRYMORE |  | 52.1403 | -8.3053
MV/LV Substation CA***353Z |  | 10 kV | _ | LV | 630 kVA :Building Structure | 0.63 | --> | 0.63 | 0 | 0 | Constrained,otherwise capacity available =500kVA. | --> | 0.5985 | 0 | 0 | 0.5 | 0 |  | --> | C22 ex STEPHENSTOWN | Stephenstown [T101,T102] | FINGLAS |  | 53.6128 | -6.207
MV/LV Substation CA***354X |  | 20 kV | _ | LV | 100 kVA :Pole Substation | 0.1 | --> | 0.1 | 0.092 | 13.8 |  | --> | 0.095 | 0 | 0.011115 | 0.10121 | 0 |  | --> | C14 ex SINGLAND | Singland [T101,T102] | SINGLAND |  | 52.621 | -8.5651
MV/LV Substation CA***354Z |  | 10 kV | _ | LV | 630 kVA :Building Structure | 0.63 | --> | 0.63 | 0 | 0 | Constrained,otherwise capacity available =500kVA. | --> | 0.5985 | 0 | 0 | 0.5 | 0 |  | --> | C22 ex STEPHENSTOWN | Stephenstown [T101,T102] | FINGLAS |  | 53.6128 | -6.2071
MV/LV Substation CA***355Y |  | 20 kV | _ | LV | 200 kVA :Kiosk Substation | 0.2 | --> | 0.2 | 0 | 0 | Constrained,otherwise capacity available =161kVA. | --> | 0.19 | 0 | 0 | 0.20584 | 0 |  | --> | C19 ex TRAMORE | Tramore [T41,T42] | BUTLERSTOWN |  | 52.2096 | -7.1004
MV/LV Substation CA***355Y |  | 10 kV | _ | LV | 400 kVA :Kiosk Substation | 0.4 | --> | 0.4 | 0 | 0 | Constrained,otherwise capacity available =322kVA. | --> | 0.38 | 0 | 0.003705 | 0.41167 | 0 |  | --> | C12 ex KYLEERAGH | Kyleeragh [T41,T42] | NENAGH |  | 52.8693 | -8.2182
MV/LV Substation CA***355Z |  | 20 kV | _ | LV | 630 kVA :Kiosk Substation | 0.63 | --> | 0.63 | 0.5 | 7.5 |  | --> | 0.5985 | 0 | 0.00741 | 0 | 0 | Constrained,otherwise capacity available =500kW. | --> | E12 ex CHURCHTOWN | Churchtown [T422] | RATHKEALE |  | 52.4542 | -9.0664
MV/LV Substation CA***355Z |  | 10 kV | _ | LV | 400 kVA :Building Structure | 0.4 | --> | 0.4 | 0 | 0 | Constrained,otherwise capacity available =260kVA. | --> | 0.38 | 0 | 0 | 0.42072 | 0 |  | --> | C22 ex STEPHENSTOWN | Stephenstown [T101,T102] | FINGLAS |  | 53.6133 | -6.207
MV/LV Substation CA***356X |  | 20 kV | _ | LV | 100 kVA :Pole Substation | 0.1 | --> | 0.1 | 0.072 | 13.8 |  | --> | 0.095 | 0 | 0 | 0.10417 | 0 |  | --> | C14 ex SINGLAND | Singland [T101,T102] | SINGLAND |  | 52.5895 | -8.4731
MV/LV Substation CA***356X |  | 10 kV | _ | LV | 400 kVA :Kiosk Substation | 0.4 | --> | 0.4 | 0 | 0 | Constrained,otherwise capacity available =376kVA. | --> | 0.38 | 0 | 0 | 0.40363 | 0 |  | --> | C16 ex CASTLECOMER | Castlecomer [T41,T42] | BALLYRAGGET |  | 52.8036 | -7.2151
MV/LV Substation CA***356Y |  | 20 kV | _ | LV | 50 kVA :Pole Substation | 0.05 | --> | 0.05 | 0 | 0 | Constrained,otherwise capacity available =47kVA. | --> | 0.0475 | 0 | 0 | 0.050453 | 0 |  | --> | E14 ex DALTON | Dalton [T421,T422] | DALTON |  | 53.8016 | -8.932
MV/LV Substation CA***356Y |  | 20 kV | _ | LV | 50 kVA :Pole Substation | 0.05 | --> | 0.05 | 0 | 0 | Constrained,otherwise capacity available =29kVA. | --> | 0.0475 | 0 | 0 | 0.053092 | 0 |  | --> | C18 ex CLONES | Clones [T41,T42] | SHANKILL |  | 54.1253 | -7.2545
MV/LV Substation CA***357 |  | 20 kV | _ | LV | 100 kVA :Pole Substation | 0.1 | --> | 0.1 | 0 | 0 | Constrained,otherwise capacity available =62kVA. | --> | 0.095 | 0 | 0 | 0.10561 | 0 |  | --> | C16 ex CAPPAMORE | Cappamore [T41,T42] | ARDNACRUSHA |  | 52.5805 | -8.1685
MV/LV Substation CA***357X |  | 20 kV | _ | LV | 50 kVA :Pole Substation | 0.05 | --> | 0.05 | 0.043 | 13.8 |  | --> | 0.0475 | 0 | 0 | 0.051052 | 0 |  | --> | C14 ex SINGLAND | Singland [T101,T102] | SINGLAND |  | 52.6232 | -8.5618
MV/LV Substation CA***359X |  | 20 kV | _ | LV | 50 kVA :Pole Substation | 0.05 | --> | 0.05 | 0 | 0 | Constrained,otherwise capacity available =48kVA. | --> | 0.0475 | 0 | 0 | 0.050303 | 0 |  | --> | E13 ex KILCOCK | Kilcock [T421,T422] | GRIFFINRATH |  | 53.4251 | -6.6611
MV/LV Substation CA***360 |  | 10 kV | _ | LV | 400 kVA :Kiosk Substation | 0.4 | --> | 0.4 | 0.344 | 11.9 |  | --> | 0.38 | 0 | 0.003705 | 0.40841 | 0 |  | --> | C31 ex SALTHILL | Salthill [T101,T102] | SALTHILL |  | 53.278 | -9.0781
MV/LV Substation CA***361Z |  | 10 kV | _ | LV | 100 kVA :Pole Substation | 0.1 | --> | 0.1 | 0.088 | 0.1 |  | --> | 0.095 | 0 | 0 | 0.10181 | 0 |  | --> | C14 ex BALLYMAHON | Ballymahon [T41,T42] | ATHLONE |  | 53.6328 | -7.6864
MV/LV Substation CA***362 |  | 20 kV | _ | LV | 100 kVA :Pole Substation | 0.1 | --> | 0.1 | 0 | 0 | Constrained,otherwise capacity available =73kVA. | --> | 0.095 | 0 | 0.002223 | 0 | 0 | Constrained,otherwise capacity available =104kW. | --> | E13 ex CARNDONAGH | Carndonagh [T421,T422] | TRILLICK |  | 55.2786 | -7.444
MV/LV Substation CA***364 |  | 10 kV | _ | LV | 50 kVA :Pole Substation | 0.05 | --> | 0.05 | 0 | 0 | Constrained,otherwise capacity available =19kVA. | --> | 0.0475 | 0 | 0.008151 | 0.054497 | 0 |  | --> | C12 ex BALLYBEGGAN | Ballybeggan [T43,T44] | TRALEE |  | 52.2609 | -9.6491
MV/LV Substation CA***364 |  | 10 kV | _ | LV | 50 kVA :Pole Substation | 0.05 | --> | 0.05 | 0 | 0 | Constrained,otherwise capacity available =48kVA. | --> | 0.0475 | 0 | 0 | 0.050303 | 0 |  | --> | C15 ex TOOMEVARA | Toomevara [T42] | NENAGH |  | 52.9066 | -8.0129
MV/LV Substation CA***364Y |  | 10 kV | _ | LV | 630 kVA :Building Structure | 0.63 | --> | 0.63 | 0.5 | 2.4 |  | --> | 0.5985 | 0 | 0 | 0.5 | 0 |  | --> | C11 ex GRAIGUE | Graigue [T41,T42] | CARLOW |  | 52.8359 | -6.9331
MV/LV Substation CA***365 |  | 10 kV | _ | LV | 50 kVA :Pole Substation | 0.05 | --> | 0.05 | 0.037 | 2.3 |  | --> | 0.0475 | 0 | 0.003705 | 0.051937 | 0 |  | --> | C16 ex BALLYRICKARD | Ballyrickard [T41,T42] | TRALEE |  | 52.2765 | -9.7244
MV/LV Substation CA***365X |  | 10 kV | _ | LV | 400 kVA :Kiosk Substation | 0.4 | --> | 0.4 | 0.292 | 3.9 |  | --> | 0.38 | 0 | 0 | 0.41608 | 0 |  | --> | C22 ex GALWAY 110KV | Galway 110kv [T102,T103] | GALWAY 110KV |  | 53.2869 | -8.999
MV/LV Substation CA***366X |  | 20 kV | _ | LV | 50 kVA :Pole Substation | 0.05 | --> | 0.05 | 0.05 | 2.9 |  | --> | 0.0475 | 0 | 0 | 0 | 0 | Constrained,otherwise capacity available =50kW. | --> | E13 ex TELAYDON | Telaydon [T42,T421] | LISDRUM |  | 54.2772 | -7.0621
MV/LV Substation CA***368 |  | 10 kV | _ | LV | 400 kVA :Kiosk Substation | 0.4 | --> | 0.4 | 0.244 | 4.3 |  | --> | 0.38 | 0 | 0.028899 | 0.42302 | 0 |  | --> | C21 ex DEANSGRANGE | Deansgrange [T41,T42] | CARRICKMINES |  | 53.2721 | -6.1714
MV/LV Substation CA***368Z |  | 10 kV | _ | LV | 400 kVA :Kiosk Substation | 0.4 | --> | 0.4 | 0 | 0 | Constrained,otherwise capacity available =359kVA. | --> | 0.38 | 0 | 0 | 0.40618 | 0 |  | --> | C21 ex BALLINCOLLIG | Ballincollig [T41,T42] | KILBARRY |  | 51.8866 | -8.5897
MV/LV Substation CA***369X |  | 10 kV | _ | LV | 400 kVA :Building Structure | 0.4 | --> | 0.4 | 0.243 | 4.6 |  | --> | 0.38 | 0 | 0 | 0.42316 | 0 |  | --> | C36 ex CASTLEVIEW | Castleview [T101,T102] | CASTLEVIEW |  | 51.9 | -8.3341
MV/LV Substation CA***370 |  | 10 kV | _ | LV | 50 kVA :Pole Substation | 0.05 | --> | 0.05 | 0.043 | 0.3 |  | --> | 0.0475 | 0 | 0 | 0.051052 | 0 |  | --> | C12 ex ABBEYFEALE | Abbeyfeale [T42] | TRIEN |  | 52.3663 | -9.2956
MV/LV Substation CA***371Z |  | 10 kV | _ | LV | 200 kVA :Kiosk Substation | 0.2 | --> | 0.2 | 0 | 0 | Constrained,otherwise capacity available =125kVA. | --> | 0.19 | 0 | 0.00741 | 0.21108 | 0 |  | --> | C21 ex MALAHIDE | Malahide [T41,T42] | GLASMORE |  | 53.4498 | -6.1561
MV/LV Substation CA***371Z |  | 20 kV | _ | LV | 400 kVA :Kiosk Substation | 0.4 | --> | 0.4 | 0 | 0 | Constrained,otherwise capacity available =343kVA. | --> | 0.38 | 0 | 0.017784 | 0.40856 | 0 |  | --> | E15 ex WHITECHURCH | Whitechurch [T421,T422] | KILBARRY |  | 51.9791 | -8.5105
MV/LV Substation CA***372 |  | 10 kV | _ | LV | 400 kVA :Kiosk Substation | 0.4 | --> | 0.4 | 0 | 0 | Constrained,otherwise capacity available =296kVA. | --> | 0.38 | 0 | 0.003705 | 0.41549 | 0 |  | --> | C11 ex HOLYCROSS ROAD | Holycross Road [T41,T42] | THURLES |  | 52.6698 | -7.8203
MV/LV Substation CA***372 |  | 10 kV | _ | LV | 200 kVA :Pole Substation | 0.2 | --> | 0.2 | 0.144 | 1.6 |  | --> | 0.19 | 0 | 0.009633 | 0 | 0 | Constrained,otherwise capacity available =208.3kW. | --> | C15 ex BUNDORAN | Bundoran [T41,T42] | CATHALEENS FALL |  | 54.4674 | -8.328
MV/LV Substation CA***372 |  | 10 kV | _ | LV | 100 kVA :Pole Substation | 0.1 | --> | 0.1 | 0.06 | 1.8 |  | --> | 0.095 | 0 | 0 | 0.1059 | 0 |  | --> | C15 ex RANDALSTOWN | Randalstown [T41] | NAVAN |  | 53.6866 | -6.7695
MV/LV Substation CA***373Y |  | 10 kV | _ | LV | 200 kVA :Kiosk Substation | 0.2 | --> | 0.2 | 0.174 | 3.8 |  | --> | 0.19 | 0 | 0.003705 | 0.20391 | 0 |  | --> | C14 ex WATERFORD | Waterford [T41,T42] | WATERFORD |  | 52.2629 | -7.1357
MV/LV Substation CA***374 |  | 20 kV | _ | LV | 50 kVA :Pole Substation | 0.05 | --> | 0.05 | 0.037 | 13.8 |  | --> | 0.0475 | 0 | 0 | 0.051937 | 0 |  | --> | C14 ex SINGLAND | Singland [T101,T102] | SINGLAND |  | 52.5965 | -8.4941
MV/LV Substation CA***375X |  | 10 kV | _ | LV | 200 kVA :Kiosk Substation | 0.2 | --> | 0.2 | 0.136 | 6 |  | --> | 0.19 | 0 | 0.020748 | 0.20949 | 0 |  | --> | C22 ex PELLETSTOWN | Pelletstown [T101,T102] | FINGLAS |  | 53.3773 | -6.3708
MV/LV Substation CA***376 |  | 10 kV | _ | LV | 200 kVA :Pole Substation | 0.2 | --> | 0.2 | 0.167 | 1.6 |  | --> | 0.19 | 0 | 0 | 0 | 0 | Constrained,otherwise capacity available =204.9kW. | --> | C13 ex BUNDORAN | Bundoran [T41,T42] | CATHALEENS FALL |  | 54.4781 | -8.273
MV/LV Substation CA***376Z |  | 10 kV | _ | LV | 200 kVA :Kiosk Substation | 0.2 | --> | 0.2 | 0.187 | 2 |  | --> | 0.19 | 0 | 0 | 0 | 0 | Constrained,otherwise capacity available =202kW. | --> | E18 ex RATHKEALE | Rathkeale [T421,T422] | RATHKEALE |  | 52.5276 | -8.9395
MV/LV Substation CA***377X |  | 10 kV | _ | LV | 100 kVA :Pole Substation | 0.1 | --> | 0.1 | 0.097 | 3.3 |  | --> | 0.095 | 0 | 0 | 0 | 0 | Constrained,otherwise capacity available =100.5kW. | --> | C22 ex ENNISKEANE | Enniskeane [T41,T42] | BANDON |  | 51.7509 | -8.9953
MV/LV Substation CA***377Z |  | 20 kV | _ | LV | 50 kVA :Pole Substation | 0.05 | --> | 0.05 | 0.048 | 2 |  | --> | 0.0475 | 0 | 0 | 0 | 0 | Constrained,otherwise capacity available =50.3kW. | --> | E14 ex RATHKEALE | Rathkeale [T421,T422] | RATHKEALE |  | 52.5144 | -8.8097
MV/LV Substation CA***378X |  | 20 kV | _ | LV | 100 kVA :Pole Substation | 0.1 | --> | 0.1 | 0 | 0 | Constrained,otherwise capacity available =94kVA. | --> | 0.095 | 0 | 0 | 0.10091 | 0 |  | --> | E11 ex BALLYHALE | Ballyhale [T42,T421] | KILKENNY |  | 52.5676 | -7.0898
MV/LV Substation CA***379X |  | 20 kV | _ | LV | 50 kVA :Pole Substation | 0.05 | --> | 0.05 | 0 | 0 | Constrained,otherwise capacity available =50kVA. | --> | 0.0475 | 0 | 0 | 0.05 | 0 |  | --> | C17 ex CHARLESTOWN | Charlestown [T41] | TONROE |  | 53.9019 | -8.6844
MV/LV Substation CA***381 |  | 20 kV | _ | LV | 100 kVA :Pole Substation | 0.1 | --> | 0.1 | 0 | 0 | Constrained,otherwise capacity available =98kVA. | --> | 0.095 | 0 | 0 | 0.1003 | 0 |  | --> | E17 ex DULEEK | Duleek [T421,T422] | DRYBRIDGE |  | 53.6577 | -6.5835
MV/LV Substation CA***381 |  | 10 kV | _ | LV | 400 kVA :Kiosk Substation | 0.4 | --> | 0.4 | 0 | 0 | Constrained,otherwise capacity available =256kVA. | --> | 0.38 | 0 | 0.069654 | 0.4213 | 0 |  | --> | C19 ex ROSEHILL | Rosehill [T41,T42] | KILKENNY |  | 52.6419 | -7.25
MV/LV Substation CA***381Z |  | 10 kV | _ | LV | 50 kVA :Pole Substation | 0.05 | --> | 0.05 | 0 | 0 | Constrained,otherwise capacity available =39kVA. | --> | 0.0475 | 0 | 0 | 0.051643 | 0 |  | --> | E11 ex SLANE | Slane [T421] | DRYBRIDGE |  | 53.7583 | -6.5319
MV/LV Substation CA***382Z |  | 10 kV | _ | LV | 400 kVA :Kiosk Substation | 0.4 | --> | 0.4 | 0.33 | 4.6 |  | --> | 0.38 | 0 | 0 | 0.41049 | 0 |  | --> | C39 ex CASTLEVIEW | Castleview [T101,T102] | CASTLEVIEW |  | 51.903 | -8.3522
MV/LV Substation CA***383X |  | 10 kV | _ | LV | 50 kVA :Pole Substation | 0.05 | --> | 0.05 | 0.04 | 3.3 |  | --> | 0.0475 | 0 | 0 | 0 | 0 | Constrained,otherwise capacity available =51.5kW. | --> | C22 ex ENNISKEANE | Enniskeane [T41,T42] | BANDON |  | 51.6872 | -8.9806
MV/LV Substation CA***383X |  | 10 kV | _ | LV | 200 kVA :Pole Substation | 0.2 | --> | 0.2 | 0 | 0 | Constrained,otherwise capacity available =141kVA. | --> | 0.19 | 0 | 0 | 0.20877 | 0 |  | --> | C12 ex BALLYBEGGAN | Ballybeggan [T43,T44] | TRALEE |  | 52.2576 | -9.638
MV/LV Substation CA***384 |  | 20 kV | _ | LV | 50 kVA :Pole Substation | 0.05 | --> | 0.05 | 0 | 0 | Constrained,otherwise capacity available =43kVA. | --> | 0.0475 | 0 | 0.00741 | 0 | 0 | Constrained,otherwise capacity available =51.1kW. | --> | E16 ex KILMACTHOMAS | Kilmacthomas [T421,T422] | DUNGARVAN |  | 52.142 | -7.4459
MV/LV Substation CA***384 |  | 10 kV | _ | LV | 50 kVA :Pole Substation | 0.05 | --> | 0.05 | 0 | 0 | Constrained,otherwise capacity available =48kVA. | --> | 0.0475 | 0 | 0 | 0.050303 | 0 |  | --> | C17 ex ROSEHILL | Rosehill [T41,T42] | KILKENNY |  | 52.6384 | -7.2636
MV/LV Substation CA***384Z |  | 20 kV | _ | LV | 50 kVA :Pole Substation | 0.05 | --> | 0.05 | 0 | 2.5 |  | --> | 0.0475 | 0 | 0.03705 | 0.059798 | 0 |  | --> | E18 ex BAGENALSTOWN | Bagenalstown [T421,T422] | CARLOW |  | 52.7431 | -6.8209
MV/LV Substation CA***385 |  | 10 kV | _ | LV | 200 kVA :Building Structure | 0.2 | --> | 0.2 | 0 | 0 | Constrained,otherwise capacity available =192kVA. | --> | 0.19 | 0 | 0 | 0 | 0 | Constrained,otherwise capacity available =201.2kW. | --> | C18 ex FERMOY NORTH | Fermoy North [T41,T42] | BARRYMORE |  | 52.1396 | -8.313
MV/LV Substation CA***385 |  | 10 kV | _ | LV | 400 kVA :Kiosk Substation | 0.4 | --> | 0.4 | 0 | 0 | Constrained,otherwise capacity available =318kVA. | --> | 0.38 | 0 | 0.041496 | 0.41226 | 0 |  | --> | C11 ex SALLINS | Sallins [T41,T42] | GRIFFINRATH |  | 53.2565 | -6.6729
MV/LV Substation CA***386Z |  | 10 kV | _ | LV | 200 kVA :Kiosk Substation | 0.2 | --> | 0.2 | 0 | 0 | Constrained,otherwise capacity available =184kVA. | --> | 0.19 | 0 | 0 | 0.20241 | 0 |  | --> | C13 ex GRANGE (DR) | Grange (dr) [T41,T42] | GRANGE (DR) |  | 53.4088 | -6.1705
MV/LV Substation CA***387 |  | 10 kV | _ | LV | 100 kVA :Pole Substation | 0.1 | --> | 0.1 | 0.098 | 2.8 |  | --> | 0.095 | 0 | 0 | 0.1003 | 0 |  | --> | C19 ex RECESS | Recess [T41] | SCREEB |  | 53.4199 | -9.8083
MV/LV Substation CA***387Y |  | 20 kV | _ | LV | 400 kVA :Kiosk Substation | 0.4 | --> | 0.4 | 0 | 0 | Constrained,otherwise capacity available =399kVA. | --> | 0.38 | 0 | 0 | 0.37942 | 0 | Constrained,otherwise capacity available =400.2kW. | --> | E22 ex COLLOONEY | Collooney [T421,T422] | SLIGO |  | 54.1977 | -8.4381
MV/LV Substation CA***388Y |  | 10 kV | _ | LV | 200 kVA :Kiosk Substation | 0.2 | --> | 0.2 | 0 | 0 | Constrained,otherwise capacity available =138kVA. | --> | 0.19 | 0 | 0.006669 | 0.2092 | 0 |  | --> | E15 ex WHITECHURCH | Whitechurch [T421,T422] | KILBARRY |  | 51.9357 | -8.5684
MV/LV Substation CA***389 |  | 10 kV | _ | LV | 400 kVA :Kiosk Substation | 0.4 | --> | 0.4 | 0.349 | 0.9 |  | --> | 0.38 | 0 | 0.002223 | 0 | 0 | Constrained,otherwise capacity available =407.7kW. | --> | C15 ex SPA ROAD | Spa Road [T41,T42] | DOON |  | 52.3476 | -7.7094
MV/LV Substation CA***389X |  | 10 kV | _ | LV | 50 kVA :Pole Substation | 0.05 | --> | 0.05 | 0 | 0 | Constrained,otherwise capacity available =42kVA. | --> | 0.0475 | 0 | 0 | 0.0512 | 0 |  | --> | C22 ex SKIBBEREEN | Skibbereen [T41,T42] | DUNMANWAY |  | 51.4485 | -9.479
MV/LV Substation CA***390 |  | 20 kV | _ | LV | 50 kVA :Pole Substation | 0.05 | --> | 0.05 | 0 | 0 | Constrained,otherwise capacity available =47kVA. | --> | 0.0475 | 0 | 0 | 0.050453 | 0 |  | --> | C16 ex TULLA | Tulla [T41,T42] | ENNIS |  | 52.8134 | -8.6394
MV/LV Substation CA***390Z |  | 10 kV | _ | LV | 50 kVA :Pole Substation | 0.05 | --> | 0.05 | 0 | 0 | Constrained,otherwise capacity available =42kVA. | --> | 0.0475 | 0 | 0 | 0 | 0 | Constrained,otherwise capacity available =51.2kW. | --> | C15 ex DRUMBEAR | Drumbear [T41,T42] | LISDRUM |  | 54.2234 | -6.9392
MV/LV Substation CA***390Z |  | 10 kV | _ | LV | 200 kVA :Kiosk Substation | 0.2 | --> | 0.2 | 0 | 0 | Constrained,otherwise capacity available =144kVA. | --> | 0.19 | 0 | 0.015561 | 0.20833 | 0 |  | --> | C15 ex CARRIGALINE | Carrigaline [T41,T42] | BARNAHELY |  | 51.8274 | -8.3969
MV/LV Substation CA***392Z |  | 10 kV | _ | LV | 630 kVA :Kiosk Substation | 0.63 | --> | 0.63 | 0 | 0 | Constrained,otherwise capacity available =491kVA. | --> | 0.5985 | 0 | 0.025194 | 0.5 | 0 |  | --> | C18 ex MOUNTGORRY | Mountgorry [T41,T42] | GRANGE (DR) |  | 53.446 | -6.1735
MV/LV Substation CA***393Z |  | 20 kV | _ | LV | 50 kVA :Pole Substation | 0.05 | --> | 0.05 | 0 | 0 | Constrained,otherwise capacity available =49kVA. | --> | 0.0475 | 0 | 0 | 0.050152 | 0 |  | --> | E13 ex BALTINGLASS | Baltinglass [T421,T422] | STRATFORD |  | 52.9055 | -6.8325
MV/LV Substation CA***394Y |  | 20 kV | _ | LV | 50 kVA :Pole Substation | 0.05 | --> | 0.05 | 0 | 0 | Constrained,otherwise capacity available =47kVA. | --> | 0.0475 | 0 | 0 | 0.050453 | 0 |  | --> | C14 ex KILMEADEN | Kilmeaden [T42] | BUTLERSTOWN |  | 52.2075 | -7.2865
MV/LV Substation CA***396 |  | 20 kV | _ | LV | 50 kVA :Pole Substation | 0.05 | --> | 0.05 | 0 | 0 | Constrained,otherwise capacity available =48kVA. | --> | 0.0475 | 0 | 0 | 0.050303 | 0 |  | --> | E18 ex BALLINROBE | Ballinrobe [T421,T422] | DALTON |  | 53.6416 | -9.379
MV/LV Substation CA***397 |  | 10 kV | _ | LV | 200 kVA :Kiosk Substation | 0.2 | --> | 0.2 | 0 | 0 | Constrained,otherwise capacity available =147kVA. | --> | 0.19 | 0 | 0.002223 | 0.20789 | 0 |  | --> | C14 ex COOLMINE | Coolmine [T41,T42] | FINGLAS |  | 53.3836 | -6.4156
MV/LV Substation CA***398 |  | 20 kV | _ | LV | 50 kVA :Pole Substation | 0.05 | --> | 0.05 | 0 | 0 | Constrained,otherwise capacity available =50kVA. | --> | 0.0475 | 0 | 0 | 0.05 | 0 |  | --> | E47 ex CLAREGALWAY | Claregalway [T42,T421] | GALWAY 110KV |  | 53.4175 | -8.7842
MV/LV Substation CA***399 |  | 10 kV | _ | LV | 100 kVA :Pole Substation | 0.1 | --> | 0.1 | 0.087 | 1 |  | --> | 0.095 | 0 | 0 | 0 | 0 | Constrained,otherwise capacity available =102kW. | --> | C17 ex BOYLE | Boyle [T41,T42] | CARRICK ON SHANNON |  | 53.9803 | -8.2347
MV/LV Substation CA***399 |  | 20 kV | _ | LV | 630 kVA :Kiosk Substation | 0.63 | --> | 0.63 | 0.44585 | 0.4 | Constrained,otherwise capacity available =500kVA. | --> | 0.5985 | 0 | 0 | 0.5 | 0 |  | --> | C16 ex CARRAROE | Carraroe [T42] | SCREEB |  | 53.2636 | -9.6024
MV/LV Substation CA***399Y |  | 10 kV | _ | LV | 200 kVA :Kiosk Substation | 0.2 | --> | 0.2 | 0 | 0 | Constrained,otherwise capacity available =83kVA. | --> | 0.19 | 0 | 0.025935 | 0.21702 | 0 |  | --> | C11 ex POLLERTON | Pollerton [T41,T42] | CARLOW |  | 52.8482 | -6.9053
MV/LV Substation CA***400 |  | 10 kV | _ | LV | 50 kVA :Pole Substation | 0.05 | --> | 0.05 | 0 | 0 | Constrained,otherwise capacity available =45kVA. | --> | 0.0475 | 0 | 0 | 0.050753 | 0 |  | --> | C18 ex CASTLEISLAND | Castleisland [T41,T42] | TRALEE |  | 52.2331 | -9.5031
MV/LV Substation CA***4002 |  | 10 kV | _ | LV | 25 kVA :Kiosk Substation | 0.025 | --> | 0.025 | 0 | 0 |  | --> | 0.02375 | 0 | 0.018525 | 0.035924 | 0 |  | --> | C21 ex MONEYCOOLEY | Moneycooley [T41,T42,T44] | GRIFFINRATH |  | 53.3867 | -6.585
MV/LV Substation CA***4002 |  | 20 kV | _ | LV | 50 kVA :Pole Substation | 0.05 | --> | 0.05 | 0 | 0 | Constrained,otherwise capacity available =12kVA. | --> | 0.0475 | 0 | 0 | 0.055455 | 0 |  | --> | E20 ex GARRANACANTY | Garranacanty [T421,T422] | TIPPERARY |  | 52.5084 | -7.9337
MV/LV Substation CA***4003 |  | 20 kV | _ | LV | 50 kVA :Pole Substation | 0.05 | --> | 0.05 | 0 | 0 | Constrained,otherwise capacity available =50kVA. | --> | 0.0475 | 0 | 0 | 0.05 | 0 |  | --> | C17 ex MONEYCOOLEY | Moneycooley [T41,T42,T44] | GRIFFINRATH |  | 53.3779 | -6.5544
MV/LV Substation CA***4004 |  | 20 kV | _ | LV | 100 kVA :Pole Substation | 0.1 | --> | 0.1 | 0 | 0 | Constrained,otherwise capacity available =100kVA. | --> | 0.095 | 0 | 0 | 0.1 | 0 |  | --> | E18 ex GARRANACANTY | Garranacanty [T421,T422] | TIPPERARY |  | 52.5701 | -8.1674
MV/LV Substation CA***4005 |  | 10 kV | _ | LV | 50 kVA :Pole Substation | 0.05 | --> | 0.05 | 0.05 | 0.1 |  | --> | 0.0475 | 0 | 0 | 0.05 | 0 |  | --> | C17 ex TUBBERCURRY | Tubbercurry [T41,T42] | TONROE |  | 54.0512 | -8.846
MV/LV Substation CA***4007 |  | 10 kV | _ | LV | 400 kVA :Building Structure | 0.4 | --> | 0.4 | 0.38033 | 0.4 | Constrained,otherwise capacity available =399kVA. | --> | 0.38 | 0 | 0 | 0.40015 | 0 |  | --> | C11 ex CARRICKMINES | Carrickmines [T41,T42] | CARRICKMINES |  | 53.2531 | -6.164
MV/LV Substation CA***4007 |  | 20 kV | _ | LV | 50 kVA :Pole Substation | 0.05 | --> | 0.05 | 0 | 0 | Constrained,otherwise capacity available =49kVA. | --> | 0.0475 | 0 | 0 | 0.050152 | 0 |  | --> | C12 ex BALLYHAUNIS | Ballyhaunis [T41,T42] | DALTON |  | 53.7967 | -8.79
MV/LV Substation CA***4008 |  | 20 kV | _ | LV | 50 kVA :Pole Substation | 0.05 | --> | 0.05 | 0.05 | 2.9 |  | --> | 0.0475 | 0 | 0 | 0 | 0 | Constrained,otherwise capacity available =50kW. | --> | E13 ex TELAYDON | Telaydon [T42,T421] | LISDRUM |  | 54.2687 | -7.0258
MV/LV Substation CA***4008 |  | 20 kV | _ | LV | 50 kVA :Pole Substation | 0.05 | --> | 0.05 | 0.028 | 0.3 |  | --> | 0.0475 | 0 | 0 | 0.053235 | 0 |  | --> | E33 ex TRIM | Trim [T421] | NAVAN |  | 53.4605 | -6.7667
MV/LV Substation CA***4009 |  | 20 kV | _ | LV | 50 kVA :Pole Substation | 0.05 | --> | 0.05 | 0 | 0 | Constrained,otherwise capacity available =39kVA. | --> | 0.0475 | 0 | 0 | 0.051643 | 0 |  | --> | C18 ex CLONES | Clones [T41,T42] | SHANKILL |  | 54.1303 | -7.2174
MV/LV Substation CA***400Y |  | 10 kV | _ | LV | 200 kVA :Kiosk Substation | 0.2 | --> | 0.2 | 0 | 0 | Constrained,otherwise capacity available =40kVA. | --> | 0.19 | 0 | 0.024453 | 0.2229 | 0 |  | --> | C11 ex POLLERTON | Pollerton [T41,T42] | CARLOW |  | 52.8494 | -6.9053
MV/LV Substation CA***4011 |  | 10 kV | _ | LV | 200 kVA :Kiosk Substation | 0.2 | --> | 0.2 | 0.162 | 1.7 |  | --> | 0.19 | 0 | 0.005187 | 0.20569 | 0 |  | --> | C20 ex ATHY | Athy [T101,T102] | ATHY |  | 52.997 | -6.9908
MV/LV Substation CA***4012 |  | 10 kV | _ | LV | 50 kVA :Pole Substation | 0.05 | --> | 0.05 | 0.05 | 2.1 |  | --> | 0.0475 | 0 | 0 | 0.05 | 0 |  | --> | C13 ex BUTTEVANT | Buttevant [T41,T42] | MALLOW |  | 52.2246 | -8.5538
MV/LV Substation CA***4014 |  | 10 kV | _ | LV | 50 kVA :Pole Substation | 0.05 | --> | 0.05 | 0.05 | 2.4 |  | --> | 0.0475 | 0 | 0 | 0 | 0 | Constrained,otherwise capacity available =50kW. | --> | C15 ex KILTIMAGH | Kiltimagh [T41] | CASTLEBAR |  | 53.8164 | -9.0529
MV/LV Substation CA***4016 |  | 10 kV | _ | LV | 200 kVA :Pole Substation | 0.2 | --> | 0.2 | 0.15247 | 0.2 | Constrained,otherwise capacity available =178kVA. | --> | 0.19 | 0 | 0 | 0.20331 | 0 |  | --> | C13 ex SANDYFORD | Sandyford [T41,T42] | CARRICKMINES |  | 53.2621 | -6.3108
MV/LV Substation CA***4017 |  | 20 kV | _ | LV | 200 kVA :Kiosk Substation | 0.2 | --> | 0.2 | 0 | 0 | Constrained,otherwise capacity available =200kVA. | --> | 0.19 | 0 | 0 | 0 | 0 | Constrained,otherwise capacity available =200kW. | --> | E11 ex CARNDONAGH | Carndonagh [T421,T422] | TRILLICK |  | 55.2426 | -7.2756
MV/LV Substation CA***4017 |  | 10 kV | _ | LV | 630 kVA :Building Structure | 0.63 | --> | 0.63 | 0.019092 | 0 | Constrained,otherwise capacity available =500kVA. | --> | 0.5985 | 0 | 0.002223 | 0 | 0 | Constrained,otherwise capacity available =500kW. | --> | C14 ex BALLYBAY | Ballybay [T41,T42] | LISDRUM |  | 54.1299 | -6.9017
MV/LV Substation CA***4018 |  | 20 kV | _ | LV | 50 kVA :Pole Substation | 0.05 | --> | 0.05 | 0 | 0 | Constrained,otherwise capacity available =50kVA. | --> | 0.0475 | 0 | 0 | 0 | 0 | Constrained,otherwise capacity available =50kW. | --> | E17 ex CARNDONAGH | Carndonagh [T421,T422] | TRILLICK |  | 55.3058 | -7.2577
MV/LV Substation CA***4019 |  | 10 kV | _ | LV | 100 kVA :Pole Substation | 0.1 | --> | 0.1 | 0.08 | 1.9 |  | --> | 0.095 | 0 | 0 | 0 | 0 | Constrained,otherwise capacity available =103kW. | --> | C18 ex TURLOUGH ROAD | Turlough Road [T41,T42] | CASTLEBAR |  | 53.9062 | -9.1841
MV/LV Substation CA***401X |  | 10 kV | _ | LV | 100 kVA :Pole Substation | 0.1 | --> | 0.1 | 0 | 0 | Constrained,otherwise capacity available =91kVA. | --> | 0.095 | 0 | 0 | 0.10136 | 0 |  | --> | C18 ex MIDLETON | Midleton [T101,T102] | MIDLETON |  | 51.9401 | -8.1904
MV/LV Substation CA***4021 |  | 10 kV | _ | LV | 50 kVA :Pole Substation | 0.05 | --> | 0.05 | 0 | 0 | Constrained,otherwise capacity available =37kVA. | --> | 0.0475 | 0 | 0.020007 | 0.051937 | 0 |  | --> | C17 ex COOLCORCORAN | Coolcorcoran [T41,T42] | KNOCKEARAGH |  | 52.135 | -9.5626
MV/LV Substation CA***4022 |  | 20 kV | _ | LV | 50 kVA :Pole Substation | 0.05 | --> | 0.05 | 0.05 | 3.6 |  | --> | 0.0475 | 0 | 0 | 0.05 | 0 |  | --> | E22 ex ENNISCRONE | Enniscrone [T421,T422] | MOY |  | 54.2505 | -9.0613
MV/LV Substation CA***4023 |  | 10 kV | _ | LV | 200 kVA :Pole Substation | 0.2 | --> | 0.2 | 0 | 0 | Constrained,otherwise capacity available =95kVA. | --> | 0.19 | 0 | 0 | 0.21534 | 0 |  | --> | E41 ex KINSALE | Kinsale [T423] | TRABEG |  | 51.7021 | -8.5371
MV/LV Substation CA***4023 |  | 10 kV | _ | LV | 100 kVA :Pole Substation | 0.1 | --> | 0.1 | 0.087 | 4.1 |  | --> | 0.095 | 0 | 0 | 0.10195 | 0 |  | --> | C14 ex AGHAGAD | Aghagad [T41,T42] | SLIGO |  | 54.3415 | -8.499
MV/LV Substation CA***4023 |  | 10 kV | _ | LV | 100 kVA :Pole Substation | 0.1 | --> | 0.1 | 0 | 0 | Constrained,otherwise capacity available =67kVA. | --> | 0.095 | 0 | 0 | 0.10489 | 0 |  | --> | C24 ex KILMONEY | Kilmoney [T41,T42] | TRABEG |  | 51.8162 | -8.4052
MV/LV Substation CA***4025 |  | 10 kV | _ | LV | 400 kVA :Kiosk Substation | 0.4 | --> | 0.4 | 0.354 | 13.4 |  | --> | 0.38 | 0 | 0 | 0.40692 | 0 |  | --> | C18 ex POTTERY ROAD | Pottery Road [T101,T102] | CARRICKMINES |  | 53.284 | -6.1116
MV/LV Substation CA***4025 |  | 10 kV | _ | LV | 630 kVA :Kiosk Substation | 0.63 | --> | 0.63 | 0 | 0 | Constrained,otherwise capacity available =500kVA. | --> | 0.5985 | 0 | 0 | 0.5 | 0 |  | --> | C22 ex GREYSTONES | Greystones [T41,T42] | FASSAROE |  | 53.1315 | -6.0742
MV/LV Substation CA***4026 |  | 10 kV | _ | LV | 50 kVA :Pole Substation | 0.05 | --> | 0.05 | 0.044 | 2.1 |  | --> | 0.0475 | 0 | 0.010374 | 0 | 0 | Constrained,otherwise capacity available =50.9kW. | --> | C16 ex NEWTOWNCUNNINGHAM | Newtowncunningham [T41,T42] | LETTERKENNY |  | 54.9943 | -7.5209
MV/LV Substation CA***4026 |  | 20 kV | _ | LV | 50 kVA :Pole Substation | 0.05 | --> | 0.05 | 0 | 0 | Constrained,otherwise capacity available =49kVA. | --> | 0.0475 | 0 | 0 | 0.050152 | 0 |  | --> | E21 ex ASHBOURNE | Ashbourne [T421,T422] | FINGLAS |  | 53.4745 | -6.3167
MV/LV Substation CA***4026 |  | 10 kV | _ | LV | 50 kVA :Pole Substation | 0.05 | --> | 0.05 | 0 | 0 | Constrained,otherwise capacity available =50kVA. | --> | 0.0475 | 0 | 0 | 0.05 | 0 |  | --> | C20 ex ENNISTYMON | Ennistymon [T41,T42] | ENNIS |  | 52.8819 | -9.1701
MV/LV Substation CA***4028 |  | 20 kV | _ | LV | 630 kVA :Kiosk Substation | 0.63 | --> | 0.63 | 0 | 0 | Constrained,otherwise capacity available =500kVA. | --> | 0.5985 | 0 | 0 | 0.5 | 0 |  | --> | C15 ex MOATE | Moate [T41,T42] | ATHLONE |  | 53.3967 | -7.7108
MV/LV Substation CA***4028 |  | 20 kV | _ | LV | 50 kVA :Pole Substation | 0.05 | --> | 0.05 | 0 | 0 | Constrained,otherwise capacity available =47kVA. | --> | 0.0475 | 0 | 0 | 0.050453 | 0 |  | --> | E17 ex DULEEK | Duleek [T421,T422] | DRYBRIDGE |  | 53.6501 | -6.6241
MV/LV Substation CA***402X |  | 10 kV | _ | LV | 400 kVA :Kiosk Substation | 0.4 | --> | 0.4 | 0 | 0 | Constrained,otherwise capacity available =357kVA. | --> | 0.38 | 0 | 0.004446 | 0.40648 | 0 |  | --> | C12 ex BRUFF | Bruff [T42,T421] | LIMERICK |  | 52.5183 | -8.4704
MV/LV Substation CA***402X |  | 10 kV | _ | LV | 50 kVA :Pole Substation | 0.05 | --> | 0.05 | 0.049 | 1.6 |  | --> | 0.0475 | 0 | 0 | 0 | 0 | Constrained,otherwise capacity available =50.2kW. | --> | C15 ex DERRYBEG | Derrybeg [T41,T42] | ARDNAGAPPARY |  | 55.1021 | -8.2989
MV/LV Substation CA***402X |  | 20 kV | _ | LV | 50 kVA :Pole Substation | 0.05 | --> | 0.05 | 0.03 | 1 |  | --> | 0.0475 | 0 | 0 | 0.052949 | 0 |  | --> | E21 ex LONGFORD | Longford [T421,T422] | RICHMOND |  | 53.7731 | -7.8496
MV/LV Substation CA***4030 |  | 10 kV | _ | LV | 50 kVA :Pole Substation | 0.05 | --> | 0.05 | 0 | 0 | Constrained,otherwise capacity available =50kVA. | --> | 0.0475 | 0 | 0 | 0.05 | 0 |  | --> | C18 ex KILCOLGAN | Kilcolgan [T42,T421] | GALWAY 110KV |  | 53.2488 | -8.9037
MV/LV Substation CA***4030 |  | 20 kV | _ | LV | 50 kVA :Pole Substation | 0.05 | --> | 0.05 | 0 | 0 | Constrained,otherwise capacity available =50kVA. | --> | 0.0475 | 0 | 0 | 0.05 | 0 |  | --> | E23 ex ATHENRY | Athenry [T423] | GALWAY 110KV |  | 53.2653 | -8.6108
MV/LV Substation CA***4032 |  | 20 kV | _ | LV | 50 kVA :Pole Substation | 0.05 | --> | 0.05 | 0.05 | 0.9 |  | --> | 0.0475 | 0 | 0 | 0 | 0 | Constrained,otherwise capacity available =50kW. | --> | E21 ex CASTLETOWNBERE | Castletownbere [T421] | BALLYLICKY |  | 51.6906 | -9.7317
MV/LV Substation CA***4035 |  | 20 kV | _ | LV | 50 kVA :Pole Substation | 0.05 | --> | 0.05 | 0 | 0 | Constrained,otherwise capacity available =50kVA. | --> | 0.0475 | 0 | 0 | 0.05 | 0 |  | --> | C12 ex BALLAGHADERREEN | Ballaghaderreen [T41,T42] | TONROE |  | 53.811 | -8.6709
MV/LV Substation CA***4035 |  | 20 kV | _ | LV | 100 kVA :Pole Substation | 0.1 | --> | 0.1 | 0 | 0 | Constrained,otherwise capacity available =91kVA. | --> | 0.095 | 0 | 0 | 0.10136 | 0 |  | --> | E14 ex EDENDERRY | Edenderry [T421,T422] | BLAKE |  | 53.345 | -6.9679
MV/LV Substation CA***4039 |  | 20 kV | _ | LV | 100 kVA :Pole Substation | 0.1 | --> | 0.1 | 0 | 0 | Constrained,otherwise capacity available =100kVA. | --> | 0.095 | 0 | 0 | 0 | 0 | Constrained,otherwise capacity available =100kW. | --> | E17 ex SPRINGS | Springs [T421,T422] | DUNGARVAN |  | 52.0977 | -7.5491
MV/LV Substation CA***403X |  | 10 kV | _ | LV | 100 kVA :Pole Substation | 0.1 | --> | 0.1 | 0.098 | 1.7 |  | --> | 0.095 | 0 | 0 | 0.1003 | 0 |  | --> | C25 ex ATHY | Athy [T101,T102] | ATHY |  | 53.001 | -7
MV/LV Substation CA***404 |  | 20 kV | _ | LV | 630 kVA :Kiosk Substation | 0.63 | --> | 0.63 | 0 | 0 | Constrained,otherwise capacity available =500kVA. | --> | 0.5985 | 0 | 0 | 0.5 | 0 |  | --> | E16 ex GURRANEBANE | Gurranebane [T421,T422] | OUGHTRAGH |  | 51.8315 | -10.1712
MV/LV Substation CA***4040 |  | 10 kV | _ | LV | 200 kVA :Kiosk Substation | 0.2 | --> | 0.2 | 0.163 | 2.8 |  | --> | 0.19 | 0 | 0 | 0.20554 | 0 |  | --> | C20 ex CASTLEBLAYNEY | Castleblayney [T41,T42] | DUNDALK |  | 54.1148 | -6.7328
MV/LV Substation CA***4042 |  | 10 kV | _ | LV | 50 kVA :Pole Substation | 0.05 | --> | 0.05 | 0.05 | 2.8 |  | --> | 0.0475 | 0 | 0 | 0.05 | 0 |  | --> | E16 ex BALLYRAGGET | Ballyragget [T421,T422] | BALLYRAGGET |  | 52.8485 | -7.3709
MV/LV Substation CA***4042 |  | 20 kV | _ | LV | 50 kVA :Pole Substation | 0.05 | --> | 0.05 | 0 | 0 | Constrained,otherwise capacity available =50kVA. | --> | 0.0475 | 0 | 0 | 0 | 0 | Constrained,otherwise capacity available =50kW. | --> | E18 ex CARNDONAGH | Carndonagh [T421,T422] | TRILLICK |  | 55.2316 | -7.2681
MV/LV Substation CA***4044 |  | 10 kV | _ | LV | 50 kVA :Pole Substation | 0.05 | --> | 0.05 | 0.047 | 2.4 |  | --> | 0.0475 | 0 | 0 | 0.050453 | 0 |  | --> | C20 ex GRAIGUE | Graigue [T41,T42] | CARLOW |  | 52.8517 | -6.9678
MV/LV Substation CA***4049 |  | 10 kV | _ | LV | 400 kVA :Kiosk Substation | 0.4 | --> | 0.4 | 0.315 | 7.9 |  | --> | 0.38 | 0 | 0.03705 | 0.41271 | 0 |  | --> | C13 ex DUNMANWAY | Dunmanway [T422,T43] | DUNMANWAY |  | 51.7236 | -9.1085
MV/LV Substation CA***404X |  | 10 kV | _ | LV | 630 kVA :Building Structure | 0.63 | --> | 0.63 | 0 | 0 | Constrained,otherwise capacity available =500kVA. | --> | 0.5985 | 0 | 0 | 0.5 | 0 |  | --> | C17 ex CRANMORE | Cranmore [T41,T42] | SLIGO |  | 54.2711 | -8.4726
MV/LV Substation CA***404Y |  | 10 kV | _ | LV | 200 kVA :Kiosk Substation | 0.2 | --> | 0.2 | 0 | 0 | Constrained,otherwise capacity available =189kVA. | --> | 0.19 | 0 | 0 | 0.20166 | 0 |  | --> | C23 ex TRAMORE | Tramore [T41,T42] | BUTLERSTOWN |  | 52.1698 | -7.1508
MV/LV Substation CA***405 |  | 10 kV | _ | LV | 200 kVA :Kiosk Substation | 0.2 | --> | 0.2 | 0 | 0 | Constrained,otherwise capacity available =135kVA. | --> | 0.19 | 0 | 0.025194 | 0.20964 | 0 |  | --> | C15 ex COOLMINE | Coolmine [T41,T42] | FINGLAS |  | 53.3983 | -6.4172
MV/LV Substation CA***405 |  | 10 kV | _ | LV | 50 kVA :Pole Substation | 0.05 | --> | 0.05 | 0.037 | 3.3 |  | --> | 0.0475 | 0 | 0 | 0 | 0 | Constrained,otherwise capacity available =51.9kW. | --> | C20 ex ENNISKEANE | Enniskeane [T41,T42] | BANDON |  | 51.7474 | -8.9368
MV/LV Substation CA***4050 |  | 10 kV | _ | LV | 1000 kVA :Building Structure | 1 | --> | 1 | 0.5 | 11.1 |  | --> | 0.95 | 0 | 0.002223 | 0.5 | 0 |  | --> | C18 ex CABRA | Cabra [T101,T102] | FINGLAS |  | 53.3599 | -6.2995
MV/LV Substation CA***4053 |  | 20 kV | _ | LV | 50 kVA :Pole Substation | 0.05 | --> | 0.05 | 0.05 | 3 |  | --> | 0.0475 | 0 | 0 | 0 | 0 | Constrained,otherwise capacity available =50kW. | --> | E14 ex MOVILLE | Moville [T421,T422] | TRILLICK |  | 55.1298 | -7.1919
MV/LV Substation CA***4054 |  | 20 kV | _ | LV | 50 kVA :Pole Substation | 0.05 | --> | 0.05 | 0 | 0 | Constrained,otherwise capacity available =48kVA. | --> | 0.0475 | 0 | 0 | 0 | 0 | Constrained,otherwise capacity available =50.3kW. | --> | E12 ex CARNDONAGH | Carndonagh [T421,T422] | TRILLICK |  | 55.356 | -7.3321
MV/LV Substation CA***4054 |  | 20 kV | _ | LV | 50 kVA :Pole Substation | 0.05 | --> | 0.05 | 0 | 0 | Constrained,otherwise capacity available =50kVA. | --> | 0.0475 | 0 | 0 | 0.05 | 0 |  | --> | E17 ex DULEEK | Duleek [T421,T422] | DRYBRIDGE |  | 53.6527 | -6.622
MV/LV Substation CA***4055 |  | 10 kV | _ | LV | 200 kVA :Pole Substation | 0.2 | --> | 0.2 | 0 | 0 | Constrained,otherwise capacity available =132kVA. | --> | 0.19 | 0 | 0.014079 | 0.21007 | 0 |  | --> | E15 ex WHITECHURCH | Whitechurch [T421,T422] | KILBARRY |  | 51.9305 | -8.5589
MV/LV Substation CA***4055 |  | 20 kV | _ | LV | 50 kVA :Pole Substation | 0.05 | --> | 0.05 | 0 | 0 | Constrained,otherwise capacity available =50kVA. | --> | 0.0475 | 0 | 0 | 0.05 | 0 |  | --> | C14 ex KILMEADEN | Kilmeaden [T42] | BUTLERSTOWN |  | 52.2026 | -7.2975
MV/LV Substation CA***4056 |  | 20 kV | _ | LV | 200 kVA :Pole Substation | 0.2 | --> | 0.2 | 0 | 0 | Constrained,otherwise capacity available =193kVA. | --> | 0.19 | 0 | 0.003705 | 0.20106 | 0 |  | --> | E11 ex MILLTOWN (SR) | Milltown (sr) [T421,T422] | OUGHTRAGH |  | 52.1689 | -9.7039
MV/LV Substation CA***4056 |  | 20 kV | _ | LV | 50 kVA :Pole Substation | 0.05 | --> | 0.05 | 0 | 0 | Constrained,otherwise capacity available =35kVA. | --> | 0.0475 | 0 | 0 | 0.052228 | 0 |  | --> | E23 ex BALTRASNA | Baltrasna [T121,T122] | BALTRASNA |  | 53.58 | -6.2984
MV/LV Substation CA***405X |  | 10 kV | _ | LV | 50 kVA :Pole Substation | 0.05 | --> | 0.05 | 0 | 0 | Constrained,otherwise capacity available =40kVA. | --> | 0.0475 | 0 | 0.008151 | 0 | 0 | Constrained,otherwise capacity available =51.5kW. | --> | C15 ex KILCLOHER | Kilcloher [T41,T42] | DUNGARVAN |  | 52.1217 | -7.7569
MV/LV Substation CA***405X |  | 10 kV | _ | LV | 200 kVA :Kiosk Substation | 0.2 | --> | 0.2 | 0.151 | 1.5 |  | --> | 0.19 | 0 | 0 | 0 | 0 | Constrained,otherwise capacity available =207.3kW. | --> | C19 ex TURLOUGH ROAD | Turlough Road [T43] | CASTLEBAR |  | 53.8669 | -9.2907
MV/LV Substation CA***405Z |  | 10 kV | _ | LV | 400 kVA :Kiosk Substation | 0.4 | --> | 0.4 | 0.14764 | 0.1 | Constrained,otherwise capacity available =245kVA. | --> | 0.38 | 0 | 0.040014 | 0.42288 | 0 |  | --> | C17 ex KILCULLEN | Kilcullen [T41,T42,T424] | STRATFORD |  | 53.1301 | -6.7552
MV/LV Substation CA***4060 |  | 10 kV | _ | LV | 50 kVA :Pole Substation | 0.05 | --> | 0.05 | 0.045 | 4.6 |  | --> | 0.0475 | 0 | 0 | 0.050753 | 0 |  | --> | C16 ex CASTLEVIEW | Castleview [T101,T102] | CASTLEVIEW |  | 51.9137 | -8.3687
MV/LV Substation CA***4060 |  | 10 kV | _ | LV | 400 kVA :Kiosk Substation | 0.4 | --> | 0.4 | 0.395 | 13.5 |  | --> | 0.38 | 0 | 0 | 0.40076 | 0 |  | --> | C12 ex ENNIS | Ennis [T101,T102] | ENNIS |  | 52.8498 | -8.9707
MV/LV Substation CA***4061 |  | 10 kV | _ | LV | 630 kVA :Kiosk Substation | 0.63 | --> | 0.63 | 0.47474 | 0.5 | Constrained,otherwise capacity available =500kVA. | --> | 0.5985 | 0 | 0 | 0 | 0 | Constrained,otherwise capacity available =500kW. | --> | C20 ex KILMARTIN | Kilmartin [T41] | ARKLOW |  | 53.0637 | -6.2238
MV/LV Substation CA***4062 |  | 10 kV | _ | LV | 100 kVA :Pole Substation | 0.1 | --> | 0.1 | 0 | 0 | Constrained,otherwise capacity available =98kVA. | --> | 0.095 | 0 | 0 | 0.072493 | 0 | Constrained,otherwise capacity available =100.3kW. | --> | C15 ex TOOMEVARA | Toomevara [T42] | NENAGH |  | 52.9839 | -8.0302
MV/LV Substation CA***4063 |  | 10 kV | _ | LV | 100 kVA :Pole Substation | 0.1 | --> | 0.1 | 0.093 | 1.3 |  | --> | 0.095 | 0 | 0 | 0.10106 | 0 |  | --> | C21 ex CASTLEREA | Castlerea [T41,T42] | CARRICK ON SHANNON |  | 53.7024 | -8.3508
MV/LV Substation CA***4064 |  | 20 kV | _ | LV | 50 kVA :Pole Substation | 0.05 | --> | 0.05 | 0.05 | 3 |  | --> | 0.0475 | 0 | 0 | 0 | 0 | Constrained,otherwise capacity available =50kW. | --> | E12 ex MOVILLE | Moville [T421,T422] | TRILLICK |  | 55.2175 | -6.9475
MV/LV Substation CA***4065 |  | 10 kV | _ | LV | 50 kVA :Pole Substation | 0.05 | --> | 0.05 | 0 | 0 | Constrained,otherwise capacity available =50kVA. | --> | 0.0475 | 0 | 0 | 0.05 | 0 |  | --> | C15 ex DRUMQUIN | Drumquin [T42] | ENNIS |  | 52.6566 | -9.1174
MV/LV Substation CA***4065 |  | 20 kV | _ | LV | 50 kVA :Pole Substation | 0.05 | --> | 0.05 | 0 | 0 | Constrained,otherwise capacity available =45kVA. | --> | 0.0475 | 0 | 0 | 0.050753 | 0 |  | --> | E17 ex DALTON | Dalton [T421,T422] | DALTON |  | 53.7355 | -8.9688
MV/LV Substation CA***4067 |  | 10 kV | _ | LV | 50 kVA :Pole Substation | 0.05 | --> | 0.05 | 0.05 | 2.1 |  | --> | 0.0475 | 0 | 0 | 0 | 0 | Constrained,otherwise capacity available =50kW. | --> | C17 ex KILCAR | Kilcar [T41] | BINBANE |  | 54.6584 | -8.6396
MV/LV Substation CA***4068 |  | 10 kV | _ | LV | 400 kVA :Kiosk Substation | 0.4 | --> | 0.4 | 0 | 0 | Constrained,otherwise capacity available =316kVA. | --> | 0.38 | 0 | 0.002223 | 0.41256 | 0 |  | --> | C23 ex POLLERTON | Pollerton [T41,T42] | CARLOW |  | 52.8232 | -6.9043
MV/LV Substation CA***406Y |  | 10 kV | _ | LV | 400 kVA :Kiosk Substation | 0.4 | --> | 0.4 | 0.223 | 9.1 |  | --> | 0.38 | 0 | 0.021489 | 0.42602 | 0 |  | --> | C11 ex CENTRE PARK ROAD | Marina [T105,T106] | MARINA |  | 51.8973 | -8.4346
MV/LV Substation CA***4070 |  | 20 kV | _ | LV | 100 kVA :Pole Substation | 0.1 | --> | 0.1 | 0 | 0 | Constrained,otherwise capacity available =87kVA. | --> | 0.095 | 0 | 0.003705 | 0.10195 | 0 |  | --> | E17 ex CREAGH | Creagh [T421,T422] | ATHLONE |  | 53.2685 | -8.4102
MV/LV Substation CA***4070 |  | 20 kV | _ | LV | 50 kVA :Pole Substation | 0.05 | --> | 0.05 | 0.05 | 3 |  | --> | 0.0475 | 0 | 0 | 0 | 0 | Constrained,otherwise capacity available =50kW. | --> | E12 ex MOVILLE | Moville [T421,T422] | TRILLICK |  | 55.2186 | -6.961
MV/LV Substation CA***4071 |  | 10 kV | _ | LV | 400 kVA :Kiosk Substation | 0.4 | --> | 0.4 | 0 | 0 | Constrained,otherwise capacity available =400kVA. | --> | 0.38 | 0 | 0 | 0.4 | 0 |  | --> | C18 ex LOUGHLINSTOWN | Loughlinstown [T41,T42] | CARRICKMINES |  | 53.2477 | -6.1584
MV/LV Substation CA***4072 |  | 10 kV | _ | LV | 1000 kVA :Building Structure | 1 | --> | 1 | 0 | 0 | Constrained,otherwise capacity available =500kVA. | --> | 0.95 | 0 | 0 | 0.5 | 0 |  | --> | C12 ex CAMDEN ROW | Camden Row [T41] | FRANCIS STREET |  | 53.335 | -6.264
MV/LV Substation CA***4072 |  | 20 kV | _ | LV | 200 kVA :Pole Substation | 0.2 | --> | 0.2 | 0.2 | 0.6 |  | --> | 0.19 | 0 | 0 | 0.2 | 0 |  | --> | E17 ex FERNS | Ferns [T421] | CRANE |  | 52.6203 | -6.422
MV/LV Substation CA***4072 |  | 10 kV | _ | LV | 100 kVA :Pole Substation | 0.1 | --> | 0.1 | 0.1 | 3.1 |  | --> | 0.095 | 0 | 0 | 0.1 | 0 |  | --> | C11 ex BELLFIELD | Bellfield [T41,T42] | CRANE |  | 52.4997 | -6.5883
MV/LV Substation CA***4073 |  | 10 kV | _ | LV | 50 kVA :Pole Substation | 0.05 | --> | 0.05 | 0.05 | 3.3 |  | --> | 0.0475 | 0 | 0 | 0 | 0 | Constrained,otherwise capacity available =50kW. | --> | C20 ex ENNISKEANE | Enniskeane [T41,T42] | BANDON |  | 51.7894 | -8.9767
MV/LV Substation CA***4079 |  | 20 kV | _ | LV | 100 kVA :Pole Substation | 0.1 | --> | 0.1 | 0 | 0 | Constrained,otherwise capacity available =100kVA. | --> | 0.095 | 0 | 0 | 0.1 | 0 |  | --> | C16 ex CAPPAMORE | Cappamore [T41,T42] | ARDNACRUSHA |  | 52.6008 | -8.165
MV/LV Substation CA***4079 |  | 10 kV | _ | LV | 50 kVA :Pole Substation | 0.05 | --> | 0.05 | 0.05 | 2.2 |  | --> | 0.0475 | 0 | 0 | 0.05 | 0 |  | --> | C19 ex BAILIEBORO | Bailieboro [T41,T42] | MEATH HILL |  | 53.8838 | -7.0202
MV/LV Substation CA***408 |  | 10 kV | _ | LV | 50 kVA :Pole Substation | 0.05 | --> | 0.05 | 0 | 0 | Constrained,otherwise capacity available =39kVA. | --> | 0.0475 | 0 | 0 | 0.051643 | 0 |  | --> | C13 ex DRYBRIDGE | Drybridge [T41,T42] | DRYBRIDGE |  | 53.754 | -6.3493
MV/LV Substation CA***4081 |  | 10 kV | _ | LV | 50 kVA :Pole Substation | 0.05 | --> | 0.05 | 0 | 0 | Constrained,otherwise capacity available =36kVA. | --> | 0.0475 | 0 | 0 | 0 | 0 | Constrained,otherwise capacity available =52.1kW. | --> | C17 ex ROSCREA | Roscrea [T41,T42] | IKERRIN |  | 52.9204 | -7.7973
MV/LV Substation CA***4083 |  | 10 kV | _ | LV | 400 kVA :Kiosk Substation | 0.4 | --> | 0.4 | 0.346 | 2.8 |  | --> | 0.38 | 0 | 0.003705 | 0.40812 | 0 |  | --> | C19 ex CASTLEBLAYNEY | Castleblayney [T41,T42] | DUNDALK |  | 54.1163 | -6.7539
MV/LV Substation CA***4083 |  | 10 kV | _ | LV | 400 kVA :Kiosk Substation | 0.4 | --> | 0.4 | 0 | 0 | Constrained,otherwise capacity available =400kVA. | --> | 0.38 | 0 | 0 | 0.4 | 0 |  | --> | C14 ex COLLINSTOWN | Collinstown [T41,T42] | GRANGE (DR) |  | 53.4292 | -6.2363
MV/LV Substation CA***4084 |  | 10 kV | _ | LV | 50 kVA :Pole Substation | 0.05 | --> | 0.05 | 0 | 0 | Constrained,otherwise capacity available =36kVA. | --> | 0.0475 | 0 | 0 | 0.052083 | 0 |  | --> | C15 ex STICKILLEN | Stickillen [T41,T42] | DRYBRIDGE |  | 53.8021 | -6.6875
MV/LV Substation CA***4085 |  | 10 kV | _ | LV | 400 kVA :Kiosk Substation | 0.4 | --> | 0.4 | 0 | 0 | Constrained,otherwise capacity available =168kVA. | --> | 0.38 | 0 | 0.10152 | 0.43376 | 0 |  | --> | C13 ex MALAHIDE | Malahide [T41,T42] | GLASMORE |  | 53.4365 | -6.1658
MV/LV Substation CA***4085 |  | 10 kV | _ | LV | 400 kVA :Kiosk Substation | 0.4 | --> | 0.4 | 0 | 0 | Constrained,otherwise capacity available =343kVA. | --> | 0.38 | 0 | 0.12671 | 0.40856 | 0 |  | --> | C17 ex STICKILLEN | Stickillen [T41,T42] | DRYBRIDGE |  | 53.8574 | -6.5256
MV/LV Substation CA***408X |  | 10 kV | _ | LV | 50 kVA :Pole Substation | 0.05 | --> | 0.05 | 0.039 | 5 |  | --> | 0.0475 | 0 | 0.00741 | 0.051643 | 0 |  | --> | C20 ex MCDONAGH | Mcdonagh [T41,T42] | KILKENNY |  | 52.6963 | -7.1087
MV/LV Substation CA***408X |  | 10 kV | _ | LV | 200 kVA :Kiosk Substation | 0.2 | --> | 0.2 | 0.129 | 3.9 |  | --> | 0.19 | 0 | 0.001482 | 0.2105 | 0 |  | --> | C21 ex GALWAY 110KV | Galway 110kv [T102,T103] | GALWAY 110KV |  | 53.2842 | -9.0078
MV/LV Substation CA***4092 |  | 10 kV | _ | LV | 1000 kVA :Building Structure | 1 | --> | 1 | 0 | 0 | Constrained,otherwise capacity available =500kVA. | --> | 0.95 | 0 | 0 | 0.5 | 0 |  | --> | C20 ex LEESON STREET | Leeson Street [T41,T42] | MILLTOWN (DR) |  | 53.3358 | -6.2577
MV/LV Substation CA***4093 |  | 10 kV | _ | LV | 630 kVA :Kiosk Substation | 0.63 | --> | 0.63 | 0 | 0 | Constrained,otherwise capacity available =500kVA. | --> | 0.5985 | 0 | 0 | 0.5 | 0 |  | --> | C28 ex KILMORE | Kilmore [T101,T102,T103] | FINGLAS |  | 53.4088 | -6.1795
MV/LV Substation CA***4093 |  | 10 kV | _ | LV | 200 kVA :Pole Substation | 0.2 | --> | 0.2 | 0 | 0 | Constrained,otherwise capacity available =200kVA. | --> | 0.19 | 0 | 0 | 0.2 | 0 |  | --> | C14 ex BALLYHALE | Ballyhale [T42,T421] | KILKENNY |  | 52.4412 | -7.1886
MV/LV Substation CA***4093 |  | 10 kV | _ | LV | 400 kVA :Kiosk Substation | 0.4 | --> | 0.4 | 0 | 0 | Constrained,otherwise capacity available =319kVA. | --> | 0.38 | 0 | 0.000741 | 0.41212 | 0 |  | --> | C11 ex MACETOWN | Macetown [T101,T102] | MACETOWN |  | 53.4 | -6.428
MV/LV Substation CA***4094 |  | 20 kV | _ | LV | 50 kVA :Pole Substation | 0.05 | --> | 0.05 | 0.045 | 2 |  | --> | 0.0475 | 0 | 0 | 0 | 0 | Constrained,otherwise capacity available =50.8kW. | --> | E17 ex BALLYMACARRY | Ballymacarry [T421] | TRILLICK |  | 55.0748 | -7.4544
MV/LV Substation CA***4095 |  | 10 kV | _ | LV | 400 kVA :Kiosk Substation | 0.4 | --> | 0.4 | 0.4 | 13.4 |  | --> | 0.38 | 0 | 0 | 0.4 | 0 |  | --> | C17 ex POTTERY ROAD | Pottery Road [T101,T102] | CARRICKMINES |  | 53.2701 | -6.1477
MV/LV Substation CA***4095 |  | 20 kV | _ | LV | 50 kVA :Pole Substation | 0.05 | --> | 0.05 | 0.038 | 6.2 |  | --> | 0.0475 | 0 | 0 | 0 | 0 | Constrained,otherwise capacity available =51.8kW. | --> | E28 ex MILFORD (MWR) | Milford (mwr) [T422] | CHARLEVILLE |  | 52.4233 | -8.8177
MV/LV Substation CA***4097 |  | 20 kV | _ | LV | 200 kVA :Pole Substation | 0.2 | --> | 0.2 | 0 | 0 | Constrained,otherwise capacity available =200kVA. | --> | 0.19 | 0 | 0 | 0.2 | 0 |  | --> | E18 ex JULIANSTOWN | Julianstown [T421,T422] | DRYBRIDGE |  | 53.6727 | -6.3753
MV/LV Substation CA***4099 |  | 10 kV | _ | LV | 630 kVA :Building Structure | 0.63 | --> | 0.63 | 0.442 | 3 |  | --> | 0.5985 | 0 | 0.005928 | 0.5 | 0 |  | --> | C31 ex INCHICORE CENTRAL | Inchicore Central [T43,T45] | INCHICORE 220KV |  | 53.3276 | -6.3341
MV/LV Substation CA***410 |  | 20 kV | _ | LV | 100 kVA :Pole Substation | 0.1 | --> | 0.1 | 0 | 0 | Constrained,otherwise capacity available =70kVA. | --> | 0.095 | 0 | 0 | 0.10446 | 0 |  | --> | E12 ex CARRIGSHANE | Carrigshane [T422] | MIDLETON |  | 51.9034 | -8.0411
MV/LV Substation CA***4100 |  | 10 kV | _ | LV | 630 kVA :Building Structure | 0.63 | --> | 0.63 | 0.429 | 3 |  | --> | 0.5985 | 0 | 0 | 0.5 | 0 |  | --> | C31 ex INCHICORE CENTRAL | Inchicore Central [T43,T45] | INCHICORE 220KV |  | 53.3267 | -6.3334
MV/LV Substation CA***4101 |  | 10 kV | _ | LV | 630 kVA :Building Structure | 0.63 | --> | 0.63 | 0.5 | 3 |  | --> | 0.5985 | 0 | 0 | 0.5 | 0 |  | --> | C31 ex INCHICORE CENTRAL | Inchicore Central [T43,T45] | INCHICORE 220KV |  | 53.3267 | -6.3334
MV/LV Substation CA***4102 |  | 10 kV | _ | LV | 50 kVA :Pole Substation | 0.05 | --> | 0.05 | 0 | 0 | Constrained,otherwise capacity available =41kVA. | --> | 0.0475 | 0 | 0 | 0 | 0 | Constrained,otherwise capacity available =51.3kW. | --> | C16 ex PALLAS | Pallas [T41,T42] | PORTLAOISE |  | 53.0703 | -7.4167
MV/LV Substation CA***4102 |  | 10 kV | _ | LV | 50 kVA :Pole Substation | 0.05 | --> | 0.05 | 0 | 0 | Constrained,otherwise capacity available =41kVA. | --> | 0.0475 | 0 | 0 | 0.051348 | 0 |  | --> | C18 ex MAYFIELD | Mayfield [T41,T42] | KILBARRY |  | 51.9178 | -8.4257
MV/LV Substation CA***4103 |  | 10 kV | _ | LV | 50 kVA :Pole Substation | 0.05 | --> | 0.05 | 0 | 0 | Constrained,otherwise capacity available =47kVA. | --> | 0.0475 | 0 | 0.00741 | 0.050453 | 0 |  | --> | C20 ex ORANMORE | Oranmore [T41,T44] | GALWAY 110KV |  | 53.3132 | -8.8689
MV/LV Substation CA***4104 |  | 20 kV | _ | LV | 50 kVA :Pole Substation | 0.05 | --> | 0.05 | 0.05 | 0.5 |  | --> | 0.0475 | 0 | 0 | 0.05 | 0 |  | --> | E11 ex ARDFINNAN | Ardfinnan [T421] | CAHIR |  | 52.3246 | -7.914
MV/LV Substation CA***4105 |  | 10 kV | _ | LV | 50 kVA :Pole Substation | 0.05 | --> | 0.05 | 0 | 0 | Constrained,otherwise capacity available =50kVA. | --> | 0.0475 | 0 | 0 | 0.05 | 0 |  | --> | C17 ex DUNLEER | Dunleer [T41,T42] | DRYBRIDGE |  | 53.8534 | -6.4212
MV/LV Substation CA***4105 |  | 10 kV | _ | LV | 50 kVA :Pole Substation | 0.05 | --> | 0.05 | 0 | 0 | Constrained,otherwise capacity available =50kVA. | --> | 0.0475 | 0 | 0 | 0.05 | 0 |  | --> | C11 ex ATHENRY | Athenry [T41,T42] | GALWAY 110KV |  | 53.308 | -8.8484
MV/LV Substation CA***4107 |  | 10 kV | _ | LV | 630 kVA :Kiosk Substation | 0.63 | --> | 0.63 | 0 | 0 | Constrained,otherwise capacity available =500kVA. | --> | 0.5985 | 0 | 0.11782 | 0.5 | 0 |  | --> | C21 ex MONEYCOOLEY | Moneycooley [T41,T42,T44] | GRIFFINRATH |  | 53.3816 | -6.5765
MV/LV Substation CA***4108 |  | 10 kV | _ | LV | 50 kVA :Pole Substation | 0.05 | --> | 0.05 | 0 | 0 | Constrained,otherwise capacity available =29kVA. | --> | 0.0475 | 0 | 0.025194 | 0.053092 | 0 |  | --> | C30 ex CLAREGALWAY | Claregalway [T42,T421] | GALWAY 110KV |  | 53.3896 | -8.9744
MV/LV Substation CA***410X |  | 20 kV | _ | LV | 50 kVA :Pole Substation | 0.05 | --> | 0.05 | 0.028 | 2.4 |  | --> | 0.0475 | 0 | 0.006669 | 0.053235 | 0 |  | --> | C19 ex GRAIGUE | Graigue [T41,T42] | CARLOW |  | 52.772 | -6.9537
MV/LV Substation CA***410Z |  | 10 kV | _ | LV | 630 kVA :Kiosk Substation | 0.63 | --> | 0.63 | 0 | 0 | Constrained,otherwise capacity available =500kVA. | --> | 0.5985 | 0 | 0.025935 | 0.5 | 0 |  | --> | C24 ex STEPHENSTOWN | Stephenstown [T101,T102] | FINGLAS |  | 53.6004 | -6.1766
MV/LV Substation CA***4110 |  | 10 kV | _ | LV | 400 kVA :Kiosk Substation | 0.4 | --> | 0.4 | 0 | 0 | Constrained,otherwise capacity available =269kVA. | --> | 0.38 | 0 | 0 | 0.41942 | 0 |  | --> | C18 ex ROSEHILL | Rosehill [T41,T42] | KILKENNY |  | 52.6553 | -7.2599
MV/LV Substation CA***4113 |  | 10 kV | _ | LV | 100 kVA :Pole Substation | 0.1 | --> | 0.1 | 0.089 | 2 |  | --> | 0.095 | 0 | 0 | 0.10166 | 0 |  | --> | C19 ex CAUSEWAY | Causeway [T41,T42] | TRALEE |  | 52.4073 | -9.8021
MV/LV Substation CA***4114 |  | 20 kV | _ | LV | 50 kVA :Pole Substation | 0.05 | --> | 0.05 | 0 | 0 | Constrained,otherwise capacity available =50kVA. | --> | 0.0475 | 0 | 0 | 0.05 | 0 |  | --> | C15 ex MOATE | Moate [T41,T42] | ATHLONE |  | 53.3912 | -7.753
MV/LV Substation CA***4115 |  | 20 kV | _ | LV | 50 kVA :Pole Substation | 0.05 | --> | 0.05 | 0.047 | 0.9 |  | --> | 0.0475 | 0 | 0 | 0.050453 | 0 |  | --> | E11 ex KILGARVAN | Kilgarvan [T421] | KNOCKEARAGH |  | 51.8952 | -9.5303
MV/LV Substation CA***4115 |  | 20 kV | _ | LV | 630 kVA :Building Structure | 0.63 | --> | 0.63 | 0.24583 | 0.2 | Constrained,otherwise capacity available =500kVA. | --> | 0.5985 | 0 | 0.34308 | 0 | 0 | Constrained,otherwise capacity available =500kW. | --> | C12 ex ROSSGEIR | Rossgeir [T41,T42] | LETTERKENNY |  | 54.7896 | -7.5802
MV/LV Substation CA***4116 |  | 10 kV | _ | LV | 100 kVA :Pole Substation | 0.1 | --> | 0.1 | 0.089 | 1.4 |  | --> | 0.095 | 0 | 0 | 0.10166 | 0 |  | --> | C14 ex KELLS | Kells [T41,T42] | NAVAN |  | 53.7573 | -6.8405
MV/LV Substation CA***4118 |  | 20 kV | _ | LV | 400 kVA :Building Structure | 0.4 | --> | 0.4 | 0 | 0 | Constrained,otherwise capacity available =400kVA. | --> | 0.38 | 0 | 0 | 0 | 0 | Constrained,otherwise capacity available =400kW. | --> | E16 ex WINDSOR | Windsor [T421,T422] | CASTLEBAR |  | 53.8474 | -9.2806
MV/LV Substation CA***4118 |  | 20 kV | _ | LV | 50 kVA :Pole Substation | 0.05 | --> | 0.05 | 0.05 | 4.4 |  | --> | 0.0475 | 0 | 0 | 0.05 | 0 |  | --> | E13 ex CRANE | Crane [T122] | CRANE |  | 52.471 | -6.3984
MV/LV Substation CA***411Z |  | 10 kV | _ | LV | 200 kVA :Pole Substation | 0.2 | --> | 0.2 | 0.189 | 1.1 |  | --> | 0.19 | 0 | 0 | 0 | 0 | Constrained,otherwise capacity available =201.7kW. | --> | C18 ex NEWCASTLEWEST | Newcastlewest [T41,T42] | RATHKEALE |  | 52.4269 | -9.0191
MV/LV Substation CA***4121 |  | 10 kV | _ | LV | 400 kVA :Kiosk Substation | 0.4 | --> | 0.4 | 0 | 0 | Constrained,otherwise capacity available =289kVA. | --> | 0.38 | 0 | 0.11708 | 0.41651 | 0 |  | --> | C29 ex STEPHENSTOWN | Stephenstown [T101,T102] | FINGLAS |  | 53.598 | -6.1801
MV/LV Substation CA***4121 |  | 20 kV | _ | LV | 50 kVA :Pole Substation | 0.05 | --> | 0.05 | 0 | 0 | Constrained,otherwise capacity available =50kVA. | --> | 0.0475 | 0 | 0 | 0.05 | 0 |  | --> | E20 ex COLLOONEY | Collooney [T421,T422] | SLIGO |  | 54.2385 | -8.6874
MV/LV Substation CA***4123 |  | 20 kV | _ | LV | 50 kVA :Pole Substation | 0.05 | --> | 0.05 | 0.047 | 8.1 |  | --> | 0.0475 | 0 | 0 | 0 | 0 | Constrained,otherwise capacity available =50.5kW. | --> | E11 ex WESTPORT | Westport [T421,T422] | CASTLEBAR |  | 53.7785 | -9.5268
MV/LV Substation CA***4125 |  | 10 kV | _ | LV | 50 kVA :Pole Substation | 0.05 | --> | 0.05 | 0 | 0 | Constrained,otherwise capacity available =50kVA. | --> | 0.0475 | 0 | 0 | 0 | 0 | Constrained,otherwise capacity available =50kW. | --> | C17 ex COLLIGAN | Colligan [T41,T42] | DUNGARVAN |  | 52.0986 | -7.7075
MV/LV Substation CA***4125 |  | 10 kV | _ | LV | 400 kVA :Kiosk Substation | 0.4 | --> | 0.4 | 0 | 0 | Constrained,otherwise capacity available =279kVA. | --> | 0.38 | 0 | 0.003705 | 0.41797 | 0 |  | --> | C14 ex COOLMINE | Coolmine [T41,T42] | FINGLAS |  | 53.3879 | -6.4175
MV/LV Substation CA***4131 |  | 10 kV | _ | LV | 50 kVA :Pole Substation | 0.05 | --> | 0.05 | 0.05 | 4 |  | --> | 0.0475 | 0 | 0 | 0.05 | 0 |  | --> | C19 ex BALLYJAMESDUFF | Ballyjamesduff [T41,T42] | SHANKILL |  | 53.8239 | -7.1846
MV/LV Substation CA***4133 |  | 20 kV | _ | LV | 50 kVA :Pole Substation | 0.05 | --> | 0.05 | 0.049 | 1.3 |  | --> | 0.0475 | 0 | 0 | 0.050152 | 0 |  | --> | E15 ex BALLYCROSSAUN | Ballycrossaun [T421,T422] | SOMERSET |  | 53.1503 | -8.1877
MV/LV Substation CA***4134 |  | 20 kV | _ | LV | 50 kVA :Pole Substation | 0.05 | --> | 0.05 | 0.047 | 13.8 |  | --> | 0.0475 | 0 | 0 | 0.050453 | 0 |  | --> | C14 ex SINGLAND | Singland [T101,T102] | SINGLAND |  | 52.6593 | -8.5081
MV/LV Substation CA***4135 |  | 20 kV | _ | LV | 50 kVA :Pole Substation | 0.05 | --> | 0.05 | 0.05 | 4.4 |  | --> | 0.0475 | 0 | 0 | 0 | 0 | Constrained,otherwise capacity available =50kW. | --> | E19 ex STRANORLAR | Stranorlar [T421,T422] | LETTERKENNY |  | 54.7939 | -7.8127
MV/LV Substation CA***4135 |  | 10 kV | _ | LV | 50 kVA :Pole Substation | 0.05 | --> | 0.05 | 0 | 0 | Constrained,otherwise capacity available =50kVA. | --> | 0.0475 | 0 | 0 | 0.05 | 0 |  | --> | C15 ex ENNISTYMON | Ennistymon [T41,T42] | ENNIS |  | 52.9505 | -9.2876
MV/LV Substation CA***4135 |  | 10 kV | _ | LV | 400 kVA :Kiosk Substation | 0.4 | --> | 0.4 | 0 | 0 | Constrained,otherwise capacity available =186kVA. | --> | 0.38 | 0 | 0.025935 | 0.43124 | 0 |  | --> | C29 ex GRANGE CASTLE | Grange Castle [T101,T102] | INCHICORE 220KV |  | 53.3002 | -6.4972
MV/LV Substation CA***4137 |  | 10 kV | _ | LV | 50 kVA :Pole Substation | 0.05 | --> | 0.05 | 0 | 0 | Constrained,otherwise capacity available =50kVA. | --> | 0.0475 | 0 | 0 | 0.05 | 0 |  | --> | C17 ex BALLYHAUNIS | Ballyhaunis [T41,T42] | DALTON |  | 53.7653 | -8.7659
MV/LV Substation CA***413Y |  | 10 kV | _ | LV | 200 kVA :Kiosk Substation | 0.2 | --> | 0.2 | 0 | 0 | Constrained,otherwise capacity available =140kVA. | --> | 0.19 | 0 | 0.003705 | 0.20891 | 0 |  | --> | C12 ex KYLEERAGH | Kyleeragh [T41,T42] | NENAGH |  | 52.8688 | -8.2207
MV/LV Substation CA***4141 |  | 20 kV | _ | LV | 50 kVA :Pole Substation | 0.05 | --> | 0.05 | 0.05 | 0.5 |  | --> | 0.0475 | 0 | 0 | 0.05 | 0 |  | --> | E11 ex ARDFINNAN | Ardfinnan [T421] | CAHIR |  | 52.2905 | -7.9506
MV/LV Substation CA***4144 |  | 10 kV | _ | LV | 400 kVA :Kiosk Substation | 0.4 | --> | 0.4 | 0.4 | 3.9 |  | --> | 0.38 | 0 | 0 | 0.4 | 0 |  | --> | C28 ex GALWAY 110KV | Galway 110kv [T102,T103] | GALWAY 110KV |  | 53.298 | -9.0344
MV/LV Substation CA***4145 |  | 10 kV | _ | LV | 630 kVA :Kiosk Substation | 0.63 | --> | 0.63 | 0 | 0 | Constrained,otherwise capacity available =500kVA. | --> | 0.5985 | 0 | 0 | 0.5 | 0 |  | --> | C18 ex LOUGHLINSTOWN | Loughlinstown [T41,T42] | CARRICKMINES |  | 53.2504 | -6.1584
MV/LV Substation CA***4147 |  | 20 kV | _ | LV | 50 kVA :Pole Substation | 0.05 | --> | 0.05 | 0 | 0 | Constrained,otherwise capacity available =50kVA. | --> | 0.0475 | 0 | 0 | 0.05 | 0 |  | --> | E14 ex DALTON | Dalton [T421,T422] | DALTON |  | 53.7478 | -8.931
MV/LV Substation CA***4148 |  | 10 kV | _ | LV | 50 kVA :Pole Substation | 0.05 | --> | 0.05 | 0.043 | 6.2 |  | --> | 0.0475 | 0 | 0.005928 | 0.051052 | 0 |  | --> | C19 ex CAHIR | Cahir [T41,T42] | CAHIR |  | 52.375 | -7.9181
MV/LV Substation CA***4148 |  | 10 kV | _ | LV | 400 kVA :Building Structure | 0.4 | --> | 0.4 | 0.37 | 1 |  | --> | 0.38 | 0 | 0.01482 | 0.40453 | 0 |  | --> | C22 ex TYCOR | Tycor [T41,T42] | WATERFORD |  | 52.2601 | -7.146
MV/LV Substation CA***4149 |  | 10 kV | _ | LV | 400 kVA :Kiosk Substation | 0.4 | --> | 0.4 | 0 | 0 | Constrained,otherwise capacity available =316kVA. | --> | 0.38 | 0 | 0 | 0.41256 | 0 |  | --> | C20 ex BALLYBEGGAN | Ballybeggan [T43,T44] | TRALEE |  | 52.2709 | -9.6998
MV/LV Substation CA***415 |  | 10 kV | _ | LV | 630 kVA :Building Structure | 0.63 | --> | 0.63 | 0.412 | 4.4 |  | --> | 0.5985 | 0 | 0.1482 | 0.5 | 0 |  | --> | C17 ex KINGSCOURT | Kingscourt [T41,T42] | MEATH HILL |  | 53.9135 | -6.7743
MV/LV Substation CA***4150 |  | 10 kV | _ | LV | 50 kVA :Pole Substation | 0.05 | --> | 0.05 | 0 | 0 | Constrained,otherwise capacity available =50kVA. | --> | 0.0475 | 0 | 0 | 0.05 | 0 |  | --> | C22 ex ENNISTYMON | Ennistymon [T41,T42] | ENNIS |  | 52.9522 | -9.2766
MV/LV Substation CA***4150 |  | 10 kV | _ | LV | 50 kVA :Pole Substation | 0.05 | --> | 0.05 | 0.046 | 3.4 |  | --> | 0.0475 | 0 | 0 | 0.050604 | 0 |  | --> | C15 ex GLENGOOLE | Glengoole [T41] | THURLES |  | 52.6473 | -7.5756
MV/LV Substation CA***4150 |  | 20 kV | _ | LV | 50 kVA :Pole Substation | 0.05 | --> | 0.05 | 0 | 0 | Constrained,otherwise capacity available =50kVA. | --> | 0.0475 | 0 | 0 | 0.05 | 0 |  | --> | E14 ex BALLINROBE | Ballinrobe [T421,T422] | DALTON |  | 53.72 | -9.2472
MV/LV Substation CA***4150 |  | 10 kV | _ | LV | 50 kVA :Pole Substation | 0.05 | --> | 0.05 | 0 | 0 | Constrained,otherwise capacity available =50kVA. | --> | 0.0475 | 0 | 0 | 0 | 0 | Constrained,otherwise capacity available =50kW. | --> | C19 ex LISMORE | Lismore [T41,T42] | DUNGARVAN |  | 52.134 | -7.9559
MV/LV Substation CA***4151 |  | 10 kV | _ | LV | 400 kVA :Kiosk Substation | 0.4 | --> | 0.4 | 0.4 | 0.7 |  | --> | 0.38 | 0 | 0 | 0.4 | 0 |  | --> | C15 ex KILRUSH | Kilrush [T41,T42] | TULLABRACK |  | 52.6357 | -9.4886
MV/LV Substation CA***4153 |  | 20 kV | _ | LV | 50 kVA :Pole Substation | 0.05 | --> | 0.05 | 0 | 0 | Constrained,otherwise capacity available =50kVA. | --> | 0.0475 | 0 | 0 | 0 | 0 | Constrained,otherwise capacity available =50kW. | --> | C25 ex KILCLOHER | Kilcloher [T41,T42] | DUNGARVAN |  | 52.1556 | -7.756
MV/LV Substation CA***4153 |  | 20 kV | _ | LV | 50 kVA :Pole Substation | 0.05 | --> | 0.05 | 0 | 0 | Constrained,otherwise capacity available =50kVA. | --> | 0.0475 | 0 | 0 | 0.05 | 0 |  | --> | C17 ex MONEYCOOLEY | Moneycooley [T41,T42,T44] | GRIFFINRATH |  | 53.4115 | -6.4909
MV/LV Substation CA***4157 |  | 20 kV | _ | LV | 50 kVA :Pole Substation | 0.05 | --> | 0.05 | 0 | 0 | Constrained,otherwise capacity available =48kVA. | --> | 0.0475 | 0 | 0 | 0 | 0 | Constrained,otherwise capacity available =50.3kW. | --> | E17 ex WINDSOR | Windsor [T421,T422] | CASTLEBAR |  | 53.8648 | -9.2121
MV/LV Substation CA***415Y |  | 10 kV | _ | LV | 200 kVA :Pole Substation | 0.2 | --> | 0.2 | 0 | 0 | Constrained,otherwise capacity available =179kVA. | --> | 0.19 | 0 | 0.004446 | 0 | 0 | Constrained,otherwise capacity available =203.2kW. | --> | C14 ex KNOCKMULLEN | Knockmullen [T42,T421] | GREAT ISLAND |  | 52.4025 | -6.9348
MV/LV Substation CA***4161 |  | 10 kV | _ | LV | 400 kVA :Building Structure | 0.4 | --> | 0.4 | 0 | 0 | Constrained,otherwise capacity available =151kVA. | --> | 0.38 | 0 | 0 | 0.41942 | 0 |  | --> | C25 ex POPPINTREE | Poppintree [T101,T102] | FINGLAS |  | 53.4169 | -6.3176
MV/LV Substation CA***4162 |  | 10 kV | _ | LV | 630 kVA :Building Structure | 0.63 | --> | 0.63 | 0 | 0 | Constrained,otherwise capacity available =500kVA. | --> | 0.5985 | 0 | 0.043719 | 0.5 | 0 |  | --> | C28 ex KILMORE | Kilmore [T101,T102,T103] | FINGLAS |  | 53.4104 | -6.1796
MV/LV Substation CA***4163 |  | 10 kV | _ | LV | 1000 kVA :Building Structure | 1 | --> | 1 | 0 | 0 | Constrained,otherwise capacity available =500kVA. | --> | 0.95 | 0 | 0 | 0.5 | 0 |  | --> | C11 ex LITTLE BRAY | Little Bray [T41,T42] | FASSAROE |  | 53.2253 | -6.1228
MV/LV Substation CA***4166 |  | 10 kV | _ | LV | 630 kVA :Building Structure | 0.63 | --> | 0.63 | 0.5 | 6 |  | --> | 0.5985 | 0 | 0.005928 | 0.5 | 0 |  | --> | C26 ex PELLETSTOWN | Pelletstown [T101,T102] | FINGLAS |  | 53.3734 | -6.3609
MV/LV Substation CA***4167 |  | 10 kV | _ | LV | 630 kVA :Kiosk Substation | 0.63 | --> | 0.63 | 0 | 0 | Constrained,otherwise capacity available =500kVA. | --> | 0.5985 | 0 | 0.030381 | 0.5 | 0 |  | --> | C11 ex LITTLE BRAY | Little Bray [T41,T42] | FASSAROE |  | 53.2263 | -6.1216
MV/LV Substation CA***4168 |  | 10 kV | _ | LV | 50 kVA :Pole Substation | 0.05 | --> | 0.05 | 0 | 0 | Constrained,otherwise capacity available =49kVA. | --> | 0.0475 | 0 | 0 | 0.050152 | 0 |  | --> | C22 ex CARRIGTWOHILL | Carrigtwohill [T42] | COW CROSS |  | 51.9067 | -8.2644
MV/LV Substation CA***4169 |  | 10 kV | _ | LV | 630 kVA :Kiosk Substation | 0.63 | --> | 0.63 | 0 | 0 | Constrained,otherwise capacity available =500kVA. | --> | 0.5985 | 0 | 0.015561 | 0.5 | 0 |  | --> | C18 ex ATHBOY | Athboy [T42] | NAVAN |  | 53.6163 | -6.9278
MV/LV Substation CA***416X |  | 10 kV | _ | LV | 50 kVA :Pole Substation | 0.05 | --> | 0.05 | 0 | 0 | Constrained,otherwise capacity available =45kVA. | --> | 0.0475 | 0 | 0 | 0 | 0 | Constrained,otherwise capacity available =50.8kW. | --> | C17 ex KILMALLOCK | Kilmallock [T41,T42] | CHARLEVILLE |  | 52.4017 | -8.5792
MV/LV Substation CA***417 |  | 10 kV | _ | LV | 50 kVA :Pole Substation | 0.05 | --> | 0.05 | 0.036 | 0.8 |  | --> | 0.0475 | 0 | 0 | 0.052083 | 0 |  | --> | C15 ex MILLTOWN MALBAY | Milltown Malbay [T42] | TULLABRACK |  | 52.829 | -9.4492
MV/LV Substation CA***4171 |  | 20 kV | _ | LV | 50 kVA :Pole Substation | 0.05 | --> | 0.05 | 0 | 0 | Constrained,otherwise capacity available =48kVA. | --> | 0.0475 | 0 | 0 | 0.050303 | 0 |  | --> | E14 ex BALLINROBE | Ballinrobe [T421,T422] | DALTON |  | 53.7271 | -9.2197
MV/LV Substation CA***4172 |  | 20 kV | _ | LV | 50 kVA :Pole Substation | 0.05 | --> | 0.05 | 0.05 | 6.4 |  | --> | 0.0475 | 0 | 0 | 0.05 | 0 |  | --> | C22 ex BUSHFIELD | Bushfield [T41,T42] | ATHLONE |  | 53.449 | -7.891
MV/LV Substation CA***4172 |  | 10 kV | _ | LV | 200 kVA :Pole Substation | 0.2 | --> | 0.2 | 0 | 0 | Constrained,otherwise capacity available =192kVA. | --> | 0.19 | 0 | 0 | 0.20121 | 0 |  | --> | C17 ex CARRICK ON SHANNON | Carrick On Shannon [T41,T42] | CARRICK ON SHANNON |  | 53.9476 | -8.0678
MV/LV Substation CA***4173 |  | 20 kV | _ | LV | 50 kVA :Pole Substation | 0.05 | --> | 0.05 | 0.039 | 4.2 |  | --> | 0.0475 | 0 | 0 | 0.051643 | 0 |  | --> | E18 ex JENKINSTOWN | Jenkinstown [T421,T422] | DUNDALK |  | 54.0845 | -6.2552
MV/LV Substation CA***4174 |  | 10 kV | _ | LV | 50 kVA :Pole Substation | 0.05 | --> | 0.05 | 0 | 0 | Constrained,otherwise capacity available =50kVA. | --> | 0.0475 | 0 | 0 | 0.05 | 0 |  | --> | C21 ex ENNISTYMON | Ennistymon [T41,T42] | ENNIS |  | 52.9203 | -9.3415
MV/LV Substation CA***4175 |  | 20 kV | _ | LV | 50 kVA :Pole Substation | 0.05 | --> | 0.05 | 0 | 0 | Constrained,otherwise capacity available =50kVA. | --> | 0.0475 | 0 | 0.022971 | 0 | 0 | Constrained,otherwise capacity available =50kW. | --> | E17 ex FOXHOLE | Foxhole [T421,T422] | DUNGARVAN |  | 51.9519 | -7.8678
MV/LV Substation CA***4178 |  | 20 kV | _ | LV | 630 kVA :Building Structure | 0.63 | --> | 0.63 | 0.5 | 2.4 |  | --> | 0.5985 | 0 | 0.005928 | 0.5 | 0 |  | --> | C19 ex GRAIGUE | Graigue [T41,T42] | CARLOW |  | 52.8187 | -6.9433
MV/LV Substation CA***4180 |  | 10 kV | _ | LV | 50 kVA :Pole Substation | 0.05 | --> | 0.05 | 0.043 | 3.3 |  | --> | 0.0475 | 0 | 0.00741 | 0.051052 | 0 |  | --> | C11 ex LLOYD | Lloyd [T41,T42] | NAVAN |  | 53.7371 | -6.9296
MV/LV Substation CA***4181 |  | 20 kV | _ | LV | 400 kVA :Kiosk Substation | 0.4 | --> | 0.4 | 0 | 0 | Constrained,otherwise capacity available =375kVA. | --> | 0.38 | 0 | 0.011856 | 0.40378 | 0 |  | --> | E23 ex BALTRASNA | Baltrasna [T121,T122] | BALTRASNA |  | 53.5833 | -6.2907
MV/LV Substation CA***4183 |  | 10 kV | _ | LV | 400 kVA :Kiosk Substation | 0.4 | --> | 0.4 | 0 | 0 | Constrained,otherwise capacity available =400kVA. | --> | 0.38 | 0 | 0 | 0.4 | 0 |  | --> | C18 ex WHITESTOWN | Whitestown [T41,T42] | COOKSTOWN |  | 53.2757 | -6.3945
MV/LV Substation CA***4188 |  | 10 kV | _ | LV | 400 kVA :Kiosk Substation | 0.4 | --> | 0.4 | 0.4 | 4.2 |  | --> | 0.38 | 0 | 0 | 0.4 | 0 |  | --> | C22 ex NEWMARKET (SR) | Newmarket (sr) [T41,T42] | GLENLARA |  | 52.2134 | -9.0016
MV/LV Substation CA***4188 |  | 10 kV | _ | LV | 50 kVA :Pole Substation | 0.05 | --> | 0.05 | 0 | 0 | Constrained,otherwise capacity available =50kVA. | --> | 0.0475 | 0 | 0 | 0.05 | 0 |  | --> | C16 ex CASTLECOMER | Castlecomer [T41,T42] | BALLYRAGGET |  | 52.8104 | -7.2054
MV/LV Substation CA***4189 |  | 20 kV | _ | LV | 50 kVA :Pole Substation | 0.05 | --> | 0.05 | 0 | 0 | Constrained,otherwise capacity available =50kVA. | --> | 0.0475 | 0 | 0 | 0 | 0 | Constrained,otherwise capacity available =50kW. | --> | C11 ex TIMOLEAGUE | Timoleague [T41] | BANDON |  | 51.6385 | -8.799
MV/LV Substation CA***4189 |  | 10 kV | _ | LV | 50 kVA :Pole Substation | 0.05 | --> | 0.05 | 0 | 0 | Constrained,otherwise capacity available =48kVA. | --> | 0.0475 | 0 | 0 | 0.050303 | 0 |  | --> | C20 ex ORANMORE | Oranmore [T41,T44] | GALWAY 110KV |  | 53.3038 | -8.9047
MV/LV Substation CA***4190 |  | 20 kV | _ | LV | 50 kVA :Pole Substation | 0.05 | --> | 0.05 | 0 | 0 | Constrained,otherwise capacity available =42kVA. | --> | 0.0475 | 0 | 0.01482 | 0.0512 | 0 |  | --> | E30 ex LOUGHREA | Loughrea [T41,T42] | SOMERSET |  | 53.229 | -8.6132
MV/LV Substation CA***4193 |  | 20 kV | _ | LV | 50 kVA :Pole Substation | 0.05 | --> | 0.05 | 0.05 | 0.5 |  | --> | 0.0475 | 0 | 0 | 0.05 | 0 |  | --> | E15 ex ARDFINNAN | Ardfinnan [T421] | CAHIR |  | 52.3569 | -7.8111
MV/LV Substation CA***4193 |  | 20 kV | _ | LV | 50 kVA :Pole Substation | 0.05 | --> | 0.05 | 0 | 0 | Constrained,otherwise capacity available =45kVA. | --> | 0.0475 | 0 | 0 | 0.050753 | 0 |  | --> | E18 ex GARRANACANTY | Garranacanty [T421,T422] | TIPPERARY |  | 52.5467 | -8.184
MV/LV Substation CA***4193 |  | 10 kV | _ | LV | 400 kVA :Kiosk Substation | 0.4 | --> | 0.4 | 0 | 0 | Constrained,otherwise capacity available =400kVA. | --> | 0.38 | 0 | 0 | 0 | 0 | Constrained,otherwise capacity available =400kW. | --> | C14 ex KNOCKMULLEN | Knockmullen [T42,T421] | GREAT ISLAND |  | 52.4021 | -6.9306
MV/LV Substation CA***4194 |  | 10 kV | _ | LV | 400 kVA :Kiosk Substation | 0.4 | --> | 0.4 | 0.337 | 12.2 |  | --> | 0.38 | 0 | 0.025935 | 0.40945 | 0 |  | --> | C17 ex BALLYBEG | Ballybeg [T101,T102] | CARRICKMINES |  | 52.9801 | -6.0665
MV/LV Substation CA***4194 |  | 20 kV | _ | LV | 50 kVA :Pole Substation | 0.05 | --> | 0.05 | 0 | 0 | Constrained,otherwise capacity available =44kVA. | --> | 0.0475 | 0 | 0 | 0.050903 | 0 |  | --> | C21 ex TRAMORE | Tramore [T41,T42] | BUTLERSTOWN |  | 52.1844 | -7.3302
MV/LV Substation CA***4195 |  | 10 kV | _ | LV | 400 kVA :Kiosk Substation | 0.4 | --> | 0.4 | 0 | 0 | Constrained,otherwise capacity available =308kVA. | --> | 0.38 | 0 | 0 | 0.41373 | 0 |  | --> | C22 ex UNIDARE | Unidare [T41,T42] | FINGLAS |  | 53.3972 | -6.3251
MV/LV Substation CA***4195 |  | 20 kV | _ | LV | 400 kVA :Kiosk Substation | 0.4 | --> | 0.4 | 0 | 0 | Constrained,otherwise capacity available =265kVA. | --> | 0.38 | 0 | 0 | 0.42 | 0 |  | --> | E19 ex ADAMSTOWN | Adamstown [T121,T122] | INCHICORE 220KV |  | 53.3392 | -6.453
MV/LV Substation CA***4198 |  | 20 kV | _ | LV | 630 kVA :Kiosk Substation | 0.63 | --> | 0.63 | 0 | 0 | Constrained,otherwise capacity available =500kVA. | --> | 0.5985 | 0 | 0 | 0.5 | 0 |  | --> | E19 ex SHILLELAGH | Shillelagh [T421,T422] | CARLOW |  | 52.7109 | -6.4965
MV/LV Substation CA***419Y |  | 10 kV | _ | LV | 200 kVA :Kiosk Substation | 0.2 | --> | 0.2 | 0 | 0 | Constrained,otherwise capacity available =115kVA. | --> | 0.19 | 0 | 0.01482 | 0.21251 | 0 |  | --> | C12 ex MONEYCOOLEY | Moneycooley [T41,T42,T44] | GRIFFINRATH |  | 53.3522 | -6.5498
MV/LV Substation CA***420 |  | 20 kV | _ | LV | 200 kVA :Pole Substation | 0.2 | --> | 0.2 | 0.159 | 1.9 |  | --> | 0.19 | 0 | 0.002223 | 0 | 0 | Constrained,otherwise capacity available =206.1kW. | --> | E17 ex CREESLOUGH | Creeslough [T421] | ARDNAGAPPARY |  | 55.1781 | -7.927
MV/LV Substation CA***4204 |  | 10 kV | _ | LV | 50 kVA :Pole Substation | 0.05 | --> | 0.05 | 0 | 0 | Constrained,otherwise capacity available =50kVA. | --> | 0.0475 | 0 | 0 | 0.05 | 0 |  | --> | C19 ex ROSCOMMON | Roscommon [T41,T42] | LANESBORO |  | 53.6476 | -8.2248
MV/LV Substation CA***4204 |  | 20 kV | _ | LV | 50 kVA :Pole Substation | 0.05 | --> | 0.05 | 0 | 0 | Constrained,otherwise capacity available =33kVA. | --> | 0.0475 | 0 | 0 | 0.052518 | 0 |  | --> | C15 ex KANTURK | Kanturk [T41,T42] | GLENLARA |  | 52.1692 | -8.8278
MV/LV Substation CA***4206 |  | 20 kV | _ | LV | 50 kVA :Pole Substation | 0.05 | --> | 0.05 | 0 | 0 | Constrained,otherwise capacity available =50kVA. | --> | 0.0475 | 0 | 0 | 0.05 | 0 |  | --> | C17 ex ROSCOMMON | Roscommon [T41,T42] | LANESBORO |  | 53.6219 | -8.3564
MV/LV Substation CA***4209 |  | 10 kV | _ | LV | 50 kVA :Pole Substation | 0.05 | --> | 0.05 | 0 | 0 | Constrained,otherwise capacity available =50kVA. | --> | 0.0475 | 0 | 0 | 0.05 | 0 |  | --> | C11 ex DERRYCRAMPH | Derrycramph [T41,T42] | SHANKILL |  | 53.9574 | -7.1236
MV/LV Substation CA***420X |  | 20 kV | _ | LV | 200 kVA :Pole Substation | 0.2 | --> | 0.2 | 0.162 | 0.9 |  | --> | 0.19 | 0 | 0 | 0 | 0 | Constrained,otherwise capacity available =205.7kW. | --> | E15 ex CASTLETOWNBERE | Castletownbere [T421] | BALLYLICKY |  | 51.6483 | -9.9122
MV/LV Substation CA***420X |  | 10 kV | _ | LV | 50 kVA :Pole Substation | 0.05 | --> | 0.05 | 0 | 0 | Constrained,otherwise capacity available =49kVA. | --> | 0.0475 | 0 | 0 | 0.050152 | 0 |  | --> | C17 ex CARRICKMACROSS | Carrickmacross [T41,T42] | MEATH HILL |  | 53.9848 | -6.7204
MV/LV Substation CA***4210 |  | 20 kV | _ | LV | 400 kVA :Kiosk Substation | 0.4 | --> | 0.4 | 0.216 | 7.2 |  | --> | 0.38 | 0 | 0.070395 | 0.42701 | 0 |  | --> | C03 ex AHANE | Ahane [T102] | AHANE |  | 52.6668 | -8.5441
MV/LV Substation CA***4210 |  | 20 kV | _ | LV | 100 kVA :Pole Substation | 0.1 | --> | 0.1 | 0 | 0 | Constrained,otherwise capacity available =100kVA. | --> | 0.095 | 0 | 0 | 0.1 | 0 |  | --> | C15 ex KANTURK | Kanturk [T41,T42] | GLENLARA |  | 52.1169 | -8.778
MV/LV Substation CA***4211 |  | 10 kV | _ | LV | 50 kVA :Pole Substation | 0.05 | --> | 0.05 | 0 | 0 | Constrained,otherwise capacity available =50kVA. | --> | 0.0475 | 0 | 0 | 0.05 | 0 |  | --> | C20 ex ORANMORE | Oranmore [T41,T44] | GALWAY 110KV |  | 53.308 | -8.9095
MV/LV Substation CA***4213 |  | 20 kV | _ | LV | 50 kVA :Pole Substation | 0.05 | --> | 0.05 | 0 | 0 | Constrained,otherwise capacity available =50kVA. | --> | 0.0475 | 0 | 0 | 0.05 | 0 |  | --> | E13 ex BALTINGLASS | Baltinglass [T421,T422] | STRATFORD |  | 52.9196 | -6.7508
MV/LV Substation CA***4218 |  | 10 kV | _ | LV | 400 kVA :Kiosk Substation | 0.4 | --> | 0.4 | 0 | 0 | Constrained,otherwise capacity available =337kVA. | --> | 0.38 | 0 | 0.071877 | 0.40945 | 0 |  | --> | C17 ex NAAS | Naas [T41,T42] | KILTEEL |  | 53.2095 | -6.6842
MV/LV Substation CA***4219 |  | 10 kV | _ | LV | 1000 kVA :Building Structure | 1 | --> | 1 | 0.38033 | 0.4 | Constrained,otherwise capacity available =500kVA. | --> | 0.95 | 0 | 0 | 0.5 | 0 |  | --> | C13 ex CARRICKMINES | Carrickmines [T41,T42] | CARRICKMINES |  | 53.2552 | -6.1703
MV/LV Substation CA***421X |  | 10 kV | _ | LV | 200 kVA :Pole Substation | 0.2 | --> | 0.2 | 0.115 | 2.1 |  | --> | 0.19 | 0 | 0 | 0 | 0 | Constrained,otherwise capacity available =212.5kW. | --> | C11 ex NEWTOWNCUNNINGHAM | Newtowncunningham [T41,T42] | LETTERKENNY |  | 54.9502 | -7.4288
MV/LV Substation CA***422 |  | 20 kV | _ | LV | 400 kVA :Kiosk Substation | 0.4 | --> | 0.4 | 0.273 | 16.1 |  | --> | 0.38 | 0 | 0 | 0.41884 | 0 |  | --> | E21 ex WEXFORD | Wexford [T121,T122] | WEXFORD |  | 52.384 | -6.4494
MV/LV Substation CA***4221 |  | 20 kV | _ | LV | 400 kVA :Kiosk Substation | 0.4 | --> | 0.4 | 0.395 | 0.9 |  | --> | 0.38 | 0 | 0 | 0 | 0 | Constrained,otherwise capacity available =400.8kW. | --> | E15 ex CASTLETOWNBERE | Castletownbere [T421] | BALLYLICKY |  | 51.649 | -9.9129
MV/LV Substation CA***4224 |  | 20 kV | _ | LV | 50 kVA :Pole Substation | 0.05 | --> | 0.05 | 0 | 0 | Constrained,otherwise capacity available =50kVA. | --> | 0.0475 | 0 | 0 | 0.05 | 0 |  | --> | C21 ex MACETOWN | Macetown [T101,T102] | MACETOWN |  | 53.4494 | -6.445
MV/LV Substation CA***4225 |  | 20 kV | _ | LV | 50 kVA :Pole Substation | 0.05 | --> | 0.05 | 0 | 0 | Constrained,otherwise capacity available =50kVA. | --> | 0.0475 | 0 | 0 | 0 | 0 | Constrained,otherwise capacity available =50kW. | --> | E16 ex KILMACTHOMAS | Kilmacthomas [T421,T422] | DUNGARVAN |  | 52.1454 | -7.4674
MV/LV Substation CA***4229 |  | 10 kV | _ | LV | 200 kVA :Pole Substation | 0.2 | --> | 0.2 | 0.036794 | 0 | Constrained,otherwise capacity available =185kVA. | --> | 0.19 | 0 | 0.00741 | 0.20226 | 0 |  | --> | C11 ex CALLAN | Callan [T41,T42] | KILKENNY |  | 52.5451 | -7.3883
MV/LV Substation CA***422X |  | 10 kV | _ | LV | 630 kVA :Building Structure | 0.63 | --> | 0.63 | 0 | 0 | Constrained,otherwise capacity available =500kVA. | --> | 0.5985 | 0 | 0 | 0.5 | 0 |  | --> | C20 ex ORANMORE | Oranmore [T41,T44] | GALWAY 110KV |  | 53.3057 | -8.8606
MV/LV Substation CA***422Y |  | 10 kV | _ | LV | 400 kVA :Kiosk Substation | 0.4 | --> | 0.4 | 0.245 | 1 |  | --> | 0.38 | 0 | 0.054093 | 0.42288 | 0 |  | --> | C11 ex CORBALLY | Corbally [T41,T42] | ARDNACRUSHA |  | 52.6725 | -8.6058
MV/LV Substation CA***423 |  | 20 kV | _ | LV | 50 kVA :Pole Substation | 0.05 | --> | 0.05 | 0 | 0 | Constrained,otherwise capacity available =38kVA. | --> | 0.0475 | 0 | 0 | 0 | 0 | Constrained,otherwise capacity available =51.8kW. | --> | C25 ex KILCLOHER | Kilcloher [T41,T42] | DUNGARVAN |  | 52.1413 | -7.7153
MV/LV Substation CA***4231 |  | 10 kV | _ | LV | 630 kVA :Kiosk Substation | 0.63 | --> | 0.63 | 0 | 0 | Constrained,otherwise capacity available =500kVA. | --> | 0.5985 | 0 | 0 | 0.5 | 0 |  | --> | C17 ex CLONDALKIN | Clondalkin [T41,T42,T44] | INCHICORE 220KV |  | 53.3284 | -6.4096
MV/LV Substation CA***4233 |  | 20 kV | _ | LV | 400 kVA :Kiosk Substation | 0.4 | --> | 0.4 | 0 | 0 | Constrained,otherwise capacity available =330kVA. | --> | 0.38 | 0 | 0.03705 | 0.41049 | 0 |  | --> | E19 ex SHILLELAGH | Shillelagh [T421,T422] | CARLOW |  | 52.7099 | -6.4837
MV/LV Substation CA***423X |  | 10 kV | _ | LV | 630 kVA :Kiosk Substation | 0.63 | --> | 0.63 | 0.5 | 3.3 |  | --> | 0.5985 | 0 | 0 | 0.5 | 0 |  | --> | C24 ex PEMBROKE | Pembroke [T41,T42,T43,T44] | RINGSEND |  | 53.3427 | -6.2156
MV/LV Substation CA***4240 |  | 10 kV | _ | LV | 630 kVA :Building Structure | 0.63 | --> | 0.63 | 0 | 0 | Constrained,otherwise capacity available =500kVA. | --> | 0.5985 | 0 | 0 | 0.5 | 0 |  | --> | C19 ex BALLYMOUNT | Ballymount [T41,T42] | INCHICORE 220KV |  | 53.3118 | -6.3522
MV/LV Substation CA***4241 |  | 10 kV | _ | LV | 630 kVA :Kiosk Substation | 0.63 | --> | 0.63 | 0 | 0 | Constrained,otherwise capacity available =500kVA. | --> | 0.5985 | 0 | 0 | 0.5 | 0 |  | --> | C19 ex BALLYMOUNT | Ballymount [T41,T42] | INCHICORE 220KV |  | 53.3132 | -6.3538
MV/LV Substation CA***4242 |  | 10 kV | _ | LV | 400 kVA :Kiosk Substation | 0.4 | --> | 0.4 | 0 | 0 | Constrained,otherwise capacity available =329kVA. | --> | 0.38 | 0 | 0 | 0.41064 | 0 |  | --> | C21 ex WATERFORD IND EST | Waterford Ind Est [T41,T42,T44] | BUTLERSTOWN |  | 52.2299 | -7.1392
MV/LV Substation CA***4242 |  | 20 kV | _ | LV | 50 kVA :Pole Substation | 0.05 | --> | 0.05 | 0 | 0 | Constrained,otherwise capacity available =44kVA. | --> | 0.0475 | 0 | 0 | 0.050903 | 0 |  | --> | C18 ex DEERPARK | Deerpark [T41,T42] | BALLYDINE |  | 52.3976 | -7.3469
MV/LV Substation CA***4245 |  | 10 kV | _ | LV | 50 kVA :Pole Substation | 0.05 | --> | 0.05 | 0.026 | 5 |  | --> | 0.0475 | 0 | 0.004446 | 0.053518 | 0 |  | --> | C20 ex MCDONAGH | Mcdonagh [T41,T42] | KILKENNY |  | 52.6883 | -7.2061
MV/LV Substation CA***4245 |  | 20 kV | _ | LV | 50 kVA :Pole Substation | 0.05 | --> | 0.05 | 0 | 0 | Constrained,otherwise capacity available =50kVA. | --> | 0.0475 | 0 | 0 | 0.05 | 0 |  | --> | E23 ex ATHENRY | Athenry [T423] | GALWAY 110KV |  | 53.2973 | -8.4768
MV/LV Substation CA***4246 |  | 10 kV | _ | LV | 50 kVA :Pole Substation | 0.05 | --> | 0.05 | 0.05 | 1.1 |  | --> | 0.0475 | 0 | 0 | 0 | 0 | Constrained,otherwise capacity available =50kW. | --> | C19 ex NEWCASTLEWEST | Newcastlewest [T41,T42] | RATHKEALE |  | 52.3987 | -9.0455
MV/LV Substation CA***424Z |  | 10 kV | _ | LV | 200 kVA :Building Structure | 0.2 | --> | 0.2 | 0 | 0 | Constrained,otherwise capacity available =140kVA. | --> | 0.19 | 0 | 0 | 0.20891 | 0 |  | --> | C17 ex CARRIGALINE | Carrigaline [T41,T42] | BARNAHELY |  | 51.8053 | -8.2895
MV/LV Substation CA***4253 |  | 10 kV | _ | LV | 1000 kVA :Building Structure | 1 | --> | 1 | 0.5 | 7 |  | --> | 0.95 | 0 | 0 | 0.5 | 0 |  | --> | C23 ex NORTH QUAYS | North Quays [T101,T102,T103] | POOLBEG |  | 53.3484 | -6.2322
MV/LV Substation CA***4254 |  | 10 kV | _ | LV | 630 kVA :Kiosk Substation | 0.63 | --> | 0.63 | 0 | 0 | Constrained,otherwise capacity available =500kVA. | --> | 0.5985 | 0 | 0.071136 | 0.5 | 0 |  | --> | C22 ex KILMONEY | Kilmoney [T41,T42] | TRABEG |  | 51.8044 | -8.3982
MV/LV Substation CA***4255 |  | 10 kV | _ | LV | 400 kVA :Kiosk Substation | 0.4 | --> | 0.4 | 0 | 0 | Constrained,otherwise capacity available =368kVA. | --> | 0.38 | 0 | 0 | 0.40483 | 0 |  | --> | C35 ex SEMPERIT | Semperit [T41,T42,T43] | GRANGE CASTLE |  | 53.3314 | -6.3457
MV/LV Substation CA***4259 |  | 10 kV | _ | LV | 200 kVA :Kiosk Substation | 0.2 | --> | 0.2 | 0 | 0 | Constrained,otherwise capacity available =177kVA. | --> | 0.19 | 0 | 0.013338 | 0.20346 | 0 |  | --> | C21 ex PORTARLINGTON | Portarlington [T43] | BLAKE |  | 53.15 | -7.1915
MV/LV Substation CA***4259 |  | 10 kV | _ | LV | 400 kVA :Kiosk Substation | 0.4 | --> | 0.4 | 0 | 0 | Constrained,otherwise capacity available =375kVA. | --> | 0.38 | 0 | 0 | 0.40378 | 0 |  | --> | C23 ex POLLERTON | Pollerton [T41,T42] | CARLOW |  | 52.8245 | -6.9065
MV/LV Substation CA***426 |  | 10 kV | _ | LV | 400 kVA :Kiosk Substation | 0.4 | --> | 0.4 | 0 | 0 | Constrained,otherwise capacity available =400kVA. | --> | 0.38 | 0 | 0 | 0.4 | 0 |  | --> | E16 ex DRUMLINE | Drumline [T421,T422] | DRUMLINE |  | 52.713 | -8.8638
MV/LV Substation CA***426 |  | 10 kV | _ | LV | 200 kVA :Building Structure | 0.2 | --> | 0.2 | 0.102 | 4.6 |  | --> | 0.19 | 0 | 0.01482 | 0.21436 | 0 |  | --> | C19 ex RINGASKIDDY 110KV | Ringaskiddy 110kv [T42] | BARNAHELY |  | 51.8464 | -8.3357
MV/LV Substation CA***4262 |  | 10 kV | _ | LV | 200 kVA :Kiosk Substation | 0.2 | --> | 0.2 | 0.154 | 2.9 |  | --> | 0.19 | 0 | 0 | 0.20687 | 0 |  | --> | C12 ex ABBEYLAND | Abbeyland [T41,T42] | NAVAN |  | 53.6631 | -6.6735
MV/LV Substation CA***4265 |  | 20 kV | _ | LV | 50 kVA :Pole Substation | 0.05 | --> | 0.05 | 0 | 0 | Constrained,otherwise capacity available =47kVA. | --> | 0.0475 | 0 | 0 | 0 | 0 | Constrained,otherwise capacity available =50.5kW. | --> | C20 ex KNOCKMULLEN | Knockmullen [T42,T421] | GREAT ISLAND |  | 52.3634 | -6.9619
MV/LV Substation CA***4266 |  | 20 kV | _ | LV | 100 kVA :Pole Substation | 0.1 | --> | 0.1 | 0.075 | 3.5 |  | --> | 0.095 | 0 | 0.03705 | 0 | 0 | Constrained,otherwise capacity available =103.7kW. | --> | E12 ex DUNFIRTH | Dunfirth [T122] | DUNFIRTH |  | 53.4422 | -6.9502
MV/LV Substation CA***4270 |  | 10 kV | _ | LV | 50 kVA :Pole Substation | 0.05 | --> | 0.05 | 0.042 | 4.2 |  | --> | 0.0475 | 0 | 0 | 0.0512 | 0 |  | --> | C19 ex ERRIGAL | Errigal [T41,T422] | SHANKILL |  | 54.0614 | -7.0475
MV/LV Substation CA***4273 |  | 10 kV | _ | LV | 200 kVA :Pole Substation | 0.2 | --> | 0.2 | 0 | 0 | Constrained,otherwise capacity available =166kVA. | --> | 0.19 | 0 | 0.03705 | 0 | 0 | Constrained,otherwise capacity available =205.1kW. | --> | C11 ex TEMPLEMORE | Templemore [T41,T42] | IKERRIN |  | 52.7549 | -7.9611
MV/LV Substation CA***4273 |  | 20 kV | _ | LV | 50 kVA :Pole Substation | 0.05 | --> | 0.05 | 0 | 0 | Constrained,otherwise capacity available =50kVA. | --> | 0.0475 | 0 | 0 | 0 | 0 | Constrained,otherwise capacity available =50kW. | --> | C17 ex COLLIGAN | Colligan [T41,T42] | DUNGARVAN |  | 52.0942 | -7.702
MV/LV Substation CA***427Y |  | 10 kV | _ | LV | 50 kVA :Pole Substation | 0.05 | --> | 0.05 | 0 | 0 | Constrained,otherwise capacity available =50kVA. | --> | 0.0475 | 0 | 0 | 0.05 | 0 |  | --> | C12 ex ROSCOMMON | Roscommon [T41,T42] | LANESBORO |  | 53.6351 | -8.1942
MV/LV Substation CA***4280 |  | 10 kV | _ | LV | 50 kVA :Pole Substation | 0.05 | --> | 0.05 | 0.05 | 1 |  | --> | 0.0475 | 0 | 0 | 0.05 | 0 |  | --> | C25 ex TYCOR | Tycor [T41,T42] | WATERFORD |  | 52.2582 | -7.1564
MV/LV Substation CA***4283 |  | 10 kV | _ | LV | 50 kVA :Pole Substation | 0.05 | --> | 0.05 | 0 | 0 | Constrained,otherwise capacity available =50kVA. | --> | 0.0475 | 0 | 0 | 0.05 | 0 |  | --> | C23 ex GORESBRIDGE | Goresbridge [T41,T42] | KILKENNY |  | 52.6438 | -7.0223
MV/LV Substation CA***4284 |  | 20 kV | _ | LV | 400 kVA :Building Structure | 0.4 | --> | 0.4 | 0.368 | 19.8 |  | --> | 0.38 | 0 | 0 | 0.4 | 0 |  | --> | E19 ex MULLAGHARLIN | Mullagharlin [T121,T122] | MULLAGHARLIN |  | 53.9687 | -6.4531
MV/LV Substation CA***4287 |  | 10 kV | _ | LV | 630 kVA :Kiosk Substation | 0.63 | --> | 0.63 | 0 | 0 | Constrained,otherwise capacity available =500kVA. | --> | 0.5985 | 0 | 0.079287 | 0.5 | 0 |  | --> | C29 ex STEPHENSTOWN | Stephenstown [T101,T102] | FINGLAS |  | 53.5975 | -6.1766
MV/LV Substation CA***4288 |  | 20 kV | _ | LV | 400 kVA :Kiosk Substation | 0.4 | --> | 0.4 | 0 | 0 | Constrained,otherwise capacity available =353kVA. | --> | 0.38 | 0 | 0.011115 | 0.40707 | 0 |  | --> | E11 ex KILCARRAGH | Kilcarragh [T421,T422] | BUTLERSTOWN |  | 52.2299 | -7.0642
MV/LV Substation CA***429 |  | 20 kV | _ | LV | 50 kVA :Pole Substation | 0.05 | --> | 0.05 | 0 | 0 | Constrained,otherwise capacity available =43kVA. | --> | 0.0475 | 0 | 0 | 0.051052 | 0 |  | --> | C17 ex ROSCOMMON | Roscommon [T41,T42] | LANESBORO |  | 53.6083 | -8.2938
MV/LV Substation CA***4297 |  | 20 kV | _ | LV | 100 kVA :Pole Substation | 0.1 | --> | 0.1 | 0.065 | 16.1 |  | --> | 0.095 | 0 | 0 | 0.10518 | 0 |  | --> | E21 ex WEXFORD | Wexford [T121,T122] | WEXFORD |  | 52.3899 | -6.4543
MV/LV Substation CA***4300 |  | 10 kV | _ | LV | 400 kVA :Kiosk Substation | 0.4 | --> | 0.4 | 0 | 0 | Constrained,otherwise capacity available =329kVA. | --> | 0.38 | 0 | 0.00741 | 0.41064 | 0 |  | --> | C22 ex KILMONEY | Kilmoney [T41,T42] | TRABEG |  | 51.8044 | -8.4004
MV/LV Substation CA***4304 |  | 10 kV | _ | LV | 400 kVA :Kiosk Substation | 0.4 | --> | 0.4 | 0.369 | 5.7 |  | --> | 0.38 | 0 | 0.065208 | 0.40468 | 0 |  | --> | C14 ex RAMPARTS | Ramparts [T41,T42] | DUNDALK |  | 54.002 | -6.4009
MV/LV Substation CA***4305 |  | 20 kV | _ | LV | 100 kVA :Pole Substation | 0.1 | --> | 0.1 | 0 | 0 | Constrained,otherwise capacity available =100kVA. | --> | 0.095 | 0 | 0 | 0.1 | 0 |  | --> | C18 ex DEERPARK | Deerpark [T41,T42] | BALLYDINE |  | 52.3995 | -7.3516
MV/LV Substation CA***430X |  | 20 kV | _ | LV | 50 kVA :Pole Substation | 0.05 | --> | 0.05 | 0 | 0 | Constrained,otherwise capacity available =25kVA. | --> | 0.0475 | 0 | 0 | 0.053659 | 0 |  | --> | C18 ex ROSCOMMON | Roscommon [T41,T42] | LANESBORO |  | 53.5877 | -8.1013
MV/LV Substation CA***431 |  | 20 kV | _ | LV | 100 kVA :Pole Substation | 0.1 | --> | 0.1 | 0 | 0 | Constrained,otherwise capacity available =97kVA. | --> | 0.095 | 0 | 0 | 0.10045 | 0 |  | --> | E18 ex GURRANEBANE | Gurranebane [T421,T422] | OUGHTRAGH |  | 51.9113 | -10.2332
MV/LV Substation CA***4311 |  | 20 kV | _ | LV | 50 kVA :Pole Substation | 0.05 | --> | 0.05 | 0 | 0 | Constrained,otherwise capacity available =50kVA. | --> | 0.0475 | 0 | 0 | 0.05 | 0 |  | --> | C17 ex ROSCOMMON | Roscommon [T41,T42] | LANESBORO |  | 53.6235 | -8.3527
MV/LV Substation CA***4313 |  | 10 kV | _ | LV | 200 kVA :Kiosk Substation | 0.2 | --> | 0.2 | 0 | 0 | Constrained,otherwise capacity available =174kVA. | --> | 0.19 | 0 | 0.011856 | 0.20391 | 0 |  | --> | C18 ex SALLINS | Sallins [T41,T42] | GRIFFINRATH |  | 53.2969 | -6.6821
MV/LV Substation CA***4313 |  | 10 kV | _ | LV | 400 kVA :Kiosk Substation | 0.4 | --> | 0.4 | 0 | 0 | Constrained,otherwise capacity available =374kVA. | --> | 0.38 | 0 | 0.005187 | 0.40393 | 0 |  | --> | C17 ex BISHOPSTOWN | Bishopstown [T41,T42] | KILBARRY |  | 51.8907 | -8.5666
MV/LV Substation CA***4315 |  | 10 kV | _ | LV | 400 kVA :Kiosk Substation | 0.4 | --> | 0.4 | 0 | 0 | Constrained,otherwise capacity available =400kVA. | --> | 0.38 | 0 | 0 | 0.4 | 0 |  | --> | C17 ex POPPINTREE | Poppintree [T101,T102] | FINGLAS |  | 53.402 | -6.2603
MV/LV Substation CA***431X |  | 20 kV | _ | LV | 50 kVA :Pole Substation | 0.05 | --> | 0.05 | 0 | 0 | Constrained,otherwise capacity available =36kVA. | --> | 0.0475 | 0 | 0 | 0.052083 | 0 |  | --> | C14 ex KILMEADEN | Kilmeaden [T42] | BUTLERSTOWN |  | 52.2267 | -7.2956
MV/LV Substation CA***432 |  | 20 kV | _ | LV | 50 kVA :Pole Substation | 0.05 | --> | 0.05 | 0 | 0 | Constrained,otherwise capacity available =44kVA. | --> | 0.0475 | 0 | 0.00741 | 0 | 0 | Constrained,otherwise capacity available =50.9kW. | --> | E12 ex KILLYBEGS | Killybegs [T422] | BINBANE |  | 54.6544 | -8.3959
MV/LV Substation CA***4320 |  | 10 kV | _ | LV | 50 kVA :Pole Substation | 0.05 | --> | 0.05 | 0 | 0 | Constrained,otherwise capacity available =50kVA. | --> | 0.0475 | 0 | 0 | 0.05 | 0 |  | --> | C20 ex ORANMORE | Oranmore [T41,T44] | GALWAY 110KV |  | 53.3057 | -8.9109
MV/LV Substation CA***4329 |  | 10 kV | _ | LV | 100 kVA :Pole Substation | 0.1 | --> | 0.1 | 0.099 | 5.9 |  | --> | 0.095 | 0 | 0 | 0.10015 | 0 |  | --> | C11 ex CASHEL | Cashel [T41,T42] | CAHIR |  | 52.4497 | -7.8055
MV/LV Substation CA***432Y |  | 10 kV | _ | LV | 50 kVA :Pole Substation | 0.05 | --> | 0.05 | 0 | 0 | Constrained,otherwise capacity available =47kVA. | --> | 0.0475 | 0 | 0 | 0 | 0 | Constrained,otherwise capacity available =50.5kW. | --> | C14 ex TEMPLEMORE | Templemore [T41,T42] | IKERRIN |  | 52.7947 | -7.6086
MV/LV Substation CA***4333 |  | 10 kV | _ | LV | 1000 kVA :Building Structure | 1 | --> | 1 | 0.5 | 7 |  | --> | 0.95 | 0 | 0 | 0.5 | 0 |  | --> | C23 ex NORTH QUAYS | North Quays [T101,T102,T103] | POOLBEG |  | 53.3477 | -6.2323
MV/LV Substation CA***4334 |  | 20 kV | _ | LV | 400 kVA :Kiosk Substation | 0.4 | --> | 0.4 | 0 | 0 | Constrained,otherwise capacity available =274kVA. | --> | 0.38 | 0 | 0.005187 | 0.41869 | 0 |  | --> | E21 ex ADAMSTOWN | Adamstown [T121,T122] | INCHICORE 220KV |  | 53.3305 | -6.4056
MV/LV Substation CA***4337 |  | 20 kV | _ | LV | 200 kVA :Pole Substation | 0.2 | --> | 0.2 | 0 | 0 | Constrained,otherwise capacity available =110kVA. | --> | 0.19 | 0 | 0 | 0.21322 | 0 |  | --> | C23 ex TUAM NORTH | Tuam North [T41,T42] | CLOON |  | 53.6027 | -8.7925
MV/LV Substation CA***434 |  | 10 kV | _ | LV | 100 kVA :Pole Substation | 0.1 | --> | 0.1 | 0 | 0 | Constrained,otherwise capacity available =81kVA. | --> | 0.095 | 0 | 0 | 0.10284 | 0 |  | --> | C20 ex ORANMORE | Oranmore [T41,T44] | GALWAY 110KV |  | 53.3068 | -8.923
MV/LV Substation CA***4344 |  | 10 kV | _ | LV | 50 kVA :Pole Substation | 0.05 | --> | 0.05 | 0 | 0 | Constrained,otherwise capacity available =50kVA. | --> | 0.0475 | 0 | 0 | 0.05 | 0 |  | --> | C11 ex HOLYCROSS ROAD | Holycross Road [T41,T42] | THURLES |  | 52.597 | -7.8332
MV/LV Substation CA***4349 |  | 20 kV | _ | LV | 50 kVA :Pole Substation | 0.05 | --> | 0.05 | 0.05 | 1 |  | --> | 0.0475 | 0 | 0 | 0.05 | 0 |  | --> | E17 ex LONGFORD | Longford [T421,T422] | RICHMOND |  | 53.803 | -7.6236
MV/LV Substation CA***434X |  | 10 kV | _ | LV | 50 kVA :Pole Substation | 0.05 | --> | 0.05 | 0.05 | 0.1 |  | --> | 0.0475 | 0 | 0 | 0.05 | 0 |  | --> | C12 ex CARRIGLAWN | Carriglawn [T41,T42] | WEXFORD |  | 52.3455 | -6.453
MV/LV Substation CA***434Y |  | 20 kV | _ | LV | 50 kVA :Pole Substation | 0.05 | --> | 0.05 | 0 | 0 | Constrained,otherwise capacity available =43kVA. | --> | 0.0475 | 0 | 0.003705 | 0.051052 | 0 |  | --> | C21 ex TRAMORE | Tramore [T41,T42] | BUTLERSTOWN |  | 52.1635 | -7.3049
MV/LV Substation CA***435 |  | 20 kV | _ | LV | 50 kVA :Pole Substation | 0.05 | --> | 0.05 | 0.041 | 1.6 |  | --> | 0.0475 | 0 | 0 | 0 | 0 | Constrained,otherwise capacity available =51.3kW. | --> | C17 ex BALLYSHANNON | Ballyshannon [T41,T42] | CATHALEENS FALL |  | 54.5319 | -8.1529
MV/LV Substation CA***4353 |  | 10 kV | _ | LV | 400 kVA :Kiosk Substation | 0.4 | --> | 0.4 | 0.14764 | 0.1 | Constrained,otherwise capacity available =367kVA. | --> | 0.38 | 0 | 0.002223 | 0.40498 | 0 |  | --> | C17 ex KILCULLEN | Kilcullen [T41,T42,T424] | STRATFORD |  | 53.1394 | -6.7387
MV/LV Substation CA***4354 |  | 20 kV | _ | LV | 630 kVA :Building Structure | 0.63 | --> | 0.63 | 0 | 0 | Constrained,otherwise capacity available =399kVA. | --> | 0.5985 | 0 | 0 | 0.5 | 0 |  | --> | E23 ex BALTRASNA | Baltrasna [T121,T122] | BALTRASNA |  | 53.5824 | -6.2881
MV/LV Substation CA***436X |  | 10 kV | _ | LV | 200 kVA :Kiosk Substation | 0.2 | --> | 0.2 | 0.127 | 6 |  | --> | 0.19 | 0 | 0.009633 | 0.21079 | 0 |  | --> | C23 ex PELLETSTOWN | Pelletstown [T101,T102] | FINGLAS |  | 53.3754 | -6.3848
MV/LV Substation CA***4371 |  | 10 kV | _ | LV | 630 kVA :Kiosk Substation | 0.63 | --> | 0.63 | 0 | 0 | Constrained,otherwise capacity available =500kVA. | --> | 0.5985 | 0 | 0.010374 | 0.5 | 0 |  | --> | C18 ex SALLINS | Sallins [T41,T42] | GRIFFINRATH |  | 53.2973 | -6.6848
MV/LV Substation CA***4372 |  | 10 kV | _ | LV | 630 kVA :Kiosk Substation | 0.63 | --> | 0.63 | 0 | 0 | Constrained,otherwise capacity available =500kVA. | --> | 0.5985 | 0 | 0 | 0.5 | 0 |  | --> | C18 ex SALLINS | Sallins [T41,T42] | GRIFFINRATH |  | 53.2987 | -6.6832
MV/LV Substation CA***437Z |  | 20 kV | _ | LV | 100 kVA :Pole Substation | 0.1 | --> | 0.1 | 0 | 0 | Constrained,otherwise capacity available =79kVA. | --> | 0.095 | 0 | 0 | 0.10314 | 0 |  | --> | C26 ex KILBARRY | Kilbarry [T101,T43] | KILBARRY |  | 51.9293 | -8.5212
MV/LV Substation CA***438 |  | 10 kV | _ | LV | 100 kVA :Pole Substation | 0.1 | --> | 0.1 | 0 | 0 | Constrained,otherwise capacity available =94kVA. | --> | 0.095 | 0 | 0 | 0.10091 | 0 |  | --> | C12 ex KANTURK | Kanturk [T41,T42] | GLENLARA |  | 52.1642 | -8.9118
MV/LV Substation CA***4383 |  | 20 kV | _ | LV | 50 kVA :Pole Substation | 0.05 | --> | 0.05 | 0.05 | 16.1 |  | --> | 0.0475 | 0 | 0 | 0.05 | 0 |  | --> | E20 ex WEXFORD | Wexford [T121,T122] | WEXFORD |  | 52.3246 | -6.5535
MV/LV Substation CA***438Z |  | 20 kV | _ | LV | 50 kVA :Pole Substation | 0.05 | --> | 0.05 | 0 | 0 | Constrained,otherwise capacity available =44kVA. | --> | 0.0475 | 0 | 0 | 0.050903 | 0 |  | --> | E13 ex HEADFORD | Headford [T41,T42] | CLOON |  | 53.5044 | -9.073
MV/LV Substation CA***4390 |  | 10 kV | _ | LV | 400 kVA :Kiosk Substation | 0.4 | --> | 0.4 | 0 | 0 | Constrained,otherwise capacity available =370kVA. | --> | 0.38 | 0 | 0.006669 | 0.40453 | 0 |  | --> | C18 ex SALLINS | Sallins [T41,T42] | GRIFFINRATH |  | 53.2991 | -6.6838
MV/LV Substation CA***4391 |  | 20 kV | _ | LV | 400 kVA :Building Structure | 0.4 | --> | 0.4 | 0 | 0 | Constrained,otherwise capacity available =381kVA. | --> | 0.38 | 0 | 0.005928 | 0.40287 | 0 |  | --> | E15 ex ASHBOURNE | Ashbourne [T421,T422] | FINGLAS |  | 53.51 | -6.4077
MV/LV Substation CA***4399 |  | 10 kV | _ | LV | 50 kVA :Pole Substation | 0.05 | --> | 0.05 | 0 | 0 | Constrained,otherwise capacity available =50kVA. | --> | 0.0475 | 0 | 0 | 0.05 | 0 |  | --> | C19 ex MIDLETON | Midleton [T101,T102] | MIDLETON |  | 51.9251 | -8.2131
MV/LV Substation CA***4399 |  | 10 kV | _ | LV | 50 kVA :Pole Substation | 0.05 | --> | 0.05 | 0 | 0 | Constrained,otherwise capacity available =50kVA. | --> | 0.0475 | 0 | 0 | 0.05 | 0 |  | --> | C19 ex SALLINS | Sallins [T41,T42] | GRIFFINRATH |  | 53.2469 | -6.7329
MV/LV Substation CA***439X |  | 10 kV | _ | LV | 100 kVA :Pole Substation | 0.1 | --> | 0.1 | 0.088 | 0.9 |  | --> | 0.095 | 0 | 0 | 0.10181 | 0 |  | --> | C12 ex ROSS CARBERY | Ross Carbery [T41,T42] | DUNMANWAY |  | 51.5648 | -8.9873
MV/LV Substation CA***4417 |  | 20 kV | _ | LV | 50 kVA :Pole Substation | 0.05 | --> | 0.05 | 0.05 | 1.4 |  | --> | 0.0475 | 0 | 0 | 0.05 | 0 |  | --> | E13 ex KILLINICK | Killinick [T421,T422] | WEXFORD |  | 52.1873 | -6.3677
MV/LV Substation CA***441X |  | 10 kV | _ | LV | 100 kVA :Pole Substation | 0.1 | --> | 0.1 | 0 | 0 | Constrained,otherwise capacity available =92kVA. | --> | 0.095 | 0 | 0.004446 | 0.10121 | 0 |  | --> | C20 ex ORANMORE | Oranmore [T41,T44] | GALWAY 110KV |  | 53.3063 | -8.8894
MV/LV Substation CA***441Y |  | 10 kV | _ | LV | 100 kVA :Pole Substation | 0.1 | --> | 0.1 | 0 | 0 | Constrained,otherwise capacity available =71kVA. | --> | 0.095 | 0 | 0.003705 | 0 | 0 | Constrained,otherwise capacity available =104.3kW. | --> | C22 ex PORTLAOISE | Portlaoise [T41,T42] | PORTLAOISE |  | 53.0967 | -7.1758
MV/LV Substation CA***4427 |  | 10 kV | _ | LV | 400 kVA :Kiosk Substation | 0.4 | --> | 0.4 | 0 | 0 | Constrained,otherwise capacity available =340kVA. | --> | 0.38 | 0 | 0 | 0.40901 | 0 |  | --> | C11 ex ROSEHILL | Rosehill [T41,T42] | KILKENNY |  | 52.6449 | -7.267
MV/LV Substation CA***442Y |  | 20 kV | _ | LV | 400 kVA :Kiosk Substation | 0.4 | --> | 0.4 | 0.253 | 7.2 |  | --> | 0.38 | 0 | 0.042237 | 0.42173 | 0 |  | --> | C03 ex AHANE | Ahane [T102] | AHANE |  | 52.6638 | -8.5346
MV/LV Substation CA***443 |  | 10 kV | _ | LV | 50 kVA :Pole Substation | 0.05 | --> | 0.05 | 0 | 0 | Constrained,otherwise capacity available =44kVA. | --> | 0.0475 | 0 | 0 | 0.050903 | 0 |  | --> | C17 ex DUNLEER | Dunleer [T41,T42] | DRYBRIDGE |  | 53.8495 | -6.3962
MV/LV Substation CA***443 |  | 20 kV | _ | LV | 200 kVA :Pole Substation | 0.2 | --> | 0.2 | 0.095 | 1.6 |  | --> | 0.19 | 0 | 0.060762 | 0.21534 | 0 |  | --> | E13 ex CARRIGALLEN | Carrigallen [T421] | CARRICK ON SHANNON |  | 53.9765 | -7.642
MV/LV Substation CA***4432 |  | 10 kV | _ | LV | 50 kVA :Pole Substation | 0.05 | --> | 0.05 | 0 | 0 | Constrained,otherwise capacity available =50kVA. | --> | 0.0475 | 0 | 0 | 0 | 0 | Constrained,otherwise capacity available =50kW. | --> | C15 ex DRUMBEAR | Drumbear [T41,T42] | LISDRUM |  | 54.2332 | -6.8563
MV/LV Substation CA***4434 |  | 20 kV | _ | LV | 200 kVA :Pole Substation | 0.2 | --> | 0.2 | 0.2 | 1.4 |  | --> | 0.19 | 0 | 0 | 0.2 | 0 |  | --> | E13 ex KILLINICK | Killinick [T421,T422] | WEXFORD |  | 52.1978 | -6.3643
MV/LV Substation CA***4436 |  | 10 kV | _ | LV | 630 kVA :Kiosk Substation | 0.63 | --> | 0.63 | 0.5 | 3 |  | --> | 0.5985 | 0 | 0 | 0.5 | 0 |  | --> | C20 ex NENAGH | Nenagh [T41,T42] | NENAGH |  | 52.8587 | -8.1969
MV/LV Substation CA***443X |  | 10 kV | _ | LV | 100 kVA :Pole Substation | 0.1 | --> | 0.1 | 0.072 | 3.3 |  | --> | 0.095 | 0 | 0 | 0.10417 | 0 |  | --> | C11 ex LLOYD | Lloyd [T41,T42] | NAVAN |  | 53.7495 | -6.9489
MV/LV Substation CA***444 |  | 10 kV | _ | LV | 200 kVA :Pole Substation | 0.2 | --> | 0.2 | 0 | 0 | Constrained,otherwise capacity available =127kVA. | --> | 0.19 | 0 | 0.023712 | 0.21079 | 0 |  | --> | C15 ex LOUGHSHINNY | Loughshinny [T41,T42] | GLASMORE |  | 53.5463 | -6.0966
MV/LV Substation CA***444 |  | 20 kV | _ | LV | 50 kVA :Pole Substation | 0.05 | --> | 0.05 | 0 | 0 | Constrained,otherwise capacity available =36kVA. | --> | 0.0475 | 0 | 0.003705 | 0.052083 | 0 |  | --> | C18 ex DEERPARK | Deerpark [T41,T42] | BALLYDINE |  | 52.3862 | -7.3774
MV/LV Substation CA***444Y |  | 10 kV | _ | LV | 50 kVA :Pole Substation | 0.05 | --> | 0.05 | 0 | 0 | Constrained,otherwise capacity available =49kVA. | --> | 0.0475 | 0 | 0 | 0.050152 | 0 |  | --> | C16 ex TUAM NORTH | Tuam North [T41,T42] | CLOON |  | 53.4881 | -8.9543
MV/LV Substation CA***445 |  | 10 kV | _ | LV | 400 kVA :Kiosk Substation | 0.4 | --> | 0.4 | 0.336 | 11.9 |  | --> | 0.38 | 0 | 0.002964 | 0.4096 | 0 |  | --> | C33 ex SALTHILL | Salthill [T101,T102] | SALTHILL |  | 53.2699 | -9.0887
MV/LV Substation CA***445 |  | 10 kV | _ | LV | 50 kVA :Pole Substation | 0.05 | --> | 0.05 | 0.025 | 5.8 |  | --> | 0.0475 | 0 | 0 | 0.053659 | 0 |  | --> | C11 ex OAKFIELD | Oakfield [T41,T42] | SLIGO |  | 54.2614 | -8.4782
MV/LV Substation CA***445X |  | 10 kV | _ | LV | 100 kVA :Pole Substation | 0.1 | --> | 0.1 | 0.054 | 4.4 |  | --> | 0.095 | 0 | 0 | 0.10675 | 0 |  | --> | E11 ex CRANE | Crane [T122] | CRANE |  | 52.5166 | -6.5602
MV/LV Substation CA***446 |  | 20 kV | _ | LV | 100 kVA :Pole Substation | 0.1 | --> | 0.1 | 0 | 0 | Constrained,otherwise capacity available =60kVA. | --> | 0.095 | 0 | 0.008151 | 0.1059 | 0 |  | --> | E13 ex GORT | Gort [T41,T42] | ENNIS |  | 53.1279 | -8.9039
MV/LV Substation CA***446 |  | 20 kV | _ | LV | 100 kVA :Pole Substation | 0.1 | --> | 0.1 | 0 | 0 | Constrained,otherwise capacity available =87kVA. | --> | 0.095 | 0 | 0.012597 | 0.10195 | 0 |  | --> | E47 ex CLAREGALWAY | Claregalway [T42,T421] | GALWAY 110KV |  | 53.373 | -8.8459
MV/LV Substation CA***446 |  | 10 kV | _ | LV | 100 kVA :Pole Substation | 0.1 | --> | 0.1 | 0 | 0 | Constrained,otherwise capacity available =70kVA. | --> | 0.095 | 0 | 0.012597 | 0.10446 | 0 |  | --> | C13 ex COBH | Cobh [T41,T42] | COW CROSS |  | 51.8711 | -8.321
MV/LV Substation CA***4463 |  | 10 kV | _ | LV | 1000 kVA :Building Structure | 1 | --> | 1 | 0.5 | 10 |  | --> | 0.95 | 0 | 0 | 0.5 | 0 |  | --> | C11 ex HAROLDS CROSS | Harolds Cross [T101,T102] | POOLBEG |  | 53.3332 | -6.2578
MV/LV Substation CA***4464 |  | 20 kV | _ | LV | 630 kVA :Kiosk Substation | 0.63 | --> | 0.63 | 0 | 0 | Constrained,otherwise capacity available =500kVA. | --> | 0.5985 | 0 | 0.04446 | 0.5 | 0 |  | --> | E11 ex GLASMORE | Glasmore [T421,T422] | GLASMORE |  | 53.4859 | -6.1437
MV/LV Substation CA***4465 |  | 20 kV | _ | LV | 630 kVA :Kiosk Substation | 0.63 | --> | 0.63 | 0 | 0 | Constrained,otherwise capacity available =500kVA. | --> | 0.5985 | 0 | 0.018525 | 0.5 | 0 |  | --> | E11 ex GLASMORE | Glasmore [T421,T422] | GLASMORE |  | 53.4853 | -6.14
MV/LV Substation CA***4466 |  | 20 kV | _ | LV | 1000 kVA :Building Structure | 1 | --> | 1 | 0 | 0 | Constrained,otherwise capacity available =500kVA. | --> | 0.95 | 0 | 0 | 0.5 | 0 |  | --> | E11 ex GLASMORE | Glasmore [T421,T422] | GLASMORE |  | 53.4847 | -6.1383
MV/LV Substation CA***4467 |  | 20 kV | _ | LV | 630 kVA :Kiosk Substation | 0.63 | --> | 0.63 | 0 | 0 | Constrained,otherwise capacity available =500kVA. | --> | 0.5985 | 0 | 0 | 0.5 | 0 |  | --> | E11 ex GLASMORE | Glasmore [T421,T422] | GLASMORE |  | 53.4844 | -6.1361
MV/LV Substation CA***4468 |  | 20 kV | _ | LV | 630 kVA :Kiosk Substation | 0.63 | --> | 0.63 | 0 | 0 | Constrained,otherwise capacity available =500kVA. | --> | 0.5985 | 0 | 0 | 0.5 | 0 |  | --> | E11 ex GLASMORE | Glasmore [T421,T422] | GLASMORE |  | 53.4857 | -6.136
MV/LV Substation CA***4469 |  | 20 kV | _ | LV | 630 kVA :Kiosk Substation | 0.63 | --> | 0.63 | 0 | 0 | Constrained,otherwise capacity available =500kVA. | --> | 0.5985 | 0 | 0 | 0.5 | 0 |  | --> | E11 ex GLASMORE | Glasmore [T421,T422] | GLASMORE |  | 53.4867 | -6.1355
MV/LV Substation CA***446X |  | 10 kV | _ | LV | 200 kVA :Kiosk Substation | 0.2 | --> | 0.2 | 0.02 | 11.9 |  | --> | 0.19 | 0 | 0.02223 | 0.22557 | 0 |  | --> | C22 ex SALTHILL | Salthill [T101,T102] | SALTHILL |  | 53.2747 | -9.1039
MV/LV Substation CA***447 |  | 10 kV | _ | LV | 100 kVA :Pole Substation | 0.1 | --> | 0.1 | 0 | 0 | Constrained,otherwise capacity available =57kVA. | --> | 0.095 | 0 | 0.004446 | 0.10633 | 0 |  | --> | C12 ex CRANMORE | Cranmore [T41,T42] | SLIGO |  | 54.2432 | -8.475
MV/LV Substation CA***447X |  | 10 kV | _ | LV | 400 kVA :Kiosk Substation | 0.4 | --> | 0.4 | 0.35 | 11.9 |  | --> | 0.38 | 0 | 0.00741 | 0.40752 | 0 |  | --> | C22 ex SALTHILL | Salthill [T101,T102] | SALTHILL |  | 53.2741 | -9.1053
MV/LV Substation CA***447Y |  | 10 kV | _ | LV | 100 kVA :Pole Substation | 0.1 | --> | 0.1 | 0 | 0 | Constrained,otherwise capacity available =71kVA. | --> | 0.095 | 0 | 0.003705 | 0.10431 | 0 |  | --> | C11 ex LOUGHTAGALLA | Loughtagalla [T41,T42] | THURLES |  | 52.6745 | -7.7134
MV/LV Substation CA***4488 |  | 10 kV | _ | LV | 50 kVA :Pole Substation | 0.05 | --> | 0.05 | 0 | 0 | Constrained,otherwise capacity available =50kVA. | --> | 0.0475 | 0 | 0 | 0.05 | 0 |  | --> | C18 ex DOUGLAS | Douglas [T41,T42] | TRABEG |  | 51.8634 | -8.4235
MV/LV Substation CA***448X |  | 10 kV | _ | LV | 200 kVA :Kiosk Substation | 0.2 | --> | 0.2 | 0.136 | 11.9 |  | --> | 0.19 | 0 | 0.011856 | 0.20949 | 0 |  | --> | C22 ex SALTHILL | Salthill [T101,T102] | SALTHILL |  | 53.275 | -9.1072
MV/LV Substation CA***449X |  | 20 kV | _ | LV | 25 kVA :Pole Substation | 0.025 | --> | 0.025 | 0 | 0 | Constrained,otherwise capacity available =22kVA. | --> | 0.02375 | 0 | 0.00741 | 0.025451 | 0 |  | --> | C12 ex BALLYHAUNIS | Ballyhaunis [T41,T42] | DALTON |  | 53.7783 | -8.7622
MV/LV Substation CA***450 |  | 20 kV | _ | LV | 50 kVA :Pole Substation | 0.05 | --> | 0.05 | 0.036 | 3.5 |  | --> | 0.0475 | 0 | 0.003705 | 0.052083 | 0 |  | --> | C18 ex DUNDALK | Dundalk [T41,T42] | DUNDALK |  | 54.0322 | -6.4034
MV/LV Substation CA***450 |  | 10 kV | _ | LV | 400 kVA :Kiosk Substation | 0.4 | --> | 0.4 | 0.361 | 2 |  | --> | 0.38 | 0 | 0.019266 | 0.40588 | 0 |  | --> | C12 ex CAUSEWAY | Causeway [T41,T42] | TRALEE |  | 52.4135 | -9.7365
MV/LV Substation CA***4501 |  | 10 kV | _ | LV | 100 kVA :Pole Substation | 0.1 | --> | 0.1 | 0.099 | 1 |  | --> | 0.095 | 0 | 0 | 0.10015 | 0 |  | --> | E19 ex LONGFORD | Longford [T421,T422] | RICHMOND |  | 53.7129 | -7.8204
MV/LV Substation CA***451 |  | 20 kV | _ | LV | 50 kVA :Pole Substation | 0.05 | --> | 0.05 | 0 | 0 | Constrained,otherwise capacity available =41kVA. | --> | 0.0475 | 0 | 0 | 0.051348 | 0 |  | --> | E17 ex BALLYHALE | Ballyhale [T42,T421] | KILKENNY |  | 52.5105 | -7.0663
MV/LV Substation CA***451 |  | 20 kV | _ | LV | 100 kVA :Pole Substation | 0.1 | --> | 0.1 | 0 | 0 | Constrained,otherwise capacity available =75kVA. | --> | 0.095 | 0 | 0 | 0.10373 | 0 |  | --> | E15 ex GURRANEBANE | Gurranebane [T421,T422] | OUGHTRAGH |  | 51.9506 | -10.2132
MV/LV Substation CA***4514 |  | 10 kV | _ | LV | 630 kVA :Kiosk Substation | 0.63 | --> | 0.63 | 0 | 0 | Constrained,otherwise capacity available =500kVA. | --> | 0.5985 | 0 | 0 | 0.5 | 0 |  | --> | C18 ex CAMDEN ROW | Camden Row [T41] | FRANCIS STREET |  | 53.3363 | -6.2675
MV/LV Substation CA***4516 |  | 20 kV | _ | LV | 50 kVA :Pole Substation | 0.05 | --> | 0.05 | 0.05 | 0.4 |  | --> | 0.0475 | 0 | 0 | 0.05 | 0 |  | --> | E13 ex TULLOW | Tullow [T421,T422] | CARLOW |  | 52.7911 | -6.785
MV/LV Substation CA***4523 |  | 10 kV | _ | LV | 1000 kVA :Building Structure | 1 | --> | 1 | 0.5 | 6.7 |  | --> | 0.95 | 0 | 0 | 0.5 | 0 |  | --> | C14 ex EAST WALL ROAD | East Wall Road [T41,T42] | MCDERMOTT |  | 53.3493 | -6.2325
MV/LV Substation CA***453 |  | 20 kV | _ | LV | 50 kVA :Pole Substation | 0.05 | --> | 0.05 | 0 | 0 | Constrained,otherwise capacity available =49kVA. | --> | 0.0475 | 0 | 0 | 0.050152 | 0 |  | --> | C23 ex TUAM NORTH | Tuam North [T41,T42] | CLOON |  | 53.537 | -8.721
MV/LV Substation CA***453 |  | 10 kV | _ | LV | 50 kVA :Pole Substation | 0.05 | --> | 0.05 | 0 | 0 | Constrained,otherwise capacity available =22kVA. | --> | 0.0475 | 0 | 0.005928 | 0.05408 | 0 |  | --> | C12 ex CRANMORE | Cranmore [T41,T42] | SLIGO |  | 54.248 | -8.4587
MV/LV Substation CA***453X |  | 10 kV | _ | LV | 50 kVA :Pole Substation | 0.05 | --> | 0.05 | 0 | 0 | Constrained,otherwise capacity available =42kVA. | --> | 0.0475 | 0 | 0.003705 | 0.0512 | 0 |  | --> | C17 ex ROSCOMMON | Roscommon [T41,T42] | LANESBORO |  | 53.6189 | -8.1615
MV/LV Substation CA***453Y |  | 10 kV | _ | LV | 50 kVA :Pole Substation | 0.05 | --> | 0.05 | 0 | 0 | Constrained,otherwise capacity available =48kVA. | --> | 0.0475 | 0 | 0.02223 | 0.050303 | 0 |  | --> | C20 ex CARRICKMACROSS | Carrickmacross [T41,T42] | MEATH HILL |  | 53.9871 | -6.7858
MV/LV Substation CA***4540 |  | 10 kV | _ | LV | 50 kVA :Pole Substation | 0.05 | --> | 0.05 | 0 | 0 | Constrained,otherwise capacity available =50kVA. | --> | 0.0475 | 0 | 0 | 0.05 | 0 |  | --> | C11 ex HOLYCROSS ROAD | Holycross Road [T41,T42] | THURLES |  | 52.6566 | -7.8247
MV/LV Substation CA***4542 |  | 20 kV | _ | LV | 200 kVA :Pole Substation | 0.2 | --> | 0.2 | 0 | 0 | Constrained,otherwise capacity available =168kVA. | --> | 0.19 | 0 | 0 | 0.2048 | 0 |  | --> | E13 ex BALTINGLASS | Baltinglass [T421,T422] | STRATFORD |  | 52.9161 | -6.8378
MV/LV Substation CA***455 |  | 10 kV | _ | LV | 200 kVA :Pole Substation | 0.2 | --> | 0.2 | 0 | 0 | Constrained,otherwise capacity available =189kVA. | --> | 0.19 | 0 | 0 | 0.20166 | 0 |  | --> | C17 ex BALLYCOOLIN | Ballycoolin [T41,T42,T43] | FINGLAS |  | 53.3988 | -6.3497
MV/LV Substation CA***455 |  | 20 kV | _ | LV | 50 kVA :Pole Substation | 0.05 | --> | 0.05 | 0 | 0 | Constrained,otherwise capacity available =48kVA. | --> | 0.0475 | 0 | 0 | 0 | 0 | Constrained,otherwise capacity available =50.3kW. | --> | E11 ex MACROOM | Macroom [T422] | MACROOM |  | 51.9019 | -8.8776
MV/LV Substation CA***456 |  | 20 kV | _ | LV | 50 kVA :Pole Substation | 0.05 | --> | 0.05 | 0.028 | 6 |  | --> | 0.0475 | 0 | 0.003705 | 0 | 0 | Constrained,otherwise capacity available =53.2kW. | --> | C14 ex ARDGEEHA | Ardgeeha [T41,T42] | DOON |  | 52.3994 | -7.6945
MV/LV Substation CA***4565 |  | 10 kV | _ | LV | 630 kVA :Kiosk Substation | 0.63 | --> | 0.63 | 0 | 0 | Constrained,otherwise capacity available =500kVA. | --> | 0.5985 | 0 | 0 | 0.5 | 0 |  | --> | C11 ex ROSEHILL | Rosehill [T41,T42] | KILKENNY |  | 52.6434 | -7.2671
MV/LV Substation CA***457X |  | 10 kV | _ | LV | 630 kVA :Kiosk Substation | 0.63 | --> | 0.63 | 0.5 | 11.9 |  | --> | 0.5985 | 0 | 0.028158 | 0.5 | 0 |  | --> | C22 ex SALTHILL | Salthill [T101,T102] | SALTHILL |  | 53.2723 | -9.1011
MV/LV Substation CA***458 |  | 20 kV | _ | LV | 100 kVA :Pole Substation | 0.1 | --> | 0.1 | 0 | 0 | Constrained,otherwise capacity available =95kVA. | --> | 0.095 | 0 | 0 | 0 | 0 | Constrained,otherwise capacity available =100.8kW. | --> | C15 ex CLOONLOUGH | Cloonlough [T41,T42] | BARRYMORE |  | 52.2413 | -8.3429
MV/LV Substation CA***4583 |  | 10 kV | _ | LV | 630 kVA :Kiosk Substation | 0.63 | --> | 0.63 | 0 | 0 | Constrained,otherwise capacity available =500kVA. | --> | 0.5985 | 0 | 0 | 0.5 | 0 |  | --> | C12 ex CAMDEN ROW | Camden Row [T41] | FRANCIS STREET |  | 53.3345 | -6.265
MV/LV Substation CA***4584 |  | 10 kV | _ | LV | 400 kVA :Kiosk Substation | 0.4 | --> | 0.4 | 0 | 0 | Constrained,otherwise capacity available =336kVA. | --> | 0.38 | 0 | 0 | 0.4096 | 0 |  | --> | C18 ex CAMDEN ROW | Camden Row [T41] | FRANCIS STREET |  | 53.3363 | -6.2676
MV/LV Substation CA***458Y |  | 20 kV | _ | LV | 630 kVA :Building Structure | 0.63 | --> | 0.63 | 0.5 | 7.2 |  | --> | 0.5985 | 0 | 0 | 0.5 | 0 |  | --> | C03 ex AHANE | Ahane [T102] | AHANE |  | 52.6633 | -8.5409
MV/LV Substation CA***459Z |  | 10 kV | _ | LV | 400 kVA :Kiosk Substation | 0.4 | --> | 0.4 | 0 | 0 | Constrained,otherwise capacity available =211kVA. | --> | 0.38 | 0 | 0.026676 | 0.42772 | 0 |  | --> | C17 ex SALLINS | Sallins [T41,T42] | GRIFFINRATH |  | 53.296 | -6.6857
MV/LV Substation CA***4639 |  | 10 kV | _ | LV | 400 kVA :Kiosk Substation | 0.4 | --> | 0.4 | 0.318 | 7 |  | --> | 0.38 | 0 | 0 | 0.41226 | 0 |  | --> | C43 ex NORTH QUAYS | North Quays [T101,T102,T103] | POOLBEG |  | 53.3482 | -6.2319
MV/LV Substation CA***464Y |  | 20 kV | _ | LV | 400 kVA :Kiosk Substation | 0.4 | --> | 0.4 | 0.361 | 3.5 |  | --> | 0.38 | 0 | 0 | 0.40588 | 0 |  | --> | C26 ex DUNDALK | Dundalk [T41,T42] | DUNDALK |  | 54.0265 | -6.4953
MV/LV Substation CA***464Z |  | 10 kV | _ | LV | 400 kVA :Kiosk Substation | 0.4 | --> | 0.4 | 0 | 0 | Constrained,otherwise capacity available =397kVA. | --> | 0.38 | 0 | 0 | 0.40046 | 0 |  | --> | C17 ex MORRISTOWN | Morristown [T41,T42] | NEWBRIDGE |  | 53.1767 | -6.7995
MV/LV Substation CA***464Z |  | 10 kV | _ | LV | 50 kVA :Pole Substation | 0.05 | --> | 0.05 | 0.019 | 5 |  | --> | 0.0475 | 0 | 0 | 0.054497 | 0 |  | --> | C20 ex MCDONAGH | Mcdonagh [T41,T42] | KILKENNY |  | 52.7254 | -7.1043
MV/LV Substation CA***465X |  | 10 kV | _ | LV | 50 kVA :Pole Substation | 0.05 | --> | 0.05 | 0 | 0 | Constrained,otherwise capacity available =49kVA. | --> | 0.0475 | 0 | 0 | 0.050152 | 0 |  | --> | C30 ex KINSALE | Kinsale [T41,T42] | BANDON |  | 51.6702 | -8.5852
MV/LV Substation CA***465X |  | 20 kV | _ | LV | 50 kVA :Pole Substation | 0.05 | --> | 0.05 | 0 | 0 | Constrained,otherwise capacity available =40kVA. | --> | 0.0475 | 0 | 0.003705 | 0.051496 | 0 |  | --> | E30 ex LOUGHREA | Loughrea [T41,T42] | SOMERSET |  | 53.2476 | -8.6642
MV/LV Substation CA***467Y |  | 10 kV | _ | LV | 100 kVA :Pole Substation | 0.1 | --> | 0.1 | 0.1 | 2.4 |  | --> | 0.095 | 0 | 0 | 0.1 | 0 |  | --> | C17 ex GRAIGUE | Graigue [T41,T42] | CARLOW |  | 52.8275 | -6.9319
MV/LV Substation CA***467Y |  | 10 kV | _ | LV | 400 kVA :Building Structure | 0.4 | --> | 0.4 | 0.13336 | 0.1 | Constrained,otherwise capacity available =400kVA. | --> | 0.38 | 0 | 0 | 0.4 | 0 |  | --> | C14 ex BALLYMAHON | Ballymahon [T41,T42] | ATHLONE |  | 53.641 | -7.679
MV/LV Substation CA***467Z |  | 10 kV | _ | LV | 630 kVA :Kiosk Substation | 0.63 | --> | 0.63 | 0.5 | 3.3 |  | --> | 0.5985 | 0 | 0 | 0.5 | 0 |  | --> | C17 ex GLEBE | Glebe [T41,T42] | RICHMOND |  | 53.7224 | -7.7973
MV/LV Substation CA***468 |  | 20 kV | _ | LV | 50 kVA :Pole Substation | 0.05 | --> | 0.05 | 0 | 0 | Constrained,otherwise capacity available =11kVA. | --> | 0.0475 | 0 | 0 | 0.05559 | 0 |  | --> | E12 ex GURRANEBANE | Gurranebane [T421,T422] | OUGHTRAGH |  | 51.986 | -10.0809
MV/LV Substation CA***468X |  | 10 kV | _ | LV | 400 kVA :Kiosk Substation | 0.4 | --> | 0.4 | 0.296 | 2.7 |  | --> | 0.38 | 0 | 0.036309 | 0.41549 | 0 |  | --> | C17 ex OLDCASTLE | Oldcastle [T41,T422] | MULLINGAR |  | 53.7741 | -7.1639
MV/LV Substation CA***468Y |  | 10 kV | _ | LV | 200 kVA :Kiosk Substation | 0.2 | --> | 0.2 | 0 | 0 | Constrained,otherwise capacity available =130kVA. | --> | 0.19 | 0 | 0.004446 | 0.21036 | 0 |  | --> | C18 ex NEWBROOK | Newbrook [T42] | MULLINGAR |  | 53.5178 | -7.3733
MV/LV Substation CA***468Y |  | 10 kV | _ | LV | 200 kVA :Kiosk Substation | 0.2 | --> | 0.2 | 0 | 0 | Constrained,otherwise capacity available =185kVA. | --> | 0.19 | 0 | 0 | 0 | 0 | Constrained,otherwise capacity available =202.3kW. | --> | C23 ex TINAHASK | Tinahask [T41,T42] | ARKLOW |  | 52.7299 | -6.2821
MV/LV Substation CA***469Z |  | 20 kV | _ | LV | 200 kVA :Kiosk Substation | 0.2 | --> | 0.2 | 0 | 0 | Constrained,otherwise capacity available =182kVA. | --> | 0.19 | 0 | 0.008151 | 0.20271 | 0 |  | --> | E18 ex BALTRASNA | Baltrasna [T121,T122] | BALTRASNA |  | 53.4969 | -6.4674
MV/LV Substation CA***470Z |  | 10 kV | _ | LV | 100 kVA :Pole Substation | 0.1 | --> | 0.1 | 0.036794 | 0 | Constrained,otherwise capacity available =88kVA. | --> | 0.095 | 0 | 0 | 0.10181 | 0 |  | --> | C19 ex CALLAN | Callan [T41,T42] | KILKENNY |  | 52.5456 | -7.3936
MV/LV Substation CA***472X |  | 20 kV | _ | LV | 400 kVA :Building Structure | 0.4 | --> | 0.4 | 0 | 0 | Constrained,otherwise capacity available =353kVA. | --> | 0.38 | 0 | 0 | 0.40707 | 0 |  | --> | E23 ex ATHENRY | Athenry [T423] | GALWAY 110KV |  | 53.2849 | -8.6834
MV/LV Substation CA***473Y |  | 10 kV | _ | LV | 50 kVA :Pole Substation | 0.05 | --> | 0.05 | 0 | 0 | Constrained,otherwise capacity available =40kVA. | --> | 0.0475 | 0 | 0 | 0.051496 | 0 |  | --> | C18 ex MIDLETON | Midleton [T101,T102] | MIDLETON |  | 52.0095 | -8.236
MV/LV Substation CA***475 |  | 20 kV | _ | LV | 100 kVA :Pole Substation | 0.1 | --> | 0.1 | 0 | 0 | Constrained,otherwise capacity available =96kVA. | --> | 0.095 | 0 | 0.056316 | 0.10061 | 0 |  | --> | E17 ex DULEEK | Duleek [T421,T422] | DRYBRIDGE |  | 53.6513 | -6.5783
MV/LV Substation CA***475 |  | 10 kV | _ | LV | 50 kVA :Pole Substation | 0.05 | --> | 0.05 | 0 | 0 | Constrained,otherwise capacity available =46kVA. | --> | 0.0475 | 0 | 0 | 0.050604 | 0 |  | --> | C12 ex GRANAGH | Granagh [T41,T42] | WATERFORD |  | 52.2832 | -7.2236
MV/LV Substation CA***475Z |  | 10 kV | _ | LV | 400 kVA :Kiosk Substation | 0.4 | --> | 0.4 | 0 | 0 | Constrained,otherwise capacity available =325kVA. | --> | 0.38 | 0 | 0.03705 | 0.41123 | 0 |  | --> | C21 ex MONEYCOOLEY | Moneycooley [T41,T42,T44] | GRIFFINRATH |  | 53.3844 | -6.5882
MV/LV Substation CA***477X |  | 20 kV | _ | LV | 33 kVA :Pole Substation | 0.033 | --> | 0.033 | 0 | 0 | Constrained,otherwise capacity available =19kVA. | --> | 0.03135 | 0 | 0 | 0.035061 | 0 |  | --> | E17 ex BALTRASNA | Baltrasna [T121,T122] | BALTRASNA |  | 53.5281 | -6.4813
MV/LV Substation CA***4795 |  | 20 kV | _ | LV | 630 kVA :Kiosk Substation | 0.63 | --> | 0.63 | 0 | 0 | Constrained,otherwise capacity available =500kVA. | --> | 0.5985 | 0 | 0 | 0.5 | 0 |  | --> | E20 ex BALLINDERRY | Ballinderry [T41,T422] | MULLINGAR |  | 53.3989 | -7.3235
MV/LV Substation CA***479X |  | 20 kV | _ | LV | 200 kVA :Pole Substation | 0.2 | --> | 0.2 | 0 | 0 | Constrained,otherwise capacity available =176kVA. | --> | 0.19 | 0 | 0.003705 | 0.20361 | 0 |  | --> | E14 ex COLLOONEY | Collooney [T421,T422] | SLIGO |  | 54.1822 | -8.4881
MV/LV Substation CA***480 |  | 10 kV | _ | LV | 50 kVA :Pole Substation | 0.05 | --> | 0.05 | 0 | 0 | Constrained,otherwise capacity available =47kVA. | --> | 0.0475 | 0 | 0.003705 | 0.050453 | 0 |  | --> | C20 ex ORANMORE | Oranmore [T41,T44] | GALWAY 110KV |  | 53.2973 | -8.923
MV/LV Substation CA***481Z |  | 10 kV | _ | LV | 400 kVA :Kiosk Substation | 0.4 | --> | 0.4 | 0 | 0 | Constrained,otherwise capacity available =227kVA. | --> | 0.38 | 0 | 0.083733 | 0.42545 | 0 |  | --> | C24 ex STEPHENSTOWN | Stephenstown [T101,T102] | FINGLAS |  | 53.6004 | -6.1778
MV/LV Substation CA***482 |  | 10 kV | _ | LV | 630 kVA :Kiosk Substation | 0.63 | --> | 0.63 | 0 | 0 | Constrained,otherwise capacity available =500kVA. | --> | 0.5985 | 0 | 0.002223 | 0.5 | 0 |  | --> | C15 ex OLDBAWN | Oldbawn [T41,T42] | COOKSTOWN |  | 53.2924 | -6.338
MV/LV Substation CA***483 |  | 10 kV | _ | LV | 400 kVA :Kiosk Substation | 0.4 | --> | 0.4 | 0.3 | 11.9 |  | --> | 0.38 | 0 | 0.020007 | 0.41491 | 0 |  | --> | C33 ex SALTHILL | Salthill [T101,T102] | SALTHILL |  | 53.2601 | -9.1071
MV/LV Substation CA***483 |  | 10 kV | _ | LV | 400 kVA :Kiosk Substation | 0.4 | --> | 0.4 | 0 | 0 | Constrained,otherwise capacity available =330kVA. | --> | 0.38 | 0 | 0.005928 | 0.41049 | 0 |  | --> | C15 ex OLDBAWN | Oldbawn [T41,T42] | COOKSTOWN |  | 53.2924 | -6.341
MV/LV Substation CA***484Y |  | 10 kV | _ | LV | 50 kVA :Pole Substation | 0.05 | --> | 0.05 | 0 | 0 | Constrained,otherwise capacity available =47kVA. | --> | 0.0475 | 0 | 0.008151 | 0.050453 | 0 |  | --> | C17 ex HOLYCROSS ROAD | Holycross Road [T41,T42] | THURLES |  | 52.7477 | -7.9463
MV/LV Substation CA***485X |  | 10 kV | _ | LV | 400 kVA :Kiosk Substation | 0.4 | --> | 0.4 | 0 | 0 | Constrained,otherwise capacity available =400kVA. | --> | 0.38 | 0 | 0 | 0 | 0 | Constrained,otherwise capacity available =400kW. | --> | C15 ex KILCLOHER | Kilcloher [T41,T42] | DUNGARVAN |  | 52.1049 | -7.7785
MV/LV Substation CA***486Z |  | 20 kV | _ | LV | 400 kVA :Kiosk Substation | 0.4 | --> | 0.4 | 0 | 0 | Constrained,otherwise capacity available =309kVA. | --> | 0.38 | 0 | 0.011115 | 0.41359 | 0 |  | --> | E15 ex WHITECHURCH | Whitechurch [T421,T422] | KILBARRY |  | 51.983 | -8.5109
MV/LV Substation CA***487X |  | 20 kV | _ | LV | 50 kVA :Pole Substation | 0.05 | --> | 0.05 | 0 | 0 | Constrained,otherwise capacity available =43kVA. | --> | 0.0475 | 0 | 0 | 0.051052 | 0 |  | --> | E14 ex DALTON | Dalton [T421,T422] | DALTON |  | 53.787 | -8.9177
MV/LV Substation CA***487Y |  | 20 kV | _ | LV | 400 kVA :Kiosk Substation | 0.4 | --> | 0.4 | 0 | 0 | Constrained,otherwise capacity available =276kVA. | --> | 0.38 | 0 | 0.023712 | 0.4184 | 0 |  | --> | E11 ex EDENDERRY | Edenderry [T421,T422] | BLAKE |  | 53.3466 | -7.0557
MV/LV Substation CA***488 |  | 20 kV | _ | LV | 50 kVA :Pole Substation | 0.05 | --> | 0.05 | 0 | 0 | Constrained,otherwise capacity available =48kVA. | --> | 0.0475 | 0 | 0 | 0 | 0 | Constrained,otherwise capacity available =50.3kW. | --> | E15 ex BUNCRANA | Buncrana [T421,T422] | TRILLICK |  | 55.1246 | -7.4276
MV/LV Substation CA***488X |  | 20 kV | _ | LV | 400 kVA :Kiosk Substation | 0.4 | --> | 0.4 | 0.318 | 2.8 |  | --> | 0.38 | 0 | 0.015561 | 0.41226 | 0 |  | --> | E12 ex CLARA | Clara [T421,T422] | THORNSBERRY |  | 53.3652 | -7.4994
MV/LV Substation CA***489Y |  | 10 kV | _ | LV | 400 kVA :Building Structure | 0.4 | --> | 0.4 | 0 | 0 | Constrained,otherwise capacity available =135kVA. | --> | 0.38 | 0 | 0 | 0.43832 | 0 |  | --> | C13 ex DENNEHYS CROSS | Dennehys Cross [T41,T42] | TRABEG |  | 51.8929 | -8.5076
MV/LV Substation CA***489Z |  | 10 kV | _ | LV | 630 kVA :Kiosk Substation | 0.63 | --> | 0.63 | 0.5 | 13.1 |  | --> | 0.5985 | 0 | 0.013338 | 0.5 | 0 |  | --> | C22 ex MONREAD | Monread [T101,T102] | MONREAD |  | 53.2175 | -6.6822
MV/LV Substation CA***491Y |  | 20 kV | _ | LV | 50 kVA :Pole Substation | 0.05 | --> | 0.05 | 0 | 0 | Constrained,otherwise capacity available =50kVA. | --> | 0.0475 | 0 | 0 | 0.05 | 0 |  | --> | C17 ex CLONES | Clones [T41,T42] | SHANKILL |  | 54.2026 | -7.1223
MV/LV Substation CA***491Y |  | 10 kV | _ | LV | 400 kVA :Kiosk Substation | 0.4 | --> | 0.4 | 0 | 0 | Constrained,otherwise capacity available =364kVA. | --> | 0.38 | 0 | 0.001482 | 0.40543 | 0 |  | --> | C12 ex KYLEERAGH | Kyleeragh [T41,T42] | NENAGH |  | 52.8647 | -8.2217
MV/LV Substation CA***492 |  | 10 kV | _ | LV | 50 kVA :Pole Substation | 0.05 | --> | 0.05 | 0 | 0 | Constrained,otherwise capacity available =42kVA. | --> | 0.0475 | 0 | 0 | 0.0512 | 0 |  | --> | C20 ex ORANMORE | Oranmore [T41,T44] | GALWAY 110KV |  | 53.3046 | -8.931
MV/LV Substation CA***492Y |  | 10 kV | _ | LV | 630 kVA :Building Structure | 0.63 | --> | 0.63 | 0.456 | 0.8 |  | --> | 0.5985 | 0 | 0 | 0.5 | 0 |  | --> | C16 ex MANOR STREET | Manor Street [T41,T42] | WATERFORD |  | 52.2575 | -7.1042
MV/LV Substation CA***493 |  | 20 kV | _ | LV | 100 kVA :Pole Substation | 0.1 | --> | 0.1 | 0.08 | 4.2 |  | --> | 0.095 | 0 | 0 | 0.10299 | 0 |  | --> | E15 ex JENKINSTOWN | Jenkinstown [T421,T422] | DUNDALK |  | 54.058 | -6.332
MV/LV Substation CA***493X |  | 10 kV | _ | LV | 50 kVA :Pole Substation | 0.05 | --> | 0.05 | 0 | 0 | Constrained,otherwise capacity available =48kVA. | --> | 0.0475 | 0 | 0 | 0.050303 | 0 |  | --> | E13 ex DALTON | Dalton [T421,T422] | DALTON |  | 53.7126 | -8.9953
MV/LV Substation CA***493X |  | 10 kV | _ | LV | 100 kVA :Pole Substation | 0.1 | --> | 0.1 | 0 | 0 | Constrained,otherwise capacity available =78kVA. | --> | 0.095 | 0 | 0 | 0.10329 | 0 |  | --> | C17 ex ROSEHILL | Rosehill [T41,T42] | KILKENNY |  | 52.6368 | -7.2957
MV/LV Substation CA***493Y |  | 10 kV | _ | LV | 630 kVA :Building Structure | 0.63 | --> | 0.63 | 0.5 | 0.8 |  | --> | 0.5985 | 0 | 0 | 0.5 | 0 |  | --> | C16 ex MANOR STREET | Manor Street [T41,T42] | WATERFORD |  | 52.2576 | -7.1042
MV/LV Substation CA***494Y |  | 10 kV | _ | LV | 630 kVA :Building Structure | 0.63 | --> | 0.63 | 0.5 | 0.8 |  | --> | 0.5985 | 0 | 0 | 0.5 | 0 |  | --> | C16 ex MANOR STREET | Manor Street [T41,T42] | WATERFORD |  | 52.2577 | -7.1042
MV/LV Substation CA***496 |  | 20 kV | _ | LV | 100 kVA :Pole Substation | 0.1 | --> | 0.1 | 0.091 | 3 |  | --> | 0.095 | 0 | 0 | 0 | 0 | Constrained,otherwise capacity available =101.4kW. | --> | E12 ex MOVILLE | Moville [T421,T422] | TRILLICK |  | 55.2178 | -6.9565
MV/LV Substation CA***496 |  | 10 kV | _ | LV | 1000 kVA :Kiosk Substation | 1 | --> | 1 | 0.5 | 6.7 |  | --> | 0.95 | 0 | 0 | 0.5 | 0 |  | --> | C20 ex EAST WALL ROAD | East Wall Road [T41,T42] | MCDERMOTT |  | 53.3475 | -6.1974
MV/LV Substation CA***496 |  | 20 kV | _ | LV | 50 kVA :Pole Substation | 0.05 | --> | 0.05 | 0 | 0 | Constrained,otherwise capacity available =49kVA. | --> | 0.0475 | 0 | 0 | 0.050152 | 0 |  | --> | C23 ex TUAM NORTH | Tuam North [T41,T42] | CLOON |  | 53.5787 | -8.7893
MV/LV Substation CA***497 |  | 10 kV | _ | LV | 50 kVA :Pole Substation | 0.05 | --> | 0.05 | 0 | 0 | Constrained,otherwise capacity available =35kVA. | --> | 0.0475 | 0 | 0 | 0.052228 | 0 |  | --> | C20 ex ORANMORE | Oranmore [T41,T44] | GALWAY 110KV |  | 53.3093 | -8.8959
MV/LV Substation CA***497Z |  | 10 kV | _ | LV | 400 kVA :Kiosk Substation | 0.4 | --> | 0.4 | 0 | 0 | Constrained,otherwise capacity available =267kVA. | --> | 0.38 | 0 | 0.031122 | 0.41971 | 0 |  | --> | C13 ex GRANGE (DR) | Grange (dr) [T41,T42] | GRANGE (DR) |  | 53.4105 | -6.1665
MV/LV Substation CA***498 |  | 10 kV | _ | LV | 400 kVA :Building Structure | 0.4 | --> | 0.4 | 0.388 | 3 |  | --> | 0.38 | 0 | 0 | 0.40182 | 0 |  | --> | C11 ex GREENHILLS | Greenhills [T42] | INCHICORE 220KV |  | 53.3141 | -6.3315
MV/LV Substation CA***499 |  | 20 kV | _ | LV | 50 kVA :Pole Substation | 0.05 | --> | 0.05 | 0 | 0 | Constrained,otherwise capacity available =47kVA. | --> | 0.0475 | 0 | 0 | 0.050453 | 0 |  | --> | C22 ex ATHLONE | Athlone [T41,T42] | ATHLONE |  | 53.5013 | -8.0177
MV/LV Substation CA***499X |  | 10 kV | _ | LV | 200 kVA :Pole Substation | 0.2 | --> | 0.2 | 0.177 | 3.1 |  | --> | 0.19 | 0 | 0.00741 | 0.20346 | 0 |  | --> | C11 ex BELLFIELD | Bellfield [T41,T42] | CRANE |  | 52.4988 | -6.5892
MV/LV Substation CA***500Z |  | 10 kV | _ | LV | 630 kVA :Building Structure | 0.63 | --> | 0.63 | 0 | 0 | Constrained,otherwise capacity available =500kVA. | --> | 0.5985 | 0 | 0 | 0.5 | 0 |  | --> | C33 ex KILMORE | Kilmore [T101,T102,T103] | FINGLAS |  | 53.4036 | -6.2538
MV/LV Substation CA***502 |  | 10 kV | _ | LV | 100 kVA :Pole Substation | 0.1 | --> | 0.1 | 0 | 0 | Constrained,otherwise capacity available =84kVA. | --> | 0.095 | 0 | 0 | 0.1024 | 0 |  | --> | C20 ex POLLERTON | Pollerton [T41,T42] | CARLOW |  | 52.7942 | -6.8715
MV/LV Substation CA***502 |  | 20 kV | _ | LV | 400 kVA :Building Structure | 0.4 | --> | 0.4 | 0.4 | 4.2 |  | --> | 0.38 | 0 | 0.0741 | 0.4 | 0 |  | --> | E15 ex JENKINSTOWN | Jenkinstown [T421,T422] | DUNDALK |  | 54.0992 | -6.3602
MV/LV Substation CA***502 |  | 20 kV | _ | LV | 50 kVA :Pole Substation | 0.05 | --> | 0.05 | 0.042 | 1.3 |  | --> | 0.0475 | 0 | 0 | 0.0512 | 0 |  | --> | E23 ex ATHBOY | Athboy [T423] | NAVAN |  | 53.4913 | -6.9144
MV/LV Substation CA***503 |  | 10 kV | _ | LV | 50 kVA :Pole Substation | 0.05 | --> | 0.05 | 0 | 0 | Constrained,otherwise capacity available =45kVA. | --> | 0.0475 | 0 | 0 | 0.050753 | 0 |  | --> | C20 ex POLLERTON | Pollerton [T41,T42] | CARLOW |  | 52.7916 | -6.8786
MV/LV Substation CA***503X |  | 10 kV | _ | LV | 100 kVA :Pole Substation | 0.1 | --> | 0.1 | 0 | 0 | Constrained,otherwise capacity available =98kVA. | --> | 0.095 | 0 | 0 | 0 | 0 | Constrained,otherwise capacity available =100.3kW. | --> | C18 ex RATHDOWNEY | Rathdowney [T42] | IKERRIN |  | 52.8442 | -7.7081
MV/LV Substation CA***503X |  | 20 kV | _ | LV | 50 kVA :Pole Substation | 0.05 | --> | 0.05 | 0 | 0 | Constrained,otherwise capacity available =44kVA. | --> | 0.0475 | 0 | 0.00741 | 0.050903 | 0 |  | --> | E18 ex DALTON | Dalton [T421,T422] | DALTON |  | 53.7076 | -8.9768
MV/LV Substation CA***503Z |  | 10 kV | _ | LV | 630 kVA :Building Structure | 0.63 | --> | 0.63 | 0 | 0 | Constrained,otherwise capacity available =500kVA. | --> | 0.5985 | 0 | 0 | 0.5 | 0 |  | --> | C33 ex KILMORE | Kilmore [T101,T102,T103] | FINGLAS |  | 53.4047 | -6.2523
MV/LV Substation CA***504X |  | 10 kV | _ | LV | 630 kVA :Building Structure | 0.63 | --> | 0.63 | 0.453 | 6 |  | --> | 0.5985 | 0 | 0 | 0.5 | 0 |  | --> | C26 ex PELLETSTOWN | Pelletstown [T101,T102] | FINGLAS |  | 53.3731 | -6.361
MV/LV Substation CA***505X |  | 20 kV | _ | LV | 50 kVA :Pole Substation | 0.05 | --> | 0.05 | 0 | 0 | Constrained,otherwise capacity available =46kVA. | --> | 0.0475 | 0 | 0 | 0.050604 | 0 |  | --> | C12 ex BALLYHAUNIS | Ballyhaunis [T41,T42] | DALTON |  | 53.8459 | -8.7999
MV/LV Substation CA***507 |  | 10 kV | _ | LV | 630 kVA :Building Structure | 0.63 | --> | 0.63 | 0.5 | 3.3 |  | --> | 0.5985 | 0 | 0 | 0 | 0 | Constrained,otherwise capacity available =500kW. | --> | C20 ex ENNISKEANE | Enniskeane [T41,T42] | BANDON |  | 51.7955 | -8.9917
MV/LV Substation CA***507Y |  | 10 kV | _ | LV | 50 kVA :Pole Substation | 0.05 | --> | 0.05 | 0 | 0 | Constrained,otherwise capacity available =41kVA. | --> | 0.0475 | 0 | 0 | 0.051348 | 0 |  | --> | C17 ex DOUGLAS | Douglas [T41,T42] | TRABEG |  | 51.8668 | -8.4314
MV/LV Substation CA***508X |  | 10 kV | _ | LV | 630 kVA :Kiosk Substation | 0.63 | --> | 0.63 | 0 | 0 | Constrained,otherwise capacity available =500kVA. | --> | 0.5985 | 0 | 0 | 0.5 | 0 |  | --> | C13 ex GLOUCESTER PLACE | Gloucester Place [T41,T42] | MCDERMOTT |  | 53.3577 | -6.2477
MV/LV Substation CA***509X |  | 10 kV | _ | LV | 1000 kVA :Building Structure | 1 | --> | 1 | 0.5 | 11 |  | --> | 0.95 | 0 | 0 | 0.5 | 0 |  | --> | C20 ex MISERY HILL | Misery Hill [T101,T102] | POOLBEG |  | 53.3451 | -6.2408
MV/LV Substation CA***510X |  | 20 kV | _ | LV | 100 kVA :Pole Substation | 0.1 | --> | 0.1 | 0 | 0 | Constrained,otherwise capacity available =86kVA. | --> | 0.095 | 0 | 0 | 0.1021 | 0 |  | --> | E17 ex DULEEK | Duleek [T421,T422] | DRYBRIDGE |  | 53.6624 | -6.5941
MV/LV Substation CA***511 |  | 20 kV | _ | LV | 50 kVA :Pole Substation | 0.05 | --> | 0.05 | 0 | 0 | Constrained,otherwise capacity available =39kVA. | --> | 0.0475 | 0 | 0 | 0.051643 | 0 |  | --> | E12 ex DINGLE | Dingle [T421,T422] | OUGHTRAGH |  | 52.2007 | -10.3545
MV/LV Substation CA***511Y |  | 10 kV | _ | LV | 200 kVA :Kiosk Substation | 0.2 | --> | 0.2 | 0.185 | 12.2 |  | --> | 0.19 | 0 | 0 | 0.20226 | 0 |  | --> | C17 ex BALLYBEG | Ballybeg [T101,T102] | CARRICKMINES |  | 52.9702 | -6.0347
MV/LV Substation CA***512Y |  | 10 kV | _ | LV | 400 kVA :Kiosk Substation | 0.4 | --> | 0.4 | 0 | 0 | Constrained,otherwise capacity available =219kVA. | --> | 0.38 | 0 | 0.026676 | 0.42659 | 0 |  | --> | C12 ex KILLACLOYNE | Killacloyne [T41,T42] | MIDLETON |  | 51.9119 | -8.2752
MV/LV Substation CA***513 |  | 20 kV | _ | LV | 200 kVA :Pole Substation | 0.2 | --> | 0.2 | 0 | 0 | Constrained,otherwise capacity available =144kVA. | --> | 0.19 | 0 | 0 | 0.20833 | 0 |  | --> | C15 ex BALLYHAUNIS | Ballyhaunis [T41,T42] | DALTON |  | 53.7417 | -8.6307
MV/LV Substation CA***514X |  | 20 kV | _ | LV | 200 kVA :Kiosk Substation | 0.2 | --> | 0.2 | 0.024 | 13.8 |  | --> | 0.19 | 0 | 0.045942 | 0.22504 | 0 |  | --> | C14 ex SINGLAND | Singland [T101,T102] | SINGLAND |  | 52.5933 | -8.4726
MV/LV Substation CA***514X |  | 10 kV | _ | LV | 50 kVA :Pole Substation | 0.05 | --> | 0.05 | 0 | 0 | Constrained,otherwise capacity available =44kVA. | --> | 0.0475 | 0 | 0 | 0 | 0 | Constrained,otherwise capacity available =50.9kW. | --> | C13 ex TIMOLEAGUE | Timoleague [T41] | BANDON |  | 51.6573 | -8.6671
MV/LV Substation CA***514Y |  | 10 kV | _ | LV | 400 kVA :Kiosk Substation | 0.4 | --> | 0.4 | 0.366 | 18.7 |  | --> | 0.38 | 0 | 0 | 0.40513 | 0 |  | --> | C19 ex ARKLOW | Arklow [T101,T102] | ARKLOW |  | 52.7966 | -6.154
MV/LV Substation CA***515X |  | 20 kV | _ | LV | 50 kVA :Pole Substation | 0.05 | --> | 0.05 | 0.045 | 1.1 |  | --> | 0.0475 | 0 | 0 | 0.050753 | 0 |  | --> | E20 ex BIRR | Birr [T41,T422] | DALLOW |  | 53.0577 | -7.9501
MV/LV Substation CA***515Z |  | 10 kV | _ | LV | 200 kVA :Pole Substation | 0.2 | --> | 0.2 | 0 | 0 | Constrained,otherwise capacity available =169kVA. | --> | 0.19 | 0 | 0.010374 | 0.20465 | 0 |  | --> | C17 ex DELVIN | Delvin [T41,T42] | MULLINGAR |  | 53.6606 | -7.0194
MV/LV Substation CA***516 |  | 20 kV | _ | LV | 50 kVA :Pole Substation | 0.05 | --> | 0.05 | 0.045 | 1.3 |  | --> | 0.0475 | 0 | 0.003705 | 0.050753 | 0 |  | --> | E13 ex BALLYCROSSAUN | Ballycrossaun [T421,T422] | SOMERSET |  | 53.1274 | -8.2282
MV/LV Substation CA***516 |  | 10 kV | _ | LV | 50 kVA :Pole Substation | 0.05 | --> | 0.05 | 0 | 0 | Constrained,otherwise capacity available =18kVA. | --> | 0.0475 | 0 | 0 | 0.054636 | 0 |  | --> | C20 ex CARRICKMACROSS | Carrickmacross [T41,T42] | MEATH HILL |  | 53.9823 | -6.7877
MV/LV Substation CA***517 |  | 10 kV | _ | LV | 200 kVA :Pole Substation | 0.2 | --> | 0.2 | 0 | 0 | Constrained,otherwise capacity available =200kVA. | --> | 0.19 | 0 | 0 | 0.2 | 0 |  | --> | C11 ex HOLYCROSS ROAD | Holycross Road [T41,T42] | THURLES |  | 52.6579 | -7.8362
MV/LV Substation CA***517 |  | 20 kV | _ | LV | 50 kVA :Pole Substation | 0.05 | --> | 0.05 | 0.029 | 8.1 |  | --> | 0.0475 | 0 | 0.00741 | 0 | 0 | Constrained,otherwise capacity available =53.1kW. | --> | E16 ex WESTPORT | Westport [T421,T422] | CASTLEBAR |  | 53.7874 | -9.5231
MV/LV Substation CA***517Y |  | 10 kV | _ | LV | 400 kVA :Kiosk Substation | 0.4 | --> | 0.4 | 0.303 | 5.9 |  | --> | 0.38 | 0 | 0.005928 | 0.41447 | 0 |  | --> | C20 ex CASHEL | Cashel [T41,T42] | CAHIR |  | 52.5175 | -7.8924
MV/LV Substation CA***518X |  | 10 kV | _ | LV | 200 kVA :Kiosk Substation | 0.2 | --> | 0.2 | 0 | 0 | Constrained,otherwise capacity available =127kVA. | --> | 0.19 | 0 | 0.032604 | 0.21079 | 0 |  | --> | C15 ex CASTLEKNOCK | Castleknock [T41,T42] | FINGLAS |  | 53.3708 | -6.3611
MV/LV Substation CA***521 |  | 20 kV | _ | LV | 50 kVA :Pole Substation | 0.05 | --> | 0.05 | 0 | 0 | Constrained,otherwise capacity available =36kVA. | --> | 0.0475 | 0 | 0 | 0 | 0 | Constrained,otherwise capacity available =52.1kW. | --> | C11 ex BANTRY | Bantry [T41,T42] | BALLYLICKY |  | 51.6853 | -9.4227
MV/LV Substation CA***521 |  | 10 kV | _ | LV | 50 kVA :Pole Substation | 0.05 | --> | 0.05 | 0 | 0 | Constrained,otherwise capacity available =39kVA. | --> | 0.0475 | 0 | 0 | 0.051643 | 0 |  | --> | C15 ex SKIBBEREEN | Skibbereen [T41,T42] | DUNMANWAY |  | 51.5418 | -9.261
MV/LV Substation CA***522 |  | 20 kV | _ | LV | 50 kVA :Pole Substation | 0.05 | --> | 0.05 | 0.05 | 3.6 |  | --> | 0.0475 | 0 | 0 | 0.05 | 0 |  | --> | E22 ex ENNISCRONE | Enniscrone [T421,T422] | MOY |  | 54.2429 | -8.8192
MV/LV Substation CA***522Y |  | 10 kV | _ | LV | 50 kVA :Pole Substation | 0.05 | --> | 0.05 | 0 | 0 | Constrained,otherwise capacity available =50kVA. | --> | 0.0475 | 0 | 0 | 0.05 | 0 |  | --> | C19 ex CARRICKMACROSS | Carrickmacross [T41,T42] | MEATH HILL |  | 53.9363 | -6.719
MV/LV Substation CA***522Z |  | 20 kV | _ | LV | 400 kVA :Kiosk Substation | 0.4 | --> | 0.4 | 0 | 0 | Constrained,otherwise capacity available =364kVA. | --> | 0.38 | 0 | 0.002964 | 0.40543 | 0 |  | --> | E11 ex GLASMORE | Glasmore [T421,T422] | GLASMORE |  | 53.4938 | -6.1397
MV/LV Substation CA***524 |  | 10 kV | _ | LV | 50 kVA :Pole Substation | 0.05 | --> | 0.05 | 0 | 0 | Constrained,otherwise capacity available =8kVA. | --> | 0.0475 | 0 | 0.006669 | 0.055993 | 0 |  | --> | C18 ex ORANMORE | Oranmore [T41,T44] | GALWAY 110KV |  | 53.2742 | -8.9255
MV/LV Substation CA***526 |  | 10 kV | _ | LV | 200 kVA :Pole Substation | 0.2 | --> | 0.2 | 0.054 | 2.1 |  | --> | 0.19 | 0 | 0.014079 | 0 | 0 | Constrained,otherwise capacity available =221kW. | --> | C17 ex KILCAR | Kilcar [T41] | BINBANE |  | 54.6586 | -8.6337
MV/LV Substation CA***526X |  | 10 kV | _ | LV | 200 kVA :Kiosk Substation | 0.2 | --> | 0.2 | 0 | 0 | Constrained,otherwise capacity available =111kVA. | --> | 0.19 | 0 | 0 | 0.21308 | 0 |  | --> | C15 ex COOLCORCORAN | Coolcorcoran [T41,T42] | KNOCKEARAGH |  | 52.0667 | -9.5373
MV/LV Substation CA***526Y |  | 10 kV | _ | LV | 50 kVA :Pole Substation | 0.05 | --> | 0.05 | 0 | 0 | Constrained,otherwise capacity available =40kVA. | --> | 0.0475 | 0 | 0 | 0.051496 | 0 |  | --> | C20 ex GARRYOWEN | Garryowen [T41,T42] | LIMERICK |  | 52.6434 | -8.6226
MV/LV Substation CA***526Y |  | 20 kV | _ | LV | 50 kVA :Pole Substation | 0.05 | --> | 0.05 | 0.028 | 16.1 |  | --> | 0.0475 | 0 | 0.003705 | 0.053235 | 0 |  | --> | E21 ex WEXFORD | Wexford [T121,T122] | WEXFORD |  | 52.3848 | -6.4559
MV/LV Substation CA***527 |  | 10 kV | _ | LV | 100 kVA :Pole Substation | 0.1 | --> | 0.1 | 0.068 | 2.2 |  | --> | 0.095 | 0 | 0 | 0.10475 | 0 |  | --> | C13 ex CASTLETOWNROCHE | Castletownroche [T41] | MALLOW |  | 52.1702 | -8.47
MV/LV Substation CA***527 |  | 10 kV | _ | LV | 100 kVA :Pole Substation | 0.1 | --> | 0.1 | 0 | 0 | Constrained,otherwise capacity available =58kVA. | --> | 0.095 | 0 | 0.014079 | 0.10618 | 0 |  | --> | C12 ex KILSARAN | Kilsaran [T42] | DRYBRIDGE |  | 53.8992 | -6.389
MV/LV Substation CA***527Y |  | 20 kV | _ | LV | 50 kVA :Pole Substation | 0.05 | --> | 0.05 | 0.05 | 0.4 |  | --> | 0.0475 | 0 | 0 | 0.05 | 0 |  | --> | E12 ex TULLOW | Tullow [T421,T422] | CARLOW |  | 52.746 | -6.7397
MV/LV Substation CA***528Y |  | 10 kV | _ | LV | 400 kVA :Kiosk Substation | 0.4 | --> | 0.4 | 0 | 0 | Constrained,otherwise capacity available =300kVA. | --> | 0.38 | 0 | 0.014079 | 0.41491 | 0 |  | --> | C15 ex CARRIGSHANE | Carrigshane [T41] | MIDLETON |  | 51.9107 | -8.1586
MV/LV Substation CA***528Y |  | 10 kV | _ | LV | 400 kVA :Building Structure | 0.4 | --> | 0.4 | 0.385 | 2.4 |  | --> | 0.38 | 0 | 0 | 0.40227 | 0 |  | --> | C14 ex GRAIGUE | Graigue [T41,T42] | CARLOW |  | 52.8384 | -6.9283
MV/LV Substation CA***529 |  | 20 kV | _ | LV | 50 kVA :Pole Substation | 0.05 | --> | 0.05 | 0 | 0 | Constrained,otherwise capacity available =45kVA. | --> | 0.0475 | 0 | 0 | 0.050753 | 0 |  | --> | E18 ex CREAGH | Creagh [T421,T422] | ATHLONE |  | 53.4756 | -8.4985
MV/LV Substation CA***530X |  | 10 kV | _ | LV | 30 kVA :Pole Substation | 0.03 | --> | 0.03 | 0.024 | 6.2 |  | --> | 0.0285 | 0 | 0 | 0 | 0 | Constrained,otherwise capacity available =30.9kW. | --> | E24 ex MILFORD (MWR) | Milford (mwr) [T422] | CHARLEVILLE |  | 52.3366 | -8.8911
MV/LV Substation CA***531 |  | 10 kV | _ | LV | 200 kVA :Pole Substation | 0.2 | --> | 0.2 | 0 | 0 | Constrained,otherwise capacity available =200kVA. | --> | 0.19 | 0 | 0 | 0 | 0 | Constrained,otherwise capacity available =200kW. | --> | C16 ex DUNGLOE | Dungloe [T41,T42] | ARDNAGAPPARY |  | 54.9554 | -8.3769
MV/LV Substation CA***531X |  | 20 kV | _ | LV | 50 kVA :Pole Substation | 0.05 | --> | 0.05 | 0 | 0 | Constrained,otherwise capacity available =32kVA. | --> | 0.0475 | 0 | 0 | 0.052662 | 0 |  | --> | C16 ex CAPPAMORE | Cappamore [T41,T42] | ARDNACRUSHA |  | 52.5848 | -8.1667
MV/LV Substation CA***531Z |  | 10 kV | _ | LV | 400 kVA :Kiosk Substation | 0.4 | --> | 0.4 | 0.23865 | 0.2 | Constrained,otherwise capacity available =372kVA. | --> | 0.38 | 0 | 0 | 0 | 0 | Constrained,otherwise capacity available =404.2kW. | --> | C15 ex ROSBERCON | Rosbercon [T41,T42] | WATERFORD |  | 52.3961 | -6.9604
MV/LV Substation CA***531Z |  | 10 kV | _ | LV | 400 kVA :Kiosk Substation | 0.4 | --> | 0.4 | 0 | 0 | Constrained,otherwise capacity available =371kVA. | --> | 0.38 | 0 | 0 | 0.40438 | 0 |  | --> | C11 ex BISHOPSTOWN | Bishopstown [T41,T42] | KILBARRY |  | 51.8937 | -8.5167
MV/LV Substation CA***532X |  | 10 kV | _ | LV | 200 kVA :Pole Substation | 0.2 | --> | 0.2 | 0.166 | 4.5 |  | --> | 0.19 | 0 | 0.017784 | 0.2051 | 0 |  | --> | C13 ex MALLOW | Mallow [T41,T42] | MALLOW |  | 52.1399 | -8.637
MV/LV Substation CA***534 |  | 10 kV | _ | LV | 100 kVA :Pole Substation | 0.1 | --> | 0.1 | 0.085 | 6 |  | --> | 0.095 | 0 | 0 | 0.10225 | 0 |  | --> | C17 ex TRABEG | Trabeg [T101,T102] | TRABEG |  | 51.8544 | -8.4849
MV/LV Substation CA***534X |  | 10 kV | _ | LV | 50 kVA :Pole Substation | 0.05 | --> | 0.05 | 0.041 | 7.8 |  | --> | 0.0475 | 0 | 0 | 0.051348 | 0 |  | --> | C11 ex CARROWBEG | Carrowbeg [T41,T42] | CARROWBEG |  | 53.7943 | -9.5306
MV/LV Substation CA***534X |  | 20 kV | _ | LV | 50 kVA :Pole Substation | 0.05 | --> | 0.05 | 0.028 | 0.2 |  | --> | 0.0475 | 0 | 0 | 0 | 0 | Constrained,otherwise capacity available =53.2kW. | --> | C12 ex ROSSGEIR | Rossgeir [T41,T42] | LETTERKENNY |  | 54.8004 | -7.5948
MV/LV Substation CA***535 |  | 10 kV | _ | LV | 50 kVA :Pole Substation | 0.05 | --> | 0.05 | 0 | 0 | Constrained,otherwise capacity available =33kVA. | --> | 0.0475 | 0 | 0.008151 | 0.052518 | 0 |  | --> | C26 ex KYLEERAGH | Kyleeragh [T41,T42] | NENAGH |  | 52.9143 | -8.2078
MV/LV Substation CA***535Z |  | 10 kV | _ | LV | 400 kVA :Kiosk Substation | 0.4 | --> | 0.4 | 0 | 0 | Constrained,otherwise capacity available =313kVA. | --> | 0.38 | 0 | 0.005928 | 0.413 | 0 |  | --> | C22 ex BALLINCOLLIG | Ballincollig [T41,T42] | KILBARRY |  | 51.8832 | -8.6058
MV/LV Substation CA***536X |  | 10 kV | _ | LV | 1000 kVA :Building Structure | 1 | --> | 1 | 0.5 | 11.1 |  | --> | 0.95 | 0 | 0 | 0.5 | 0 |  | --> | C12 ex CABRA | Cabra [T101,T102] | FINGLAS |  | 53.3768 | -6.3159
MV/LV Substation CA***536Z |  | 20 kV | _ | LV | 100 kVA :Pole Substation | 0.1 | --> | 0.1 | 0 | 0 | Constrained,otherwise capacity available =85kVA. | --> | 0.095 | 0 | 0.020007 | 0.10225 | 0 |  | --> | E21 ex ASHBOURNE | Ashbourne [T421,T422] | FINGLAS |  | 53.5146 | -6.3161
MV/LV Substation CA***536Z |  | 10 kV | _ | LV | 400 kVA :Kiosk Substation | 0.4 | --> | 0.4 | 0 | 0 | Constrained,otherwise capacity available =344kVA. | --> | 0.38 | 0 | 0.002964 | 0.40841 | 0 |  | --> | C22 ex BALLINCOLLIG | Ballincollig [T41,T42] | KILBARRY |  | 51.8822 | -8.6096
MV/LV Substation CA***536Z |  | 20 kV | _ | LV | 400 kVA :Kiosk Substation | 0.4 | --> | 0.4 | 0 | 0 | Constrained,otherwise capacity available =351kVA. | --> | 0.38 | 0 | 0 | 0.40737 | 0 |  | --> | E19 ex ADAMSTOWN | Adamstown [T121,T122] | INCHICORE 220KV |  | 53.3363 | -6.4566
MV/LV Substation CA***537Z |  | 20 kV | _ | LV | 400 kVA :Kiosk Substation | 0.4 | --> | 0.4 | 0 | 0 | Constrained,otherwise capacity available =343kVA. | --> | 0.38 | 0 | 0.003705 | 0.40856 | 0 |  | --> | E19 ex ADAMSTOWN | Adamstown [T121,T122] | INCHICORE 220KV |  | 53.3377 | -6.4573
MV/LV Substation CA***538 |  | 20 kV | _ | LV | 200 kVA :Pole Substation | 0.2 | --> | 0.2 | 0.107 | 0.6 |  | --> | 0.19 | 0 | 0.005928 | 0.21365 | 0 |  | --> | E17 ex FERNS | Ferns [T421] | CRANE |  | 52.6155 | -6.4302
MV/LV Substation CA***538 |  | 20 kV | _ | LV | 100 kVA :Pole Substation | 0.1 | --> | 0.1 | 0 | 0 | Constrained,otherwise capacity available =80kVA. | --> | 0.095 | 0 | 0 | 0.10299 | 0 |  | --> | C19 ex TRAMORE | Tramore [T41,T42] | BUTLERSTOWN |  | 52.2063 | -7.1159
MV/LV Substation CA***539 |  | 20 kV | _ | LV | 50 kVA :Pole Substation | 0.05 | --> | 0.05 | 0.05 | 1.6 |  | --> | 0.0475 | 0 | 0 | 0.05 | 0 |  | --> | C17 ex CURRA | Curra [T41] | SOMERSET |  | 53.162 | -8.3404
MV/LV Substation CA***539 |  | 10 kV | _ | LV | 200 kVA :Pole Substation | 0.2 | --> | 0.2 | 0.142 | 3.3 |  | --> | 0.19 | 0 | 0.002964 | 0.20862 | 0 |  | --> | C11 ex LLOYD | Lloyd [T41,T42] | NAVAN |  | 53.7504 | -6.9567
MV/LV Substation CA***539 |  | 20 kV | _ | LV | 50 kVA :Pole Substation | 0.05 | --> | 0.05 | 0.045 | 0.5 |  | --> | 0.0475 | 0 | 0 | 0.050753 | 0 |  | --> | E11 ex ARDFINNAN | Ardfinnan [T421] | CAHIR |  | 52.285 | -7.9538
MV/LV Substation CA***540 |  | 20 kV | _ | LV | 400 kVA :Kiosk Substation | 0.4 | --> | 0.4 | 0 | 0 | Constrained,otherwise capacity available =308kVA. | --> | 0.38 | 0 | 0.005928 | 0.41373 | 0 |  | --> | E21 ex WHITECHURCH | Whitechurch [T421,T422] | KILBARRY |  | 51.9895 | -8.4773
MV/LV Substation CA***540 |  | 20 kV | _ | LV | 100 kVA :Pole Substation | 0.1 | --> | 0.1 | 0.1 | 0.5 |  | --> | 0.095 | 0 | 0.069654 | 0.1 | 0 |  | --> | E11 ex ARDFINNAN | Ardfinnan [T421] | CAHIR |  | 52.2811 | -7.9529
MV/LV Substation CA***540X |  | 20 kV | _ | LV | 630 kVA :Building Structure | 0.63 | --> | 0.63 | 0.5 | 2.8 |  | --> | 0.5985 | 0 | 0 | 0.5 | 0 |  | --> | E21 ex CLARA | Clara [T421,T422] | THORNSBERRY |  | 53.3545 | -7.6214
MV/LV Substation CA***540X |  | 10 kV | _ | LV | 400 kVA :Kiosk Substation | 0.4 | --> | 0.4 | 0 | 0 | Constrained,otherwise capacity available =204kVA. | --> | 0.38 | 0 | 0.071877 | 0.42871 | 0 |  | --> | C15 ex CASTLEKNOCK | Castleknock [T41,T42] | FINGLAS |  | 53.3702 | -6.3508
MV/LV Substation CA***540X |  | 20 kV | _ | LV | 100 kVA :Pole Substation | 0.1 | --> | 0.1 | 0.092 | 2.3 |  | --> | 0.095 | 0 | 0.003705 | 0.10121 | 0 |  | --> | E14 ex MOY | Moy [T421,T422] | MOY |  | 54.2541 | -9.2212
MV/LV Substation CA***540Y |  | 20 kV | _ | LV | 400 kVA :Building Structure | 0.4 | --> | 0.4 | 0 | 0 | Constrained,otherwise capacity available =340kVA. | --> | 0.38 | 0 | 0 | 0.40901 | 0 |  | --> | E12 ex ACADEMY STREET | Academy Street [T421,T422,T44] | NAVAN |  | 53.6387 | -6.6624
MV/LV Substation CA***542 |  | 20 kV | _ | LV | 50 kVA :Pole Substation | 0.05 | --> | 0.05 | 0 | 0 | Constrained,otherwise capacity available =44kVA. | --> | 0.0475 | 0 | 0 | 0.050903 | 0 |  | --> | E21 ex WHITECHURCH | Whitechurch [T421,T422] | KILBARRY |  | 51.986 | -8.469
MV/LV Substation CA***543 |  | 20 kV | _ | LV | 200 kVA :Pole Substation | 0.2 | --> | 0.2 | 0.024 | 0.6 |  | --> | 0.19 | 0 | 0.036309 | 0.22504 | 0 |  | --> | E17 ex FERNS | Ferns [T421] | CRANE |  | 52.6173 | -6.4241
MV/LV Substation CA***543 |  | 20 kV | _ | LV | 100 kVA :Pole Substation | 0.1 | --> | 0.1 | 0 | 0 | Constrained,otherwise capacity available =69kVA. | --> | 0.095 | 0 | 0 | 0.1046 | 0 |  | --> | E21 ex WHITECHURCH | Whitechurch [T421,T422] | KILBARRY |  | 51.9844 | -8.4691
MV/LV Substation CA***543X |  | 10 kV | _ | LV | 200 kVA :Kiosk Substation | 0.2 | --> | 0.2 | 0 | 0 | Constrained,otherwise capacity available =160kVA. | --> | 0.19 | 0 | 0 | 0.20598 | 0 |  | --> | C19 ex CLONDALKIN | Clondalkin [T41,T42,T44] | INCHICORE 220KV |  | 53.3059 | -6.4173
MV/LV Substation CA***543Z |  | 10 kV | _ | LV | 200 kVA :Kiosk Substation | 0.2 | --> | 0.2 | 0 | 0 | Constrained,otherwise capacity available =163kVA. | --> | 0.19 | 0 | 0.008151 | 0.20554 | 0 |  | --> | C18 ex BLAKE | Blake [T41,T42] | BLAKE |  | 53.2488 | -6.8446
MV/LV Substation CA***545 |  | 10 kV | _ | LV | 100 kVA :Pole Substation | 0.1 | --> | 0.1 | 0.098 | 2.1 |  | --> | 0.095 | 0 | 0 | 0 | 0 | Constrained,otherwise capacity available =100.3kW. | --> | C16 ex NEWTOWNCUNNINGHAM | Newtowncunningham [T41,T42] | LETTERKENNY |  | 54.9974 | -7.4912
MV/LV Substation CA***546X |  | 10 kV | _ | LV | 100 kVA :Pole Substation | 0.1 | --> | 0.1 | 0.1 | 3.3 |  | --> | 0.095 | 0 | 0 | 0 | 0 | Constrained,otherwise capacity available =100kW. | --> | C20 ex ENNISKEANE | Enniskeane [T41,T42] | BANDON |  | 51.7985 | -9.0003
MV/LV Substation CA***547 |  | 10 kV | _ | LV | 50 kVA :Pole Substation | 0.05 | --> | 0.05 | 0.043 | 7.9 |  | --> | 0.0475 | 0 | 0 | 0.051052 | 0 |  | --> | C17 ex DUNMANWAY | Dunmanway [T422,T43] | DUNMANWAY |  | 51.7089 | -9.011
MV/LV Substation CA***547X |  | 10 kV | _ | LV | 50 kVA :Pole Substation | 0.05 | --> | 0.05 | 0 | 0 | Constrained,otherwise capacity available =48kVA. | --> | 0.0475 | 0 | 0 | 0.050303 | 0 |  | --> | C18 ex COOLCORCORAN | Coolcorcoran [T41,T42] | KNOCKEARAGH |  | 52.0513 | -9.6711
MV/LV Substation CA***547X |  | 20 kV | _ | LV | 50 kVA :Pole Substation | 0.05 | --> | 0.05 | 0 | 0 | Constrained,otherwise capacity available =50kVA. | --> | 0.0475 | 0 | 0 | 0.05 | 0 |  | --> | C17 ex BALLYGAR | Ballygar [T41,T42] | ATHLONE |  | 53.5154 | -8.3415
MV/LV Substation CA***548 |  | 10 kV | _ | LV | 400 kVA :Building Structure | 0.4 | --> | 0.4 | 0 | 0 | Constrained,otherwise capacity available =243kVA. | --> | 0.38 | 0 | 0.004446 | 0.42316 | 0 |  | --> | C11 ex LEESON STREET | Leeson Street [T41,T42] | MILLTOWN (DR) |  | 53.3299 | -6.2606
MV/LV Substation CA***548 |  | 10 kV | _ | LV | 100 kVA :Pole Substation | 0.1 | --> | 0.1 | 0 | 0 | Constrained,otherwise capacity available =77kVA. | --> | 0.095 | 0 | 0 | 0.10343 | 0 |  | --> | C19 ex SALLINS | Sallins [T41,T42] | GRIFFINRATH |  | 53.2476 | -6.7381
MV/LV Substation CA***549 |  | 10 kV | _ | LV | 50 kVA :Pole Substation | 0.05 | --> | 0.05 | 0.019092 | 0 | Constrained,otherwise capacity available =47kVA. | --> | 0.0475 | 0 | 0 | 0 | 0 | Constrained,otherwise capacity available =50.5kW. | --> | C19 ex BALLYBAY | Ballybay [T41,T42] | LISDRUM |  | 54.0816 | -6.8863
MV/LV Substation CA***551 |  | 10 kV | _ | LV | 630 kVA :Kiosk Substation | 0.63 | --> | 0.63 | 0 | 0 | Constrained,otherwise capacity available =500kVA. | --> | 0.5985 | 0 | 0.019266 | 0.5 | 0 |  | --> | C17 ex CARRIGALINE | Carrigaline [T41,T42] | BARNAHELY |  | 51.8089 | -8.2836
MV/LV Substation CA***551 |  | 10 kV | _ | LV | 50 kVA :Pole Substation | 0.05 | --> | 0.05 | 0.045 | 2.1 |  | --> | 0.0475 | 0 | 0 | 0.050753 | 0 |  | --> | C14 ex BUTTEVANT | Buttevant [T41,T42] | MALLOW |  | 52.2993 | -8.669
MV/LV Substation CA***551 |  | 10 kV | _ | LV | 50 kVA :Pole Substation | 0.05 | --> | 0.05 | 0.041 | 0.5 |  | --> | 0.0475 | 0 | 0 | 0 | 0 | Constrained,otherwise capacity available =51.3kW. | --> | C15 ex KILMARTIN | Kilmartin [T41] | ARKLOW |  | 53.0368 | -6.0656
MV/LV Substation CA***551X |  | 20 kV | _ | LV | 50 kVA :Pole Substation | 0.05 | --> | 0.05 | 0 | 0 | Constrained,otherwise capacity available =40kVA. | --> | 0.0475 | 0 | 0 | 0.051496 | 0 |  | --> | E15 ex BRUFF | Bruff [T42,T421] | LIMERICK |  | 52.5634 | -8.5036
MV/LV Substation CA***551X |  | 10 kV | _ | LV | 400 kVA :Kiosk Substation | 0.4 | --> | 0.4 | 0.242 | 4.5 |  | --> | 0.38 | 0 | 0.035568 | 0.42331 | 0 |  | --> | C11 ex MALLOW | Mallow [T41,T42] | MALLOW |  | 52.1361 | -8.6331
MV/LV Substation CA***551Y |  | 10 kV | _ | LV | 630 kVA :Building Structure | 0.63 | --> | 0.63 | 0 | 0 | Constrained,otherwise capacity available =500kVA. | --> | 0.5985 | 0 | 0 | 0.5 | 0 |  | --> | C26 ex ACADEMY STREET | Academy Street [T421,T422,T44] | NAVAN |  | 53.6541 | -6.6858
MV/LV Substation CA***552X |  | 10 kV | _ | LV | 50 kVA :Pole Substation | 0.05 | --> | 0.05 | 0 | 0 | Constrained,otherwise capacity available =46kVA. | --> | 0.0475 | 0 | 0 | 0.050604 | 0 |  | --> | E13 ex DALTON | Dalton [T421,T422] | DALTON |  | 53.7117 | -8.9942
MV/LV Substation CA***553 |  | 10 kV | _ | LV | 630 kVA :Building Structure | 0.63 | --> | 0.63 | 0.5 | 3 |  | --> | 0.5985 | 0 | 0 | 0.5 | 0 |  | --> | C31 ex INCHICORE CENTRAL | Inchicore Central [T43,T45] | INCHICORE 220KV |  | 53.3277 | -6.3347
MV/LV Substation CA***553X |  | 10 kV | _ | LV | 50 kVA :Pole Substation | 0.05 | --> | 0.05 | 0 | 0 | Constrained,otherwise capacity available =45kVA. | --> | 0.0475 | 0 | 0 | 0 | 0 | Constrained,otherwise capacity available =50.8kW. | --> | C32 ex CLOYNE | Cloyne [T41] | MIDLETON |  | 51.8445 | -8.1295
MV/LV Substation CA***554Y |  | 10 kV | _ | LV | 200 kVA :Kiosk Substation | 0.2 | --> | 0.2 | 0 | 0 | Constrained,otherwise capacity available =89kVA. | --> | 0.19 | 0 | 0 | 0.21618 | 0 |  | --> | C17 ex CELBRIDGE | Celbridge [T41,T42] | GRIFFINRATH |  | 53.3507 | -6.5467
MV/LV Substation CA***554Y |  | 20 kV | _ | LV | 50 kVA :Pole Substation | 0.05 | --> | 0.05 | 0.046 | 16.1 |  | --> | 0.0475 | 0 | 0 | 0.050604 | 0 |  | --> | E21 ex WEXFORD | Wexford [T121,T122] | WEXFORD |  | 52.3872 | -6.4498
MV/LV Substation CA***556 |  | 10 kV | _ | LV | 100 kVA :Pole Substation | 0.1 | --> | 0.1 | 0.1 | 0.4 |  | --> | 0.095 | 0 | 0 | 0.1 | 0 |  | --> | C16 ex CARRAROE | Carraroe [T42] | SCREEB |  | 53.2793 | -9.5333
MV/LV Substation CA***556X |  | 10 kV | _ | LV | 200 kVA :Kiosk Substation | 0.2 | --> | 0.2 | 0 | 0 | Constrained,otherwise capacity available =147kVA. | --> | 0.19 | 0 | 0.010374 | 0.20789 | 0 |  | --> | C15 ex LUCAN EAST | Lucan East [T41,T42] | GRANGE CASTLE |  | 53.3501 | -6.4472
MV/LV Substation CA***556Y |  | 10 kV | _ | LV | 200 kVA :Pole Substation | 0.2 | --> | 0.2 | 0.179 | 4.2 |  | --> | 0.19 | 0 | 0.003705 | 0.20316 | 0 |  | --> | C17 ex ERRIGAL | Errigal [T41,T422] | SHANKILL |  | 54.0759 | -7.0928
MV/LV Substation CA***558 |  | 20 kV | _ | LV | 50 kVA :Pole Substation | 0.05 | --> | 0.05 | 0.04 | 17.8 |  | --> | 0.0475 | 0 | 0 | 0.051496 | 0 |  | --> | E21 ex BANOGE | Banoge [T121,T122] | BANOGE |  | 52.657 | -6.2838
MV/LV Substation CA***558Y |  | 20 kV | _ | LV | 50 kVA :Pole Substation | 0.05 | --> | 0.05 | 0 | 0 | Constrained,otherwise capacity available =32kVA. | --> | 0.0475 | 0 | 0.026676 | 0.052662 | 0 |  | --> | C17 ex CARRICKMACROSS | Carrickmacross [T41,T42] | MEATH HILL |  | 53.9845 | -6.5996
MV/LV Substation CA***559X |  | 20 kV | _ | LV | 50 kVA :Pole Substation | 0.05 | --> | 0.05 | 0 | 0 | Constrained,otherwise capacity available =40kVA. | --> | 0.0475 | 0 | 0.017784 | 0 | 0 | Constrained,otherwise capacity available =51.5kW. | --> | C11 ex TIMOLEAGUE | Timoleague [T41] | BANDON |  | 51.6374 | -8.808
MV/LV Substation CA***560 |  | 10 kV | _ | LV | 50 kVA :Pole Substation | 0.05 | --> | 0.05 | 0.024 | 1.5 |  | --> | 0.0475 | 0 | 0 | 0.0538 | 0 |  | --> | C15 ex SCREEB | Screeb [T41] | SCREEB |  | 53.3238 | -9.8374
MV/LV Substation CA***561 |  | 10 kV | _ | LV | 100 kVA :Pole Substation | 0.1 | --> | 0.1 | 0.097 | 2.1 |  | --> | 0.095 | 0 | 0 | 0.10045 | 0 |  | --> | C13 ex BUTTEVANT | Buttevant [T41,T42] | MALLOW |  | 52.2114 | -8.6346
MV/LV Substation CA***561 |  | 10 kV | _ | LV | 50 kVA :Pole Substation | 0.05 | --> | 0.05 | 0.037 | 1.5 |  | --> | 0.0475 | 0 | 0 | 0.051937 | 0 |  | --> | C15 ex SCREEB | Screeb [T41] | SCREEB |  | 53.3233 | -9.8287
MV/LV Substation CA***561X |  | 20 kV | _ | LV | 50 kVA :Pole Substation | 0.05 | --> | 0.05 | 0.033 | 3.5 |  | --> | 0.0475 | 0 | 0 | 0 | 0 | Constrained,otherwise capacity available =52.5kW. | --> | E11 ex DUNFIRTH | Dunfirth [T122] | DUNFIRTH |  | 53.3543 | -6.9629
MV/LV Substation CA***562 |  | 10 kV | _ | LV | 100 kVA :Pole Substation | 0.1 | --> | 0.1 | 0 | 0 | Constrained,otherwise capacity available =81kVA. | --> | 0.095 | 0 | 0 | 0 | 0 | Constrained,otherwise capacity available =102.8kW. | --> | C18 ex FERMOY NORTH | Fermoy North [T41,T42] | BARRYMORE |  | 52.1416 | -8.3154
MV/LV Substation CA***562 |  | 20 kV | _ | LV | 50 kVA :Pole Substation | 0.05 | --> | 0.05 | 0 | 0 | Constrained,otherwise capacity available =43kVA. | --> | 0.0475 | 0 | 0.00741 | 0.051052 | 0 |  | --> | E20 ex COLLOONEY | Collooney [T421,T422] | SLIGO |  | 54.25 | -8.6954
MV/LV Substation CA***563Z |  | 10 kV | _ | LV | 400 kVA :Kiosk Substation | 0.4 | --> | 0.4 | 0 | 0 | Constrained,otherwise capacity available =399kVA. | --> | 0.38 | 0 | 0.004446 | 0.40015 | 0 |  | --> | C15 ex MAYFIELD | Mayfield [T41,T42] | KILBARRY |  | 51.9237 | -8.4002
MV/LV Substation CA***565Y |  | 10 kV | _ | LV | 1000 kVA :Building Structure | 1 | --> | 1 | 0 | 0 | Constrained,otherwise capacity available =500kVA. | --> | 0.95 | 0 | 0 | 0.5 | 0 |  | --> | C21 ex CASTLETROY | Castletroy [T41,T42] | ARDNACRUSHA |  | 52.6661 | -8.5531
MV/LV Substation CA***566X |  | 20 kV | _ | LV | 200 kVA :Pole Substation | 0.2 | --> | 0.2 | 0 | 0 | Constrained,otherwise capacity available =200kVA. | --> | 0.19 | 0 | 0 | 0.2 | 0 |  | --> | E14 ex BALLINROBE | Ballinrobe [T421,T422] | DALTON |  | 53.6995 | -9.1421
MV/LV Substation CA***566Y |  | 10 kV | _ | LV | 50 kVA :Pole Substation | 0.05 | --> | 0.05 | 0 | 0 | Constrained,otherwise capacity available =36kVA. | --> | 0.0475 | 0 | 0 | 0 | 0 | Constrained,otherwise capacity available =52.1kW. | --> | C19 ex CURRAGLASS | Curraglass [T41] | BARRYMORE |  | 52.0994 | -8.1222
MV/LV Substation CA***568 |  | 10 kV | _ | LV | 100 kVA :Pole Substation | 0.1 | --> | 0.1 | 0.074 | 0.4 |  | --> | 0.095 | 0 | 0 | 0.10387 | 0 |  | --> | C16 ex CARRAROE | Carraroe [T42] | SCREEB |  | 53.289 | -9.552
MV/LV Substation CA***569Y |  | 10 kV | _ | LV | 50 kVA :Pole Substation | 0.05 | --> | 0.05 | 0 | 0 | Constrained,otherwise capacity available =40kVA. | --> | 0.0475 | 0 | 0.003705 | 0 | 0 | Constrained,otherwise capacity available =51.5kW. | --> | C14 ex KNOCKMULLEN | Knockmullen [T42,T421] | GREAT ISLAND |  | 52.4004 | -6.9349
MV/LV Substation CA***570 |  | 20 kV | _ | LV | 50 kVA :Pole Substation | 0.05 | --> | 0.05 | 0.031 | 3 |  | --> | 0.0475 | 0 | 0 | 0 | 0 | Constrained,otherwise capacity available =52.8kW. | --> | E12 ex MOVILLE | Moville [T421,T422] | TRILLICK |  | 55.2102 | -6.9858
MV/LV Substation CA***571X |  | 20 kV | _ | LV | 100 kVA :Pole Substation | 0.1 | --> | 0.1 | 0.08 | 13.8 |  | --> | 0.095 | 0 | 0 | 0.10299 | 0 |  | --> | C14 ex SINGLAND | Singland [T101,T102] | SINGLAND |  | 52.5982 | -8.4699
MV/LV Substation CA***572X |  | 20 kV | _ | LV | 200 kVA :Pole Substation | 0.2 | --> | 0.2 | 0.154 | 16.1 |  | --> | 0.19 | 0 | 0.003705 | 0.20687 | 0 |  | --> | E20 ex WEXFORD | Wexford [T121,T122] | WEXFORD |  | 52.2919 | -6.5838
MV/LV Substation CA***572X |  | 20 kV | _ | LV | 630 kVA :Building Structure | 0.63 | --> | 0.63 | 0 | 0 | Constrained,otherwise capacity available =500kVA. | --> | 0.5985 | 0 | 0 | 0.5 | 0 |  | --> | C20 ex ROSCOMMON | Roscommon [T41,T42] | LANESBORO |  | 53.6905 | -8.1789
MV/LV Substation CA***572Z |  | 10 kV | _ | LV | 400 kVA :Kiosk Substation | 0.4 | --> | 0.4 | 0 | 0 | Constrained,otherwise capacity available =245kVA. | --> | 0.38 | 0 | 0.02964 | 0.42288 | 0 |  | --> | C11 ex MACETOWN | Macetown [T101,T102] | MACETOWN |  | 53.3983 | -6.4292
MV/LV Substation CA***573 |  | 10 kV | _ | LV | 400 kVA :Kiosk Substation | 0.4 | --> | 0.4 | 0 | 0 | Constrained,otherwise capacity available =156kVA. | --> | 0.38 | 0 | 0.035568 | 0.43543 | 0 |  | --> | C12 ex OLDBAWN | Oldbawn [T41,T42] | COOKSTOWN |  | 53.2782 | -6.3401
MV/LV Substation CA***573X |  | 20 kV | _ | LV | 50 kVA :Pole Substation | 0.05 | --> | 0.05 | 0 | 0 | Constrained,otherwise capacity available =49kVA. | --> | 0.0475 | 0 | 0 | 0.050152 | 0 |  | --> | E21 ex DALTON | Dalton [T421,T422] | DALTON |  | 53.8087 | -9.0979
MV/LV Substation CA***573Y |  | 10 kV | _ | LV | 100 kVA :Pole Substation | 0.1 | --> | 0.1 | 0.036794 | 0 | Constrained,otherwise capacity available =71kVA. | --> | 0.095 | 0 | 0 | 0.10431 | 0 |  | --> | C11 ex CALLAN | Callan [T41,T42] | KILKENNY |  | 52.554 | -7.3788
MV/LV Substation CA***574X |  | 10 kV | _ | LV | 200 kVA :Kiosk Substation | 0.2 | --> | 0.2 | 0 | 0 | Constrained,otherwise capacity available =126kVA. | --> | 0.19 | 0 | 0.00741 | 0.21094 | 0 |  | --> | C15 ex LUCAN EAST | Lucan East [T41,T42] | GRANGE CASTLE |  | 53.3487 | -6.4477
MV/LV Substation CA***575X |  | 10 kV | _ | LV | 50 kVA :Pole Substation | 0.05 | --> | 0.05 | 0 | 0 | Constrained,otherwise capacity available =35kVA. | --> | 0.0475 | 0 | 0 | 0.052228 | 0 |  | --> | C12 ex SALLINS | Sallins [T41,T42] | GRIFFINRATH |  | 53.2843 | -6.689
MV/LV Substation CA***576X |  | 10 kV | _ | LV | 630 kVA :Kiosk Substation | 0.63 | --> | 0.63 | 0.5 | 2.3 |  | --> | 0.5985 | 0 | 0 | 0.5 | 0 |  | --> | E13 ex AGHADA | Aghada [T721] | N/A |  | 51.7991 | -8.2373
MV/LV Substation CA***576X |  | 20 kV | _ | LV | 100 kVA :Pole Substation | 0.1 | --> | 0.1 | 0 | 0 | Constrained,otherwise capacity available =99kVA. | --> | 0.095 | 0 | 0.00741 | 0 | 0 | Constrained,otherwise capacity available =100.2kW. | --> | E14 ex CASTLELYONS | Castlelyons [T421,T422] | BARRYMORE |  | 52.1137 | -8.2476
MV/LV Substation CA***577Y |  | 10 kV | _ | LV | 200 kVA :Kiosk Substation | 0.2 | --> | 0.2 | 0 | 0 | Constrained,otherwise capacity available =115kVA. | --> | 0.19 | 0 | 0.017043 | 0.21251 | 0 |  | --> | C12 ex MONEYCOOLEY | Moneycooley [T41,T42,T44] | GRIFFINRATH |  | 53.3524 | -6.5532
MV/LV Substation CA***578Y |  | 10 kV | _ | LV | 400 kVA :Kiosk Substation | 0.4 | --> | 0.4 | 0 | 0 | Constrained,otherwise capacity available =332kVA. | --> | 0.38 | 0 | 0 | 0 | 0 | Constrained,otherwise capacity available =410.2kW. | --> | C20 ex TEMPLEMORE | Templemore [T41,T42] | IKERRIN |  | 52.7982 | -7.8293
MV/LV Substation CA***579 |  | 20 kV | _ | LV | 50 kVA :Pole Substation | 0.05 | --> | 0.05 | 0.039 | 1.1 |  | --> | 0.0475 | 0 | 0.003705 | 0.051643 | 0 |  | --> | E12 ex BUNCLODY | Bunclody [T421,T422] | CRANE |  | 52.6526 | -6.6717
MV/LV Substation CA***579Z |  | 10 kV | _ | LV | 50 kVA :Pole Substation | 0.05 | --> | 0.05 | 0.036794 | 0 | Constrained,otherwise capacity available =37kVA. | --> | 0.0475 | 0 | 0.021489 | 0.051937 | 0 |  | --> | C18 ex CALLAN | Callan [T41,T42] | KILKENNY |  | 52.5156 | -7.3185
MV/LV Substation CA***580X |  | 10 kV | _ | LV | 400 kVA :Kiosk Substation | 0.4 | --> | 0.4 | 0 | 0 | Constrained,otherwise capacity available =337kVA. | --> | 0.38 | 0 | 0.005928 | 0.40945 | 0 |  | --> | C15 ex TYMON | Tymon [T41,T42] | COOKSTOWN |  | 53.2795 | -6.3264
MV/LV Substation CA***581X |  | 10 kV | _ | LV | 200 kVA :Kiosk Substation | 0.2 | --> | 0.2 | 0 | 0 | Constrained,otherwise capacity available =200kVA. | --> | 0.19 | 0 | 0 | 0.2 | 0 |  | --> | C18 ex STICKILLEN | Stickillen [T41,T42] | DRYBRIDGE |  | 53.8546 | -6.5404
MV/LV Substation CA***581Y |  | 20 kV | _ | LV | 50 kVA :Pole Substation | 0.05 | --> | 0.05 | 0 | 0 | Constrained,otherwise capacity available =50kVA. | --> | 0.0475 | 0 | 0.012597 | 0.05 | 0 |  | --> | E20 ex CLONMINCH | Clonminch [T41,T422] | THORNSBERRY |  | 53.2986 | -7.2808
MV/LV Substation CA***583Z |  | 20 kV | _ | LV | 400 kVA :Kiosk Substation | 0.4 | --> | 0.4 | 0 | 0 | Constrained,otherwise capacity available =317kVA. | --> | 0.38 | 0 | 0.00741 | 0.41241 | 0 |  | --> | E19 ex ADAMSTOWN | Adamstown [T121,T122] | INCHICORE 220KV |  | 53.3367 | -6.4616
MV/LV Substation CA***583Z |  | 10 kV | _ | LV | 630 kVA :Kiosk Substation | 0.63 | --> | 0.63 | 0 | 0 | Constrained,otherwise capacity available =500kVA. | --> | 0.5985 | 0 | 0.003705 | 0.5 | 0 |  | --> | C21 ex MALAHIDE | Malahide [T41,T42] | GLASMORE |  | 53.4511 | -6.1585
MV/LV Substation CA***584Z |  | 20 kV | _ | LV | 400 kVA :Kiosk Substation | 0.4 | --> | 0.4 | 0 | 0 | Constrained,otherwise capacity available =332kVA. | --> | 0.38 | 0 | 0.00741 | 0.4102 | 0 |  | --> | E19 ex ADAMSTOWN | Adamstown [T121,T122] | INCHICORE 220KV |  | 53.3366 | -6.4591
MV/LV Substation CA***585X |  | 20 kV | _ | LV | 100 kVA :Pole Substation | 0.1 | --> | 0.1 | 0 | 0 | Constrained,otherwise capacity available =73kVA. | --> | 0.095 | 0 | 0 | 0.10402 | 0 |  | --> | E18 ex CREAGH | Creagh [T421,T422] | ATHLONE |  | 53.4357 | -8.4369
MV/LV Substation CA***585Y |  | 20 kV | _ | LV | 50 kVA :Pole Substation | 0.05 | --> | 0.05 | 0.032 | 1.2 |  | --> | 0.0475 | 0 | 0.011115 | 0.052662 | 0 |  | --> | E21 ex CRATLOE | Cratloe [T421,T422] | ARDNACRUSHA |  | 52.7311 | -8.7769
MV/LV Substation CA***586 |  | 20 kV | _ | LV | 200 kVA :Pole Substation | 0.2 | --> | 0.2 | 0.152 | 4.2 |  | --> | 0.19 | 0 | 0.011856 | 0.20716 | 0 |  | --> | E14 ex ERRIGAL | Errigal [T41,T422] | SHANKILL |  | 53.9799 | -7.0485
MV/LV Substation CA***587X |  | 10 kV | _ | LV | 400 kVA :Kiosk Substation | 0.4 | --> | 0.4 | 0 | 0 | Constrained,otherwise capacity available =302kVA. | --> | 0.38 | 0 | 0.018525 | 0.41461 | 0 |  | --> | C12 ex ORANMORE | Oranmore [T41,T44] | GALWAY 110KV |  | 53.2761 | -8.9716
MV/LV Substation CA***588 |  | 20 kV | _ | LV | 50 kVA :Pole Substation | 0.05 | --> | 0.05 | 0.049 | 0.6 |  | --> | 0.0475 | 0 | 0 | 0.050152 | 0 |  | --> | E17 ex FERNS | Ferns [T421] | CRANE |  | 52.6321 | -6.4415
MV/LV Substation CA***588 |  | 20 kV | _ | LV | 100 kVA :Pole Substation | 0.1 | --> | 0.1 | 0 | 0 | Constrained,otherwise capacity available =94kVA. | --> | 0.095 | 0 | 0 | 0 | 0 | Constrained,otherwise capacity available =100.9kW. | --> | E12 ex KILMACTHOMAS | Kilmacthomas [T421,T422] | DUNGARVAN |  | 52.2253 | -7.3389
MV/LV Substation CA***591 |  | 10 kV | _ | LV | 400 kVA :Kiosk Substation | 0.4 | --> | 0.4 | 0.275 | 13.4 |  | --> | 0.38 | 0 | 0.042978 | 0.41855 | 0 |  | --> | C20 ex POTTERY ROAD | Pottery Road [T101,T102] | CARRICKMINES |  | 53.2672 | -6.1515
MV/LV Substation CA***591X |  | 10 kV | _ | LV | 630 kVA :Kiosk Substation | 0.63 | --> | 0.63 | 0 | 0 | Constrained,otherwise capacity available =500kVA. | --> | 0.5985 | 0 | 0.02223 | 0.5 | 0 |  | --> | C15 ex ORANMORE | Oranmore [T41,T44] | GALWAY 110KV |  | 53.275 | -8.9343
MV/LV Substation CA***591Y |  | 20 kV | _ | LV | 50 kVA :Pole Substation | 0.05 | --> | 0.05 | 0.05 | 2.8 |  | --> | 0.0475 | 0 | 0 | 0.05 | 0 |  | --> | E13 ex CLARA | Clara [T421,T422] | THORNSBERRY |  | 53.4408 | -7.4833
MV/LV Substation CA***592X |  | 10 kV | _ | LV | 200 kVA :Kiosk Substation | 0.2 | --> | 0.2 | 0 | 0 | Constrained,otherwise capacity available =138kVA. | --> | 0.19 | 0 | 0.014079 | 0.2092 | 0 |  | --> | C15 ex ORANMORE | Oranmore [T41,T44] | GALWAY 110KV |  | 53.2766 | -8.9347
MV/LV Substation CA***592X |  | 10 kV | _ | LV | 1000 kVA :Building Structure | 1 | --> | 1 | 0.5 | 1.7 |  | --> | 0.95 | 0 | 0 | 0.5 | 0 |  | --> | C18 ex SOUTH KING STREET | South King Street [T41,T42] | FRANCIS STREET |  | 53.3414 | -6.2691
MV/LV Substation CA***593X |  | 10 kV | _ | LV | 200 kVA :Kiosk Substation | 0.2 | --> | 0.2 | 0 | 0 | Constrained,otherwise capacity available =148kVA. | --> | 0.19 | 0 | 0.00741 | 0.20775 | 0 |  | --> | C15 ex CAHIRCALLA | Cahircalla [T41,T42] | ENNIS |  | 52.8348 | -8.9739
MV/LV Substation CA***593Y |  | 10 kV | _ | LV | 50 kVA :Pole Substation | 0.05 | --> | 0.05 | 0 | 0 | Constrained,otherwise capacity available =46kVA. | --> | 0.0475 | 0 | 0.004446 | 0.050604 | 0 |  | --> | C20 ex CELBRIDGE | Celbridge [T41,T42] | GRIFFINRATH |  | 53.3032 | -6.5951
MV/LV Substation CA***593Z |  | 10 kV | _ | LV | 200 kVA :Kiosk Substation | 0.2 | --> | 0.2 | 0.145 | 0.1 |  | --> | 0.19 | 0 | 0.012597 | 0.20818 | 0 |  | --> | C17 ex KILCULLEN | Kilcullen [T41,T42,T424] | STRATFORD |  | 53.131 | -6.7583
MV/LV Substation CA***596X |  | 10 kV | _ | LV | 200 kVA :Kiosk Substation | 0.2 | --> | 0.2 | 0.17 | 13.5 |  | --> | 0.19 | 0 | 0.003705 | 0.2045 | 0 |  | --> | C12 ex ENNIS | Ennis [T101,T102] | ENNIS |  | 52.8358 | -8.9775
MV/LV Substation CA***596Z |  | 20 kV | _ | LV | 200 kVA :Kiosk Substation | 0.2 | --> | 0.2 | 0.152 | 0.4 |  | --> | 0.19 | 0 | 0.003705 | 0.20716 | 0 |  | --> | E13 ex TULLOW | Tullow [T421,T422] | CARLOW |  | 52.8061 | -6.752
MV/LV Substation CA***597X |  | 10 kV | _ | LV | 200 kVA :Kiosk Substation | 0.2 | --> | 0.2 | 0 | 0 | Constrained,otherwise capacity available =145kVA. | --> | 0.19 | 0 | 0.008892 | 0.20818 | 0 |  | --> | C15 ex TYMON | Tymon [T41,T42] | COOKSTOWN |  | 53.2829 | -6.3273
MV/LV Substation CA***597Z |  | 20 kV | _ | LV | 100 kVA :Pole Substation | 0.1 | --> | 0.1 | 0.099 | 0.4 |  | --> | 0.095 | 0 | 0 | 0.10015 | 0 |  | --> | E13 ex TULLOW | Tullow [T421,T422] | CARLOW |  | 52.8032 | -6.7635
MV/LV Substation CA***598X |  | 10 kV | _ | LV | 200 kVA :Pole Substation | 0.2 | --> | 0.2 | 0.139 | 7.9 |  | --> | 0.19 | 0 | 0 | 0.20906 | 0 |  | --> | C13 ex DUNMANWAY | Dunmanway [T422,T43] | DUNMANWAY |  | 51.7236 | -9.1149
MV/LV Substation CA***599 |  | 10 kV | _ | LV | 50 kVA :Pole Substation | 0.05 | --> | 0.05 | 0 | 0 | Constrained,otherwise capacity available =40kVA. | --> | 0.0475 | 0 | 0 | 0.050453 | 0 |  | --> | C20 ex ORANMORE | Oranmore [T41,T44] | GALWAY 110KV |  | 53.3029 | -8.9262
MV/LV Substation CA***601 |  | 20 kV | _ | LV | 200 kVA :Pole Substation | 0.2 | --> | 0.2 | 0.098 | 0.2 |  | --> | 0.19 | 0 | 0.011115 | 0 | 0 | Constrained,otherwise capacity available =214.9kW. | --> | C12 ex ROSSGEIR | Rossgeir [T41,T42] | LETTERKENNY |  | 54.8034 | -7.5936
MV/LV Substation CA***601X |  | 10 kV | _ | LV | 400 kVA :Kiosk Substation | 0.4 | --> | 0.4 | 0.327 | 4.5 |  | --> | 0.38 | 0 | 0.023712 | 0.41094 | 0 |  | --> | C11 ex MALLOW | Mallow [T41,T42] | MALLOW |  | 52.1349 | -8.6316
MV/LV Substation CA***602X |  | 20 kV | _ | LV | 50 kVA :Pole Substation | 0.05 | --> | 0.05 | 0 | 0 | Constrained,otherwise capacity available =46kVA. | --> | 0.0475 | 0 | 0.002223 | 0.050604 | 0 |  | --> | C23 ex TUAM NORTH | Tuam North [T41,T42] | CLOON |  | 53.6291 | -8.945
MV/LV Substation CA***603Y |  | 10 kV | _ | LV | 200 kVA :Kiosk Substation | 0.2 | --> | 0.2 | 0.164 | 0.9 |  | --> | 0.19 | 0 | 0.003705 | 0.20539 | 0 |  | --> | C19 ex CLONARD | Clonard [T41,T42] | WEXFORD |  | 52.2891 | -6.4876
MV/LV Substation CA***605 |  | 10 kV | _ | LV | 200 kVA :Building Structure | 0.2 | --> | 0.2 | 0 | 0 | Constrained,otherwise capacity available =200kVA. | --> | 0.19 | 0 | 0 | 0.2 | 0 |  | --> | C15 ex DRUMQUIN | Drumquin [T42] | ENNIS |  | 52.6412 | -9.1353
MV/LV Substation CA***606 |  | 20 kV | _ | LV | 50 kVA :Pole Substation | 0.05 | --> | 0.05 | 0 | 0 | Constrained,otherwise capacity available =49kVA. | --> | 0.0475 | 0 | 0.002223 | 0.050152 | 0 |  | --> | E18 ex GARRANACANTY | Garranacanty [T421,T422] | TIPPERARY |  | 52.5444 | -8.1837
MV/LV Substation CA***606X |  | 20 kV | _ | LV | 200 kVA :Pole Substation | 0.2 | --> | 0.2 | 0.16 | 0.2 |  | --> | 0.19 | 0 | 0 | 0 | 0 | Constrained,otherwise capacity available =206kW. | --> | E15 ex BEALISTOWN | Bealistown [T421,T422] | GREAT ISLAND |  | 52.2409 | -6.7323
MV/LV Substation CA***607Y |  | 10 kV | _ | LV | 50 kVA :Pole Substation | 0.05 | --> | 0.05 | 0 | 0 | Constrained,otherwise capacity available =49kVA. | --> | 0.0475 | 0 | 0 | 0 | 0 | Constrained,otherwise capacity available =50.2kW. | --> | C18 ex MOUNTRATH | Mountrath [T41,T42] | PORTLAOISE |  | 53.0025 | -7.5876
MV/LV Substation CA***608 |  | 20 kV | _ | LV | 50 kVA :Pole Substation | 0.05 | --> | 0.05 | 0 | 0 | Constrained,otherwise capacity available =48kVA. | --> | 0.0475 | 0 | 0 | 0.050303 | 0 |  | --> | E11 ex ACADEMY STREET | Academy Street [T421,T422,T44] | NAVAN |  | 53.5852 | -6.5928
MV/LV Substation CA***608X |  | 20 kV | _ | LV | 100 kVA :Pole Substation | 0.1 | --> | 0.1 | 0.1 | 0.9 |  | --> | 0.095 | 0 | 0 | 0 | 0 | Constrained,otherwise capacity available =100kW. | --> | E11 ex CASTLETOWNBERE | Castletownbere [T421] | BALLYLICKY |  | 51.7187 | -9.8821
MV/LV Substation CA***609 |  | 20 kV | _ | LV | 100 kVA :Pole Substation | 0.1 | --> | 0.1 | 0.091 | 5.9 |  | --> | 0.095 | 0 | 0 | 0.10136 | 0 |  | --> | C14 ex CASHEL | Cashel [T41,T42] | CAHIR |  | 52.6134 | -7.9791
MV/LV Substation CA***609X |  | 10 kV | _ | LV | 630 kVA :Building Structure | 0.63 | --> | 0.63 | 0.5 | 20.8 |  | --> | 0.5985 | 0 | 0 | 0.5 | 0 |  | --> | C14 ex HEUSTON SQUARE | Heuston Square [T101,T102] | INCHICORE 220KV |  | 53.3415 | -6.3043
MV/LV Substation CA***610X |  | 20 kV | _ | LV | 50 kVA :Pole Substation | 0.05 | --> | 0.05 | 0.05 | 1.5 |  | --> | 0.0475 | 0 | 0 | 0.05 | 0 |  | --> | E17 ex ACHILL | Achill [T422] | CARROWBEG |  | 53.9814 | -10.0517
MV/LV Substation CA***610Y |  | 10 kV | _ | LV | 630 kVA :Building Structure | 0.63 | --> | 0.63 | 0 | 0 | Constrained,otherwise capacity available =500kVA. | --> | 0.5985 | 0 | 0 | 0.5 | 0 |  | --> | C11 ex GARRYOWEN | Garryowen [T41,T42] | LIMERICK |  | 52.6509 | -8.5986
MV/LV Substation CA***611 |  | 20 kV | _ | LV | 50 kVA :Pole Substation | 0.05 | --> | 0.05 | 0.015 | 0.4 |  | --> | 0.0475 | 0 | 0.011115 | 0 | 0 | Constrained,otherwise capacity available =55kW. | --> | C21 ex SWINFORD | Swinford [T41,T42] | CASTLEBAR |  | 53.9752 | -9.0435
MV/LV Substation CA***611 |  | 10 kV | _ | LV | 100 kVA :Pole Substation | 0.1 | --> | 0.1 | 0.054 | 2.4 |  | --> | 0.095 | 0 | 0.025194 | 0.10675 | 0 |  | --> | C16 ex BRAY | Bray [T41,T42] | FASSAROE |  | 53.1744 | -6.1508
MV/LV Substation CA***613 |  | 10 kV | _ | LV | 200 kVA :Kiosk Substation | 0.2 | --> | 0.2 | 0 | 0 | Constrained,otherwise capacity available =144kVA. | --> | 0.19 | 0 | 0 | 0.20833 | 0 |  | --> | C12 ex KANTURK | Kanturk [T41,T42] | GLENLARA |  | 52.172 | -8.9111
MV/LV Substation CA***613X |  | 20 kV | _ | LV | 50 kVA :Pole Substation | 0.05 | --> | 0.05 | 0.036 | 1.5 |  | --> | 0.0475 | 0 | 0 | 0.052083 | 0 |  | --> | E17 ex ACHILL | Achill [T422] | CARROWBEG |  | 53.9527 | -9.9706
MV/LV Substation CA***615 |  | 20 kV | _ | LV | 100 kVA :Pole Substation | 0.1 | --> | 0.1 | 0.084 | 0.2 |  | --> | 0.095 | 0 | 0 | 0 | 0 | Constrained,otherwise capacity available =102.4kW. | --> | C12 ex ROSSGEIR | Rossgeir [T41,T42] | LETTERKENNY |  | 54.7946 | -7.5928
MV/LV Substation CA***617 |  | 10 kV | _ | LV | 200 kVA :Pole Substation | 0.2 | --> | 0.2 | 0 | 0 | Constrained,otherwise capacity available =167kVA. | --> | 0.19 | 0 | 0.011115 | 0.20495 | 0 |  | --> | C18 ex LOUGHSHINNY | Loughshinny [T41,T42] | GLASMORE |  | 53.5471 | -6.1069
MV/LV Substation CA***618 |  | 10 kV | _ | LV | 100 kVA :Pole Substation | 0.1 | --> | 0.1 | 0.078 | 1.5 |  | --> | 0.095 | 0 | 0.008151 | 0.10329 | 0 |  | --> | C22 ex BALLYARD | Ballyard [T41,T42] | TRALEE |  | 52.2532 | -9.6963
MV/LV Substation CA***620 |  | 10 kV | _ | LV | 200 kVA :Pole Substation | 0.2 | --> | 0.2 | 0.164 | 0.9 |  | --> | 0.19 | 0 | 0 | 0.20539 | 0 |  | --> | C18 ex WOODFORD | Woodford [T41,T42] | KNOCKEARAGH |  | 52.0442 | -9.5097
MV/LV Substation CA***620 |  | 10 kV | _ | LV | 50 kVA :Pole Substation | 0.05 | --> | 0.05 | 0 | 0 | Constrained,otherwise capacity available =35kVA. | --> | 0.0475 | 0 | 0.00741 | 0 | 0 | Constrained,otherwise capacity available =52.2kW. | --> | C16 ex KILCLOHER | Kilcloher [T41,T42] | DUNGARVAN |  | 52.1395 | -7.8389
MV/LV Substation CA***621 |  | 10 kV | _ | LV | 100 kVA :Pole Substation | 0.1 | --> | 0.1 | 0.084 | 5.8 |  | --> | 0.095 | 0 | 0.02964 | 0.1024 | 0 |  | --> | C13 ex OAKFIELD | Oakfield [T41,T42] | SLIGO |  | 54.2607 | -8.5372
MV/LV Substation CA***621 |  | 20 kV | _ | LV | 200 kVA :Pole Substation | 0.2 | --> | 0.2 | 0.18 | 18.8 |  | --> | 0.19 | 0 | 0 | 0.20301 | 0 |  | --> | E13 ex HARTNETTS CROSS | Hartnetts Cross [T121,T422] | HARTNETTS CROSS |  | 51.8436 | -9.1228
MV/LV Substation CA***621Y |  | 10 kV | _ | LV | 400 kVA :Kiosk Substation | 0.4 | --> | 0.4 | 0 | 0 | Constrained,otherwise capacity available =228kVA. | --> | 0.38 | 0 | 0.031122 | 0.42531 | 0 |  | --> | C22 ex MIDLETON | Midleton [T101,T102] | MIDLETON |  | 51.9108 | -8.1993
MV/LV Substation CA***622 |  | 20 kV | _ | LV | 200 kVA :Pole Substation | 0.2 | --> | 0.2 | 0 | 0 | Constrained,otherwise capacity available =171kVA. | --> | 0.19 | 0 | 0 | 0 | 0 | Constrained,otherwise capacity available =204.4kW. | --> | E18 ex CARNDONAGH | Carndonagh [T421,T422] | TRILLICK |  | 55.2453 | -7.2491
MV/LV Substation CA***622Z |  | 10 kV | _ | LV | 50 kVA :Pole Substation | 0.05 | --> | 0.05 | 0.036794 | 0 | Constrained,otherwise capacity available =46kVA. | --> | 0.0475 | 0 | 0 | 0.050604 | 0 |  | --> | C19 ex CALLAN | Callan [T41,T42] | KILKENNY |  | 52.5406 | -7.3965
MV/LV Substation CA***623Y |  | 10 kV | _ | LV | 400 kVA :Kiosk Substation | 0.4 | --> | 0.4 | 0 | 0 | Constrained,otherwise capacity available =329kVA. | --> | 0.38 | 0 | 0 | 0 | 0 | Constrained,otherwise capacity available =410.6kW. | --> | C14 ex DRUMBEAR | Drumbear [T41,T42] | LISDRUM |  | 54.2463 | -6.9677
MV/LV Substation CA***623Y |  | 20 kV | _ | LV | 50 kVA :Pole Substation | 0.05 | --> | 0.05 | 0 | 0 | Constrained,otherwise capacity available =50kVA. | --> | 0.0475 | 0 | 0 | 0.05 | 0 |  | --> | E13 ex BALTINGLASS | Baltinglass [T421,T422] | STRATFORD |  | 52.9132 | -6.8336
MV/LV Substation CA***624 |  | 10 kV | _ | LV | 50 kVA :Pole Substation | 0.05 | --> | 0.05 | 0 | 0 | Constrained,otherwise capacity available =21kVA. | --> | 0.0475 | 0 | 0 | 0.05422 | 0 |  | --> | C19 ex MIDLETON | Midleton [T101,T102] | MIDLETON |  | 51.9256 | -8.2139
MV/LV Substation CA***624Z |  | 10 kV | _ | LV | 400 kVA :Building Structure | 0.4 | --> | 0.4 | 0 | 0 | Constrained,otherwise capacity available =334kVA. | --> | 0.38 | 0 | 0 | 0.4099 | 0 |  | --> | C14 ex MACETOWN | Macetown [T101,T102] | MACETOWN |  | 53.4042 | -6.3964
MV/LV Substation CA***625 |  | 10 kV | _ | LV | 200 kVA :Pole Substation | 0.2 | --> | 0.2 | 0.197 | 3.9 |  | --> | 0.19 | 0 | 0 | 0.20045 | 0 |  | --> | C28 ex GALWAY 110KV | Galway 110kv [T102,T103] | GALWAY 110KV |  | 53.3202 | -9.0189
MV/LV Substation CA***625X |  | 20 kV | _ | LV | 400 kVA :Kiosk Substation | 0.4 | --> | 0.4 | 0 | 0 | Constrained,otherwise capacity available =346kVA. | --> | 0.38 | 0 | 0 | 0.40121 | 0 |  | --> | E17 ex CAVAN | Cavan [T42,T421] | SHANKILL |  | 54.0141 | -7.3572
MV/LV Substation CA***626X |  | 10 kV | _ | LV | 200 kVA :Kiosk Substation | 0.2 | --> | 0.2 | 0 | 0 | Constrained,otherwise capacity available =197kVA. | --> | 0.19 | 0 | 0.01482 | 0.20045 | 0 |  | --> | C20 ex ORANMORE | Oranmore [T41,T44] | GALWAY 110KV |  | 53.3191 | -8.9082
MV/LV Substation CA***627X |  | 10 kV | _ | LV | 100 kVA :Pole Substation | 0.1 | --> | 0.1 | 0.081 | 9.5 |  | --> | 0.095 | 0 | 0 | 0.10284 | 0 |  | --> | C20 ex BANDON | Bandon [T101,T42] | BANDON |  | 51.749 | -8.8106
MV/LV Substation CA***627X |  | 10 kV | _ | LV | 50 kVA :Pole Substation | 0.05 | --> | 0.05 | 0.036794 | 0 | Constrained,otherwise capacity available =39kVA. | --> | 0.0475 | 0 | 0.003705 | 0.051643 | 0 |  | --> | C11 ex CALLAN | Callan [T41,T42] | KILKENNY |  | 52.5608 | -7.3813
MV/LV Substation CA***629Y |  | 10 kV | _ | LV | 200 kVA :Building Structure | 0.2 | --> | 0.2 | 0.2 | 1 |  | --> | 0.19 | 0 | 0 | 0.2 | 0 |  | --> | C25 ex TYCOR | Tycor [T41,T42] | WATERFORD |  | 52.2538 | -7.1876
MV/LV Substation CA***630 |  | 10 kV | _ | LV | 400 kVA :Building Structure | 0.4 | --> | 0.4 | 0.241 | 3.3 |  | --> | 0.38 | 0 | 0.005928 | 0.42345 | 0 |  | --> | C23 ex PEMBROKE | Pembroke [T41,T42,T43,T44] | RINGSEND |  | 53.3352 | -6.2435
MV/LV Substation CA***631Y |  | 10 kV | _ | LV | 400 kVA :Kiosk Substation | 0.4 | --> | 0.4 | 0 | 0 | Constrained,otherwise capacity available =320kVA. | --> | 0.38 | 0 | 0.036309 | 0.41197 | 0 |  | --> | C16 ex MONEYCOOLEY | Moneycooley [T41,T42,T44] | GRIFFINRATH |  | 53.3779 | -6.5859
MV/LV Substation CA***631Y |  | 10 kV | _ | LV | 200 kVA :Kiosk Substation | 0.2 | --> | 0.2 | 0.145 | 4 |  | --> | 0.19 | 0 | 0.002964 | 0.20818 | 0 |  | --> | C17 ex BALLYJAMESDUFF | Ballyjamesduff [T41,T42] | SHANKILL |  | 53.8579 | -7.2044
MV/LV Substation CA***632X |  | 10 kV | _ | LV | 50 kVA :Pole Substation | 0.05 | --> | 0.05 | 0 | 0 | Constrained,otherwise capacity available =24kVA. | --> | 0.0475 | 0 | 0 | 0.0538 | 0 |  | --> | C12 ex SAGGART | Saggart [T41,T42] | GRANGE CASTLE |  | 53.2656 | -6.5441
MV/LV Substation CA***633 |  | 10 kV | _ | LV | 100 kVA :Pole Substation | 0.1 | --> | 0.1 | 0 | 0 | Constrained,otherwise capacity available =74kVA. | --> | 0.095 | 0 | 0 | 0 | 0 | Constrained,otherwise capacity available =103.9kW. | --> | C26 ex GLENTIES | Glenties [T41,T42] | BINBANE |  | 54.8091 | -8.4949
MV/LV Substation CA***633X |  | 10 kV | _ | LV | 630 kVA :Kiosk Substation | 0.63 | --> | 0.63 | 0 | 0 | Constrained,otherwise capacity available =500kVA. | --> | 0.5985 | 0 | 0.008151 | 0.5 | 0 |  | --> | C22 ex MIDLETON | Midleton [T101,T102] | MIDLETON |  | 51.9216 | -8.1879
MV/LV Substation CA***633Z |  | 10 kV | _ | LV | 50 kVA :Pole Substation | 0.05 | --> | 0.05 | 0 | 0 | Constrained,otherwise capacity available =34kVA. | --> | 0.0475 | 0 | 0.003705 | 0.052373 | 0 |  | --> | C11 ex JOHNSTOWN | Johnstown [T41,T42] | KILTEEL |  | 53.2054 | -6.5751
MV/LV Substation CA***635Y |  | 10 kV | _ | LV | 200 kVA :Kiosk Substation | 0.2 | --> | 0.2 | 0 | 0 | Constrained,otherwise capacity available =141kVA. | --> | 0.19 | 0 | 0.00741 | 0.20877 | 0 |  | --> | C19 ex ROSCOMMON | Roscommon [T41,T42] | LANESBORO |  | 53.6406 | -8.1992
MV/LV Substation CA***635Z |  | 10 kV | _ | LV | 1000 kVA :Building Structure | 1 | --> | 1 | 0 | 0 | Constrained,otherwise capacity available =500kVA. | --> | 0.95 | 0 | 0 | 0.5 | 0 |  | --> | C12 ex FAIRHILL | Fairhill [T42] | KILBARRY |  | 51.9017 | -8.4732
MV/LV Substation CA***636X |  | 10 kV | _ | LV | 200 kVA :Pole Substation | 0.2 | --> | 0.2 | 0.158 | 5.9 |  | --> | 0.19 | 0 | 0 | 0.20628 | 0 |  | --> | C17 ex CASHEL | Cashel [T41,T42] | CAHIR |  | 52.5107 | -7.893
MV/LV Substation CA***637X |  | 10 kV | _ | LV | 50 kVA :Pole Substation | 0.05 | --> | 0.05 | 0.039 | 6.4 |  | --> | 0.0475 | 0 | 0 | 0.051643 | 0 |  | --> | C12 ex GARRYCASTLE | Garrycastle [T41,T42] | ATHLONE |  | 53.4172 | -7.8987
MV/LV Substation CA***638 |  | 20 kV | _ | LV | 100 kVA :Pole Substation | 0.1 | --> | 0.1 | 0.1 | 0.9 |  | --> | 0.095 | 0 | 0 | 0.1 | 0 |  | --> | E19 ex KENMARE | Kenmare [T421] | KNOCKEARAGH |  | 51.8325 | -9.8951
MV/LV Substation CA***638 |  | 10 kV | _ | LV | 100 kVA :Pole Substation | 0.1 | --> | 0.1 | 0 | 0 | Constrained,otherwise capacity available =69kVA. | --> | 0.095 | 0 | 0.004446 | 0.1046 | 0 |  | --> | C30 ex CLAREGALWAY | Claregalway [T42,T421] | GALWAY 110KV |  | 53.3953 | -9.0074
MV/LV Substation CA***640Y |  | 10 kV | _ | LV | 400 kVA :Building Structure | 0.4 | --> | 0.4 | 0 | 0 | Constrained,otherwise capacity available =318kVA. | --> | 0.38 | 0 | 0.008151 | 0.41226 | 0 |  | --> | C11 ex MORNINGTON ROAD | Mornington Road [T41,T42] | DRYBRIDGE |  | 53.7142 | -6.3414
MV/LV Substation CA***641X |  | 10 kV | _ | LV | 50 kVA :Pole Substation | 0.05 | --> | 0.05 | 0 | 0 | Constrained,otherwise capacity available =31kVA. | --> | 0.0475 | 0 | 0.03705 | 0.052806 | 0 |  | --> | C16 ex ENNISTYMON | Ennistymon [T41,T42] | ENNIS |  | 52.9732 | -9.3371
MV/LV Substation CA***642X |  | 10 kV | _ | LV | 100 kVA :Kiosk Substation | 0.1 | --> | 0.1 | 0.1 | 5.9 |  | --> | 0.095 | 0 | 0 | 0.1 | 0 |  | --> | C17 ex CASHEL | Cashel [T41,T42] | CAHIR |  | 52.5163 | -7.9035
MV/LV Substation CA***645 |  | 20 kV | _ | LV | 50 kVA :Pole Substation | 0.05 | --> | 0.05 | 0 | 0 | Constrained,otherwise capacity available =50kVA. | --> | 0.0475 | 0 | 0 | 0.05 | 0 |  | --> | E11 ex KILCOLGAN | Kilcolgan [T42,T421] | GALWAY 110KV |  | 53.1468 | -8.9181
MV/LV Substation CA***645X |  | 10 kV | _ | LV | 630 kVA :Kiosk Substation | 0.63 | --> | 0.63 | 0.5 | 5.9 |  | --> | 0.5985 | 0 | 0.002223 | 0.5 | 0 |  | --> | C20 ex CASHEL | Cashel [T41,T42] | CAHIR |  | 52.5154 | -7.8804
MV/LV Substation CA***646Y |  | 10 kV | _ | LV | 400 kVA :Kiosk Substation | 0.4 | --> | 0.4 | 0 | 0 | Constrained,otherwise capacity available =303kVA. | --> | 0.38 | 0 | 0.026676 | 0.41447 | 0 |  | --> | C12 ex MONEYCOOLEY | Moneycooley [T41,T42,T44] | GRIFFINRATH |  | 53.3514 | -6.5549
MV/LV Substation CA***647X |  | 10 kV | _ | LV | 400 kVA :Kiosk Substation | 0.4 | --> | 0.4 | 0 | 0 | Constrained,otherwise capacity available =306kVA. | --> | 0.38 | 0 | 0.023712 | 0.41403 | 0 |  | --> | C12 ex ORANMORE | Oranmore [T41,T44] | GALWAY 110KV |  | 53.2803 | -8.9783
MV/LV Substation CA***647Z |  | 20 kV | _ | LV | 200 kVA :Kiosk Substation | 0.2 | --> | 0.2 | 0.14764 | 0.1 | Constrained,otherwise capacity available =159kVA. | --> | 0.19 | 0 | 0.008151 | 0.20613 | 0 |  | --> | E12 ex KILCULLEN | Kilcullen [T41,T42,T424] | STRATFORD |  | 53.082 | -6.8025
MV/LV Substation CA***648 |  | 10 kV | _ | LV | 100 kVA :Pole Substation | 0.1 | --> | 0.1 | 0 | 0 | Constrained,otherwise capacity available =84kVA. | --> | 0.095 | 0 | 0 | 0.1024 | 0 |  | --> | C18 ex DOUGLAS | Douglas [T41,T42] | TRABEG |  | 51.851 | -8.4146
MV/LV Substation CA***649Y |  | 20 kV | _ | LV | 630 kVA :Building Structure | 0.63 | --> | 0.63 | 0.5 | 3.5 |  | --> | 0.5985 | 0 | 0 | 0.5 | 0 |  | --> | C18 ex DUNDALK | Dundalk [T41,T42] | DUNDALK |  | 54.0312 | -6.4063
MV/LV Substation CA***650 |  | 10 kV | _ | LV | 50 kVA :Pole Substation | 0.05 | --> | 0.05 | 0.027 | 0.9 |  | --> | 0.0475 | 0 | 0 | 0.053377 | 0 |  | --> | C12 ex ROSS CARBERY | Ross Carbery [T41,T42] | DUNMANWAY |  | 51.5837 | -8.962
MV/LV Substation CA***650Z |  | 10 kV | _ | LV | 200 kVA :Kiosk Substation | 0.2 | --> | 0.2 | 0 | 0 | Constrained,otherwise capacity available =168kVA. | --> | 0.19 | 0 | 0.02223 | 0.2048 | 0 |  | --> | C12 ex CASTLEKNOCK | Castleknock [T41,T42] | FINGLAS |  | 53.3663 | -6.385
MV/LV Substation CA***651 |  | 10 kV | _ | LV | 630 kVA :Building Structure | 0.63 | --> | 0.63 | 0.5 | 3.3 |  | --> | 0.5985 | 0 | 0.012597 | 0.5 | 0 |  | --> | C04 ex PEMBROKE | Pembroke [T41,T42,T43,T44] | RINGSEND |  | 53.3327 | -6.236
MV/LV Substation CA***651Z |  | 10 kV | _ | LV | 400 kVA :Kiosk Substation | 0.4 | --> | 0.4 | 0 | 0 | Constrained,otherwise capacity available =353kVA. | --> | 0.38 | 0 | 0 | 0.40707 | 0 |  | --> | C14 ex MACETOWN | Macetown [T101,T102] | MACETOWN |  | 53.4044 | -6.405
MV/LV Substation CA***652 |  | 10 kV | _ | LV | 100 kVA :Pole Substation | 0.1 | --> | 0.1 | 0 | 0 | Constrained,otherwise capacity available =96kVA. | --> | 0.095 | 0 | 0 | 0.10061 | 0 |  | --> | C20 ex ORANMORE | Oranmore [T41,T44] | GALWAY 110KV |  | 53.3024 | -8.9255
MV/LV Substation CA***652X |  | 10 kV | _ | LV | 630 kVA :Kiosk Substation | 0.63 | --> | 0.63 | 0.491 | 4.5 |  | --> | 0.5985 | 0 | 0.02964 | 0.5 | 0 |  | --> | C21 ex MALLOW | Mallow [T41,T42] | MALLOW |  | 52.1516 | -8.634
MV/LV Substation CA***652X |  | 10 kV | _ | LV | 50 kVA :Pole Substation | 0.05 | --> | 0.05 | 0 | 0 | Constrained,otherwise capacity available =49kVA. | --> | 0.0475 | 0 | 0 | 0.050152 | 0 |  | --> | C24 ex BISHOPSTOWN | Bishopstown [T41,T42] | KILBARRY |  | 51.8563 | -8.5348
MV/LV Substation CA***653 |  | 10 kV | _ | LV | 100 kVA :Pole Substation | 0.1 | --> | 0.1 | 0.049 | 2 |  | --> | 0.095 | 0 | 0 | 0.10746 | 0 |  | --> | C12 ex CAUSEWAY | Causeway [T41,T42] | TRALEE |  | 52.4156 | -9.7344
MV/LV Substation CA***653 |  | 10 kV | _ | LV | 630 kVA :Building Structure | 0.63 | --> | 0.63 | 0.5 | 18.8 |  | --> | 0.5985 | 0 | 0 | 0.5 | 0 |  | --> | C47 ex BEDFORD ROW | Bedford Row [T41,T42,T43,T44] | FRANCIS STREET |  | 53.3433 | -6.265
MV/LV Substation CA***654Y |  | 10 kV | _ | LV | 400 kVA :Kiosk Substation | 0.4 | --> | 0.4 | 0 | 0 | Constrained,otherwise capacity available =217kVA. | --> | 0.38 | 0 | 0.028158 | 0.42687 | 0 |  | --> | C22 ex TERMONFECKIN ROAD | Termonfeckin Road [T41,T42] | DRYBRIDGE |  | 53.7285 | -6.3482
MV/LV Substation CA***655 |  | 10 kV | _ | LV | 400 kVA :Building Structure | 0.4 | --> | 0.4 | 0 | 0 | Constrained,otherwise capacity available =33kVA. | --> | 0.38 | 0 | 0.030381 | 0.45206 | 0 |  | --> | C16 ex GLASNEVIN | Glasnevin [T41] | FINGLAS |  | 53.362 | -6.2762
MV/LV Substation CA***656Y |  | 20 kV | _ | LV | 50 kVA :Pole Substation | 0.05 | --> | 0.05 | 0.05 | 4.2 |  | --> | 0.0475 | 0 | 0 | 0.05 | 0 |  | --> | E15 ex JENKINSTOWN | Jenkinstown [T421,T422] | DUNDALK |  | 54.0431 | -6.4169
MV/LV Substation CA***656Y |  | 10 kV | _ | LV | 400 kVA :Kiosk Substation | 0.4 | --> | 0.4 | 0 | 0 | Constrained,otherwise capacity available =255kVA. | --> | 0.38 | 0 | 0.026676 | 0.42144 | 0 |  | --> | C30 ex ACADEMY STREET | Academy Street [T421,T422,T44] | NAVAN |  | 53.652 | -6.6664
MV/LV Substation CA***657 |  | 20 kV | _ | LV | 50 kVA :Pole Substation | 0.05 | --> | 0.05 | 0.038 | 0.5 |  | --> | 0.0475 | 0 | 0 | 0.05179 | 0 |  | --> | E15 ex ARDFINNAN | Ardfinnan [T421] | CAHIR |  | 52.3163 | -7.8656
MV/LV Substation CA***657X |  | 10 kV | _ | LV | 400 kVA :Kiosk Substation | 0.4 | --> | 0.4 | 0.036794 | 0 | Constrained,otherwise capacity available =341kVA. | --> | 0.38 | 0 | 0.015561 | 0.40886 | 0 |  | --> | C19 ex CALLAN | Callan [T41,T42] | KILKENNY |  | 52.5486 | -7.3881
MV/LV Substation CA***657X |  | 10 kV | _ | LV | 50 kVA :Pole Substation | 0.05 | --> | 0.05 | 0.047 | 2.1 |  | --> | 0.0475 | 0 | 0 | 0.050453 | 0 |  | --> | C14 ex BUTTEVANT | Buttevant [T41,T42] | MALLOW |  | 52.291 | -8.7029
MV/LV Substation CA***657X |  | 10 kV | _ | LV | 1000 kVA :Building Structure | 1 | --> | 1 | 0.5 | 7 |  | --> | 0.95 | 0 | 0 | 0.5 | 0 |  | --> | C43 ex NORTH QUAYS | North Quays [T101,T102,T103] | POOLBEG |  | 53.3488 | -6.2312
MV/LV Substation CA***658X |  | 10 kV | _ | LV | 200 kVA :Kiosk Substation | 0.2 | --> | 0.2 | 0 | 0 | Constrained,otherwise capacity available =88kVA. | --> | 0.19 | 0 | 0.017043 | 0.21632 | 0 |  | --> | C18 ex BALGADDY | Balgaddy [T41,T42] | GRANGE CASTLE |  | 53.3463 | -6.4269
MV/LV Substation CA***658X |  | 10 kV | _ | LV | 50 kVA :Pole Substation | 0.05 | --> | 0.05 | 0.041 | 2.2 |  | --> | 0.0475 | 0 | 0 | 0.051348 | 0 |  | --> | C19 ex CASTLETOWNROCHE | Castletownroche [T41] | MALLOW |  | 52.1721 | -8.4627
MV/LV Substation CA***659 |  | 20 kV | _ | LV | 50 kVA :Pole Substation | 0.05 | --> | 0.05 | 0 | 0 | Constrained,otherwise capacity available =16kVA. | --> | 0.0475 | 0 | 0 | 0 | 0 | Constrained,otherwise capacity available =54.9kW. | --> | E17 ex KNOCKMULLEN | Knockmullen [T42,T421] | GREAT ISLAND |  | 52.3641 | -6.7781
MV/LV Substation CA***659X |  | 10 kV | _ | LV | 630 kVA :Building Structure | 0.63 | --> | 0.63 | 0.425 | 1 |  | --> | 0.5985 | 0 | 0 | 0.5 | 0 |  | --> | C14 ex NEWMARKET (DR) | Newmarket (dr) [T41] | FRANCIS STREET |  | 53.3363 | -6.2875
MV/LV Substation CA***661 |  | 20 kV | _ | LV | 50 kVA :Pole Substation | 0.05 | --> | 0.05 | 0 | 0 | Constrained,otherwise capacity available =40kVA. | --> | 0.0475 | 0 | 0 | 0.051496 | 0 |  | --> | E31 ex CAPPAMORE | Cappamore [T41,T42] | ARDNACRUSHA |  | 52.6132 | -8.3312
MV/LV Substation CA***661X |  | 10 kV | _ | LV | 50 kVA :Pole Substation | 0.05 | --> | 0.05 | 0.042 | 3.3 |  | --> | 0.0475 | 0 | 0 | 0.0512 | 0 |  | --> | C11 ex LLOYD | Lloyd [T41,T42] | NAVAN |  | 53.7368 | -6.9582
MV/LV Substation CA***662 |  | 20 kV | _ | LV | 200 kVA :Pole Substation | 0.2 | --> | 0.2 | 0.2 | 1.3 |  | --> | 0.19 | 0 | 0 | 0.2 | 0 |  | --> | C16 ex LOUGHANALLA | Loughanalla [T41,T42] | MULLINGAR |  | 53.6648 | -7.2555
MV/LV Substation CA***662X |  | 20 kV | _ | LV | 200 kVA :Pole Substation | 0.2 | --> | 0.2 | 0 | 0 | Constrained,otherwise capacity available =176kVA. | --> | 0.19 | 0 | 0 | 0.20361 | 0 |  | --> | E19 ex SHILLELAGH | Shillelagh [T421,T422] | CARLOW |  | 52.7099 | -6.4921
MV/LV Substation CA***667Y |  | 10 kV | _ | LV | 50 kVA :Pole Substation | 0.05 | --> | 0.05 | 0 | 0 | Constrained,otherwise capacity available =40kVA. | --> | 0.0475 | 0 | 0 | 0 | 0 | Constrained,otherwise capacity available =51.5kW. | --> | C20 ex KNOCKMULLEN | Knockmullen [T42,T421] | GREAT ISLAND |  | 52.3768 | -6.9598
MV/LV Substation CA***672 |  | 10 kV | _ | LV | 200 kVA :Pole Substation | 0.2 | --> | 0.2 | 0 | 0 | Constrained,otherwise capacity available =171kVA. | --> | 0.19 | 0 | 0 | 0.20436 | 0 |  | --> | C14 ex GREYSTONES | Greystones [T41,T42] | FASSAROE |  | 53.1054 | -6.1976
MV/LV Substation CA***672 |  | 10 kV | _ | LV | 200 kVA :Kiosk Substation | 0.2 | --> | 0.2 | 0 | 0 | Constrained,otherwise capacity available =150kVA. | --> | 0.19 | 0 | 0.045942 | 0.20745 | 0 |  | --> | C18 ex HEADFORD ROAD | Headford Road [T41,T42] | GALWAY 110KV |  | 53.2951 | -9.0523
MV/LV Substation CA***673Y |  | 10 kV | _ | LV | 400 kVA :Kiosk Substation | 0.4 | --> | 0.4 | 0 | 0 | Constrained,otherwise capacity available =266kVA. | --> | 0.38 | 0 | 0.024453 | 0.41985 | 0 |  | --> | C17 ex LEIXLIP | Leixlip [T41,T42] | GRIFFINRATH |  | 53.3628 | -6.5036
MV/LV Substation CA***675Z |  | 20 kV | _ | LV | 200 kVA :Kiosk Substation | 0.2 | --> | 0.2 | 0 | 0 | Constrained,otherwise capacity available =189kVA. | --> | 0.19 | 0 | 0 | 0.20166 | 0 |  | --> | E15 ex ASHBOURNE | Ashbourne [T421,T422] | FINGLAS |  | 53.5094 | -6.404
MV/LV Substation CA***675Z |  | 10 kV | _ | LV | 400 kVA :Building Structure | 0.4 | --> | 0.4 | 0.389 | 4.6 |  | --> | 0.38 | 0 | 0 | 0.40167 | 0 |  | --> | C36 ex CASTLEVIEW | Castleview [T101,T102] | CASTLEVIEW |  | 51.8973 | -8.3322
MV/LV Substation CA***676 |  | 20 kV | _ | LV | 50 kVA :Pole Substation | 0.05 | --> | 0.05 | 0.032 | 1.1 |  | --> | 0.0475 | 0 | 0 | 0.052662 | 0 |  | --> | E20 ex BIRR | Birr [T41,T422] | DALLOW |  | 53.0621 | -7.9491
MV/LV Substation CA***678X |  | 20 kV | _ | LV | 400 kVA :Kiosk Substation | 0.4 | --> | 0.4 | 0 | 0 | Constrained,otherwise capacity available =321kVA. | --> | 0.38 | 0 | 0.002223 | 0 | 0 | Constrained,otherwise capacity available =411.8kW. | --> | E14 ex EMYVALE | Emyvale [T422] | LISDRUM |  | 54.3411 | -6.9621
MV/LV Substation CA***678X |  | 20 kV | _ | LV | 400 kVA :Kiosk Substation | 0.4 | --> | 0.4 | 0 | 0 | Constrained,otherwise capacity available =351kVA. | --> | 0.38 | 0 | 0.004446 | 0.40737 | 0 |  | --> | E16 ex BALLYDEHOB | Ballydehob [T421] | DUNMANWAY |  | 51.47 | -9.7811
MV/LV Substation CA***678X |  | 10 kV | _ | LV | 1000 kVA :Building Structure | 1 | --> | 1 | 0.5 | 1 |  | --> | 0.95 | 0 | 0 | 0.5 | 0 |  | --> | C19 ex NEWMARKET (DR) | Newmarket (dr) [T41] | FRANCIS STREET |  | 53.3371 | -6.2729
MV/LV Substation CA***678Z |  | 20 kV | _ | LV | 200 kVA :Kiosk Substation | 0.2 | --> | 0.2 | 0.14764 | 0.1 | Constrained,otherwise capacity available =182kVA. | --> | 0.19 | 0 | 0 | 0.20271 | 0 |  | --> | E12 ex KILCULLEN | Kilcullen [T41,T42,T424] | STRATFORD |  | 53.0808 | -6.7969
MV/LV Substation CA***680X |  | 10 kV | _ | LV | 400 kVA :Kiosk Substation | 0.4 | --> | 0.4 | 0.394 | 6.2 |  | --> | 0.38 | 0 | 0 | 0.40091 | 0 |  | --> | C17 ex CAHIR | Cahir [T41,T42] | CAHIR |  | 52.384 | -7.9294
MV/LV Substation CA***681 |  | 10 kV | _ | LV | 200 kVA :Kiosk Substation | 0.2 | --> | 0.2 | 0 | 0 | Constrained,otherwise capacity available =137kVA. | --> | 0.19 | 0 | 0.01482 | 0.20935 | 0 |  | --> | C14 ex COOLMINE | Coolmine [T41,T42] | FINGLAS |  | 53.385 | -6.4134
MV/LV Substation CA***681X |  | 10 kV | _ | LV | 400 kVA :Building Structure | 0.4 | --> | 0.4 | 0.4 | 3.9 |  | --> | 0.38 | 0 | 0 | 0.4 | 0 |  | --> | C23 ex GALWAY 110KV | Galway 110kv [T102,T103] | GALWAY 110KV |  | 53.2849 | -9.0358
MV/LV Substation CA***682 |  | 10 kV | _ | LV | 50 kVA :Pole Substation | 0.05 | --> | 0.05 | 0 | 0 | Constrained,otherwise capacity available =43kVA. | --> | 0.0475 | 0 | 0.008892 | 0.051052 | 0 |  | --> | C20 ex ORANMORE | Oranmore [T41,T44] | GALWAY 110KV |  | 53.3066 | -8.915
MV/LV Substation CA***685Y |  | 20 kV | _ | LV | 50 kVA :Pole Substation | 0.05 | --> | 0.05 | 0.05 | 2 |  | --> | 0.0475 | 0 | 0 | 0 | 0 | Constrained,otherwise capacity available =50kW. | --> | E12 ex RATHKEALE | Rathkeale [T421,T422] | RATHKEALE |  | 52.5161 | -8.9499
MV/LV Substation CA***687 |  | 20 kV | _ | LV | 50 kVA :Pole Substation | 0.05 | --> | 0.05 | 0.022 | 1.1 |  | --> | 0.0475 | 0 | 0.008151 | 0.05408 | 0 |  | --> | E20 ex BIRR | Birr [T41,T422] | DALLOW |  | 53.0629 | -7.9709
MV/LV Substation CA***687Y |  | 10 kV | _ | LV | 50 kVA :Pole Substation | 0.05 | --> | 0.05 | 0.05 | 1.7 |  | --> | 0.0475 | 0 | 0 | 0.05 | 0 |  | --> | C26 ex ATHY | Athy [T101,T102] | ATHY |  | 53.0002 | -7.003
MV/LV Substation CA***688X |  | 10 kV | _ | LV | 50 kVA :Pole Substation | 0.05 | --> | 0.05 | 0.05 | 6.2 |  | --> | 0.0475 | 0 | 0 | 0.05 | 0 |  | --> | C17 ex CAHIR | Cahir [T41,T42] | CAHIR |  | 52.3887 | -7.9321
MV/LV Substation CA***688Y |  | 10 kV | _ | LV | 50 kVA :Pole Substation | 0.05 | --> | 0.05 | 0 | 0 | Constrained,otherwise capacity available =50kVA. | --> | 0.0475 | 0 | 0 | 0.05 | 0 |  | --> | C15 ex TOOMEVARA | Toomevara [T42] | NENAGH |  | 52.8864 | -8.0168
MV/LV Substation CA***689 |  | 20 kV | _ | LV | 50 kVA :Pole Substation | 0.05 | --> | 0.05 | 0 | 0 | Constrained,otherwise capacity available =49kVA. | --> | 0.0475 | 0 | 0 | 0.050152 | 0 |  | --> | E11 ex KILCOLGAN | Kilcolgan [T42,T421] | GALWAY 110KV |  | 53.1996 | -8.8614
MV/LV Substation CA***689 |  | 10 kV | _ | LV | 200 kVA :Pole Substation | 0.2 | --> | 0.2 | 0 | 0 | Constrained,otherwise capacity available =128kVA. | --> | 0.19 | 0 | 0 | 0.21065 | 0 |  | --> | C20 ex ORANMORE | Oranmore [T41,T44] | GALWAY 110KV |  | 53.3051 | -8.9395
MV/LV Substation CA***689X |  | 10 kV | _ | LV | 400 kVA :Kiosk Substation | 0.4 | --> | 0.4 | 0.245 | 0.8 |  | --> | 0.38 | 0 | 0 | 0.42288 | 0 |  | --> | C20 ex MANOR STREET | Manor Street [T41,T42] | WATERFORD |  | 52.2564 | -7.1128
MV/LV Substation CA***690Y |  | 10 kV | _ | LV | 630 kVA :Building Structure | 0.63 | --> | 0.63 | 0 | 0 | Constrained,otherwise capacity available =480kVA. | --> | 0.5985 | 0 | 0.03705 | 0.5 | 0 |  | --> | C13 ex ROSCOMMON | Roscommon [T41,T42] | LANESBORO |  | 53.6289 | -8.1855
MV/LV Substation CA***690Z |  | 10 kV | _ | LV | 50 kVA :Pole Substation | 0.05 | --> | 0.05 | 0 | 0 | Constrained,otherwise capacity available =48kVA. | --> | 0.0475 | 0 | 0 | 0.050303 | 0 |  | --> | C16 ex RIVERSTOWN | Riverstown [T41,T42] | KILBARRY |  | 51.9964 | -8.3369
MV/LV Substation CA***691Y |  | 20 kV | _ | LV | 200 kVA :Kiosk Substation | 0.2 | --> | 0.2 | 0.149 | 13.8 |  | --> | 0.19 | 0 | 0.008892 | 0.2076 | 0 |  | --> | C14 ex SINGLAND | Singland [T101,T102] | SINGLAND |  | 52.593 | -8.4765
MV/LV Substation CA***692X |  | 20 kV | _ | LV | 100 kVA :Pole Substation | 0.1 | --> | 0.1 | 0.073 | 2.5 |  | --> | 0.095 | 0 | 0.070765 | 0.10402 | 0 |  | --> | E11 ex BAGENALSTOWN | Bagenalstown [T421,T422] | CARLOW |  | 52.7038 | -6.9443
MV/LV Substation CA***692X |  | 10 kV | _ | LV | 200 kVA :Pole Substation | 0.2 | --> | 0.2 | 0 | 0 | Constrained,otherwise capacity available =170kVA. | --> | 0.19 | 0 | 0 | 0.2045 | 0 |  | --> | C30 ex KINSALE | Kinsale [T41,T42] | BANDON |  | 51.6536 | -8.5951
MV/LV Substation CA***693X |  | 10 kV | _ | LV | 630 kVA :Kiosk Substation | 0.63 | --> | 0.63 | 0 | 0 | Constrained,otherwise capacity available =500kVA. | --> | 0.5985 | 0 | 0.009633 | 0.5 | 0 |  | --> | C18 ex MAYFIELD | Mayfield [T41,T42] | KILBARRY |  | 51.9116 | -8.4483
MV/LV Substation CA***694 |  | 20 kV | _ | LV | 200 kVA :Pole Substation | 0.2 | --> | 0.2 | 0 | 0 | Constrained,otherwise capacity available =160kVA. | --> | 0.19 | 0 | 0 | 0.20598 | 0 |  | --> | E19 ex SHILLELAGH | Shillelagh [T421,T422] | CARLOW |  | 52.7133 | -6.4917
MV/LV Substation CA***694X |  | 10 kV | _ | LV | 50 kVA :Pole Substation | 0.05 | --> | 0.05 | 0 | 0 | Constrained,otherwise capacity available =44kVA. | --> | 0.0475 | 0 | 0 | 0.050903 | 0 |  | --> | C22 ex SKIBBEREEN | Skibbereen [T41,T42] | DUNMANWAY |  | 51.5914 | -9.3785
MV/LV Substation CA***694X |  | 20 kV | _ | LV | 50 kVA :Pole Substation | 0.05 | --> | 0.05 | 0.04 | 1 |  | --> | 0.0475 | 0 | 0 | 0.051496 | 0 |  | --> | E12 ex LONGFORD | Longford [T421,T422] | RICHMOND |  | 53.9214 | -7.6677
MV/LV Substation CA***694X |  | 10 kV | _ | LV | 50 kVA :Pole Substation | 0.05 | --> | 0.05 | 0 | 0 | Constrained,otherwise capacity available =30kVA. | --> | 0.0475 | 0 | 0 | 0 | 0 | Constrained,otherwise capacity available =52.9kW. | --> | C13 ex CURRAGLASS | Curraglass [T41] | BARRYMORE |  | 52.1041 | -8.0709
MV/LV Substation CA***695Y |  | 20 kV | _ | LV | 400 kVA :Kiosk Substation | 0.4 | --> | 0.4 | 0 | 0 | Constrained,otherwise capacity available =240kVA. | --> | 0.38 | 0 | 0.080028 | 0.42359 | 0 |  | --> | E12 ex ACADEMY STREET | Academy Street [T421,T422,T44] | NAVAN |  | 53.6339 | -6.6502
MV/LV Substation CA***697 |  | 20 kV | _ | LV | 50 kVA :Pole Substation | 0.05 | --> | 0.05 | 0.049 | 4.4 |  | --> | 0.0475 | 0 | 0 | 0 | 0 | Constrained,otherwise capacity available =50.2kW. | --> | E18 ex STRANORLAR | Stranorlar [T421,T422] | LETTERKENNY |  | 54.7967 | -7.7341
MV/LV Substation CA***698 |  | 20 kV | _ | LV | 400 kVA :Kiosk Substation | 0.4 | --> | 0.4 | 0.353 | 3.3 |  | --> | 0.38 | 0 | 0 | 0.40707 | 0 |  | --> | E18 ex BALLYBUNION | Ballybunion [T421,T422] | TRIEN |  | 52.5118 | -9.6747
MV/LV Substation CA***699 |  | 10 kV | _ | LV | 400 kVA :Kiosk Substation | 0.4 | --> | 0.4 | 0 | 0 | Constrained,otherwise capacity available =373kVA. | --> | 0.38 | 0 | 0.010374 | 0.40408 | 0 |  | --> | C15 ex MAYFIELD | Mayfield [T41,T42] | KILBARRY |  | 51.9206 | -8.3989
MV/LV Substation CA***699Y |  | 10 kV | _ | LV | 400 kVA :Kiosk Substation | 0.4 | --> | 0.4 | 0.335 | 2.7 |  | --> | 0.38 | 0 | 0 | 0.40707 | 0 |  | --> | C24 ex MONFIN | Monfin [T41,T42] | WEXFORD |  | 52.4929 | -6.5393
MV/LV Substation CA***701 |  | 20 kV | _ | LV | 50 kVA :Pole Substation | 0.05 | --> | 0.05 | 0.048 | 2.3 |  | --> | 0.0475 | 0 | 0 | 0.050303 | 0 |  | --> | E13 ex AGHADA | Aghada [T721] | N/A |  | 51.8329 | -8.219
MV/LV Substation CA***702X |  | 20 kV | _ | LV | 200 kVA :Pole Substation | 0.2 | --> | 0.2 | 0 | 0 | Constrained,otherwise capacity available =189kVA. | --> | 0.19 | 0 | 0 | 0.20166 | 0 |  | --> | E15 ex DULEEK | Duleek [T421,T422] | DRYBRIDGE |  | 53.6349 | -6.4009
MV/LV Substation CA***702X |  | 10 kV | _ | LV | 400 kVA :Building Structure | 0.4 | --> | 0.4 | 0.4 | 1.1 |  | --> | 0.38 | 0 | 0 | 0 | 0 | Constrained,otherwise capacity available =400kW. | --> | C18 ex NEWCASTLEWEST | Newcastlewest [T41,T42] | RATHKEALE |  | 52.4294 | -9.0108
MV/LV Substation CA***703 |  | 20 kV | _ | LV | 50 kVA :Pole Substation | 0.05 | --> | 0.05 | 0 | 0 | Constrained,otherwise capacity available =39kVA. | --> | 0.0475 | 0 | 0 | 0 | 0 | Constrained,otherwise capacity available =51.6kW. | --> | C18 ex COOLCARRON | Coolcarron [T41,T42] | BARRYMORE |  | 52.1399 | -8.2446
MV/LV Substation CA***703X |  | 10 kV | _ | LV | 100 kVA :Pole Substation | 0.1 | --> | 0.1 | 0.05 | 1.1 |  | --> | 0.095 | 0 | 0 | 0 | 0 | Constrained,otherwise capacity available =107.3kW. | --> | C18 ex NEWCASTLEWEST | Newcastlewest [T41,T42] | RATHKEALE |  | 52.4299 | -9.0086
MV/LV Substation CA***703Y |  | 10 kV | _ | LV | 200 kVA :Kiosk Substation | 0.2 | --> | 0.2 | 0 | 0 | Constrained,otherwise capacity available =194kVA. | --> | 0.19 | 0 | 0 | 0.20091 | 0 |  | --> | C16 ex RATHMULLAN | Rathmullan [T41,T42] | DRYBRIDGE |  | 53.7098 | -6.3734
MV/LV Substation CA***705 |  | 10 kV | _ | LV | 200 kVA :Kiosk Substation | 0.2 | --> | 0.2 | 0.073 | 4.3 |  | --> | 0.19 | 0 | 0.021489 | 0.2184 | 0 |  | --> | C14 ex DEANSGRANGE | Deansgrange [T41,T42] | CARRICKMINES |  | 53.2853 | -6.1867
MV/LV Substation CA***705 |  | 20 kV | _ | LV | 200 kVA :Pole Substation | 0.2 | --> | 0.2 | 0.165 | 1.4 |  | --> | 0.19 | 0 | 0.009633 | 0.20525 | 0 |  | --> | E13 ex KILLINICK | Killinick [T421,T422] | WEXFORD |  | 52.1985 | -6.3673
MV/LV Substation CA***706Z |  | 10 kV | _ | LV | 200 kVA :Pole Substation | 0.2 | --> | 0.2 | 0 | 0 | Constrained,otherwise capacity available =164kVA. | --> | 0.19 | 0 | 0 | 0.20539 | 0 |  | --> | C17 ex TUAM NORTH | Tuam North [T41,T42] | CLOON |  | 53.5068 | -8.8207
MV/LV Substation CA***708 |  | 10 kV | _ | LV | 630 kVA :Kiosk Substation | 0.63 | --> | 0.63 | 0 | 0 | Constrained,otherwise capacity available =260kVA. | --> | 0.5985 | 0 | 0.011856 | 0.5 | 0 |  | --> | C11 ex PHIBSBORO | Phibsboro [T41,T42] | FINGLAS |  | 53.3607 | -6.2819
MV/LV Substation CA***708X |  | 10 kV | _ | LV | 50 kVA :Pole Substation | 0.05 | --> | 0.05 | 0.047 | 1.8 |  | --> | 0.0475 | 0 | 0 | 0.050453 | 0 |  | --> | C15 ex RANDALSTOWN | Randalstown [T41] | NAVAN |  | 53.6869 | -6.7711
MV/LV Substation CA***710 |  | 20 kV | _ | LV | 200 kVA :Pole Substation | 0.2 | --> | 0.2 | 0 | 0 | Constrained,otherwise capacity available =162kVA. | --> | 0.19 | 0 | 0 | 0.20569 | 0 |  | --> | E15 ex DULEEK | Duleek [T421,T422] | DRYBRIDGE |  | 53.6773 | -6.3891
MV/LV Substation CA***710X |  | 20 kV | _ | LV | 50 kVA :Pole Substation | 0.05 | --> | 0.05 | 0 | 0 | Constrained,otherwise capacity available =50kVA. | --> | 0.0475 | 0 | 0 | 0.05 | 0 |  | --> | E18 ex CREAGH | Creagh [T421,T422] | ATHLONE |  | 53.3625 | -8.3212
MV/LV Substation CA***711Y |  | 10 kV | _ | LV | 400 kVA :Kiosk Substation | 0.4 | --> | 0.4 | 0.341 | 1 |  | --> | 0.38 | 0 | 0.001482 | 0.40886 | 0 |  | --> | C22 ex TYCOR | Tycor [T41,T42] | WATERFORD |  | 52.2594 | -7.1513
MV/LV Substation CA***712Y |  | 10 kV | _ | LV | 630 kVA :Kiosk Substation | 0.63 | --> | 0.63 | 0 | 0 | Constrained,otherwise capacity available =437kVA. | --> | 0.5985 | 0 | 0.002223 | 0.5 | 0 |  | --> | C21 ex WATERFORD IND EST | Waterford Ind Est [T41,T42,T44] | BUTLERSTOWN |  | 52.2332 | -7.1391
MV/LV Substation CA***714 |  | 10 kV | _ | LV | 100 kVA :Pole Substation | 0.1 | --> | 0.1 | 0.052 | 3 |  | --> | 0.095 | 0 | 0.002964 | 0 | 0 | Constrained,otherwise capacity available =107kW. | --> | C21 ex BALLYRAINE | Ballyraine [T41,T42] | LETTERKENNY |  | 54.9798 | -7.7261
MV/LV Substation CA***714Y |  | 20 kV | _ | LV | 200 kVA :Kiosk Substation | 0.2 | --> | 0.2 | 0 | 0 | Constrained,otherwise capacity available =55kVA. | --> | 0.19 | 0 | 0.013338 | 0.22087 | 0 |  | --> | E16 ex ACADEMY STREET | Academy Street [T421,T422,T44] | NAVAN |  | 53.6382 | -6.6899
MV/LV Substation CA***715Z |  | 10 kV | _ | LV | 630 kVA :Building Structure | 0.63 | --> | 0.63 | 0 | 0 | Constrained,otherwise capacity available =500kVA. | --> | 0.5985 | 0 | 0 | 0.5 | 0 |  | --> | C19 ex KILMORE | Kilmore [T101,T102,T103] | FINGLAS |  | 53.4154 | -6.2416
MV/LV Substation CA***717 |  | 10 kV | _ | LV | 50 kVA :Pole Substation | 0.05 | --> | 0.05 | 0 | 0 | Constrained,otherwise capacity available =35kVA. | --> | 0.0475 | 0 | 0 | 0.052228 | 0 |  | --> | C21 ex CLONMINCH | Clonminch [T41,T422] | THORNSBERRY |  | 53.2413 | -7.4081
MV/LV Substation CA***717Y |  | 10 kV | _ | LV | 50 kVA :Pole Substation | 0.05 | --> | 0.05 | 0 | 0 | Constrained,otherwise capacity available =44kVA. | --> | 0.0475 | 0 | 0.004446 | 0.050903 | 0 |  | --> | C11 ex HOLYCROSS ROAD | Holycross Road [T41,T42] | THURLES |  | 52.6501 | -7.8362
MV/LV Substation CA***717Y |  | 10 kV | _ | LV | 200 kVA :Kiosk Substation | 0.2 | --> | 0.2 | 0 | 0 | Constrained,otherwise capacity available =153kVA. | --> | 0.19 | 0 | 0.019266 | 0 | 0 | Constrained,otherwise capacity available =207kW. | --> | C19 ex CURRAGLASS | Curraglass [T41] | BARRYMORE |  | 52.0922 | -8.0998
MV/LV Substation CA***718Y |  | 10 kV | _ | LV | 400 kVA :Kiosk Substation | 0.4 | --> | 0.4 | 0.366 | 3 |  | --> | 0.38 | 0 | 0 | 0.40513 | 0 |  | --> | C18 ex NENAGH | Nenagh [T41,T42] | NENAGH |  | 52.8674 | -8.2048
MV/LV Substation CA***719 |  | 20 kV | _ | LV | 400 kVA :Kiosk Substation | 0.4 | --> | 0.4 | 0 | 0 | Constrained,otherwise capacity available =279kVA. | --> | 0.38 | 0 | 0.010374 | 0 | 0 | Constrained,otherwise capacity available =418kW. | --> | C21 ex MILFORD (NR) | Milford (nr) [T41,T42] | LETTERKENNY |  | 55.1769 | -7.7928
MV/LV Substation CA***719 |  | 10 kV | _ | LV | 50 kVA :Pole Substation | 0.05 | --> | 0.05 | 0.046 | 3.1 |  | --> | 0.0475 | 0 | 0.004446 | 0.050604 | 0 |  | --> | C11 ex BELLFIELD | Bellfield [T41,T42] | CRANE |  | 52.5044 | -6.5904
MV/LV Substation CA***719X |  | 10 kV | _ | LV | 1000 kVA :Building Structure | 1 | --> | 1 | 0.5 | 1 |  | --> | 0.95 | 0 | 0 | 0.5 | 0 |  | --> | C14 ex NEWMARKET (DR) | Newmarket (dr) [T41] | FRANCIS STREET |  | 53.3363 | -6.2871
MV/LV Substation CA***719Y |  | 20 kV | _ | LV | 100 kVA :Pole Substation | 0.1 | --> | 0.1 | 0.084 | 1.4 |  | --> | 0.095 | 0 | 0.008151 | 0.1024 | 0 |  | --> | E13 ex KILLINICK | Killinick [T421,T422] | WEXFORD |  | 52.1986 | -6.3538
MV/LV Substation CA***720 |  | 20 kV | _ | LV | 400 kVA :Kiosk Substation | 0.4 | --> | 0.4 | 0.216 | 1.8 |  | --> | 0.38 | 0 | 0.00741 | 0.42701 | 0 |  | --> | E18 ex BIRDHILL | Birdhill [T421,T422] | ARDNACRUSHA |  | 52.7135 | -8.4995
MV/LV Substation CA***720X |  | 10 kV | _ | LV | 200 kVA :Pole Substation | 0.2 | --> | 0.2 | 0 | 0 | Constrained,otherwise capacity available =198kVA. | --> | 0.19 | 0 | 0 | 0 | 0 | Constrained,otherwise capacity available =200.3kW. | --> | C16 ex PALLAS | Pallas [T41,T42] | PORTLAOISE |  | 53.064 | -7.4098
MV/LV Substation CA***721Z |  | 10 kV | _ | LV | 200 kVA :Kiosk Substation | 0.2 | --> | 0.2 | 0.177 | 16.1 |  | --> | 0.19 | 0 | 0.003705 | 0.20346 | 0 |  | --> | E14 ex WEXFORD | Wexford [T121,T122] | WEXFORD |  | 52.3305 | -6.4966
MV/LV Substation CA***722X |  | 20 kV | _ | LV | 50 kVA :Pole Substation | 0.05 | --> | 0.05 | 0.029 | 4.2 |  | --> | 0.0475 | 0 | 0 | 0.053092 | 0 |  | --> | E16 ex JENKINSTOWN | Jenkinstown [T421,T422] | DUNDALK |  | 53.9941 | -6.2231
MV/LV Substation CA***723Y |  | 20 kV | _ | LV | 1000 kVA :Building Structure | 1 | --> | 1 | 0 | 0 | Constrained,otherwise capacity available =500kVA. | --> | 0.95 | 0 | 0 | 0.5 | 0 |  | --> | E12 ex CARRIGSHANE | Carrigshane [T422] | MIDLETON |  | 51.9101 | -8.0663
MV/LV Substation CA***724 |  | 20 kV | _ | LV | 50 kVA :Pole Substation | 0.05 | --> | 0.05 | 0.044 | 7.2 |  | --> | 0.0475 | 0 | 0.005187 | 0.050903 | 0 |  | --> | C06 ex AHANE | Ahane [T102] | AHANE |  | 52.6713 | -8.5192
MV/LV Substation CA***724 |  | 10 kV | _ | LV | 100 kVA :Pole Substation | 0.1 | --> | 0.1 | 0.081 | 2.2 |  | --> | 0.095 | 0 | 0 | 0.10284 | 0 |  | --> | C26 ex BAILIEBORO | Bailieboro [T41,T42] | MEATH HILL |  | 53.9333 | -6.986
MV/LV Substation CA***725X |  | 10 kV | _ | LV | 100 kVA :Pole Substation | 0.1 | --> | 0.1 | 0 | 0 | Constrained,otherwise capacity available =77kVA. | --> | 0.095 | 0 | 0 | 0 | 0 | Constrained,otherwise capacity available =103.4kW. | --> | C18 ex MOUNTRATH | Mountrath [T41,T42] | PORTLAOISE |  | 53.0042 | -7.5906
MV/LV Substation CA***725X |  | 20 kV | _ | LV | 50 kVA :Pole Substation | 0.05 | --> | 0.05 | 0 | 0 | Constrained,otherwise capacity available =49kVA. | --> | 0.0475 | 0 | 0 | 0 | 0 | Constrained,otherwise capacity available =50.2kW. | --> | E12 ex MACROOM | Macroom [T422] | MACROOM |  | 51.9938 | -8.8963
MV/LV Substation CA***726 |  | 10 kV | _ | LV | 400 kVA :Building Structure | 0.4 | --> | 0.4 | 0.27 | 2.3 |  | --> | 0.38 | 0 | 0 | 0.41927 | 0 |  | --> | C19 ex BALLYRICKARD | Ballyrickard [T41,T42] | TRALEE |  | 52.2708 | -9.7063
MV/LV Substation CA***726X |  | 10 kV | _ | LV | 50 kVA :Pole Substation | 0.05 | --> | 0.05 | 0.05 | 2.1 |  | --> | 0.0475 | 0 | 0 | 0.05 | 0 |  | --> | C13 ex BUTTEVANT | Buttevant [T41,T42] | MALLOW |  | 52.2313 | -8.5463
MV/LV Substation CA***726X |  | 10 kV | _ | LV | 100 kVA :Pole Substation | 0.1 | --> | 0.1 | 0 | 0 | Constrained,otherwise capacity available =59kVA. | --> | 0.095 | 0 | 0.00741 | 0.10604 | 0 |  | --> | C16 ex DERRYCRAMPH | Derrycramph [T41,T42] | SHANKILL |  | 53.9838 | -7.3555
MV/LV Substation CA***727 |  | 10 kV | _ | LV | 33 kVA :Pole Substation | 0.033 | --> | 0.033 | 0 | 0 | Constrained,otherwise capacity available =25kVA. | --> | 0.03135 | 0 | 0 | 0.034193 | 0 |  | --> | C11 ex ATHENRY | Athenry [T41,T42] | GALWAY 110KV |  | 53.279 | -8.7623
MV/LV Substation CA***727X |  | 20 kV | _ | LV | 400 kVA :Kiosk Substation | 0.4 | --> | 0.4 | 0 | 0 | Constrained,otherwise capacity available =391kVA. | --> | 0.38 | 0 | 0 | 0.40136 | 0 |  | --> | E11 ex CAVAN | Cavan [T42,T421] | SHANKILL |  | 54.022 | -7.2899
MV/LV Substation CA***728 |  | 20 kV | _ | LV | 50 kVA :Pole Substation | 0.05 | --> | 0.05 | 0.025 | 1.6 |  | --> | 0.0475 | 0 | 0 | 0.053659 | 0 |  | --> | E11 ex CARRIGALLEN | Carrigallen [T421] | CARRICK ON SHANNON |  | 53.9899 | -7.6673
MV/LV Substation CA***728X |  | 10 kV | _ | LV | 200 kVA :Kiosk Substation | 0.2 | --> | 0.2 | 0.182 | 2.2 |  | --> | 0.19 | 0 | 0.003705 | 0.20271 | 0 |  | --> | C19 ex CASTLETOWNROCHE | Castletownroche [T41] | MALLOW |  | 52.1694 | -8.4677
MV/LV Substation CA***728Y |  | 10 kV | _ | LV | 100 kVA :Pole Substation | 0.1 | --> | 0.1 | 0.089 | 1.3 |  | --> | 0.095 | 0 | 0 | 0.10166 | 0 |  | --> | C21 ex CASTLEREA | Castlerea [T41,T42] | CARRICK ON SHANNON |  | 53.7207 | -8.4155
MV/LV Substation CA***730 |  | 20 kV | _ | LV | 50 kVA :Pole Substation | 0.05 | --> | 0.05 | 0 | 0 | Constrained,otherwise capacity available =47kVA. | --> | 0.0475 | 0 | 0 | 0 | 0 | Constrained,otherwise capacity available =50.5kW. | --> | E18 ex CARNDONAGH | Carndonagh [T421,T422] | TRILLICK |  | 55.228 | -7.2671
MV/LV Substation CA***731 |  | 10 kV | _ | LV | 200 kVA :Pole Substation | 0.2 | --> | 0.2 | 0.171 | 5.6 |  | --> | 0.19 | 0 | 0.019266 | 0.20436 | 0 |  | --> | C11 ex KILCOOLE | Kilcoole [T41,T42] | FASSAROE |  | 53.0699 | -6.079
MV/LV Substation CA***733 |  | 20 kV | _ | LV | 100 kVA :Pole Substation | 0.1 | --> | 0.1 | 0 | 0 | Constrained,otherwise capacity available =55kVA. | --> | 0.095 | 0 | 0.004446 | 0.10661 | 0 |  | --> | E16 ex GURRANEBANE | Gurranebane [T421,T422] | OUGHTRAGH |  | 51.7691 | -10.1024
MV/LV Substation CA***733X |  | 10 kV | _ | LV | 50 kVA :Pole Substation | 0.05 | --> | 0.05 | 0 | 0 | Constrained,otherwise capacity available =46kVA. | --> | 0.0475 | 0 | 0 | 0.050604 | 0 |  | --> | C16 ex ATHENRY | Athenry [T41,T42] | GALWAY 110KV |  | 53.3059 | -8.7381
MV/LV Substation CA***734X |  | 20 kV | _ | LV | 50 kVA :Pole Substation | 0.05 | --> | 0.05 | 0.015 | 1.4 |  | --> | 0.0475 | 0 | 0 | 0.055047 | 0 |  | --> | E13 ex KILLINICK | Killinick [T421,T422] | WEXFORD |  | 52.1961 | -6.3488
MV/LV Substation CA***734X |  | 10 kV | _ | LV | 200 kVA :Kiosk Substation | 0.2 | --> | 0.2 | 0 | 0 | Constrained,otherwise capacity available =176kVA. | --> | 0.19 | 0 | 0.002964 | 0.20361 | 0 |  | --> | C15 ex SKIBBEREEN | Skibbereen [T41,T42] | DUNMANWAY |  | 51.5414 | -9.2656
MV/LV Substation CA***734Z |  | 10 kV | _ | LV | 630 kVA :Building Structure | 0.63 | --> | 0.63 | 0 | 0 | Constrained,otherwise capacity available =408kVA. | --> | 0.5985 | 0 | 0 | 0.5 | 0 |  | --> | C17 ex DELVIN | Delvin [T41,T42] | MULLINGAR |  | 53.6526 | -7.0408
MV/LV Substation CA***735 |  | 10 kV | _ | LV | 50 kVA :Pole Substation | 0.05 | --> | 0.05 | 0.034 | 5.3 |  | --> | 0.0475 | 0 | 0.003705 | 0.052373 | 0 |  | --> | C15 ex BALLYTIVNAN | Ballytivnan [T41,T42] | SLIGO |  | 54.27 | -8.4164
MV/LV Substation CA***737 |  | 10 kV | _ | LV | 630 kVA :Building Structure | 0.63 | --> | 0.63 | 0.5 | 13.4 |  | --> | 0.5985 | 0 | 0 | 0.5 | 0 |  | --> | C19 ex POTTERY ROAD | Pottery Road [T101,T102] | CARRICKMINES |  | 53.2789 | -6.1526
MV/LV Substation CA***738Z |  | 10 kV | _ | LV | 200 kVA :Kiosk Substation | 0.2 | --> | 0.2 | 0.2 | 4.6 |  | --> | 0.19 | 0 | 0 | 0.2 | 0 |  | --> | C31 ex CASTLEVIEW | Castleview [T101,T102] | CASTLEVIEW |  | 51.9009 | -8.3701
MV/LV Substation CA***739X |  | 10 kV | _ | LV | 630 kVA :Kiosk Substation | 0.63 | --> | 0.63 | 0.471 | 1.5 |  | --> | 0.5985 | 0 | 0 | 0 | 0 | Constrained,otherwise capacity available =500kW. | --> | C19 ex TURLOUGH ROAD | Turlough Road [T43] | CASTLEBAR |  | 53.8551 | -9.3012
MV/LV Substation CA***739Y |  | 10 kV | _ | LV | 50 kVA :Pole Substation | 0.05 | --> | 0.05 | 0 | 0 | Constrained,otherwise capacity available =48kVA. | --> | 0.0475 | 0 | 0 | 0 | 0 | Constrained,otherwise capacity available =50.3kW. | --> | C15 ex DRUMBEAR | Drumbear [T41,T42] | LISDRUM |  | 54.2247 | -6.9366
MV/LV Substation CA***739Y |  | 20 kV | _ | LV | 200 kVA :Pole Substation | 0.2 | --> | 0.2 | 0 | 0 | Constrained,otherwise capacity available =200kVA. | --> | 0.19 | 0 | 0 | 0.2 | 0 |  | --> | E13 ex BALTINGLASS | Baltinglass [T421,T422] | STRATFORD |  | 52.9155 | -6.835
MV/LV Substation CA***740 |  | 10 kV | _ | LV | 50 kVA :Pole Substation | 0.05 | --> | 0.05 | 0 | 0 | Constrained,otherwise capacity available =37kVA. | --> | 0.0475 | 0 | 0.002964 | 0.051937 | 0 |  | --> | C20 ex ORANMORE | Oranmore [T41,T44] | GALWAY 110KV |  | 53.3123 | -8.8852
MV/LV Substation CA***740X |  | 10 kV | _ | LV | 50 kVA :Pole Substation | 0.05 | --> | 0.05 | 0.05 | 4.5 |  | --> | 0.0475 | 0 | 0 | 0.05 | 0 |  | --> | C11 ex MALLOW | Mallow [T41,T42] | MALLOW |  | 52.1412 | -8.6281
MV/LV Substation CA***741Y |  | 20 kV | _ | LV | 100 kVA :Pole Substation | 0.1 | --> | 0.1 | 0.099 | 3.5 |  | --> | 0.095 | 0 | 0 | 0.10015 | 0 |  | --> | E17 ex BUSH | Bush [T421,T422] | DUNDALK |  | 54.0373 | -6.1827
MV/LV Substation CA***741Z |  | 10 kV | _ | LV | 400 kVA :Kiosk Substation | 0.4 | --> | 0.4 | 0 | 0 | Constrained,otherwise capacity available =396kVA. | --> | 0.38 | 0 | 0 | 0.40061 | 0 |  | --> | C17 ex TOGHER | Togher [T41,T42] | TRABEG |  | 51.8744 | -8.482
MV/LV Substation CA***742 |  | 20 kV | _ | LV | 200 kVA :Pole Substation | 0.2 | --> | 0.2 | 0 | 0 | Constrained,otherwise capacity available =139kVA. | --> | 0.19 | 0 | 0.008892 | 0.20906 | 0 |  | --> | E11 ex MILLTOWN (SR) | Milltown (sr) [T421,T422] | OUGHTRAGH |  | 52.1648 | -9.701
MV/LV Substation CA***743 |  | 20 kV | _ | LV | 50 kVA :Pole Substation | 0.05 | --> | 0.05 | 0.043 | 0.2 |  | --> | 0.0475 | 0 | 0.01482 | 0 | 0 | Constrained,otherwise capacity available =51.1kW. | --> | E15 ex BEALISTOWN | Bealistown [T421,T422] | GREAT ISLAND |  | 52.2373 | -6.7511
MV/LV Substation CA***744 |  | 20 kV | _ | LV | 200 kVA :Pole Substation | 0.2 | --> | 0.2 | 0 | 0 | Constrained,otherwise capacity available =114kVA. | --> | 0.19 | 0 | 0.003705 | 0.21265 | 0 |  | --> | E11 ex MILLTOWN (SR) | Milltown (sr) [T421,T422] | OUGHTRAGH |  | 52.1703 | -9.7009
MV/LV Substation CA***744Y |  | 20 kV | _ | LV | 200 kVA :Kiosk Substation | 0.2 | --> | 0.2 | 0 | 0 | Constrained,otherwise capacity available =118kVA. | --> | 0.19 | 0 | 0.004446 | 0.21208 | 0 |  | --> | E20 ex CLONMINCH | Clonminch [T41,T422] | THORNSBERRY |  | 53.2665 | -7.3364
MV/LV Substation CA***744Y |  | 20 kV | _ | LV | 50 kVA :Pole Substation | 0.05 | --> | 0.05 | 0 | 0 | Constrained,otherwise capacity available =29kVA. | --> | 0.0475 | 0 | 0 | 0.053092 | 0 |  | --> | E20 ex BALLINDERRY | Ballinderry [T41,T422] | MULLINGAR |  | 53.3903 | -7.3753
MV/LV Substation CA***745 |  | 10 kV | _ | LV | 200 kVA :Pole Substation | 0.2 | --> | 0.2 | 0 | 0 | Constrained,otherwise capacity available =194kVA. | --> | 0.19 | 0 | 0 | 0.20091 | 0 |  | --> | C18 ex BALLYHALE | Ballyhale [T42,T421] | KILKENNY |  | 52.4681 | -7.2959
MV/LV Substation CA***747 |  | 20 kV | _ | LV | 100 kVA :Pole Substation | 0.1 | --> | 0.1 | 0.094 | 1.5 |  | --> | 0.095 | 0 | 0 | 0.10091 | 0 |  | --> | E17 ex ACHILL | Achill [T422] | CARROWBEG |  | 53.958 | -9.9688
MV/LV Substation CA***747X |  | 10 kV | _ | LV | 630 kVA :Building Structure | 0.63 | --> | 0.63 | 0 | 0 | Constrained,otherwise capacity available =500kVA. | --> | 0.5985 | 0 | 0 | 0.5 | 0 |  | --> | C19 ex ENNIS NORTH | Ennis North [T41,T42] | ENNIS |  | 52.8748 | -8.9615
MV/LV Substation CA***747X |  | 20 kV | _ | LV | 50 kVA :Pole Substation | 0.05 | --> | 0.05 | 0 | 0 | Constrained,otherwise capacity available =50kVA. | --> | 0.0475 | 0 | 0 | 0.05 | 0 |  | --> | C11 ex RAHEEN | Raheen [T41,T42] | LIMERICK |  | 52.6297 | -8.7101
MV/LV Substation CA***747X |  | 20 kV | _ | LV | 200 kVA :Pole Substation | 0.2 | --> | 0.2 | 0 | 0 | Constrained,otherwise capacity available =134kVA. | --> | 0.19 | 0 | 0 | 0.20978 | 0 |  | --> | C21 ex TERMONFECKIN ROAD | Termonfeckin Road [T41,T42] | DRYBRIDGE |  | 53.7524 | -6.3169
MV/LV Substation CA***748Y |  | 10 kV | _ | LV | 50 kVA :Pole Substation | 0.05 | --> | 0.05 | 0.036794 | 0 | Constrained,otherwise capacity available =38kVA. | --> | 0.0475 | 0 | 0 | 0.05179 | 0 |  | --> | C18 ex CALLAN | Callan [T41,T42] | KILKENNY |  | 52.5158 | -7.3365
MV/LV Substation CA***749 |  | 10 kV | _ | LV | 200 kVA :Pole Substation | 0.2 | --> | 0.2 | 0.134 | 2.3 |  | --> | 0.19 | 0 | 0.005928 | 0.20978 | 0 |  | --> | E18 ex MOY | Moy [T421,T422] | MOY |  | 54.1256 | -9.1587
MV/LV Substation CA***749 |  | 10 kV | _ | LV | 100 kVA :Pole Substation | 0.1 | --> | 0.1 | 0.066 | 2.1 |  | --> | 0.095 | 0 | 0.00741 | 0 | 0 | Constrained,otherwise capacity available =105kW. | --> | C17 ex KILCAR | Kilcar [T41] | BINBANE |  | 54.706 | -8.7245
MV/LV Substation CA***749Y |  | 10 kV | _ | LV | 200 kVA :Kiosk Substation | 0.2 | --> | 0.2 | 0.113 | 1.7 |  | --> | 0.19 | 0 | 0 | 0.2128 | 0 |  | --> | C20 ex ATHY | Athy [T101,T102] | ATHY |  | 52.9951 | -6.9935
MV/LV Substation CA***750X |  | 20 kV | _ | LV | 200 kVA :Pole Substation | 0.2 | --> | 0.2 | 0 | 0 | Constrained,otherwise capacity available =177kVA. | --> | 0.19 | 0 | 0 | 0 | 0 | Constrained,otherwise capacity available =203.5kW. | --> | C14 ex FERMOY NORTH | Fermoy North [T41,T42] | BARRYMORE |  | 52.1986 | -8.1877
MV/LV Substation CA***751X |  | 20 kV | _ | LV | 50 kVA :Pole Substation | 0.05 | --> | 0.05 | 0 | 0 | Constrained,otherwise capacity available =44kVA. | --> | 0.0475 | 0 | 0 | 0.050903 | 0 |  | --> | C23 ex TUAM NORTH | Tuam North [T41,T42] | CLOON |  | 53.5556 | -8.9127
MV/LV Substation CA***751X |  | 10 kV | _ | LV | 100 kVA :Pole Substation | 0.1 | --> | 0.1 | 0.098 | 0.9 |  | --> | 0.095 | 0 | 0 | 0.1003 | 0 |  | --> | C21 ex ROSS CARBERY | Ross Carbery [T41,T42] | DUNMANWAY |  | 51.6319 | -9.0075
MV/LV Substation CA***752X |  | 10 kV | _ | LV | 400 kVA :Kiosk Substation | 0.4 | --> | 0.4 | 0.322 | 6.2 |  | --> | 0.38 | 0 | 0 | 0.41167 | 0 |  | --> | C17 ex CAHIR | Cahir [T41,T42] | CAHIR |  | 52.3864 | -7.9317
MV/LV Substation CA***753 |  | 10 kV | _ | LV | 50 kVA :Pole Substation | 0.05 | --> | 0.05 | 0 | 0 | Constrained,otherwise capacity available =43kVA. | --> | 0.0475 | 0 | 0.004446 | 0.051052 | 0 |  | --> | C20 ex ORANMORE | Oranmore [T41,T44] | GALWAY 110KV |  | 53.307 | -8.9073
MV/LV Substation CA***754 |  | 10 kV | _ | LV | 200 kVA :Kiosk Substation | 0.2 | --> | 0.2 | 0.106 | 13.4 |  | --> | 0.19 | 0 | 0.030381 | 0.21379 | 0 |  | --> | C19 ex POTTERY ROAD | Pottery Road [T101,T102] | CARRICKMINES |  | 53.2784 | -6.1492
MV/LV Substation CA***755Y |  | 10 kV | _ | LV | 630 kVA :Building Structure | 0.63 | --> | 0.63 | 0 | 0 | Constrained,otherwise capacity available =500kVA. | --> | 0.5985 | 0 | 0 | 0.5 | 0 |  | --> | C12 ex KILLACLOYNE | Killacloyne [T41,T42] | MIDLETON |  | 51.9099 | -8.2709
MV/LV Substation CA***756X |  | 20 kV | _ | LV | 50 kVA :Pole Substation | 0.05 | --> | 0.05 | 0 | 0 | Constrained,otherwise capacity available =50kVA. | --> | 0.0475 | 0 | 0 | 0.05 | 0 |  | --> | C12 ex SCARIFF | Scariff [T42] | ENNIS |  | 52.9084 | -8.5091
MV/LV Substation CA***758 |  | 10 kV | _ | LV | 400 kVA :Kiosk Substation | 0.4 | --> | 0.4 | 0.331 | 0.9 |  | --> | 0.38 | 0 | 0 | 0.41034 | 0 |  | --> | C16 ex KIMMAGE | Kimmage [T41,T42] | INCHICORE 220KV |  | 53.3176 | -6.3009
MV/LV Substation CA***761 |  | 10 kV | _ | LV | 400 kVA :Building Structure | 0.4 | --> | 0.4 | 0 | 0 | Constrained,otherwise capacity available =387kVA. | --> | 0.38 | 0 | 0 | 0.40197 | 0 |  | --> | C20 ex ORANMORE | Oranmore [T41,T44] | GALWAY 110KV |  | 53.3016 | -8.9441
MV/LV Substation CA***763 |  | 20 kV | _ | LV | 50 kVA :Pole Substation | 0.05 | --> | 0.05 | 0.044 | 4.4 |  | --> | 0.0475 | 0 | 0 | 0 | 0 | Constrained,otherwise capacity available =50.9kW. | --> | E19 ex STRANORLAR | Stranorlar [T421,T422] | LETTERKENNY |  | 54.7945 | -7.8186
MV/LV Substation CA***764Y |  | 20 kV | _ | LV | 200 kVA :Pole Substation | 0.2 | --> | 0.2 | 0 | 0 | Constrained,otherwise capacity available =192kVA. | --> | 0.19 | 0 | 0.018525 | 0 | 0 | Constrained,otherwise capacity available =201.2kW. | --> | C12 ex BANTRY | Bantry [T41,T42] | BALLYLICKY |  | 51.6231 | -9.5226
MV/LV Substation CA***765 |  | 10 kV | _ | LV | 50 kVA :Pole Substation | 0.05 | --> | 0.05 | 0 | 0 | Constrained,otherwise capacity available =27kVA. | --> | 0.0475 | 0 | 0.003705 | 0 | 0 | Constrained,otherwise capacity available =53.4kW. | --> | C11 ex CLOONLOUGH | Cloonlough [T41,T42] | BARRYMORE |  | 52.2807 | -8.2775
MV/LV Substation CA***765Z |  | 20 kV | _ | LV | 400 kVA :Kiosk Substation | 0.4 | --> | 0.4 | 0.14262 | 0.1 | Constrained,otherwise capacity available =384kVA. | --> | 0.38 | 0 | 0 | 0.40242 | 0 |  | --> | C12 ex CARRIGLAWN | Carriglawn [T41,T42] | WEXFORD |  | 52.3723 | -6.4508
MV/LV Substation CA***767 |  | 10 kV | _ | LV | 400 kVA :Kiosk Substation | 0.4 | --> | 0.4 | 0.346 | 6.7 |  | --> | 0.38 | 0 | 0 | 0.40812 | 0 |  | --> | C20 ex EAST WALL ROAD | East Wall Road [T41,T42] | MCDERMOTT |  | 53.3513 | -6.1991
MV/LV Substation CA***767X |  | 10 kV | _ | LV | 200 kVA :Kiosk Substation | 0.2 | --> | 0.2 | 0.16 | 6 |  | --> | 0.19 | 0 | 0 | 0 | 0 | Constrained,otherwise capacity available =206kW. | --> | C13 ex ARDGEEHA | Ardgeeha [T41,T42] | DOON |  | 52.3672 | -7.693
MV/LV Substation CA***767Y |  | 20 kV | _ | LV | 50 kVA :Pole Substation | 0.05 | --> | 0.05 | 0 | 0 | Constrained,otherwise capacity available =50kVA. | --> | 0.0475 | 0 | 0 | 0.05 | 0 |  | --> | C22 ex ATHLONE | Athlone [T41,T42] | ATHLONE |  | 53.4914 | -8.0324
MV/LV Substation CA***768X |  | 20 kV | _ | LV | 200 kVA :Pole Substation | 0.2 | --> | 0.2 | 0 | 0 | Constrained,otherwise capacity available =187kVA. | --> | 0.19 | 0 | 0.004446 | 0.20196 | 0 |  | --> | E11 ex BALLYDEHOB | Ballydehob [T421] | DUNMANWAY |  | 51.5291 | -9.5515
MV/LV Substation CA***768X |  | 20 kV | _ | LV | 50 kVA :Pole Substation | 0.05 | --> | 0.05 | 0 | 0 | Constrained,otherwise capacity available =48kVA. | --> | 0.0475 | 0 | 0 | 0.050303 | 0 |  | --> | E13 ex BALLINROBE | Ballinrobe [T421,T422] | DALTON |  | 53.7416 | -9.3057
MV/LV Substation CA***769 |  | 10 kV | _ | LV | 400 kVA :Kiosk Substation | 0.4 | --> | 0.4 | 0 | 0 | Constrained,otherwise capacity available =233kVA. | --> | 0.38 | 0 | 0.005187 | 0.42459 | 0 |  | --> | C14 ex COOLMINE | Coolmine [T41,T42] | FINGLAS |  | 53.3839 | -6.4112
MV/LV Substation CA***770Y |  | 20 kV | _ | LV | 100 kVA :Pole Substation | 0.1 | --> | 0.1 | 0 | 0 | Constrained,otherwise capacity available =87kVA. | --> | 0.095 | 0 | 0 | 0.10195 | 0 |  | --> | E20 ex CLONMINCH | Clonminch [T41,T422] | THORNSBERRY |  | 53.2938 | -7.2948
MV/LV Substation CA***771X |  | 10 kV | _ | LV | 630 kVA :Kiosk Substation | 0.63 | --> | 0.63 | 0.5 | 6.5 |  | --> | 0.5985 | 0 | 0 | 0.5 | 0 |  | --> | C17 ex OUGHTERARD | Oughterard [T41,T42] | SCREEB |  | 53.4292 | -9.3191
MV/LV Substation CA***772 |  | 20 kV | _ | LV | 50 kVA :Pole Substation | 0.05 | --> | 0.05 | 0.037 | 1.8 |  | --> | 0.0475 | 0 | 0 | 0.051937 | 0 |  | --> | E11 ex BIRDHILL | Birdhill [T421,T422] | ARDNACRUSHA |  | 52.7173 | -8.3661
MV/LV Substation CA***772Y |  | 20 kV | _ | LV | 400 kVA :Kiosk Substation | 0.4 | --> | 0.4 | 0 | 0 | Constrained,otherwise capacity available =358kVA. | --> | 0.38 | 0 | 0.003705 | 0.40633 | 0 |  | --> | E16 ex ACADEMY STREET | Academy Street [T421,T422,T44] | NAVAN |  | 53.6382 | -6.6928
MV/LV Substation CA***773Y |  | 10 kV | _ | LV | 630 kVA :Building Structure | 0.63 | --> | 0.63 | 0 | 0 | Constrained,otherwise capacity available =500kVA. | --> | 0.5985 | 0 | 0 | 0.5 | 0 |  | --> | C18 ex SRAH | Srah [T41,T42] | THORNSBERRY |  | 53.2877 | -7.5143
MV/LV Substation CA***775 |  | 10 kV | _ | LV | 400 kVA :Building Structure | 0.4 | --> | 0.4 | 0.279 | 1 |  | --> | 0.38 | 0 | 0 | 0.41797 | 0 |  | --> | C17 ex NEWMARKET (DR) | Newmarket (dr) [T41] | FRANCIS STREET |  | 53.3379 | -6.2713
MV/LV Substation CA***776X |  | 20 kV | _ | LV | 50 kVA :Pole Substation | 0.05 | --> | 0.05 | 0 | 0 | Constrained,otherwise capacity available =6kVA. | --> | 0.0475 | 0 | 0 | 0 | 0 | Constrained,otherwise capacity available =56.3kW. | --> | C11 ex MOUNTMELLICK | Mountmellick [T41,T42] | PORTLAOISE |  | 53.1126 | -7.4294
MV/LV Substation CA***776X |  | 10 kV | _ | LV | 50 kVA :Pole Substation | 0.05 | --> | 0.05 | 0 | 0 | Constrained,otherwise capacity available =43kVA. | --> | 0.0475 | 0 | 0 | 0 | 0 | Constrained,otherwise capacity available =51.1kW. | --> | C15 ex DRUMBEAR | Drumbear [T41,T42] | LISDRUM |  | 54.2087 | -6.8356
MV/LV Substation CA***776X |  | 20 kV | _ | LV | 400 kVA :Building Structure | 0.4 | --> | 0.4 | 0.20545 | 0.2 | Constrained,otherwise capacity available =299kVA. | --> | 0.38 | 0 | 0.004446 | 0 | 0 | Constrained,otherwise capacity available =415.1kW. | --> | E16 ex BEALISTOWN | Bealistown [T421,T422] | GREAT ISLAND |  | 52.2862 | -6.9406
MV/LV Substation CA***776X |  | 20 kV | _ | LV | 200 kVA :Pole Substation | 0.2 | --> | 0.2 | 0 | 0 | Constrained,otherwise capacity available =170kVA. | --> | 0.19 | 0 | 0 | 0.2045 | 0 |  | --> | C22 ex ENNISTYMON | Ennistymon [T41,T42] | ENNIS |  | 52.9952 | -9.3065
MV/LV Substation CA***777 |  | 20 kV | _ | LV | 200 kVA :Pole Substation | 0.2 | --> | 0.2 | 0 | 0 | Constrained,otherwise capacity available =128kVA. | --> | 0.19 | 0 | 0.003705 | 0.21065 | 0 |  | --> | E13 ex KILCARRAGH | Kilcarragh [T421,T422] | BUTLERSTOWN |  | 52.1507 | -7.0013
MV/LV Substation CA***777 |  | 10 kV | _ | LV | 400 kVA :Kiosk Substation | 0.4 | --> | 0.4 | 0.29 | 13.4 |  | --> | 0.38 | 0 | 0.053352 | 0.41637 | 0 |  | --> | C21 ex POTTERY ROAD | Pottery Road [T101,T102] | CARRICKMINES |  | 53.2645 | -6.1534
MV/LV Substation CA***778Y |  | 10 kV | _ | LV | 630 kVA :Kiosk Substation | 0.63 | --> | 0.63 | 0 | 0 | Constrained,otherwise capacity available =500kVA. | --> | 0.5985 | 0 | 0 | 0.5 | 0 |  | --> | C12 ex KILLACLOYNE | Killacloyne [T41,T42] | MIDLETON |  | 51.9126 | -8.27
MV/LV Substation CA***780 |  | 10 kV | _ | LV | 400 kVA :Kiosk Substation | 0.4 | --> | 0.4 | 0.314 | 0.9 |  | --> | 0.38 | 0 | 0.002964 | 0.41285 | 0 |  | --> | C18 ex WOODFORD | Woodford [T41,T42] | KNOCKEARAGH |  | 52.0507 | -9.514
MV/LV Substation CA***780Y |  | 20 kV | _ | LV | 50 kVA :Pole Substation | 0.05 | --> | 0.05 | 0.033 | 1.2 |  | --> | 0.0475 | 0 | 0.00741 | 0.052518 | 0 |  | --> | E21 ex CRATLOE | Cratloe [T421,T422] | ARDNACRUSHA |  | 52.7065 | -8.7687
MV/LV Substation CA***781 |  | 10 kV | _ | LV | 100 kVA :Pole Substation | 0.1 | --> | 0.1 | 0.094 | 4.5 |  | --> | 0.095 | 0 | 0.004446 | 0.10091 | 0 |  | --> | C12 ex MALLOW | Mallow [T41,T42] | MALLOW |  | 52.1425 | -8.6134
MV/LV Substation CA***782X |  | 20 kV | _ | LV | 630 kVA :Kiosk Substation | 0.63 | --> | 0.63 | 0 | 0 | Constrained,otherwise capacity available =500kVA. | --> | 0.5985 | 0 | 0 | 0.5 | 0 |  | --> | E18 ex BALLINROBE | Ballinrobe [T421,T422] | DALTON |  | 53.6363 | -9.2373
MV/LV Substation CA***784 |  | 10 kV | _ | LV | 200 kVA :Pole Substation | 0.2 | --> | 0.2 | 0.124 | 2.2 |  | --> | 0.19 | 0 | 0 | 0.21122 | 0 |  | --> | C19 ex CASTLETOWNROCHE | Castletownroche [T41] | MALLOW |  | 52.1725 | -8.461
MV/LV Substation CA***789X |  | 20 kV | _ | LV | 50 kVA :Pole Substation | 0.05 | --> | 0.05 | 0.044 | 18.8 |  | --> | 0.0475 | 0 | 0 | 0.050903 | 0 |  | --> | E13 ex HARTNETTS CROSS | Hartnetts Cross [T121,T422] | HARTNETTS CROSS |  | 51.8761 | -9.246
MV/LV Substation CA***790 |  | 20 kV | _ | LV | 200 kVA :Pole Substation | 0.2 | --> | 0.2 | 0 | 0 | Constrained,otherwise capacity available =139kVA. | --> | 0.19 | 0 | 0.005928 | 0.20906 | 0 |  | --> | E17 ex INCH | Inch [T421,T422] | OUGHTRAGH |  | 52.2213 | -9.9082
MV/LV Substation CA***790 |  | 10 kV | _ | LV | 50 kVA :Pole Substation | 0.05 | --> | 0.05 | 0.05 | 6.2 |  | --> | 0.0475 | 0 | 0 | 0.05 | 0 |  | --> | C22 ex CAHIR | Cahir [T41,T42] | CAHIR |  | 52.3668 | -7.9278
MV/LV Substation CA***791 |  | 20 kV | _ | LV | 100 kVA :Pole Substation | 0.1 | --> | 0.1 | 0 | 0 | Constrained,otherwise capacity available =78kVA. | --> | 0.095 | 0 | 0.003705 | 0.10329 | 0 |  | --> | E17 ex INCH | Inch [T421,T422] | OUGHTRAGH |  | 52.224 | -9.9119
MV/LV Substation CA***792 |  | 20 kV | _ | LV | 100 kVA :Pole Substation | 0.1 | --> | 0.1 | 0.086 | 1.5 |  | --> | 0.095 | 0 | 0 | 0.1021 | 0 |  | --> | E17 ex ACHILL | Achill [T422] | CARROWBEG |  | 53.9791 | -10.0497
MV/LV Substation CA***793X |  | 20 kV | _ | LV | 100 kVA :Pole Substation | 0.1 | --> | 0.1 | 0.099 | 4.2 |  | --> | 0.095 | 0 | 0 | 0.10015 | 0 |  | --> | E15 ex JENKINSTOWN | Jenkinstown [T421,T422] | DUNDALK |  | 54.0933 | -6.3528
MV/LV Substation CA***794 |  | 20 kV | _ | LV | 50 kVA :Pole Substation | 0.05 | --> | 0.05 | 0 | 0 | Constrained,otherwise capacity available =41kVA. | --> | 0.0475 | 0 | 0.012597 | 0.051348 | 0 |  | --> | E17 ex INCH | Inch [T421,T422] | OUGHTRAGH |  | 52.2254 | -9.9284
MV/LV Substation CA***794 |  | 20 kV | _ | LV | 50 kVA :Pole Substation | 0.05 | --> | 0.05 | 0 | 0 | Constrained,otherwise capacity available =39kVA. | --> | 0.0475 | 0 | 0 | 0.051643 | 0 |  | --> | C18 ex TOOMEVARA | Toomevara [T42] | NENAGH |  | 52.8244 | -8.074
MV/LV Substation CA***795X |  | 10 kV | _ | LV | 30 kVA :Pole Substation | 0.03 | --> | 0.03 | 0 | 1.1 |  | --> | 0.0285 | 0 | 0 | 0 | 0 | Constrained,otherwise capacity available =36.1kW. | --> | C16 ex NEWCASTLEWEST | Newcastlewest [T41,T42] | RATHKEALE |  | 52.5083 | -9.0493
MV/LV Substation CA***795X |  | 10 kV | _ | LV | 50 kVA :Pole Substation | 0.05 | --> | 0.05 | 0 | 0 | Constrained,otherwise capacity available =48kVA. | --> | 0.0475 | 0 | 0 | 0.050303 | 0 |  | --> | C12 ex GRANAGH | Granagh [T41,T42] | WATERFORD |  | 52.289 | -7.2243
MV/LV Substation CA***795X |  | 10 kV | _ | LV | 100 kVA :Pole Substation | 0.1 | --> | 0.1 | 0 | 0 | Constrained,otherwise capacity available =82kVA. | --> | 0.095 | 0 | 0 | 0.1027 | 0 |  | --> | C24 ex BISHOPSTOWN | Bishopstown [T41,T42] | KILBARRY |  | 51.8592 | -8.5402
MV/LV Substation CA***795Z |  | 20 kV | _ | LV | 200 kVA :Kiosk Substation | 0.2 | --> | 0.2 | 0.17 | 0.2 |  | --> | 0.19 | 0 | 0 | 0 | 0 | Constrained,otherwise capacity available =204.5kW. | --> | E15 ex BEALISTOWN | Bealistown [T421,T422] | GREAT ISLAND |  | 52.2393 | -6.7292
MV/LV Substation CA***796X |  | 10 kV | _ | LV | 50 kVA :Pole Substation | 0.05 | --> | 0.05 | 0.045 | 2.1 |  | --> | 0.0475 | 0 | 0 | 0.050753 | 0 |  | --> | C13 ex BUTTEVANT | Buttevant [T41,T42] | MALLOW |  | 52.1972 | -8.6282
MV/LV Substation CA***797 |  | 20 kV | _ | LV | 200 kVA :Kiosk Substation | 0.2 | --> | 0.2 | 0.081 | 1.3 |  | --> | 0.19 | 0 | 0.002223 | 0.2173 | 0 |  | --> | E16 ex BALLYCROSSAUN | Ballycrossaun [T421,T422] | SOMERSET |  | 53.0896 | -8.2208
MV/LV Substation CA***797Y |  | 20 kV | _ | LV | 50 kVA :Pole Substation | 0.05 | --> | 0.05 | 0 | 0 | Constrained,otherwise capacity available =48kVA. | --> | 0.0475 | 0 | 0 | 0.050303 | 0 |  | --> | E16 ex ACADEMY STREET | Academy Street [T421,T422,T44] | NAVAN |  | 53.5785 | -6.6259
MV/LV Substation CA***798Y |  | 10 kV | _ | LV | 200 kVA :Kiosk Substation | 0.2 | --> | 0.2 | 0 | 0 | Constrained,otherwise capacity available =134kVA. | --> | 0.19 | 0 | 0.021489 | 0.20978 | 0 |  | --> | C21 ex PORTARLINGTON | Portarlington [T43] | BLAKE |  | 53.1363 | -7.1498
MV/LV Substation CA***798Y |  | 20 kV | _ | LV | 50 kVA :Pole Substation | 0.05 | --> | 0.05 | 0.05 | 13.8 |  | --> | 0.0475 | 0 | 0 | 0.05 | 0 |  | --> | C14 ex SINGLAND | Singland [T101,T102] | SINGLAND |  | 52.5896 | -8.4746
MV/LV Substation CA***799X |  | 10 kV | _ | LV | 400 kVA :Kiosk Substation | 0.4 | --> | 0.4 | 0.27 | 4.5 |  | --> | 0.38 | 0 | 0.025935 | 0.41927 | 0 |  | --> | C11 ex MALLOW | Mallow [T41,T42] | MALLOW |  | 52.138 | -8.6298
MV/LV Substation CA***799X |  | 10 kV | _ | LV | 50 kVA :Pole Substation | 0.05 | --> | 0.05 | 0.04 | 9.5 |  | --> | 0.0475 | 0 | 0.003705 | 0.051496 | 0 |  | --> | C13 ex BANDON | Bandon [T101,T42] | BANDON |  | 51.747 | -8.7602
MV/LV Substation CA***800X |  | 10 kV | _ | LV | 100 kVA :Pole Substation | 0.1 | --> | 0.1 | 0.058 | 7.8 |  | --> | 0.095 | 0 | 0.00741 | 0.10618 | 0 |  | --> | C12 ex CARROWBEG | Carrowbeg [T41,T42] | CARROWBEG |  | 53.8075 | -9.5026
MV/LV Substation CA***800X |  | 10 kV | _ | LV | 50 kVA :Pole Substation | 0.05 | --> | 0.05 | 0 | 0 | Constrained,otherwise capacity available =30kVA. | --> | 0.0475 | 0 | 0.001482 | 0 | 0 | Constrained,otherwise capacity available =52.9kW. | --> | C32 ex CLOYNE | Cloyne [T41] | MIDLETON |  | 51.8583 | -8.135
MV/LV Substation CA***800X |  | 10 kV | _ | LV | 200 kVA :Kiosk Substation | 0.2 | --> | 0.2 | 0 | 0 | Constrained,otherwise capacity available =135kVA. | --> | 0.19 | 0 | 0.031863 | 0.20964 | 0 |  | --> | C15 ex CARRIGALINE | Carrigaline [T41,T42] | BARNAHELY |  | 51.8243 | -8.3976
MV/LV Substation CA***800Z |  | 10 kV | _ | LV | 400 kVA :Kiosk Substation | 0.4 | --> | 0.4 | 0 | 0 | Constrained,otherwise capacity available =357kVA. | --> | 0.38 | 0 | 0.013338 | 0.40648 | 0 |  | --> | C17 ex DOUGLAS | Douglas [T41,T42] | TRABEG |  | 51.8594 | -8.4361
MV/LV Substation CA***801 |  | 10 kV | _ | LV | 1000 kVA :Building Structure | 1 | --> | 1 | 0.5 | 3 |  | --> | 0.95 | 0 | 0.03705 | 0.5 | 0 |  | --> | C37 ex INCHICORE CENTRAL | Inchicore Central [T43,T45] | INCHICORE 220KV |  | 53.3364 | -6.3238
MV/LV Substation CA***801 |  | 20 kV | _ | LV | 100 kVA :Pole Substation | 0.1 | --> | 0.1 | 0 | 0 | Constrained,otherwise capacity available =37kVA. | --> | 0.095 | 0 | 0.00741 | 0 | 0 | Constrained,otherwise capacity available =109.1kW. | --> | E14 ex CASTLELYONS | Castlelyons [T421,T422] | BARRYMORE |  | 52.0892 | -8.234
MV/LV Substation CA***801X |  | 10 kV | _ | LV | 200 kVA :Kiosk Substation | 0.2 | --> | 0.2 | 0 | 0 | Constrained,otherwise capacity available =126kVA. | --> | 0.19 | 0 | 0.048165 | 0.21094 | 0 |  | --> | C15 ex ORANMORE | Oranmore [T41,T44] | GALWAY 110KV |  | 53.2671 | -8.9334
MV/LV Substation CA***801X |  | 10 kV | _ | LV | 50 kVA :Pole Substation | 0.05 | --> | 0.05 | 0 | 0 | Constrained,otherwise capacity available =47kVA. | --> | 0.0475 | 0 | 0 | 0.050453 | 0 |  | --> | C16 ex CLONES | Clones [T41,T42] | SHANKILL |  | 54.1811 | -7.2434
MV/LV Substation CA***801X |  | 10 kV | _ | LV | 400 kVA :Kiosk Substation | 0.4 | --> | 0.4 | 0 | 0 | Constrained,otherwise capacity available =308kVA. | --> | 0.38 | 0 | 0 | 0.41373 | 0 |  | --> | C17 ex CAHIRCALLA | Cahircalla [T41,T42] | ENNIS |  | 52.8402 | -8.9828
MV/LV Substation CA***802 |  | 10 kV | _ | LV | 1000 kVA :Building Structure | 1 | --> | 1 | 0.5 | 0.9 |  | --> | 0.95 | 0 | 0 | 0.5 | 0 |  | --> | C14 ex KIMMAGE | Kimmage [T41,T42] | INCHICORE 220KV |  | 53.3143 | -6.3053
MV/LV Substation CA***802 |  | 20 kV | _ | LV | 100 kVA :Pole Substation | 0.1 | --> | 0.1 | 0.1 | 1.1 |  | --> | 0.095 | 0 | 0 | 0.1 | 0 |  | --> | E12 ex BIRR | Birr [T41,T422] | DALLOW |  | 53.1022 | -7.6975
MV/LV Substation CA***802 |  | 10 kV | _ | LV | 100 kVA :Pole Substation | 0.1 | --> | 0.1 | 0 | 0 | Constrained,otherwise capacity available =83kVA. | --> | 0.095 | 0 | 0.003705 | 0.10255 | 0 |  | --> | C17 ex HOLYCROSS ROAD | Holycross Road [T41,T42] | THURLES |  | 52.7469 | -7.9376
MV/LV Substation CA***804Z |  | 10 kV | _ | LV | 100 kVA :Pole Substation | 0.1 | --> | 0.1 | 0 | 0 | Constrained,otherwise capacity available =93kVA. | --> | 0.095 | 0 | 0 | 0.10106 | 0 |  | --> | C18 ex SALLINS | Sallins [T41,T42] | GRIFFINRATH |  | 53.2832 | -6.6388
MV/LV Substation CA***805 |  | 20 kV | _ | LV | 50 kVA :Pole Substation | 0.05 | --> | 0.05 | 0 | 0 | Constrained,otherwise capacity available =24kVA. | --> | 0.0475 | 0 | 0.011115 | 0.0538 | 0 |  | --> | C15 ex MOATE | Moate [T41,T42] | ATHLONE |  | 53.4282 | -7.7787
MV/LV Substation CA***805 |  | 20 kV | _ | LV | 200 kVA :Pole Substation | 0.2 | --> | 0.2 | 0 | 0 | Constrained,otherwise capacity available =157kVA. | --> | 0.19 | 0 | 0 | 0.20643 | 0 |  | --> | E17 ex INCH | Inch [T421,T422] | OUGHTRAGH |  | 52.2535 | -10.0204
MV/LV Substation CA***805X |  | 10 kV | _ | LV | 1000 kVA :Building Structure | 1 | --> | 1 | 0.5 | 11 |  | --> | 0.95 | 0 | 0 | 0.5 | 0 |  | --> | C16 ex MISERY HILL | Misery Hill [T101,T102] | POOLBEG |  | 53.3452 | -6.2387
MV/LV Substation CA***806Y |  | 10 kV | _ | LV | 200 kVA :Kiosk Substation | 0.2 | --> | 0.2 | 0 | 0 | Constrained,otherwise capacity available =196kVA. | --> | 0.19 | 0 | 0 | 0 | 0 | Constrained,otherwise capacity available =200.6kW. | --> | C20 ex KNOCKMULLEN | Knockmullen [T42,T421] | GREAT ISLAND |  | 52.3823 | -6.9548
MV/LV Substation CA***807 |  | 10 kV | _ | LV | 50 kVA :Pole Substation | 0.05 | --> | 0.05 | 0 | 0 | Constrained,otherwise capacity available =42kVA. | --> | 0.0475 | 0 | 0 | 0.0512 | 0 |  | --> | C18 ex MIDLETON | Midleton [T101,T102] | MIDLETON |  | 52.0188 | -8.2263
MV/LV Substation CA***807 |  | 20 kV | _ | LV | 200 kVA :Pole Substation | 0.2 | --> | 0.2 | 0 | 0 | Constrained,otherwise capacity available =173kVA. | --> | 0.19 | 0 | 0.003705 | 0.20406 | 0 |  | --> | E17 ex INCH | Inch [T421,T422] | OUGHTRAGH |  | 52.2558 | -10.0242
MV/LV Substation CA***808 |  | 10 kV | _ | LV | 50 kVA :Pole Substation | 0.05 | --> | 0.05 | 0 | 0 | Constrained,otherwise capacity available =26kVA. | --> | 0.0475 | 0 | 0 | 0 | 0 | Constrained,otherwise capacity available =53.5kW. | --> | E14 ex CASTLELYONS | Castlelyons [T421,T422] | BARRYMORE |  | 52.0453 | -8.1982
MV/LV Substation CA***808X |  | 10 kV | _ | LV | 1000 kVA :Building Structure | 1 | --> | 1 | 0.5 | 7 |  | --> | 0.95 | 0 | 0 | 0.5 | 0 |  | --> | C43 ex NORTH QUAYS | North Quays [T101,T102,T103] | POOLBEG |  | 53.3499 | -6.2326
MV/LV Substation CA***808X |  | 10 kV | _ | LV | 200 kVA :Pole Substation | 0.2 | --> | 0.2 | 0 | 0 | Constrained,otherwise capacity available =85kVA. | --> | 0.19 | 0 | 0.011115 | 0 | 0 | Constrained,otherwise capacity available =216.7kW. | --> | C11 ex MOUNTRATH | Mountrath [T41,T42] | PORTLAOISE |  | 52.9781 | -7.4932
MV/LV Substation CA***808Y |  | 10 kV | _ | LV | 50 kVA :Pole Substation | 0.05 | --> | 0.05 | 0 | 0 | Constrained,otherwise capacity available =50kVA. | --> | 0.0475 | 0 | 0 | 0.05 | 0 |  | --> | E18 ex FINEA | Finea [T421,T422] | SHANKILL |  | 53.7611 | -7.3278
MV/LV Substation CA***808Z |  | 10 kV | _ | LV | 50 kVA :Pole Substation | 0.05 | --> | 0.05 | 0 | 0 | Constrained,otherwise capacity available =46kVA. | --> | 0.0475 | 0 | 0 | 0.050604 | 0 |  | --> | C26 ex BISHOPSTOWN | Bishopstown [T41,T42] | KILBARRY |  | 51.8939 | -8.5536
MV/LV Substation CA***809Z |  | 20 kV | _ | LV | 50 kVA :Pole Substation | 0.05 | --> | 0.05 | 0 | 0 | Constrained,otherwise capacity available =50kVA. | --> | 0.0475 | 0 | 0 | 0.05 | 0 |  | --> | E16 ex BALLYDEHOB | Ballydehob [T421] | DUNMANWAY |  | 51.5178 | -9.6135
MV/LV Substation CA***810 |  | 10 kV | _ | LV | 50 kVA :Pole Substation | 0.05 | --> | 0.05 | 0.026 | 1.1 |  | --> | 0.0475 | 0 | 0.008151 | 0 | 0 | Constrained,otherwise capacity available =53.5kW. | --> | C16 ex NEWCASTLEWEST | Newcastlewest [T41,T42] | RATHKEALE |  | 52.4935 | -9.1487
MV/LV Substation CA***811 |  | 20 kV | _ | LV | 200 kVA :Pole Substation | 0.2 | --> | 0.2 | 0 | 0 | Constrained,otherwise capacity available =178kVA. | --> | 0.19 | 0 | 0 | 0.20331 | 0 |  | --> | E18 ex GURRANEBANE | Gurranebane [T421,T422] | OUGHTRAGH |  | 51.9216 | -10.2897
MV/LV Substation CA***811Y |  | 20 kV | _ | LV | 50 kVA :Pole Substation | 0.05 | --> | 0.05 | 0.05 | 10.9 |  | --> | 0.0475 | 0 | 0 | 0.05 | 0 |  | --> | C24 ex MULLINGAR | Mullingar [T101,T102] | MULLINGAR |  | 53.625 | -7.4621
MV/LV Substation CA***812Y |  | 10 kV | _ | LV | 630 kVA :Kiosk Substation | 0.63 | --> | 0.63 | 0 | 0 | Constrained,otherwise capacity available =500kVA. | --> | 0.5985 | 0 | 0 | 0.5 | 0 |  | --> | C12 ex ROSCOMMON | Roscommon [T41,T42] | LANESBORO |  | 53.633 | -8.1889
MV/LV Substation CA***813 |  | 20 kV | _ | LV | 100 kVA :Pole Substation | 0.1 | --> | 0.1 | 0 | 0 | Constrained,otherwise capacity available =90kVA. | --> | 0.095 | 0 | 0 | 0.10151 | 0 |  | --> | E17 ex INCH | Inch [T421,T422] | OUGHTRAGH |  | 52.3033 | -10.0286
MV/LV Substation CA***813 |  | 10 kV | _ | LV | 1000 kVA :Kiosk Substation | 1 | --> | 1 | 0 | 0 | Constrained,otherwise capacity available =500kVA. | --> | 0.95 | 0 | 0 | 0.5 | 0 |  | --> | C21 ex BELFIELD | Belfield [T41,T42] | BLACKROCK |  | 53.3053 | -6.2234
MV/LV Substation CA***814Y |  | 20 kV | _ | LV | 400 kVA :Kiosk Substation | 0.4 | --> | 0.4 | 0 | 0 | Constrained,otherwise capacity available =359kVA. | --> | 0.38 | 0 | 0.004446 | 0.40618 | 0 |  | --> | E12 ex CARRIGSHANE | Carrigshane [T422] | MIDLETON |  | 51.9109 | -8.0545
MV/LV Substation CA***815Y |  | 20 kV | _ | LV | 50 kVA :Pole Substation | 0.05 | --> | 0.05 | 0 | 0 | Constrained,otherwise capacity available =46kVA. | --> | 0.0475 | 0 | 0 | 0.050604 | 0 |  | --> | E11 ex BALLYDEHOB | Ballydehob [T421] | DUNMANWAY |  | 51.5319 | -9.4572
MV/LV Substation CA***816X |  | 10 kV | _ | LV | 630 kVA :Kiosk Substation | 0.63 | --> | 0.63 | 0 | 0 | Constrained,otherwise capacity available =443kVA. | --> | 0.5985 | 0 | 0.020748 | 0.5 | 0 |  | --> | C22 ex TYMON | Tymon [T41,T42] | COOKSTOWN |  | 53.2912 | -6.3445
MV/LV Substation CA***817X |  | 10 kV | _ | LV | 25 kVA :Pole Substation | 0.025 | --> | 0.025 | 0.024 | 0.5 |  | --> | 0.02375 | 0 | 0 | 0 | 0 | Constrained,otherwise capacity available =25.2kW. | --> | C20 ex KILMARTIN | Kilmartin [T41] | ARKLOW |  | 53.0423 | -6.1429
MV/LV Substation CA***818 |  | 20 kV | _ | LV | 50 kVA :Pole Substation | 0.05 | --> | 0.05 | 0 | 0 | Constrained,otherwise capacity available =41kVA. | --> | 0.0475 | 0 | 0 | 0.051348 | 0 |  | --> | E30 ex LOUGHREA | Loughrea [T41,T42] | SOMERSET |  | 53.2137 | -8.6308
MV/LV Substation CA***819X |  | 10 kV | _ | LV | 400 kVA :Kiosk Substation | 0.4 | --> | 0.4 | 0.243 | 3.9 |  | --> | 0.38 | 0 | 0 | 0.42316 | 0 |  | --> | C28 ex GALWAY 110KV | Galway 110kv [T102,T103] | GALWAY 110KV |  | 53.2965 | -9.0341
MV/LV Substation CA***820 |  | 20 kV | _ | LV | 50 kVA :Pole Substation | 0.05 | --> | 0.05 | 0 | 0 | Constrained,otherwise capacity available =44kVA. | --> | 0.0475 | 0 | 0 | 0.050903 | 0 |  | --> | E14 ex BALLINROBE | Ballinrobe [T421,T422] | DALTON |  | 53.737 | -9.1842
MV/LV Substation CA***820X |  | 10 kV | _ | LV | 50 kVA :Pole Substation | 0.05 | --> | 0.05 | 0.039 | 1 |  | --> | 0.0475 | 0 | 0 | 0.051643 | 0 |  | --> | E19 ex LONGFORD | Longford [T421,T422] | RICHMOND |  | 53.7122 | -7.8197
MV/LV Substation CA***821 |  | 20 kV | _ | LV | 100 kVA :Pole Substation | 0.1 | --> | 0.1 | 0 | 0 | Constrained,otherwise capacity available =85kVA. | --> | 0.095 | 0 | 0.025935 | 0.10225 | 0 |  | --> | E12 ex MILLTOWN (SR) | Milltown (sr) [T421,T422] | OUGHTRAGH |  | 52.0765 | -9.8531
MV/LV Substation CA***822X |  | 10 kV | _ | LV | 50 kVA :Pole Substation | 0.05 | --> | 0.05 | 0.048 | 9.5 |  | --> | 0.0475 | 0 | 0.003705 | 0.050303 | 0 |  | --> | C14 ex BANDON | Bandon [T101,T42] | BANDON |  | 51.7514 | -8.6999
MV/LV Substation CA***822Y |  | 10 kV | _ | LV | 400 kVA :Building Structure | 0.4 | --> | 0.4 | 0 | 0 | Constrained,otherwise capacity available =400kVA. | --> | 0.38 | 0 | 0 | 0.4 | 0 |  | --> | C18 ex KILLACLOYNE | Killacloyne [T41,T42] | MIDLETON |  | 51.9106 | -8.2858
MV/LV Substation CA***823X |  | 10 kV | _ | LV | 100 kVA :Pole Substation | 0.1 | --> | 0.1 | 0 | 0 | Constrained,otherwise capacity available =70kVA. | --> | 0.095 | 0 | 0.00741 | 0.10446 | 0 |  | --> | C12 ex SALLINS | Sallins [T41,T42] | GRIFFINRATH |  | 53.283 | -6.6886
MV/LV Substation CA***827 |  | 20 kV | _ | LV | 50 kVA :Pole Substation | 0.05 | --> | 0.05 | 0 | 0 | Constrained,otherwise capacity available =27kVA. | --> | 0.0475 | 0 | 0 | 0.053377 | 0 |  | --> | E19 ex DALTON | Dalton [T421,T422] | DALTON |  | 53.7013 | -9.0207
MV/LV Substation CA***828 |  | 20 kV | _ | LV | 50 kVA :Pole Substation | 0.05 | --> | 0.05 | 0.035 | 2 |  | --> | 0.0475 | 0 | 0 | 0 | 0 | Constrained,otherwise capacity available =52.2kW. | --> | E17 ex BALLYMACARRY | Ballymacarry [T421] | TRILLICK |  | 55.0721 | -7.4526
MV/LV Substation CA***828X |  | 20 kV | _ | LV | 100 kVA :Pole Substation | 0.1 | --> | 0.1 | 0 | 0 | Constrained,otherwise capacity available =73kVA. | --> | 0.095 | 0 | 0.005928 | 0.10402 | 0 |  | --> | E19 ex SHILLELAGH | Shillelagh [T421,T422] | CARLOW |  | 52.7111 | -6.5101
MV/LV Substation CA***829Y |  | 10 kV | _ | LV | 400 kVA :Kiosk Substation | 0.4 | --> | 0.4 | 0 | 0 | Constrained,otherwise capacity available =320kVA. | --> | 0.38 | 0 | 0 | 0.41197 | 0 |  | --> | C12 ex SRAH | Srah [T41,T42] | THORNSBERRY |  | 53.2872 | -7.5068
MV/LV Substation CA***830 |  | 20 kV | _ | LV | 50 kVA :Pole Substation | 0.05 | --> | 0.05 | 0.033 | 1.3 |  | --> | 0.0475 | 0 | 0 | 0.052518 | 0 |  | --> | C22 ex CASTLEREA | Castlerea [T41,T42] | CARRICK ON SHANNON |  | 53.8004 | -8.2479
MV/LV Substation CA***830 |  | 10 kV | _ | LV | 50 kVA :Pole Substation | 0.05 | --> | 0.05 | 0 | 0 | Constrained,otherwise capacity available =46kVA. | --> | 0.0475 | 0 | 0 | 0 | 0 | Constrained,otherwise capacity available =50.6kW. | --> | C11 ex RATHDRUM | Rathdrum [T42] | ARKLOW |  | 52.9388 | -6.1397
MV/LV Substation CA***831 |  | 20 kV | _ | LV | 630 kVA :Kiosk Substation | 0.63 | --> | 0.63 | 0 | 0 | Constrained,otherwise capacity available =500kVA. | --> | 0.5985 | 0 | 0 | 0 | 0 | Constrained,otherwise capacity available =500kW. | --> | C14 ex MILFORD (NR) | Milford (nr) [T41,T42] | LETTERKENNY |  | 55.1391 | -7.6693
MV/LV Substation CA***831X |  | 10 kV | _ | LV | 50 kVA :Pole Substation | 0.05 | --> | 0.05 | 0 | 0 | Constrained,otherwise capacity available =43kVA. | --> | 0.0475 | 0 | 0 | 0.051052 | 0 |  | --> | C18 ex NAAS | Naas [T41,T42] | KILTEEL |  | 53.1437 | -6.7106
MV/LV Substation CA***832 |  | 10 kV | _ | LV | 50 kVA :Pole Substation | 0.05 | --> | 0.05 | 0 | 0 | Constrained,otherwise capacity available =45kVA. | --> | 0.0475 | 0 | 0 | 0.050753 | 0 |  | --> | C22 ex ENNISTYMON | Ennistymon [T41,T42] | ENNIS |  | 52.9521 | -9.2814
MV/LV Substation CA***832 |  | 20 kV | _ | LV | 100 kVA :Pole Substation | 0.1 | --> | 0.1 | 0 | 0 | Constrained,otherwise capacity available =89kVA. | --> | 0.095 | 0 | 0 | 0.10166 | 0 |  | --> | E12 ex BALLINROBE | Ballinrobe [T421,T422] | DALTON |  | 53.626 | -9.2167
MV/LV Substation CA***832X |  | 10 kV | _ | LV | 100 kVA :Pole Substation | 0.1 | --> | 0.1 | 0 | 0 | Constrained,otherwise capacity available =50kVA. | --> | 0.095 | 0 | 0.003705 | 0 | 0 | Constrained,otherwise capacity available =107.3kW. | --> | C22 ex PORTLAOISE | Portlaoise [T41,T42] | PORTLAOISE |  | 53.0904 | -7.1679
MV/LV Substation CA***832X |  | 10 kV | _ | LV | 400 kVA :Kiosk Substation | 0.4 | --> | 0.4 | 0.331 | 3.5 |  | --> | 0.38 | 0 | 0.004446 | 0.41034 | 0 |  | --> | C18 ex DUNDALK | Dundalk [T41,T42] | DUNDALK |  | 54.0143 | -6.4239
MV/LV Substation CA***832X |  | 20 kV | _ | LV | 100 kVA :Pole Substation | 0.1 | --> | 0.1 | 0 | 0 | Constrained,otherwise capacity available =94kVA. | --> | 0.095 | 0 | 0 | 0.10091 | 0 |  | --> | E15 ex ASHBOURNE | Ashbourne [T421,T422] | FINGLAS |  | 53.5111 | -6.4036
MV/LV Substation CA***833Z |  | 10 kV | _ | LV | 400 kVA :Kiosk Substation | 0.4 | --> | 0.4 | 0 | 0 | Constrained,otherwise capacity available =299kVA. | --> | 0.38 | 0 | 0.021489 | 0.41505 | 0 |  | --> | C22 ex KILMONEY | Kilmoney [T41,T42] | TRABEG |  | 51.8018 | -8.4026
MV/LV Substation CA***834 |  | 20 kV | _ | LV | 50 kVA :Pole Substation | 0.05 | --> | 0.05 | 0 | 0 | Constrained,otherwise capacity available =50kVA. | --> | 0.0475 | 0 | 0 | 0.05 | 0 |  | --> | C11 ex DRUMQUIN | Drumquin [T42] | ENNIS |  | 52.7981 | -9.1019
MV/LV Substation CA***837 |  | 20 kV | _ | LV | 50 kVA :Pole Substation | 0.05 | --> | 0.05 | 0 | 0 | Constrained,otherwise capacity available =48kVA. | --> | 0.0475 | 0 | 0 | 0 | 0 | Constrained,otherwise capacity available =50.3kW. | --> | E19 ex FOXHOLE | Foxhole [T421,T422] | DUNGARVAN |  | 51.9852 | -7.9176
MV/LV Substation CA***838 |  | 10 kV | _ | LV | 400 kVA :Kiosk Substation | 0.4 | --> | 0.4 | 0.317 | 1.5 |  | --> | 0.38 | 0 | 0.009633 | 0.41241 | 0 |  | --> | C11 ex MONKSTOWN | Monkstown [T41,T42] | BLACKROCK |  | 53.2936 | -6.1818
MV/LV Substation CA***839 |  | 20 kV | _ | LV | 50 kVA :Pole Substation | 0.05 | --> | 0.05 | 0 | 0 | Constrained,otherwise capacity available =39kVA. | --> | 0.0475 | 0 | 0.003705 | 0.051643 | 0 |  | --> | E43 ex CLAREGALWAY | Claregalway [T42,T421] | GALWAY 110KV |  | 53.3607 | -8.9059
MV/LV Substation CA***839 |  | 10 kV | _ | LV | 400 kVA :Kiosk Substation | 0.4 | --> | 0.4 | 0.199 | 1.5 |  | --> | 0.38 | 0 | 0.027417 | 0.42942 | 0 |  | --> | C11 ex MONKSTOWN | Monkstown [T41,T42] | BLACKROCK |  | 53.2919 | -6.182
MV/LV Substation CA***841 |  | 20 kV | _ | LV | 400 kVA :Building Structure | 0.4 | --> | 0.4 | 0.4 | 2 |  | --> | 0.38 | 0 | 0 | 0 | 0 | Constrained,otherwise capacity available =400kW. | --> | E17 ex BALLYMACARRY | Ballymacarry [T421] | TRILLICK |  | 55.1175 | -7.4388
MV/LV Substation CA***841Y |  | 20 kV | _ | LV | 100 kVA :Pole Substation | 0.1 | --> | 0.1 | 0.081 | 5.9 |  | --> | 0.095 | 0 | 0.003705 | 0.10284 | 0 |  | --> | C14 ex CASHEL | Cashel [T41,T42] | CAHIR |  | 52.5188 | -7.8705
MV/LV Substation CA***842Y |  | 20 kV | _ | LV | 400 kVA :Kiosk Substation | 0.4 | --> | 0.4 | 0 | 0 | Constrained,otherwise capacity available =347kVA. | --> | 0.38 | 0 | 0.013338 | 0.40797 | 0 |  | --> | C13 ex MORNINGTON ROAD | Mornington Road [T41,T42] | DRYBRIDGE |  | 53.7104 | -6.2756
MV/LV Substation CA***844 |  | 10 kV | _ | LV | 630 kVA :Kiosk Substation | 0.63 | --> | 0.63 | 0 | 0 | Constrained,otherwise capacity available =451kVA. | --> | 0.5985 | 0 | 0.013338 | 0.5 | 0 |  | --> | C13 ex GLASNEVIN | Glasnevin [T41] | FINGLAS |  | 53.3741 | -6.2679
MV/LV Substation CA***844X |  | 20 kV | _ | LV | 50 kVA :Pole Substation | 0.05 | --> | 0.05 | 0 | 0 | Constrained,otherwise capacity available =25kVA. | --> | 0.0475 | 0 | 0.008151 | 0.053659 | 0 |  | --> | E21 ex FINEA | Finea [T421,T422] | SHANKILL |  | 53.8019 | -7.3923
MV/LV Substation CA***844X |  | 10 kV | _ | LV | 100 kVA :Pole Substation | 0.1 | --> | 0.1 | 0 | 0 | Constrained,otherwise capacity available =65kVA. | --> | 0.095 | 0 | 0.01482 | 0.10518 | 0 |  | --> | C12 ex GRANAGH | Granagh [T41,T42] | WATERFORD |  | 52.2716 | -7.2153
MV/LV Substation CA***844Z |  | 10 kV | _ | LV | 400 kVA :Kiosk Substation | 0.4 | --> | 0.4 | 0 | 0 | Constrained,otherwise capacity available =287kVA. | --> | 0.38 | 0 | 0.012597 | 0.41681 | 0 |  | --> | C22 ex KILMONEY | Kilmoney [T41,T42] | TRABEG |  | 51.8035 | -8.4021
MV/LV Substation CA***849 |  | 20 kV | _ | LV | 100 kVA :Pole Substation | 0.1 | --> | 0.1 | 0 | 0 | Constrained,otherwise capacity available =71kVA. | --> | 0.095 | 0 | 0.005928 | 0.10431 | 0 |  | --> | C12 ex DUNLEER | Dunleer [T41,T42] | DRYBRIDGE |  | 53.7947 | -6.2489
MV/LV Substation CA***850 |  | 10 kV | _ | LV | 100 kVA :Building Structure | 0.1 | --> | 0.1 | 0 | 0 | Constrained,otherwise capacity available =90kVA. | --> | 0.095 | 0 | 0.003705 | 0.10151 | 0 |  | --> | C12 ex CRANMORE | Cranmore [T41,T42] | SLIGO |  | 54.2474 | -8.4541
MV/LV Substation CA***850 |  | 10 kV | _ | LV | 50 kVA :Pole Substation | 0.05 | --> | 0.05 | 0.047 | 2.1 |  | --> | 0.0475 | 0 | 0 | 0 | 0 | Constrained,otherwise capacity available =50.5kW. | --> | C16 ex NEWTOWNCUNNINGHAM | Newtowncunningham [T41,T42] | LETTERKENNY |  | 54.9959 | -7.5124
MV/LV Substation CA***850Y |  | 10 kV | _ | LV | 630 kVA :Building Structure | 0.63 | --> | 0.63 | 0 | 0 | Constrained,otherwise capacity available =500kVA. | --> | 0.5985 | 0 | 0 | 0.5 | 0 |  | --> | C19 ex CASTLETROY | Castletroy [T41,T42] | ARDNACRUSHA |  | 52.6719 | -8.5469
MV/LV Substation CA***851X |  | 20 kV | _ | LV | 200 kVA :Pole Substation | 0.2 | --> | 0.2 | 0 | 0 | Constrained,otherwise capacity available =123kVA. | --> | 0.19 | 0 | 0 | 0.21137 | 0 |  | --> | C18 ex DEERPARK | Deerpark [T41,T42] | BALLYDINE |  | 52.3968 | -7.3414
MV/LV Substation CA***851Y |  | 20 kV | _ | LV | 50 kVA :Pole Substation | 0.05 | --> | 0.05 | 0.019 | 2 |  | --> | 0.0475 | 0 | 0 | 0 | 0 | Constrained,otherwise capacity available =54.5kW. | --> | E14 ex RATHKEALE | Rathkeale [T421,T422] | RATHKEALE |  | 52.5356 | -8.7183
MV/LV Substation CA***852X |  | 20 kV | _ | LV | 50 kVA :Pole Substation | 0.05 | --> | 0.05 | 0.037 | 13.8 |  | --> | 0.0475 | 0 | 0.005928 | 0.051937 | 0 |  | --> | C14 ex SINGLAND | Singland [T101,T102] | SINGLAND |  | 52.6253 | -8.5532
MV/LV Substation CA***852X |  | 10 kV | _ | LV | 400 kVA :Kiosk Substation | 0.4 | --> | 0.4 | 0.318 | 6 |  | --> | 0.38 | 0 | 0.0741 | 0 | 0 | Constrained,otherwise capacity available =412.3kW. | --> | C13 ex ARDGEEHA | Ardgeeha [T41,T42] | DOON |  | 52.3641 | -7.6881
MV/LV Substation CA***853 |  | 20 kV | _ | LV | 50 kVA :Pole Substation | 0.05 | --> | 0.05 | 0.05 | 18.8 |  | --> | 0.0475 | 0 | 0 | 0.05 | 0 |  | --> | E17 ex HARTNETTS CROSS | Hartnetts Cross [T121,T422] | HARTNETTS CROSS |  | 51.9523 | -9.163
MV/LV Substation CA***853X |  | 10 kV | _ | LV | 400 kVA :Kiosk Substation | 0.4 | --> | 0.4 | 0 | 0 | Constrained,otherwise capacity available =372kVA. | --> | 0.38 | 0 | 0.002223 | 0.40423 | 0 |  | --> | C15 ex SKIBBEREEN | Skibbereen [T41,T42] | DUNMANWAY |  | 51.4852 | -9.3708
MV/LV Substation CA***858X |  | 20 kV | _ | LV | 200 kVA :Pole Substation | 0.2 | --> | 0.2 | 0 | 0 | Constrained,otherwise capacity available =193kVA. | --> | 0.19 | 0 | 0 | 0.20106 | 0 |  | --> | E18 ex GARRANACANTY | Garranacanty [T421,T422] | TIPPERARY |  | 52.5771 | -8.1658
MV/LV Substation CA***860X |  | 10 kV | _ | LV | 630 kVA :Building Structure | 0.63 | --> | 0.63 | 0 | 0 | Constrained,otherwise capacity available =500kVA. | --> | 0.5985 | 0 | 0 | 0.5 | 0 |  | --> | C19 ex BALLYMOUNT | Ballymount [T41,T42] | INCHICORE 220KV |  | 53.312 | -6.3471
MV/LV Substation CA***861 |  | 10 kV | _ | LV | 400 kVA :Kiosk Substation | 0.4 | --> | 0.4 | 0 | 0 | Constrained,otherwise capacity available =294kVA. | --> | 0.38 | 0 | 0 | 0.41578 | 0 |  | --> | C18 ex TRIM | Trim [T41,T42] | NAVAN |  | 53.5529 | -6.7879
MV/LV Substation CA***862 |  | 10 kV | _ | LV | 630 kVA :Kiosk Substation | 0.63 | --> | 0.63 | 0 | 0 | Constrained,otherwise capacity available =500kVA. | --> | 0.5985 | 0 | 0.00741 | 0.5 | 0 |  | --> | C11 ex POLLERTON | Pollerton [T41,T42] | CARLOW |  | 52.8396 | -6.9103
MV/LV Substation CA***862X |  | 10 kV | _ | LV | 200 kVA :Kiosk Substation | 0.2 | --> | 0.2 | 0 | 0 | Constrained,otherwise capacity available =138kVA. | --> | 0.19 | 0 | 0 | 0 | 0 | Constrained,otherwise capacity available =209.2kW. | --> | C20 ex CLOONLOUGH | Cloonlough [T41,T42] | BARRYMORE |  | 52.2618 | -8.2693
MV/LV Substation CA***862Y |  | 10 kV | _ | LV | 400 kVA :Kiosk Substation | 0.4 | --> | 0.4 | 0.218 | 3.3 |  | --> | 0.38 | 0 | 0.00741 | 0.42673 | 0 |  | --> | C17 ex GLEBE | Glebe [T41,T42] | RICHMOND |  | 53.7266 | -7.7944
MV/LV Substation CA***863X |  | 10 kV | _ | LV | 400 kVA :Kiosk Substation | 0.4 | --> | 0.4 | 0.354 | 3.9 |  | --> | 0.38 | 0 | 0 | 0.40692 | 0 |  | --> | C21 ex GALWAY 110KV | Galway 110kv [T102,T103] | GALWAY 110KV |  | 53.283 | -8.9899
MV/LV Substation CA***863Y |  | 10 kV | _ | LV | 400 kVA :Kiosk Substation | 0.4 | --> | 0.4 | 0.336 | 13.8 |  | --> | 0.38 | 0 | 0.009633 | 0.4096 | 0 |  | --> | C19 ex SINGLAND | Singland [T101,T102] | SINGLAND |  | 52.6556 | -8.5708
MV/LV Substation CA***863Y |  | 10 kV | _ | LV | 200 kVA :Pole Substation | 0.2 | --> | 0.2 | 0 | 0 | Constrained,otherwise capacity available =200kVA. | --> | 0.19 | 0 | 0 | 0.2 | 0 |  | --> | C20 ex MULGANNON | Mulgannon [T41,T42] | WEXFORD |  | 52.3171 | -6.4799
MV/LV Substation CA***864 |  | 10 kV | _ | LV | 100 kVA :Pole Substation | 0.1 | --> | 0.1 | 0 | 0 | Constrained,otherwise capacity available =32kVA. | --> | 0.095 | 0 | 0.008151 | 0.10982 | 0 |  | --> | C17 ex POLLERTON | Pollerton [T41,T42] | CARLOW |  | 52.8391 | -6.9116
MV/LV Substation CA***865 |  | 10 kV | _ | LV | 400 kVA :Kiosk Substation | 0.4 | --> | 0.4 | 0 | 0 | Constrained,otherwise capacity available =274kVA. | --> | 0.38 | 0 | 0.031122 | 0.41869 | 0 |  | --> | C15 ex TYMON | Tymon [T41,T42] | COOKSTOWN |  | 53.2792 | -6.3351
MV/LV Substation CA***866X |  | 20 kV | _ | LV | 50 kVA :Pole Substation | 0.05 | --> | 0.05 | 0.039 | 0.5 |  | --> | 0.0475 | 0 | 0 | 0.051643 | 0 |  | --> | E11 ex ARDFINNAN | Ardfinnan [T421] | CAHIR |  | 52.3252 | -7.9104
MV/LV Substation CA***867 |  | 20 kV | _ | LV | 400 kVA :Kiosk Substation | 0.4 | --> | 0.4 | 0.359 | 1.8 |  | --> | 0.38 | 0 | 0.00741 | 0.40618 | 0 |  | --> | E18 ex BIRDHILL | Birdhill [T421,T422] | ARDNACRUSHA |  | 52.72 | -8.4974
MV/LV Substation CA***868X |  | 10 kV | _ | LV | 400 kVA :Kiosk Substation | 0.4 | --> | 0.4 | 0.376 | 0.9 |  | --> | 0.38 | 0 | 0.00741 | 0.40363 | 0 |  | --> | C12 ex ROSS CARBERY | Ross Carbery [T41,T42] | DUNMANWAY |  | 51.5746 | -9.04
MV/LV Substation CA***868Y |  | 10 kV | _ | LV | 400 kVA :Kiosk Substation | 0.4 | --> | 0.4 | 0.315 | 13.1 |  | --> | 0.38 | 0 | 0.009633 | 0.41271 | 0 |  | --> | C22 ex MONREAD | Monread [T101,T102] | MONREAD |  | 53.2193 | -6.6792
MV/LV Substation CA***871X |  | 10 kV | _ | LV | 200 kVA :Pole Substation | 0.2 | --> | 0.2 | 0 | 0 | Constrained,otherwise capacity available =150kVA. | --> | 0.19 | 0 | 0.003705 | 0.20745 | 0 |  | --> | C15 ex CARRIGALINE | Carrigaline [T41,T42] | BARNAHELY |  | 51.8162 | -8.3773
MV/LV Substation CA***871X |  | 20 kV | _ | LV | 200 kVA :Kiosk Substation | 0.2 | --> | 0.2 | 0 | 0 | Constrained,otherwise capacity available =166kVA. | --> | 0.19 | 0 | 0 | 0.2051 | 0 |  | --> | E16 ex MILLTOWN (SR) | Milltown (sr) [T421,T422] | OUGHTRAGH |  | 52.0969 | -9.7885
MV/LV Substation CA***872 |  | 20 kV | _ | LV | 50 kVA :Pole Substation | 0.05 | --> | 0.05 | 0 | 0 | Constrained,otherwise capacity available =36kVA. | --> | 0.0475 | 0 | 0 | 0.052083 | 0 |  | --> | E15 ex GORT | Gort [T41,T42] | ENNIS |  | 53.1146 | -8.7936
MV/LV Substation CA***872 |  | 10 kV | _ | LV | 400 kVA :Kiosk Substation | 0.4 | --> | 0.4 | 0.271 | 13.5 |  | --> | 0.38 | 0 | 0.035568 | 0.41913 | 0 |  | --> | C18 ex ENNIS | Ennis [T101,T102] | ENNIS |  | 52.8546 | -8.9658
MV/LV Substation CA***873X |  | 10 kV | _ | LV | 200 kVA :Pole Substation | 0.2 | --> | 0.2 | 0.196 | 1.4 |  | --> | 0.19 | 0 | 0 | 0.20061 | 0 |  | --> | C26 ex KELLS | Kells [T41,T42] | NAVAN |  | 53.7224 | -6.7898
MV/LV Substation CA***874 |  | 20 kV | _ | LV | 50 kVA :Pole Substation | 0.05 | --> | 0.05 | 0.05 | 2.6 |  | --> | 0.0475 | 0 | 0 | 0.05 | 0 |  | --> | C17 ex KILLESHANDRA | Killeshandra [T41,T42] | GORTAWEE |  | 54.0711 | -7.609
MV/LV Substation CA***876Z |  | 20 kV | _ | LV | 200 kVA :Kiosk Substation | 0.2 | --> | 0.2 | 0 | 0 | Constrained,otherwise capacity available =172kVA. | --> | 0.19 | 0 | 0.003705 | 0.20421 | 0 |  | --> | E14 ex BALLINDERRY | Ballinderry [T41,T422] | MULLINGAR |  | 53.4096 | -7.3065
MV/LV Substation CA***877 |  | 20 kV | _ | LV | 50 kVA :Pole Substation | 0.05 | --> | 0.05 | 0.044 | 1.7 |  | --> | 0.0475 | 0 | 0.00741 | 0 | 0 | Constrained,otherwise capacity available =50.9kW. | --> | E15 ex GWEEDORE | Gweedore [T421] | ARDNAGAPPARY |  | 55.1152 | -8.1389
MV/LV Substation CA***877X |  | 10 kV | _ | LV | 400 kVA :Building Structure | 0.4 | --> | 0.4 | 0 | 0 | Constrained,otherwise capacity available =339kVA. | --> | 0.38 | 0 | 0 | 0.40916 | 0 |  | --> | C15 ex ORANMORE | Oranmore [T41,T44] | GALWAY 110KV |  | 53.2676 | -8.9308
MV/LV Substation CA***877Y |  | 10 kV | _ | LV | 50 kVA :Pole Substation | 0.05 | --> | 0.05 | 0 | 0 | Constrained,otherwise capacity available =32kVA. | --> | 0.0475 | 0 | 0 | 0 | 0 | Constrained,otherwise capacity available =52.7kW. | --> | C15 ex BANTRY | Bantry [T41,T42] | BALLYLICKY |  | 51.7537 | -9.3509
MV/LV Substation CA***878 |  | 10 kV | _ | LV | 100 kVA :Pole Substation | 0.1 | --> | 0.1 | 0 | 0 | Constrained,otherwise capacity available =90kVA. | --> | 0.095 | 0 | 0 | 0 | 0 | Constrained,otherwise capacity available =101.5kW. | --> | C11 ex RATHDRUM | Rathdrum [T42] | ARKLOW |  | 52.8849 | -6.2219
MV/LV Substation CA***879X |  | 10 kV | _ | LV | 630 kVA :Building Structure | 0.63 | --> | 0.63 | 0 | 0 | Constrained,otherwise capacity available =500kVA. | --> | 0.5985 | 0 | 0 | 0.5 | 0 |  | --> | C19 ex BALLYMOUNT | Ballymount [T41,T42] | INCHICORE 220KV |  | 53.3121 | -6.3461
MV/LV Substation CA***880 |  | 20 kV | _ | LV | 200 kVA :Pole Substation | 0.2 | --> | 0.2 | 0.123 | 2.8 |  | --> | 0.19 | 0 | 0 | 0.21137 | 0 |  | --> | E14 ex BANGOR ERRIS | Bangor Erris [T421] | BELLACORICK |  | 54.3045 | -9.8289
MV/LV Substation CA***882X |  | 10 kV | _ | LV | 400 kVA :Kiosk Substation | 0.4 | --> | 0.4 | 0 | 0 | Constrained,otherwise capacity available =325kVA. | --> | 0.38 | 0 | 0 | 0.41123 | 0 |  | --> | C12 ex ORANMORE | Oranmore [T41,T44] | GALWAY 110KV |  | 53.2757 | -8.9705
MV/LV Substation CA***883X |  | 10 kV | _ | LV | 100 kVA :Pole Substation | 0.1 | --> | 0.1 | 0 | 0 | Constrained,otherwise capacity available =85kVA. | --> | 0.095 | 0 | 0 | 0.10225 | 0 |  | --> | C16 ex LOUGHREA | Loughrea [T41,T42] | SOMERSET |  | 53.1865 | -8.5176
MV/LV Substation CA***883X |  | 10 kV | _ | LV | 200 kVA :Pole Substation | 0.2 | --> | 0.2 | 0 | 0 | Constrained,otherwise capacity available =185kVA. | --> | 0.19 | 0 | 0 | 0.20226 | 0 |  | --> | C17 ex ROSEHILL | Rosehill [T41,T42] | KILKENNY |  | 52.6041 | -7.3044
MV/LV Substation CA***883X |  | 10 kV | _ | LV | 400 kVA :Kiosk Substation | 0.4 | --> | 0.4 | 0 | 0 | Constrained,otherwise capacity available =354kVA. | --> | 0.38 | 0 | 0.002964 | 0.40692 | 0 |  | --> | C20 ex OLDBAWN | Oldbawn [T41,T42] | COOKSTOWN |  | 53.2728 | -6.3695
MV/LV Substation CA***884 |  | 10 kV | _ | LV | 50 kVA :Pole Substation | 0.05 | --> | 0.05 | 0.043 | 4 |  | --> | 0.0475 | 0 | 0 | 0.051052 | 0 |  | --> | C18 ex BALLYJAMESDUFF | Ballyjamesduff [T41,T42] | SHANKILL |  | 53.8914 | -7.1379
MV/LV Substation CA***885X |  | 20 kV | _ | LV | 50 kVA :Pole Substation | 0.05 | --> | 0.05 | 0 | 0 | Constrained,otherwise capacity available =46kVA. | --> | 0.0475 | 0 | 0 | 0.050604 | 0 |  | --> | E21 ex ASHBOURNE | Ashbourne [T421,T422] | FINGLAS |  | 53.5131 | -6.3152
MV/LV Substation CA***885Y |  | 10 kV | _ | LV | 630 kVA :Building Structure | 0.63 | --> | 0.63 | 0 | 0 | Constrained,otherwise capacity available =500kVA. | --> | 0.5985 | 0 | 0 | 0.5 | 0 |  | --> | C17 ex CLONMINCH | Clonminch [T41,T422] | THORNSBERRY |  | 53.2726 | -7.4962
MV/LV Substation CA***886Y |  | 10 kV | _ | LV | 400 kVA :Kiosk Substation | 0.4 | --> | 0.4 | 0.382 | 13.8 |  | --> | 0.38 | 0 | 0 | 0.40272 | 0 |  | --> | C21 ex SINGLAND | Singland [T101,T102] | SINGLAND |  | 52.6586 | -8.5885
MV/LV Substation CA***888 |  | 10 kV | _ | LV | 100 kVA :Pole Substation | 0.1 | --> | 0.1 | 0 | 0 | Constrained,otherwise capacity available =98kVA. | --> | 0.095 | 0 | 0.002964 | 0.1003 | 0 |  | --> | C17 ex POLLERTON | Pollerton [T41,T42] | CARLOW |  | 52.8407 | -6.9127
MV/LV Substation CA***888X |  | 10 kV | _ | LV | 400 kVA :Kiosk Substation | 0.4 | --> | 0.4 | 0.307 | 1.3 |  | --> | 0.38 | 0 | 0 | 0.41388 | 0 |  | --> | C27 ex CLIFDEN | Clifden [T41,T42] | SCREEB |  | 53.4889 | -10.0198
MV/LV Substation CA***889X |  | 10 kV | _ | LV | 50 kVA :Pole Substation | 0.05 | --> | 0.05 | 0 | 0 | Constrained,otherwise capacity available =40kVA. | --> | 0.0475 | 0 | 0 | 0.051496 | 0 |  | --> | C16 ex KILLACLOYNE | Killacloyne [T41,T42] | MIDLETON |  | 51.925 | -8.3066
MV/LV Substation CA***892 |  | 10 kV | _ | LV | 200 kVA :Kiosk Substation | 0.2 | --> | 0.2 | 0.141 | 11.9 |  | --> | 0.19 | 0 | 0.002223 | 0.20877 | 0 |  | --> | C32 ex SALTHILL | Salthill [T101,T102] | SALTHILL |  | 53.2782 | -9.0836
MV/LV Substation CA***895X |  | 20 kV | _ | LV | 50 kVA :Pole Substation | 0.05 | --> | 0.05 | 0 | 0 | Constrained,otherwise capacity available =39kVA. | --> | 0.0475 | 0 | 0 | 0.051643 | 0 |  | --> | E21 ex MILLTOWN (SR) | Milltown (sr) [T421,T422] | OUGHTRAGH |  | 52.0792 | -9.6701
MV/LV Substation CA***895X |  | 10 kV | _ | LV | 100 kVA :Pole Substation | 0.1 | --> | 0.1 | 0.084 | 1.1 |  | --> | 0.095 | 0 | 0.003705 | 0 | 0 | Constrained,otherwise capacity available =102.4kW. | --> | C18 ex NEWCASTLEWEST | Newcastlewest [T41,T42] | RATHKEALE |  | 52.4324 | -9.0133
MV/LV Substation CA***896 |  | 10 kV | _ | LV | 50 kVA :Pole Substation | 0.05 | --> | 0.05 | 0 | 0 | Constrained,otherwise capacity available =44kVA. | --> | 0.0475 | 0 | 0 | 0 | 0 | Constrained,otherwise capacity available =50.9kW. | --> | C12 ex CULLION | Cullion [T41,T42] | LETTERKENNY |  | 54.933 | -7.7194
MV/LV Substation CA***897X |  | 20 kV | _ | LV | 100 kVA :Pole Substation | 0.1 | --> | 0.1 | 0 | 0 | Constrained,otherwise capacity available =71kVA. | --> | 0.095 | 0 | 0 | 0.10431 | 0 |  | --> | E18 ex GURRANEBANE | Gurranebane [T421,T422] | OUGHTRAGH |  | 51.8252 | -10.2718
MV/LV Substation CA***897X |  | 20 kV | _ | LV | 100 kVA :Pole Substation | 0.1 | --> | 0.1 | 0.082 | 4.2 |  | --> | 0.095 | 0 | 0 | 0.1027 | 0 |  | --> | E15 ex JENKINSTOWN | Jenkinstown [T421,T422] | DUNDALK |  | 54.1089 | -6.3597
MV/LV Substation CA***898Z |  | 10 kV | _ | LV | 200 kVA :Kiosk Substation | 0.2 | --> | 0.2 | 0 | 0 | Constrained,otherwise capacity available =163kVA. | --> | 0.19 | 0 | 0 | 0.20554 | 0 |  | --> | C17 ex DELVIN | Delvin [T41,T42] | MULLINGAR |  | 53.6093 | -7.096
MV/LV Substation CA***899Y |  | 20 kV | _ | LV | 50 kVA :Pole Substation | 0.05 | --> | 0.05 | 0.042 | 2.9 |  | --> | 0.0475 | 0 | 0 | 0 | 0 | Constrained,otherwise capacity available =51.2kW. | --> | E13 ex TELAYDON | Telaydon [T42,T421] | LISDRUM |  | 54.2669 | -7.0219
MV/LV Substation CA***900X |  | 20 kV | _ | LV | 50 kVA :Pole Substation | 0.05 | --> | 0.05 | 0.032 | 1.1 |  | --> | 0.0475 | 0 | 0.010374 | 0.052662 | 0 |  | --> | E14 ex RANDALSTOWN | Randalstown [T422] | NAVAN |  | 53.779 | -6.7182
MV/LV Substation CA***906Y |  | 20 kV | _ | LV | 50 kVA :Pole Substation | 0.05 | --> | 0.05 | 0.05 | 0.9 |  | --> | 0.0475 | 0 | 0 | 0 | 0 | Constrained,otherwise capacity available =50kW. | --> | E11 ex CASTLETOWNBERE | Castletownbere [T421] | BALLYLICKY |  | 51.7422 | -9.8633
MV/LV Substation CA***907 |  | 10 kV | _ | LV | 400 kVA :Kiosk Substation | 0.4 | --> | 0.4 | 0.29 | 1.9 |  | --> | 0.38 | 0 | 0 | 0.41637 | 0 |  | --> | C18 ex FAIRVIEW | Fairview [T41] | MCDERMOTT |  | 53.3731 | -6.2258
MV/LV Substation CA***908X |  | 10 kV | _ | LV | 50 kVA :Pole Substation | 0.05 | --> | 0.05 | 0 | 0 | Constrained,otherwise capacity available =48kVA. | --> | 0.0475 | 0 | 0 | 0.050303 | 0 |  | --> | C17 ex AGHAMORE | Aghamore [T41,T42] | LANESBORO |  | 53.6724 | -7.9579
MV/LV Substation CA***909Y |  | 10 kV | _ | LV | 200 kVA :Kiosk Substation | 0.2 | --> | 0.2 | 0 | 0 | Constrained,otherwise capacity available =98kVA. | --> | 0.19 | 0 | 0.021489 | 0.21492 | 0 |  | --> | C12 ex SRAH | Srah [T41,T42] | THORNSBERRY |  | 53.2859 | -7.5061
MV/LV Substation CA***910Y |  | 20 kV | _ | LV | 100 kVA :Pole Substation | 0.1 | --> | 0.1 | 0 | 0 | Constrained,otherwise capacity available =74kVA. | --> | 0.095 | 0 | 0 | 0.10387 | 0 |  | --> | E20 ex CLONMINCH | Clonminch [T41,T422] | THORNSBERRY |  | 53.2921 | -7.2928
MV/LV Substation CA***911Y |  | 10 kV | _ | LV | 630 kVA :Kiosk Substation | 0.63 | --> | 0.63 | 0.5 | 1.4 |  | --> | 0.5985 | 0 | 0 | 0.5 | 0 |  | --> | C25 ex SRAH | Srah [T43] | THORNSBERRY |  | 53.286 | -7.5171
MV/LV Substation CA***911Z |  | 10 kV | _ | LV | 200 kVA :Pole Substation | 0.2 | --> | 0.2 | 0 | 0 | Constrained,otherwise capacity available =165kVA. | --> | 0.19 | 0 | 0 | 0.20525 | 0 |  | --> | C18 ex DOUGLAS | Douglas [T41,T42] | TRABEG |  | 51.8644 | -8.4242
MV/LV Substation CA***912 |  | 10 kV | _ | LV | 400 kVA :Kiosk Substation | 0.4 | --> | 0.4 | 0 | 0 | Constrained,otherwise capacity available =260kVA. | --> | 0.38 | 0 | 0.008151 | 0.42072 | 0 |  | --> | C22 ex POLLERTON | Pollerton [T41,T42] | CARLOW |  | 52.8364 | -6.9269
MV/LV Substation CA***915 |  | 10 kV | _ | LV | 200 kVA :Kiosk Substation | 0.2 | --> | 0.2 | 0 | 0 | Constrained,otherwise capacity available =161kVA. | --> | 0.19 | 0 | 0.020748 | 0.20584 | 0 |  | --> | C20 ex CAHIRCALLA | Cahircalla [T41,T42] | ENNIS |  | 52.8345 | -9.0002
MV/LV Substation CA***915Y |  | 10 kV | _ | LV | 630 kVA :Building Structure | 0.63 | --> | 0.63 | 0.5 | 1 |  | --> | 0.5985 | 0 | 0 | 0.5 | 0 |  | --> | C25 ex TYCOR | Tycor [T41,T42] | WATERFORD |  | 52.2512 | -7.1788
MV/LV Substation CA***916 |  | 10 kV | _ | LV | 400 kVA :Building Structure | 0.4 | --> | 0.4 | 0 | 0 | Constrained,otherwise capacity available =395kVA. | --> | 0.38 | 0 | 0 | 0.40076 | 0 |  | --> | C20 ex CAHIRCALLA | Cahircalla [T41,T42] | ENNIS |  | 52.8326 | -9.0038
MV/LV Substation CA***916Y |  | 10 kV | _ | LV | 200 kVA :Kiosk Substation | 0.2 | --> | 0.2 | 0.148 | 5.9 |  | --> | 0.19 | 0 | 0.006669 | 0.20775 | 0 |  | --> | C17 ex CASHEL | Cashel [T41,T42] | CAHIR |  | 52.5154 | -7.8959
MV/LV Substation CA***917 |  | 20 kV | _ | LV | 50 kVA :Pole Substation | 0.05 | --> | 0.05 | 0.05 | 0.4 |  | --> | 0.0475 | 0 | 0 | 0 | 0 | Constrained,otherwise capacity available =50kW. | --> | C21 ex SWINFORD | Swinford [T41,T42] | CASTLEBAR |  | 53.9807 | -9.0405
MV/LV Substation CA***918 |  | 10 kV | _ | LV | 400 kVA :Kiosk Substation | 0.4 | --> | 0.4 | 0.348 | 19.8 |  | --> | 0.38 | 0 | 0.015561 | 0.40782 | 0 |  | --> | C30 ex TANEY | Taney [T101,T102] | CARRICKMINES |  | 53.2857 | -6.2436
MV/LV Substation CA***918X |  | 10 kV | _ | LV | 200 kVA :Kiosk Substation | 0.2 | --> | 0.2 | 0 | 0 | Constrained,otherwise capacity available =144kVA. | --> | 0.19 | 0 | 0.004446 | 0.20833 | 0 |  | --> | C16 ex ATHENRY | Athenry [T41,T42] | GALWAY 110KV |  | 53.3071 | -8.7537
MV/LV Substation CA***918X |  | 10 kV | _ | LV | 100 kVA :Pole Substation | 0.1 | --> | 0.1 | 0.089 | 10.8 |  | --> | 0.095 | 0 | 0 | 0.10166 | 0 |  | --> | C12 ex FACTORY CROSS | Factory Cross [T41,T42] | BARNAHELY |  | 51.8264 | -8.3303
MV/LV Substation CA***918X |  | 10 kV | _ | LV | 100 kVA :Pole Substation | 0.1 | --> | 0.1 | 0.1 | 1.9 |  | --> | 0.095 | 0 | 0 | 0 | 0 | Constrained,otherwise capacity available =100kW. | --> | C16 ex TURLOUGH ROAD | Turlough Road [T41,T42] | CASTLEBAR |  | 53.8568 | -9.311
MV/LV Substation CA***921X |  | 20 kV | _ | LV | 100 kVA :Pole Substation | 0.1 | --> | 0.1 | 0.08 | 0.9 |  | --> | 0.095 | 0 | 0 | 0 | 0 | Constrained,otherwise capacity available =103kW. | --> | E15 ex CASTLETOWNBERE | Castletownbere [T421] | BALLYLICKY |  | 51.6475 | -9.9143
MV/LV Substation CA***922 |  | 20 kV | _ | LV | 100 kVA :Pole Substation | 0.1 | --> | 0.1 | 0 | 0 | Constrained,otherwise capacity available =76kVA. | --> | 0.095 | 0 | 0.02223 | 0.10358 | 0 |  | --> | E23 ex ATHENRY | Athenry [T423] | GALWAY 110KV |  | 53.2614 | -8.6638
MV/LV Substation CA***923X |  | 10 kV | _ | LV | 400 kVA :Kiosk Substation | 0.4 | --> | 0.4 | 0 | 0 | Constrained,otherwise capacity available =378kVA. | --> | 0.38 | 0 | 0.003705 | 0.40333 | 0 |  | --> | C13 ex DOUGLAS | Douglas [T41,T42] | TRABEG |  | 51.8652 | -8.4346
MV/LV Substation CA***923Y |  | 10 kV | _ | LV | 630 kVA :Building Structure | 0.63 | --> | 0.63 | 0 | 0 | Constrained,otherwise capacity available =319kVA. | --> | 0.5985 | 0 | 0 | 0.5 | 0 |  | --> | C20 ex ROCHES STREET | Roches Street [T41,T42] | LIMERICK |  | 52.6622 | -8.6297
MV/LV Substation CA***927 |  | 20 kV | _ | LV | 400 kVA :Building Structure | 0.4 | --> | 0.4 | 0 | 0 | Constrained,otherwise capacity available =254kVA. | --> | 0.38 | 0 | 0.006669 | 0 | 0 | Constrained,otherwise capacity available =421.6kW. | --> | E14 ex FOXHOLE | Foxhole [T421,T422] | DUNGARVAN |  | 51.9476 | -7.8418
MV/LV Substation CA***928X |  | 10 kV | _ | LV | 50 kVA :Pole Substation | 0.05 | --> | 0.05 | 0.041 | 0.5 |  | --> | 0.0475 | 0 | 0.002223 | 0 | 0 | Constrained,otherwise capacity available =51.3kW. | --> | C15 ex KILMARTIN | Kilmartin [T41] | ARKLOW |  | 53.0588 | -6.1363
MV/LV Substation CA***930X |  | 20 kV | _ | LV | 50 kVA :Pole Substation | 0.05 | --> | 0.05 | 0.044 | 3.5 |  | --> | 0.0475 | 0 | 0 | 0 | 0 | Constrained,otherwise capacity available =50.9kW. | --> | E14 ex GLENGARRIFF | Glengarriff [T421] | BALLYLICKY |  | 51.7359 | -9.5633
MV/LV Substation CA***931X |  | 20 kV | _ | LV | 400 kVA :Kiosk Substation | 0.4 | --> | 0.4 | 0.364 | 2.6 |  | --> | 0.38 | 0 | 0 | 0.40543 | 0 |  | --> | C17 ex KILLESHANDRA | Killeshandra [T41,T42] | GORTAWEE |  | 54.0699 | -7.6206
MV/LV Substation CA***931X |  | 20 kV | _ | LV | 100 kVA :Pole Substation | 0.1 | --> | 0.1 | 0.1 | 2.8 |  | --> | 0.095 | 0 | 0 | 0.1 | 0 |  | --> | E13 ex CLARA | Clara [T421,T422] | THORNSBERRY |  | 53.4525 | -7.4975
MV/LV Substation CA***932 |  | 10 kV | _ | LV | 25 kVA :Pole Substation | 0.025 | --> | 0.025 | 0.023 | 6.5 |  | --> | 0.02375 | 0 | 0 | 0.025302 | 0 |  | --> | C17 ex OUGHTERARD | Oughterard [T41,T42] | SCREEB |  | 53.4245 | -9.3387
MV/LV Substation CA***932X |  | 10 kV | _ | LV | 400 kVA :Building Structure | 0.4 | --> | 0.4 | 0 | 0 | Constrained,otherwise capacity available =242kVA. | --> | 0.38 | 0 | 0 | 0.42331 | 0 |  | --> | C20 ex BALLYMOUNT | Ballymount [T41,T42] | INCHICORE 220KV |  | 53.3125 | -6.3441
MV/LV Substation CA***933X |  | 10 kV | _ | LV | 100 kVA :Pole Substation | 0.1 | --> | 0.1 | 0.095 | 3.3 |  | --> | 0.095 | 0 | 0 | 0.10076 | 0 |  | --> | C11 ex LLOYD | Lloyd [T41,T42] | NAVAN |  | 53.7465 | -6.9392
MV/LV Substation CA***933Y |  | 20 kV | _ | LV | 100 kVA :Pole Substation | 0.1 | --> | 0.1 | 0 | 0 | Constrained,otherwise capacity available =81kVA. | --> | 0.095 | 0 | 0.004446 | 0.10284 | 0 |  | --> | C23 ex TUAM NORTH | Tuam North [T41,T42] | CLOON |  | 53.6317 | -8.9635
MV/LV Substation CA***934 |  | 10 kV | _ | LV | 50 kVA :Pole Substation | 0.05 | --> | 0.05 | 0 | 0 | Constrained,otherwise capacity available =45kVA. | --> | 0.0475 | 0 | 0 | 0 | 0 | Constrained,otherwise capacity available =50.8kW. | --> | C16 ex KILCLOHER | Kilcloher [T41,T42] | DUNGARVAN |  | 52.1505 | -7.8499
MV/LV Substation CA***935 |  | 20 kV | _ | LV | 100 kVA :Pole Substation | 0.1 | --> | 0.1 | 0 | 0 | Constrained,otherwise capacity available =86kVA. | --> | 0.095 | 0 | 0.003705 | 0.1021 | 0 |  | --> | E19 ex SHILLELAGH | Shillelagh [T421,T422] | CARLOW |  | 52.7124 | -6.5069
MV/LV Substation CA***937X |  | 10 kV | _ | LV | 400 kVA :Kiosk Substation | 0.4 | --> | 0.4 | 0 | 0 | Constrained,otherwise capacity available =308kVA. | --> | 0.38 | 0 | 0.006669 | 0.41373 | 0 |  | --> | C14 ex FORTUNESTOWN | Fortunestown [T101,T102] | INCHICORE 220KV |  | 53.2826 | -6.4293
MV/LV Substation CA***937Z |  | 20 kV | _ | LV | 50 kVA :Pole Substation | 0.05 | --> | 0.05 | 0 | 0 | Constrained,otherwise capacity available =50kVA. | --> | 0.0475 | 0 | 0 | 0.05 | 0 |  | --> | E14 ex BALLINDERRY | Ballinderry [T41,T422] | MULLINGAR |  | 53.4173 | -7.3083
MV/LV Substation CA***938 |  | 20 kV | _ | LV | 200 kVA :Pole Substation | 0.2 | --> | 0.2 | 0 | 0 | Constrained,otherwise capacity available =185kVA. | --> | 0.19 | 0 | 0 | 0.20226 | 0 |  | --> | E18 ex BALLINROBE | Ballinrobe [T421,T422] | DALTON |  | 53.6364 | -9.2361
MV/LV Substation CA***938X |  | 10 kV | _ | LV | 1000 kVA :Building Structure | 1 | --> | 1 | 0 | 0 | Constrained,otherwise capacity available =500kVA. | --> | 0.95 | 0 | 0 | 0.5 | 0 |  | --> | C20 ex CLONTARF | Clontarf [T42] | FINGLAS |  | 53.3675 | -6.2013
MV/LV Substation CA***939 |  | 10 kV | _ | LV | 200 kVA :Pole Substation | 0.2 | --> | 0.2 | 0.173 | 1 |  | --> | 0.19 | 0 | 0 | 0 | 0 | Constrained,otherwise capacity available =204.1kW. | --> | C12 ex BOYLE | Boyle [T41,T42] | CARRICK ON SHANNON |  | 53.8687 | -8.4104
MV/LV Substation CA***939 |  | 20 kV | _ | LV | 100 kVA :Pole Substation | 0.1 | --> | 0.1 | 0 | 0 | Constrained,otherwise capacity available =99kVA. | --> | 0.095 | 0 | 0 | 0.10015 | 0 |  | --> | C17 ex BALLYGAR | Ballygar [T41,T42] | ATHLONE |  | 53.4986 | -8.4674
MV/LV Substation CA***941 |  | 20 kV | _ | LV | 50 kVA :Pole Substation | 0.05 | --> | 0.05 | 0.029 | 1.4 |  | --> | 0.0475 | 0 | 0.011115 | 0.053092 | 0 |  | --> | E16 ex CONG | Cong [T421,T422] | CLOON |  | 53.6146 | -9.2314
MV/LV Substation CA***941X |  | 10 kV | _ | LV | 630 kVA :Kiosk Substation | 0.63 | --> | 0.63 | 0.466 | 1.9 |  | --> | 0.5985 | 0 | 0.014079 | 0 | 0 | Constrained,otherwise capacity available =500kW. | --> | C16 ex TURLOUGH ROAD | Turlough Road [T41,T42] | CASTLEBAR |  | 53.859 | -9.3187
MV/LV Substation CA***941Y |  | 20 kV | _ | LV | 100 kVA :Pole Substation | 0.1 | --> | 0.1 | 0.09 | 2.9 |  | --> | 0.095 | 0 | 0 | 0 | 0 | Constrained,otherwise capacity available =101.5kW. | --> | E13 ex TELAYDON | Telaydon [T42,T421] | LISDRUM |  | 54.2609 | -7.054
MV/LV Substation CA***942X |  | 10 kV | _ | LV | 400 kVA :Kiosk Substation | 0.4 | --> | 0.4 | 0.356 | 0.9 |  | --> | 0.38 | 0 | 0.003705 | 0.40663 | 0 |  | --> | C15 ex CLONARD | Clonard [T41,T42] | WEXFORD |  | 52.3385 | -6.4851
MV/LV Substation CA***944 |  | 10 kV | _ | LV | 100 kVA :Pole Substation | 0.1 | --> | 0.1 | 0 | 0 | Constrained,otherwise capacity available =69kVA. | --> | 0.095 | 0 | 0.014079 | 0.1046 | 0 |  | --> | E18 ex CREAGH | Creagh [T421,T422] | ATHLONE |  | 53.335 | -8.2477
MV/LV Substation CA***945 |  | 20 kV | _ | LV | 50 kVA :Pole Substation | 0.05 | --> | 0.05 | 0.039 | 1.3 |  | --> | 0.0475 | 0 | 0 | 0.051643 | 0 |  | --> | C24 ex CLIFDEN | Clifden [T41,T42] | SCREEB |  | 53.6052 | -9.9021
MV/LV Substation CA***945Y |  | 10 kV | _ | LV | 200 kVA :Kiosk Substation | 0.2 | --> | 0.2 | 0 | 0 | Constrained,otherwise capacity available =166kVA. | --> | 0.19 | 0 | 0.005928 | 0.2051 | 0 |  | --> | C23 ex CLONMINCH | Clonminch [T41,T422] | THORNSBERRY |  | 53.2785 | -7.4804
MV/LV Substation CA***945Y |  | 10 kV | _ | LV | 200 kVA :Kiosk Substation | 0.2 | --> | 0.2 | 0 | 0 | Constrained,otherwise capacity available =143kVA. | --> | 0.19 | 0 | 0 | 0 | 0 | Constrained,otherwise capacity available =208.5kW. | --> | C11 ex MOUNTRATH | Mountrath [T41,T42] | PORTLAOISE |  | 52.9759 | -7.4999
MV/LV Substation CA***945Z |  | 10 kV | _ | LV | 630 kVA :Kiosk Substation | 0.63 | --> | 0.63 | 0 | 0 | Constrained,otherwise capacity available =500kVA. | --> | 0.5985 | 0 | 0.020007 | 0.5 | 0 |  | --> | C11 ex MORRISTOWN | Morristown [T41,T42] | NEWBRIDGE |  | 53.1721 | -6.8098
MV/LV Substation CA***947X |  | 10 kV | _ | LV | 1000 kVA :Building Structure | 1 | --> | 1 | 0.5 | 7 |  | --> | 0.95 | 0 | 0 | 0.5 | 0 |  | --> | C43 ex NORTH QUAYS | North Quays [T101,T102,T103] | POOLBEG |  | 53.3499 | -6.2327
MV/LV Substation CA***949Z |  | 20 kV | _ | LV | 50 kVA :Pole Substation | 0.05 | --> | 0.05 | 0.024 | 0.1 |  | --> | 0.0475 | 0 | 0 | 0.0538 | 0 |  | --> | E12 ex KILCULLEN | Kilcullen [T41,T42,T424] | STRATFORD |  | 53.1008 | -6.7778
MV/LV Substation CA***950 |  | 10 kV | _ | LV | 400 kVA :Building Structure | 0.4 | --> | 0.4 | 0 | 0 | Constrained,otherwise capacity available =224kVA. | --> | 0.38 | 0 | 0.001482 | 0.42588 | 0 |  | --> | C19 ex BELGARD | Belgard [T41,T42] | COOKSTOWN |  | 53.2929 | -6.3672
MV/LV Substation CA***950 |  | 20 kV | _ | LV | 50 kVA :Pole Substation | 0.05 | --> | 0.05 | 0 | 0 | Constrained,otherwise capacity available =49kVA. | --> | 0.0475 | 0 | 0.008151 | 0.050152 | 0 |  | --> | C21 ex TRAMORE | Tramore [T41,T42] | BUTLERSTOWN |  | 52.1702 | -7.2005
MV/LV Substation CA***951 |  | 10 kV | _ | LV | 400 kVA :Kiosk Substation | 0.4 | --> | 0.4 | 0 | 0 | Constrained,otherwise capacity available =305kVA. | --> | 0.38 | 0 | 0.013338 | 0.41417 | 0 |  | --> | C20 ex OLDBAWN | Oldbawn [T41,T42] | COOKSTOWN |  | 53.2737 | -6.3692
MV/LV Substation CA***951X |  | 20 kV | _ | LV | 200 kVA :Pole Substation | 0.2 | --> | 0.2 | 0.149 | 17.8 |  | --> | 0.19 | 0 | 0.00741 | 0.2076 | 0 |  | --> | E21 ex BANOGE | Banoge [T121,T122] | BANOGE |  | 52.6639 | -6.3326
MV/LV Substation CA***952Z |  | 20 kV | _ | LV | 50 kVA :Pole Substation | 0.05 | --> | 0.05 | 0 | 0 | Constrained,otherwise capacity available =30kVA. | --> | 0.0475 | 0 | 0.011115 | 0.052949 | 0 |  | --> | E14 ex BALLINDERRY | Ballinderry [T41,T422] | MULLINGAR |  | 53.4158 | -7.3092
MV/LV Substation CA***953X |  | 20 kV | _ | LV | 50 kVA :Pole Substation | 0.05 | --> | 0.05 | 0 | 0 | Constrained,otherwise capacity available =50kVA. | --> | 0.0475 | 0 | 0 | 0.05 | 0 |  | --> | C18 ex DEERPARK | Deerpark [T41,T42] | BALLYDINE |  | 52.5096 | -7.5037
MV/LV Substation CA***953X |  | 10 kV | _ | LV | 1000 kVA :Building Structure | 1 | --> | 1 | 0.5 | 3.9 |  | --> | 0.95 | 0 | 0 | 0.5 | 0 |  | --> | C17 ex GALWAY 110KV | Galway 110kv [T102,T103] | GALWAY 110KV |  | 53.294 | -9.0149
MV/LV Substation CA***953X |  | 10 kV | _ | LV | 200 kVA :Kiosk Substation | 0.2 | --> | 0.2 | 0 | 0 | Constrained,otherwise capacity available =112kVA. | --> | 0.19 | 0 | 0.070395 | 0.21294 | 0 |  | --> | C25 ex TRAMORE | Tramore [T41,T42] | BUTLERSTOWN |  | 52.1498 | -7.1679
MV/LV Substation CA***953Y |  | 10 kV | _ | LV | 200 kVA :Kiosk Substation | 0.2 | --> | 0.2 | 0 | 0 | Constrained,otherwise capacity available =111kVA. | --> | 0.19 | 0 | 0 | 0.21308 | 0 |  | --> | C19 ex ROSEHILL | Rosehill [T41,T42] | KILKENNY |  | 52.6442 | -7.2516
MV/LV Substation CA***954X |  | 10 kV | _ | LV | 1000 kVA :Building Structure | 1 | --> | 1 | 0.5 | 3.9 |  | --> | 0.95 | 0 | 0 | 0.5 | 0 |  | --> | C17 ex GALWAY 110KV | Galway 110kv [T102,T103] | GALWAY 110KV |  | 53.2933 | -9.0162
MV/LV Substation CA***954Y |  | 10 kV | _ | LV | 400 kVA :Kiosk Substation | 0.4 | --> | 0.4 | 0.306 | 13.1 |  | --> | 0.38 | 0 | 0.011856 | 0.41403 | 0 |  | --> | C22 ex MONREAD | Monread [T101,T102] | MONREAD |  | 53.2192 | -6.6813
MV/LV Substation CA***956 |  | 10 kV | _ | LV | 630 kVA :Kiosk Substation | 0.63 | --> | 0.63 | 0.5 | 1.5 |  | --> | 0.5985 | 0 | 0 | 0.5 | 0 |  | --> | C15 ex MARROWBONE LANE | Marrowbone Lane [T42] | INCHICORE 220KV |  | 53.3368 | -6.3038
MV/LV Substation CA***956X |  | 20 kV | _ | LV | 50 kVA :Pole Substation | 0.05 | --> | 0.05 | 0 | 0 | Constrained,otherwise capacity available =50kVA. | --> | 0.0475 | 0 | 0 | 0.05 | 0 |  | --> | E18 ex CREAGH | Creagh [T421,T422] | ATHLONE |  | 53.4356 | -8.4347
MV/LV Substation CA***956X |  | 20 kV | _ | LV | 50 kVA :Pole Substation | 0.05 | --> | 0.05 | 0.027 | 8.1 |  | --> | 0.0475 | 0 | 0.010374 | 0 | 0 | Constrained,otherwise capacity available =53.4kW. | --> | E16 ex WESTPORT | Westport [T421,T422] | CASTLEBAR |  | 53.7895 | -9.5228
MV/LV Substation CA***958 |  | 20 kV | _ | LV | 100 kVA :Pole Substation | 0.1 | --> | 0.1 | 0.097 | 13.8 |  | --> | 0.095 | 0 | 0 | 0.10045 | 0 |  | --> | C14 ex SINGLAND | Singland [T101,T102] | SINGLAND |  | 52.5899 | -8.4807
MV/LV Substation CA***959X |  | 10 kV | _ | LV | 25 kVA :Pole Substation | 0.025 | --> | 0.025 | 0.025 | 14.3 |  | --> | 0.02375 | 0 | 0 | 0.025 | 0 |  | --> | C22 ex KILLOTERAN | Killoteran [T101,T102] | KILLOTERAN |  | 52.2285 | -7.1467
MV/LV Substation CA***959Y |  | 10 kV | _ | LV | 630 kVA :Kiosk Substation | 0.63 | --> | 0.63 | 0.5 | 1 |  | --> | 0.5985 | 0 | 0.003705 | 0.5 | 0 |  | --> | C11 ex CORBALLY | Corbally [T41,T42] | ARDNACRUSHA |  | 52.6872 | -8.6089
MV/LV Substation CA***960X |  | 10 kV | _ | LV | 200 kVA :Pole Substation | 0.2 | --> | 0.2 | 0.07 | 1.4 |  | --> | 0.19 | 0 | 0.009633 | 0.21882 | 0 |  | --> | C14 ex KELLS | Kells [T41,T42] | NAVAN |  | 53.7593 | -6.8406
MV/LV Substation CA***962X |  | 10 kV | _ | LV | 400 kVA :Kiosk Substation | 0.4 | --> | 0.4 | 0.316 | 3.6 |  | --> | 0.38 | 0 | 0.004446 | 0 | 0 | Constrained,otherwise capacity available =412.6kW. | --> | C18 ex CASTLETOWNBERE | Castletownbere [T42] | BALLYLICKY |  | 51.6524 | -9.8994
MV/LV Substation CA***963 |  | 10 kV | _ | LV | 100 kVA :Pole Substation | 0.1 | --> | 0.1 | 0.073 | 1 |  | --> | 0.095 | 0 | 0.005928 | 0 | 0 | Constrained,otherwise capacity available =104kW. | --> | C17 ex BOYLE | Boyle [T41,T42] | CARRICK ON SHANNON |  | 53.9701 | -8.2824
MV/LV Substation CA***965 |  | 10 kV | _ | LV | 50 kVA :Pole Substation | 0.05 | --> | 0.05 | 0 | 0 | Constrained,otherwise capacity available =50kVA. | --> | 0.0475 | 0 | 0 | 0.05 | 0 |  | --> | C14 ex GREYSTONES | Greystones [T41,T42] | FASSAROE |  | 53.1112 | -6.1641
MV/LV Substation CA***966 |  | 20 kV | _ | LV | 100 kVA :Pole Substation | 0.1 | --> | 0.1 | 0 | 0 | Constrained,otherwise capacity available =53kVA. | --> | 0.095 | 0 | 0.011115 | 0.10689 | 0 |  | --> | C15 ex KANTURK | Kanturk [T41,T42] | GLENLARA |  | 52.1672 | -8.8243
MV/LV Substation CA***966X |  | 10 kV | _ | LV | 400 kVA :Kiosk Substation | 0.4 | --> | 0.4 | 0 | 0 | Constrained,otherwise capacity available =176kVA. | --> | 0.38 | 0 | 0.045201 | 0.43264 | 0 |  | --> | C14 ex FORTUNESTOWN | Fortunestown [T101,T102] | INCHICORE 220KV |  | 53.2822 | -6.4312
MV/LV Substation CA***967 |  | 10 kV | _ | LV | 200 kVA :Kiosk Substation | 0.2 | --> | 0.2 | 0 | 0 | Constrained,otherwise capacity available =161kVA. | --> | 0.19 | 0 | 0.051129 | 0.20584 | 0 |  | --> | C17 ex STICKILLEN | Stickillen [T41,T42] | DRYBRIDGE |  | 53.8568 | -6.5317
MV/LV Substation CA***967X |  | 10 kV | _ | LV | 1000 kVA :Building Structure | 1 | --> | 1 | 0 | 0 | Constrained,otherwise capacity available =500kVA. | --> | 0.95 | 0 | 0 | 0.5 | 0 |  | --> | C14 ex FORTUNESTOWN | Fortunestown [T101,T102] | INCHICORE 220KV |  | 53.284 | -6.4256
MV/LV Substation CA***967Y |  | 20 kV | _ | LV | 50 kVA :Pole Substation | 0.05 | --> | 0.05 | 0 | 0 | Constrained,otherwise capacity available =48kVA. | --> | 0.0475 | 0 | 0 | 0 | 0 | Constrained,otherwise capacity available =50.3kW. | --> | E14 ex EMYVALE | Emyvale [T422] | LISDRUM |  | 54.3587 | -7.0228
MV/LV Substation CA***968Y |  | 20 kV | _ | LV | 100 kVA :Pole Substation | 0.1 | --> | 0.1 | 0 | 0 | Constrained,otherwise capacity available =97kVA. | --> | 0.095 | 0 | 0 | 0 | 0 | Constrained,otherwise capacity available =100.5kW. | --> | E14 ex EMYVALE | Emyvale [T422] | LISDRUM |  | 54.3566 | -7.0265
MV/LV Substation CA***969 |  | 20 kV | _ | LV | 50 kVA :Pole Substation | 0.05 | --> | 0.05 | 0.045 | 17.8 |  | --> | 0.0475 | 0 | 0 | 0.050753 | 0 |  | --> | E22 ex BANOGE | Banoge [T121,T122] | BANOGE |  | 52.6697 | -6.4314
MV/LV Substation CA***969X |  | 10 kV | _ | LV | 400 kVA :Kiosk Substation | 0.4 | --> | 0.4 | 0 | 0 | Constrained,otherwise capacity available =398kVA. | --> | 0.38 | 0 | 0 | 0.4003 | 0 |  | --> | C14 ex FORTUNESTOWN | Fortunestown [T101,T102] | INCHICORE 220KV |  | 53.2818 | -6.4273
MV/LV Substation CA***970 |  | 20 kV | _ | LV | 100 kVA :Pole Substation | 0.1 | --> | 0.1 | 0 | 0 | Constrained,otherwise capacity available =76kVA. | --> | 0.095 | 0 | 0 | 0 | 0 | Constrained,otherwise capacity available =103.6kW. | --> | E17 ex FOXHOLE | Foxhole [T421,T422] | DUNGARVAN |  | 51.9384 | -7.8644
MV/LV Substation CA***970Y |  | 20 kV | _ | LV | 50 kVA :Pole Substation | 0.05 | --> | 0.05 | 0 | 0 | Constrained,otherwise capacity available =41kVA. | --> | 0.0475 | 0 | 0 | 0.051348 | 0 |  | --> | C20 ex ROSCOMMON | Roscommon [T41,T42] | LANESBORO |  | 53.7228 | -8.2151
MV/LV Substation CA***976 |  | 10 kV | _ | LV | 100 kVA :Pole Substation | 0.1 | --> | 0.1 | 0 | 0 | Constrained,otherwise capacity available =86kVA. | --> | 0.095 | 0 | 0 | 0 | 0 | Constrained,otherwise capacity available =102.1kW. | --> | C15 ex BANTRY | Bantry [T41,T42] | BALLYLICKY |  | 51.6995 | -9.4391
MV/LV Substation CA***976 |  | 10 kV | _ | LV | 200 kVA :Pole Substation | 0.2 | --> | 0.2 | 0.162 | 1.6 |  | --> | 0.19 | 0 | 0.00741 | 0 | 0 | Constrained,otherwise capacity available =205.7kW. | --> | C13 ex DERRYBEG | Derrybeg [T41,T42] | ARDNAGAPPARY |  | 55.0367 | -8.342
MV/LV Substation CA***977X |  | 10 kV | _ | LV | 400 kVA :Kiosk Substation | 0.4 | --> | 0.4 | 0.374 | 6.2 |  | --> | 0.38 | 0 | 0 | 0.40393 | 0 |  | --> | C17 ex CAHIR | Cahir [T41,T42] | CAHIR |  | 52.3863 | -7.9298
MV/LV Substation CA***979 |  | 20 kV | _ | LV | 100 kVA :Pole Substation | 0.1 | --> | 0.1 | 0.082 | 3 |  | --> | 0.095 | 0 | 0 | 0 | 0 | Constrained,otherwise capacity available =102.7kW. | --> | E13 ex MOVILLE | Moville [T421,T422] | TRILLICK |  | 55.2888 | -7.1703
MV/LV Substation CA***981 |  | 20 kV | _ | LV | 50 kVA :Pole Substation | 0.05 | --> | 0.05 | 0 | 0 | Constrained,otherwise capacity available =36kVA. | --> | 0.0475 | 0 | 0.00741 | 0.052083 | 0 |  | --> | E11 ex CAVAN | Cavan [T42,T421] | SHANKILL |  | 54.0312 | -7.2741
MV/LV Substation CA***981Y |  | 10 kV | _ | LV | 400 kVA :Kiosk Substation | 0.4 | --> | 0.4 | 0 | 0 | Constrained,otherwise capacity available =343kVA. | --> | 0.38 | 0 | 0.02964 | 0.40856 | 0 |  | --> | C17 ex NAAS | Naas [T41,T42] | KILTEEL |  | 53.2095 | -6.6697
MV/LV Substation CA***983X |  | 10 kV | _ | LV | 50 kVA :Pole Substation | 0.05 | --> | 0.05 | 0 | 0 | Constrained,otherwise capacity available =50kVA. | --> | 0.0475 | 0 | 0 | 0.05 | 0 |  | --> | C20 ex ORANMORE | Oranmore [T41,T44] | GALWAY 110KV |  | 53.316 | -8.8909
MV/LV Substation CA***983X |  | 20 kV | _ | LV | 100 kVA :Pole Substation | 0.1 | --> | 0.1 | 0 | 0 | Constrained,otherwise capacity available =75kVA. | --> | 0.095 | 0 | 0 | 0.10373 | 0 |  | --> | E20 ex COLLOONEY | Collooney [T421,T422] | SLIGO |  | 54.2658 | -8.6743
MV/LV Substation CA***985X |  | 20 kV | _ | LV | 400 kVA :Kiosk Substation | 0.4 | --> | 0.4 | 0 | 0 | Constrained,otherwise capacity available =379kVA. | --> | 0.38 | 0 | 0 | 0.40318 | 0 |  | --> | C18 ex DEERPARK | Deerpark [T41,T42] | BALLYDINE |  | 52.3843 | -7.3713
MV/LV Substation CA***985Y |  | 20 kV | _ | LV | 100 kVA :Pole Substation | 0.1 | --> | 0.1 | 0.059 | 1 |  | --> | 0.095 | 0 | 0.004446 | 0.10604 | 0 |  | --> | E21 ex LONGFORD | Longford [T421,T422] | RICHMOND |  | 53.7633 | -7.8403
MV/LV Substation CA***985Y |  | 10 kV | _ | LV | 400 kVA :Kiosk Substation | 0.4 | --> | 0.4 | 0 | 0 | Constrained,otherwise capacity available =319kVA. | --> | 0.38 | 0 | 0.00741 | 0 | 0 | Constrained,otherwise capacity available =412.1kW. | --> | C15 ex PORTARLINGTON | Portarlington [T41,T42] | PORTLAOISE |  | 53.1548 | -7.185
MV/LV Substation CA***986 |  | 20 kV | _ | LV | 100 kVA :Pole Substation | 0.1 | --> | 0.1 | 0 | 0 | Constrained,otherwise capacity available =92kVA. | --> | 0.095 | 0 | 0 | 0.10121 | 0 |  | --> | E17 ex INCH | Inch [T421,T422] | OUGHTRAGH |  | 52.2321 | -9.9294
MV/LV Substation CA***987X |  | 10 kV | _ | LV | 200 kVA :Pole Substation | 0.2 | --> | 0.2 | 0 | 0 | Constrained,otherwise capacity available =200kVA. | --> | 0.19 | 0 | 0 | 0 | 0 | Constrained,otherwise capacity available =200kW. | --> | C13 ex CURRAGLASS | Curraglass [T41] | BARRYMORE |  | 52.0941 | -8.0478
MV/LV Substation CA***987Y |  | 10 kV | _ | LV | 200 kVA :Kiosk Substation | 0.2 | --> | 0.2 | 0 | 0 | Constrained,otherwise capacity available =167kVA. | --> | 0.19 | 0 | 0.002964 | 0.20495 | 0 |  | --> | C16 ex KINSALE | Kinsale [T41,T42] | BANDON |  | 51.7079 | -8.5379
MV/LV Substation CA***988 |  | 10 kV | _ | LV | 50 kVA :Pole Substation | 0.05 | --> | 0.05 | 0.05 | 1.4 |  | --> | 0.0475 | 0 | 0 | 0.05 | 0 |  | --> | C14 ex KELLS | Kells [T41,T42] | NAVAN |  | 53.7409 | -6.8621
MV/LV Substation CA***988 |  | 20 kV | _ | LV | 200 kVA :Pole Substation | 0.2 | --> | 0.2 | 0 | 0 | Constrained,otherwise capacity available =200kVA. | --> | 0.19 | 0 | 0 | 0.2 | 0 |  | --> | E18 ex DALTON | Dalton [T421,T422] | DALTON |  | 53.6928 | -8.9799
MV/LV Substation CA***988 |  | 10 kV | _ | LV | 50 kVA :Pole Substation | 0.05 | --> | 0.05 | 0 | 0 | Constrained,otherwise capacity available =47kVA. | --> | 0.0475 | 0 | 0.003705 | 0.050453 | 0 |  | --> | C17 ex TUAM NORTH | Tuam North [T41,T42] | CLOON |  | 53.503 | -8.8181
MV/LV Substation CA***988X |  | 10 kV | _ | LV | 50 kVA :Pole Substation | 0.05 | --> | 0.05 | 0.05 | 6.2 |  | --> | 0.0475 | 0 | 0 | 0.05 | 0 |  | --> | C22 ex CAHIR | Cahir [T41,T42] | CAHIR |  | 52.3625 | -7.9358
MV/LV Substation CA***988Y |  | 20 kV | _ | LV | 200 kVA :Kiosk Substation | 0.2 | --> | 0.2 | 0.167 | 1.7 |  | --> | 0.19 | 0 | 0.008151 | 0.20495 | 0 |  | --> | C12 ex ATHY | Athy [T101,T102] | ATHY |  | 52.9484 | -6.8916
MV/LV Substation CA***989 |  | 10 kV | _ | LV | 200 kVA :Kiosk Substation | 0.2 | --> | 0.2 | 0.146 | 5.3 |  | --> | 0.19 | 0 | 0 | 0.20804 | 0 |  | --> | C17 ex BALLYTIVNAN | Ballytivnan [T41,T42] | SLIGO |  | 54.3072 | -8.5703
MV/LV Substation CA***991X |  | 20 kV | _ | LV | 100 kVA :Pole Substation | 0.1 | --> | 0.1 | 0.098 | 4.2 |  | --> | 0.095 | 0 | 0 | 0.1003 | 0 |  | --> | E15 ex JENKINSTOWN | Jenkinstown [T421,T422] | DUNDALK |  | 54.0985 | -6.3604
MV/LV Substation CA***991Y |  | 10 kV | _ | LV | 630 kVA :Building Structure | 0.63 | --> | 0.63 | 0.5 | 1.7 |  | --> | 0.5985 | 0 | 0 | 0.5 | 0 |  | --> | C19 ex ATHY | Athy [T101,T102] | ATHY |  | 52.9937 | -6.9822
MV/LV Substation CA***992X |  | 10 kV | _ | LV | 400 kVA :Kiosk Substation | 0.4 | --> | 0.4 | 0 | 0 | Constrained,otherwise capacity available =331kVA. | --> | 0.38 | 0 | 0.002223 | 0.41034 | 0 |  | --> | C14 ex FORTUNESTOWN | Fortunestown [T101,T102] | INCHICORE 220KV |  | 53.2827 | -6.4268
MV/LV Substation CA***993 |  | 10 kV | _ | LV | 200 kVA :Pole Substation | 0.2 | --> | 0.2 | 0.103 | 2.2 |  | --> | 0.19 | 0 | 0.00741 | 0.21421 | 0 |  | --> | C19 ex CASTLETOWNROCHE | Castletownroche [T41] | MALLOW |  | 52.1714 | -8.4653
MV/LV Substation CA***994 |  | 20 kV | _ | LV | 100 kVA :Pole Substation | 0.1 | --> | 0.1 | 0.086 | 17.8 |  | --> | 0.095 | 0 | 0.003705 | 0.1021 | 0 |  | --> | E13 ex BANOGE | Banoge [T121,T122] | BANOGE |  | 52.5679 | -6.2037
MV/LV Substation CA***994X |  | 10 kV | _ | LV | 50 kVA :Pole Substation | 0.05 | --> | 0.05 | 0 | 0 | Constrained,otherwise capacity available =50kVA. | --> | 0.0475 | 0 | 0 | 0 | 0 | Constrained,otherwise capacity available =50kW. | --> | C11 ex MOUNTRATH | Mountrath [T41,T42] | PORTLAOISE |  | 52.9795 | -7.4926
MV/LV Substation CA***995X |  | 10 kV | _ | LV | 630 kVA :Building Structure | 0.63 | --> | 0.63 | 0 | 0 | Constrained,otherwise capacity available =500kVA. | --> | 0.5985 | 0 | 0.004446 | 0.5 | 0 |  | --> | C20 ex BALLYMOUNT | Ballymount [T41,T42] | INCHICORE 220KV |  | 53.3134 | -6.3422
MV/LV Substation CA***996 |  | 20 kV | _ | LV | 50 kVA :Pole Substation | 0.05 | --> | 0.05 | 0 | 0 | Constrained,otherwise capacity available =44kVA. | --> | 0.0475 | 0 | 0 | 0.050903 | 0 |  | --> | C21 ex CASTLEISLAND | Castleisland [T41,T42] | TRALEE |  | 52.1734 | -9.3994
MV/LV Substation CA***996 |  | 20 kV | _ | LV | 50 kVA :Pole Substation | 0.05 | --> | 0.05 | 0 | 0 | Constrained,otherwise capacity available =48kVA. | --> | 0.0475 | 0 | 0.003705 | 0.050303 | 0 |  | --> | E11 ex CAVAN | Cavan [T42,T421] | SHANKILL |  | 54.0678 | -7.3141
MV/LV Substation CA***997 |  | 20 kV | _ | LV | 100 kVA :Pole Substation | 0.1 | --> | 0.1 | 0 | 0 | Constrained,otherwise capacity available =100kVA. | --> | 0.095 | 0 | 0 | 0.1 | 0 |  | --> | C14 ex CARRICK ON SHANNON | Carrick On Shannon [T41,T42] | CARRICK ON SHANNON |  | 53.9656 | -8.0754
MV/LV Substation CA***997 |  | 20 kV | _ | LV | 50 kVA :Pole Substation | 0.05 | --> | 0.05 | 0 | 0 | Constrained,otherwise capacity available =49kVA. | --> | 0.0475 | 0 | 0 | 0 | 0 | Constrained,otherwise capacity available =50.2kW. | --> | C18 ex COOLCARRON | Coolcarron [T41,T42] | BARRYMORE |  | 52.1485 | -8.2383
MV/LV Substation CA***997 |  | 20 kV | _ | LV | 50 kVA :Pole Substation | 0.05 | --> | 0.05 | 0 | 0 | Constrained,otherwise capacity available =37kVA. | --> | 0.0475 | 0 | 0 | 0.051937 | 0 |  | --> | C18 ex DEERPARK | Deerpark [T41,T42] | BALLYDINE |  | 52.3976 | -7.3388
MV/LV Substation CA***998 |  | 20 kV | _ | LV | 100 kVA :Pole Substation | 0.1 | --> | 0.1 | 0.089 | 17.8 |  | --> | 0.095 | 0 | 0 | 0.10166 | 0 |  | --> | E13 ex BANOGE | Banoge [T121,T122] | BANOGE |  | 52.565 | -6.2003
MV/LV Substation CA***998 |  | 20 kV | _ | LV | 630 kVA :Kiosk Substation | 0.63 | --> | 0.63 | 0.43 | 1.6 |  | --> | 0.5985 | 0 | 0.008892 | 0 | 0 | Constrained,otherwise capacity available =500kW. | --> | E17 ex BELMULLET | Belmullet [T421] | BELLACORICK |  | 54.2235 | -9.9855
MV/LV Substation CA***999Y |  | 10 kV | _ | LV | 400 kVA :Kiosk Substation | 0.4 | --> | 0.4 | 0.309 | 1 |  | --> | 0.38 | 0 | 0.003705 | 0.41359 | 0 |  | --> | E14 ex LONGFORD | Longford [T421,T422] | RICHMOND |  | 53.7382 | -7.8085
MV/LV Substation CB***167X |  | 10 kV | _ | LV | 400 kVA :Building Structure | 0.4 | --> | 0.4 | 0.4 | 4.6 |  | --> | 0.38 | 0 | 0 | 0.4 | 0 |  | --> | C14 ex DUN LAOGHAIRE | Dun Laoghaire [T41,T42] | BLACKROCK |  | 53.2896 | -6.1493
MV/LV Substation CB***4042 |  | 20 kV | _ | LV | 200 kVA :Pole Substation | 0.2 | --> | 0.2 | 0.195 | 6.2 |  | --> | 0.19 | 0 | 0 | 0 | 0 | Constrained,otherwise capacity available =200.8kW. | --> | E28 ex MILFORD (MWR) | Milford (mwr) [T422] | CHARLEVILLE |  | 52.4377 | -8.8414
MV/LV Substation CB***4159 |  | 10 kV | _ | LV | 200 kVA :Kiosk Substation | 0.2 | --> | 0.2 | 0 | 0 | Constrained,otherwise capacity available =98kVA. | --> | 0.19 | 0 | 0 | 0.21492 | 0 |  | --> | C15 ex KYLEERAGH | Kyleeragh [T41,T42] | NENAGH |  | 52.8667 | -8.1926
MV/LV Substation CB***4448 |  | 10 kV | _ | LV | 400 kVA :Building Structure | 0.4 | --> | 0.4 | 0 | 0 | Constrained,otherwise capacity available =392kVA. | --> | 0.38 | 0 | 0.004446 | 0.40121 | 0 |  | --> | C15 ex TALBOTS INCH | Talbots Inch [T41,T42] | KILKENNY |  | 52.6624 | -7.2697
MV/LV Substation CB***919 |  | 10 kV | _ | LV | 25 kVA :Pole Substation | 0.025 | --> | 0.025 | 0 | 0 |  | --> | 0.02375 | 0 | 0 | 0.028524 | 0 |  | --> | C12 ex KILSARAN | Kilsaran [T42] | DRYBRIDGE |  | 53.8946 | -6.3838
MV/LV Substation CC***4340 |  | 10 kV | _ | LV | 100 kVA :Pole Substation | 0.1 | --> | 0.1 | 0 | 0 | Constrained,otherwise capacity available =100kVA. | --> | 0.095 | 0 | 0 | 0.1 | 0 |  | --> | C11 ex CARRIGALINE | Carrigaline [T41,T42] | BARNAHELY |  | 51.8312 | -8.3599
MV/LV Substation CC***515Y |  | 10 kV | _ | LV | 200 kVA :Kiosk Substation | 0.2 | --> | 0.2 | 0 | 0 | Constrained,otherwise capacity available =200kVA. | --> | 0.19 | 0 | 0 | 0.2 | 0 |  | --> | C17 ex POLLERTON | Pollerton [T41,T42] | CARLOW |  | 52.8499 | -6.9184
MV/LV Substation CC***777Y |  | 10 kV | _ | LV | 400 kVA :Kiosk Substation | 0.4 | --> | 0.4 | 0.322 | 2.9 |  | --> | 0.38 | 0 | 0 | 0.41167 | 0 |  | --> | C11 ex ABBEYLAND | Abbeyland [T41,T42] | NAVAN |  | 53.6442 | -6.7051
MV/LV Substation CD***411Z |  | 20 kV | _ | LV | 200 kVA :Pole Substation | 0.2 | --> | 0.2 | 0 | 0 | Constrained,otherwise capacity available =173kVA. | --> | 0.19 | 0 | 0 | 0.20406 | 0 |  | --> | E13 ex BALTINGLASS | Baltinglass [T421,T422] | STRATFORD |  | 52.907 | -6.8483
MV/LV Substation CD***549 |  | 20 kV | _ | LV | 200 kVA :Pole Substation | 0.2 | --> | 0.2 | 0.169 | 1.4 |  | --> | 0.19 | 0 | 0 | 0.20465 | 0 |  | --> | E18 ex CONG | Cong [T421,T422] | CLOON |  | 53.5401 | -9.4552
MV/LV Substation CE***010Y |  | 10 kV | _ | LV | 630 kVA :Kiosk Substation | 0.63 | --> | 0.63 | 0 | 0 | Constrained,otherwise capacity available =440kVA. | --> | 0.5985 | 0 | 0.020748 | 0.5 | 0 |  | --> | C17 ex LEIXLIP | Leixlip [T41,T42] | GRIFFINRATH |  | 53.3658 | -6.5027
MV/LV Substation CE***012 |  | 10 kV | _ | LV | 200 kVA :Kiosk Substation | 0.2 | --> | 0.2 | 0 | 0 | Constrained,otherwise capacity available =162kVA. | --> | 0.19 | 0 | 0.009633 | 0.20569 | 0 |  | --> | C20 ex ROSEHILL | Rosehill [T41,T42] | KILKENNY |  | 52.6389 | -7.242
MV/LV Substation CE***025 |  | 10 kV | _ | LV | 400 kVA :Building Structure | 0.4 | --> | 0.4 | 0.391 | 5 |  | --> | 0.38 | 0 | 0.0741 | 0.40136 | 0 |  | --> | C13 ex MCDONAGH | Mcdonagh [T41,T42] | KILKENNY |  | 52.6682 | -7.2486
MV/LV Substation CE***026 |  | 10 kV | _ | LV | 400 kVA :Kiosk Substation | 0.4 | --> | 0.4 | 0 | 0 | Constrained,otherwise capacity available =359kVA. | --> | 0.38 | 0 | 0 | 0 | 0 | Constrained,otherwise capacity available =406.2kW. | --> | C16 ex BANTRY | Bantry [T41,T42] | BALLYLICKY |  | 51.6767 | -9.4509
MV/LV Substation CE***049 |  | 10 kV | _ | LV | 1000 kVA :Kiosk Substation | 1 | --> | 1 | 0 | 0 | Constrained,otherwise capacity available =500kVA. | --> | 0.95 | 0 | 0 | 0.5 | 0 |  | --> | C16 ex TRAMORE | Tramore [T41,T42] | BUTLERSTOWN |  | 52.1612 | -7.1487
MV/LV Substation CE***050 |  | 10 kV | _ | LV | 400 kVA :Building Structure | 0.4 | --> | 0.4 | 0 | 0 | Constrained,otherwise capacity available =277kVA. | --> | 0.38 | 0 | 0.01482 | 0.41826 | 0 |  | --> | C17 ex MULGANNON | Mulgannon [T41,T42] | WEXFORD |  | 52.3279 | -6.4503
MV/LV Substation CE***051 |  | 10 kV | _ | LV | 200 kVA :Pole Substation | 0.2 | --> | 0.2 | 0 | 0 | Constrained,otherwise capacity available =197kVA. | --> | 0.19 | 0 | 0 | 0.20045 | 0 |  | --> | C16 ex ATHENRY | Athenry [T41,T42] | GALWAY 110KV |  | 53.2994 | -8.7518
MV/LV Substation CE***054 |  | 10 kV | _ | LV | 630 kVA :Building Structure | 0.63 | --> | 0.63 | 0 | 0 | Constrained,otherwise capacity available =335kVA. | --> | 0.5985 | 0 | 0.002223 | 0.5 | 0 |  | --> | C14 ex ATHLONE | Athlone [T41,T42] | ATHLONE |  | 53.4228 | -7.9483
MV/LV Substation CE***054 |  | 10 kV | _ | LV | 630 kVA :Building Structure | 0.63 | --> | 0.63 | 0.5 | 12.2 |  | --> | 0.5985 | 0 | 0 | 0.5 | 0 |  | --> | C25 ex BALLYBEG | Ballybeg [T101,T102] | CARRICKMINES |  | 52.9855 | -6.0454
MV/LV Substation CE***055Z |  | 10 kV | _ | LV | 630 kVA :Building Structure | 0.63 | --> | 0.63 | 0 | 0 | Constrained,otherwise capacity available =500kVA. | --> | 0.5985 | 0 | 0 | 0.5 | 0 |  | --> | C17 ex UNIDARE | Unidare [T41,T42] | FINGLAS |  | 53.4023 | -6.3008
MV/LV Substation CE***056Z |  | 10 kV | _ | LV | 630 kVA :Building Structure | 0.63 | --> | 0.63 | 0 | 0 | Constrained,otherwise capacity available =500kVA. | --> | 0.5985 | 0 | 0 | 0.5 | 0 |  | --> | C24 ex POPPINTREE | Poppintree [T101,T102] | FINGLAS |  | 53.4019 | -6.299
MV/LV Substation CE***058Z |  | 10 kV | _ | LV | 400 kVA :Building Structure | 0.4 | --> | 0.4 | 0.4 | 3.6 |  | --> | 0.38 | 0 | 0 | 0 | 0 | Constrained,otherwise capacity available =400kW. | --> | C18 ex CASTLETOWNBERE | Castletownbere [T42] | BALLYLICKY |  | 51.6475 | -9.9066
MV/LV Substation CE***072Z |  | 10 kV | _ | LV | 400 kVA :Kiosk Substation | 0.4 | --> | 0.4 | 0 | 0 | Constrained,otherwise capacity available =383kVA. | --> | 0.38 | 0 | 0 | 0.40257 | 0 |  | --> | C15 ex LOUGHSHINNY | Loughshinny [T41,T42] | GLASMORE |  | 53.522 | -6.0863
MV/LV Substation CE***072Z |  | 10 kV | _ | LV | 400 kVA :Building Structure | 0.4 | --> | 0.4 | 0 | 0 | Constrained,otherwise capacity available =340kVA. | --> | 0.38 | 0 | 0 | 0.40901 | 0 |  | --> | C22 ex CELBRIDGE | Celbridge [T41,T42] | GRIFFINRATH |  | 53.3338 | -6.562
MV/LV Substation CE***073 |  | 10 kV | _ | LV | 400 kVA :Building Structure | 0.4 | --> | 0.4 | 0.236 | 13.2 |  | --> | 0.38 | 0 | 0.024453 | 0.42417 | 0 |  | --> | C17 ex ARTANE | Artane [T101,T102] | FINGLAS |  | 53.3854 | -6.1951
MV/LV Substation CE***078 |  | 10 kV | _ | LV | 400 kVA :Kiosk Substation | 0.4 | --> | 0.4 | 0 | 0 | Constrained,otherwise capacity available =323kVA. | --> | 0.38 | 0 | 0.024453 | 0.41153 | 0 |  | --> | C20 ex UNIDARE | Unidare [T41,T42] | FINGLAS |  | 53.3953 | -6.2846
MV/LV Substation CE***084 |  | 10 kV | _ | LV | 630 kVA :Building Structure | 0.63 | --> | 0.63 | 0.4 | 3.3 |  | --> | 0.5985 | 0 | 0 | 0.5 | 0 |  | --> | C25 ex PEMBROKE | Pembroke [T41,T42,T43,T44] | RINGSEND |  | 53.3433 | -6.2433
MV/LV Substation CE***089X |  | 10 kV | _ | LV | 200 kVA :Pole Substation | 0.2 | --> | 0.2 | 0 | 0 | Constrained,otherwise capacity available =200kVA. | --> | 0.19 | 0 | 0 | 0.2 | 0 |  | --> | C18 ex ATHBOY | Athboy [T42] | NAVAN |  | 53.6226 | -6.9211
MV/LV Substation CE***102Y |  | 10 kV | _ | LV | 50 kVA :Pole Substation | 0.05 | --> | 0.05 | 0 | 0 | Constrained,otherwise capacity available =46kVA. | --> | 0.0475 | 0 | 0 | 0.050604 | 0 |  | --> | C22 ex CELBRIDGE | Celbridge [T41,T42] | GRIFFINRATH |  | 53.3335 | -6.5458
MV/LV Substation CE***105Z |  | 20 kV | _ | LV | 400 kVA :Kiosk Substation | 0.4 | --> | 0.4 | 0.283 | 13.8 |  | --> | 0.38 | 0 | 0.021489 | 0.41739 | 0 |  | --> | C14 ex SINGLAND | Singland [T101,T102] | SINGLAND |  | 52.5968 | -8.4762
MV/LV Substation CE***108Y |  | 10 kV | _ | LV | 200 kVA :Building Structure | 0.2 | --> | 0.2 | 0 | 0 | Constrained,otherwise capacity available =146kVA. | --> | 0.19 | 0 | 0 | 0.20804 | 0 |  | --> | C17 ex CELBRIDGE | Celbridge [T41,T42] | GRIFFINRATH |  | 53.3449 | -6.5449
MV/LV Substation CE***114 |  | 10 kV | _ | LV | 200 kVA :Building Structure | 0.2 | --> | 0.2 | 0 | 0 | Constrained,otherwise capacity available =196kVA. | --> | 0.19 | 0 | 0 | 0.20061 | 0 |  | --> | C11 ex FINISKLIN | Finisklin [T41,T42] | SLIGO |  | 54.2757 | -8.482
MV/LV Substation CE***119Z |  | 10 kV | _ | LV | 630 kVA :Kiosk Substation | 0.63 | --> | 0.63 | 0 | 0 | Constrained,otherwise capacity available =500kVA. | --> | 0.5985 | 0 | 0.003705 | 0.5 | 0 |  | --> | C17 ex ATHGARVAN | Athgarvan [T41,T44] | NEWBRIDGE |  | 53.1823 | -6.7951
MV/LV Substation CE***129X |  | 10 kV | _ | LV | 200 kVA :Pole Substation | 0.2 | --> | 0.2 | 0 | 0 | Constrained,otherwise capacity available =199kVA. | --> | 0.19 | 0 | 0 | 0.20015 | 0 |  | --> | C13 ex CHARLESTOWN | Charlestown [T41] | TONROE |  | 53.9213 | -8.8353
MV/LV Substation CE***131 |  | 20 kV | _ | LV | 200 kVA :Pole Substation | 0.2 | --> | 0.2 | 0 | 0 | Constrained,otherwise capacity available =166kVA. | --> | 0.19 | 0 | 0.001482 | 0 | 0 | Constrained,otherwise capacity available =205.1kW. | --> | E12 ex CARNDONAGH | Carndonagh [T421,T422] | TRILLICK |  | 55.2558 | -7.2767
MV/LV Substation CE***132 |  | 10 kV | _ | LV | 100 kVA :Pole Substation | 0.1 | --> | 0.1 | 0 | 0 | Constrained,otherwise capacity available =61kVA. | --> | 0.095 | 0 | 0 | 0.10575 | 0 |  | --> | C12 ex DRYBRIDGE | Drybridge [T41,T42] | DRYBRIDGE |  | 53.7232 | -6.3669
MV/LV Substation CE***144 |  | 10 kV | _ | LV | 400 kVA :Kiosk Substation | 0.4 | --> | 0.4 | 0 | 0 | Constrained,otherwise capacity available =305kVA. | --> | 0.38 | 0 | 0.006669 | 0.41417 | 0 |  | --> | C11 ex MORRISTOWN | Morristown [T41,T42] | NEWBRIDGE |  | 53.1766 | -6.8135
MV/LV Substation CE***144Z |  | 10 kV | _ | LV | 400 kVA :Kiosk Substation | 0.4 | --> | 0.4 | 0 | 0 | Constrained,otherwise capacity available =294kVA. | --> | 0.38 | 0 | 0 | 0 | 0 | Constrained,otherwise capacity available =415.8kW. | --> | C20 ex PORTLAOISE | Portlaoise [T41,T42] | PORTLAOISE |  | 53.0371 | -7.2682
MV/LV Substation CE***147Y |  | 10 kV | _ | LV | 200 kVA :Kiosk Substation | 0.2 | --> | 0.2 | 0.16 | 2.4 |  | --> | 0.19 | 0 | 0 | 0.20598 | 0 |  | --> | C14 ex GRAIGUE | Graigue [T41,T42] | CARLOW |  | 52.837 | -6.9355
MV/LV Substation CE***152Z |  | 10 kV | _ | LV | 1000 kVA :Building Structure | 1 | --> | 1 | 0 | 0 | Constrained,otherwise capacity available =500kVA. | --> | 0.95 | 0 | 0.062985 | 0.5 | 0 |  | --> | C34 ex CLONDALKIN | Clondalkin [T41,T42,T44] | INCHICORE 220KV |  | 53.3233 | -6.3685
MV/LV Substation CE***160Y |  | 10 kV | _ | LV | 400 kVA :Kiosk Substation | 0.4 | --> | 0.4 | 0 | 0 | Constrained,otherwise capacity available =325kVA. | --> | 0.38 | 0 | 0 | 0.41123 | 0 |  | --> | C19 ex POLLERTON | Pollerton [T41,T42] | CARLOW |  | 52.8356 | -6.9288
MV/LV Substation CE***164X |  | 20 kV | _ | LV | 50 kVA :Pole Substation | 0.05 | --> | 0.05 | 0.04 | 0.9 |  | --> | 0.0475 | 0 | 0 | 0.051496 | 0 |  | --> | E19 ex KENMARE | Kenmare [T421] | KNOCKEARAGH |  | 51.8996 | -9.6105
MV/LV Substation CE***171X |  | 10 kV | _ | LV | 400 kVA :Kiosk Substation | 0.4 | --> | 0.4 | 0 | 0 | Constrained,otherwise capacity available =352kVA. | --> | 0.38 | 0 | 0 | 0.40722 | 0 |  | --> | C11 ex LITTLE BRAY | Little Bray [T41,T42] | FASSAROE |  | 53.2218 | -6.1214
MV/LV Substation CE***178Y |  | 20 kV | _ | LV | 630 kVA :Building Structure | 0.63 | --> | 0.63 | 0.5 | 11.9 |  | --> | 0.5985 | 0 | 0 | 0.5 | 0 |  | --> | C27 ex SALTHILL | Salthill [T101,T102] | SALTHILL |  | 53.3389 | -9.1804
MV/LV Substation CE***179Y |  | 20 kV | _ | LV | 630 kVA :Building Structure | 0.63 | --> | 0.63 | 0.5 | 11.9 |  | --> | 0.5985 | 0 | 0 | 0.5 | 0 |  | --> | C27 ex SALTHILL | Salthill [T101,T102] | SALTHILL |  | 53.339 | -9.1802
MV/LV Substation CE***186 |  | 20 kV | _ | LV | 100 kVA :Pole Substation | 0.1 | --> | 0.1 | 0.087 | 4.4 |  | --> | 0.095 | 0 | 0 | 0.10195 | 0 |  | --> | E13 ex CRANE | Crane [T122] | CRANE |  | 52.4446 | -6.4281
MV/LV Substation CE***201X |  | 10 kV | _ | LV | 400 kVA :Kiosk Substation | 0.4 | --> | 0.4 | 0 | 0 | Constrained,otherwise capacity available =336kVA. | --> | 0.38 | 0 | 0.017784 | 0.4096 | 0 |  | --> | C20 ex UNIDARE | Unidare [T41,T42] | FINGLAS |  | 53.3961 | -6.2821
MV/LV Substation CE***206Z |  | 10 kV | _ | LV | 200 kVA :Kiosk Substation | 0.2 | --> | 0.2 | 0 | 0 | Constrained,otherwise capacity available =115kVA. | --> | 0.19 | 0 | 0.013338 | 0.21251 | 0 |  | --> | C17 ex SALLINS | Sallins [T41,T42] | GRIFFINRATH |  | 53.2913 | -6.6834
MV/LV Substation CE***210Y |  | 10 kV | _ | LV | 400 kVA :Kiosk Substation | 0.4 | --> | 0.4 | 0 | 0 | Constrained,otherwise capacity available =300kVA. | --> | 0.38 | 0 | 0.020748 | 0.41491 | 0 |  | --> | C12 ex CARRIGALINE | Carrigaline [T41,T42] | BARNAHELY |  | 51.8196 | -8.3814
MV/LV Substation CE***224 |  | 10 kV | _ | LV | 400 kVA :Building Structure | 0.4 | --> | 0.4 | 0 | 0 | Constrained,otherwise capacity available =162kVA. | --> | 0.38 | 0 | 0 | 0.43459 | 0 |  | --> | C20 ex ROCHES STREET | Roches Street [T41,T42] | LIMERICK |  | 52.6624 | -8.6294
MV/LV Substation CE***224Z |  | 10 kV | _ | LV | 630 kVA :Kiosk Substation | 0.63 | --> | 0.63 | 0 | 0 | Constrained,otherwise capacity available =500kVA. | --> | 0.5985 | 0 | 0 | 0.5 | 0 |  | --> | C17 ex PALMERSTOWN | Palmerstown [T41,T42] | FINGLAS |  | 53.3368 | -6.3795
MV/LV Substation CE***225Z |  | 10 kV | _ | LV | 630 kVA :Kiosk Substation | 0.63 | --> | 0.63 | 0 | 0 | Constrained,otherwise capacity available =490kVA. | --> | 0.5985 | 0 | 0 | 0.5 | 0 |  | --> | C17 ex PALMERSTOWN | Palmerstown [T41,T42] | FINGLAS |  | 53.3368 | -6.3799
MV/LV Substation CE***226Z |  | 10 kV | _ | LV | 630 kVA :Kiosk Substation | 0.63 | --> | 0.63 | 0 | 0 | Constrained,otherwise capacity available =500kVA. | --> | 0.5985 | 0 | 0 | 0.5 | 0 |  | --> | C17 ex PALMERSTOWN | Palmerstown [T41,T42] | FINGLAS |  | 53.3354 | -6.3807
MV/LV Substation CE***227Z |  | 10 kV | _ | LV | 630 kVA :Kiosk Substation | 0.63 | --> | 0.63 | 0 | 0 | Constrained,otherwise capacity available =500kVA. | --> | 0.5985 | 0 | 0 | 0.5 | 0 |  | --> | C17 ex PALMERSTOWN | Palmerstown [T41,T42] | FINGLAS |  | 53.3366 | -6.3831
MV/LV Substation CE***242X |  | 10 kV | _ | LV | 400 kVA :Kiosk Substation | 0.4 | --> | 0.4 | 0.4 | 13.9 |  | --> | 0.38 | 0 | 0 | 0.4 | 0 |  | --> | C12 ex CENTRAL PARK | Central Park [T101,T102] | CARRICKMINES |  | 53.2701 | -6.2061
MV/LV Substation CE***243Z |  | 10 kV | _ | LV | 400 kVA :Building Structure | 0.4 | --> | 0.4 | 0 | 0 | Constrained,otherwise capacity available =377kVA. | --> | 0.38 | 0 | 0 | 0.40348 | 0 |  | --> | C24 ex POPPINTREE | Poppintree [T101,T102] | FINGLAS |  | 53.4013 | -6.3003
MV/LV Substation CE***271Z |  | 10 kV | _ | LV | 200 kVA :Kiosk Substation | 0.2 | --> | 0.2 | 0 | 0 | Constrained,otherwise capacity available =163kVA. | --> | 0.19 | 0 | 0 | 0.20554 | 0 |  | --> | C17 ex ATHGARVAN | Athgarvan [T41,T44] | NEWBRIDGE |  | 53.174 | -6.7984
MV/LV Substation CE***276 |  | 10 kV | _ | LV | 200 kVA :Pole Substation | 0.2 | --> | 0.2 | 0 | 0 | Constrained,otherwise capacity available =109kVA. | --> | 0.19 | 0 | 0.00741 | 0.21336 | 0 |  | --> | C20 ex SUTTON | Sutton [T41,T42] | GRANGE (DR) |  | 53.3641 | -6.0774
MV/LV Substation CE***279Y |  | 10 kV | _ | LV | 630 kVA :Building Structure | 0.63 | --> | 0.63 | 0.5 | 2.4 |  | --> | 0.5985 | 0 | 0 | 0.5 | 0 |  | --> | C14 ex GRAIGUE | Graigue [T41,T42] | CARLOW |  | 52.8371 | -6.9341
MV/LV Substation CE***283X |  | 20 kV | _ | LV | 50 kVA :Pole Substation | 0.05 | --> | 0.05 | 0.034 | 11.9 |  | --> | 0.0475 | 0 | 0.003705 | 0.052373 | 0 |  | --> | C27 ex SALTHILL | Salthill [T101,T102] | SALTHILL |  | 53.3166 | -9.1518
MV/LV Substation CE***285Z |  | 10 kV | _ | LV | 200 kVA :Kiosk Substation | 0.2 | --> | 0.2 | 0 | 0 | Constrained,otherwise capacity available =200kVA. | --> | 0.19 | 0 | 0 | 0.2 | 0 |  | --> | C12 ex MONEYCOOLEY | Moneycooley [T41,T42,T44] | GRIFFINRATH |  | 53.359 | -6.5334
MV/LV Substation CE***296Y |  | 10 kV | _ | LV | 400 kVA :Kiosk Substation | 0.4 | --> | 0.4 | 0.345 | 7.8 |  | --> | 0.38 | 0 | 0.03705 | 0.40827 | 0 |  | --> | C11 ex CARROWBEG | Carrowbeg [T41,T42] | CARROWBEG |  | 53.8063 | -9.5241
MV/LV Substation CE***304 |  | 10 kV | _ | LV | 50 kVA :Pole Substation | 0.05 | --> | 0.05 | 0 | 0 | Constrained,otherwise capacity available =18kVA. | --> | 0.0475 | 0 | 0.003705 | 0 | 0 | Constrained,otherwise capacity available =54.6kW. | --> | C20 ex KNOCKAPHUNTA | Knockaphunta [T41,T42] | CASTLEBAR |  | 53.8501 | -9.2713
MV/LV Substation CE***305 |  | 20 kV | _ | LV | 200 kVA :Pole Substation | 0.2 | --> | 0.2 | 0.196 | 7.9 |  | --> | 0.19 | 0 | 0 | 0.20061 | 0 |  | --> | E12 ex DUNMANWAY | Dunmanway [T422,T43] | DUNMANWAY |  | 51.6732 | -9.2577
MV/LV Substation CE***306 |  | 10 kV | _ | LV | 200 kVA :Pole Substation | 0.2 | --> | 0.2 | 0 | 0 | Constrained,otherwise capacity available =190kVA. | --> | 0.19 | 0 | 0 | 0.20151 | 0 |  | --> | C11 ex SRAH | Srah [T41,T42] | THORNSBERRY |  | 53.2715 | -7.5025
MV/LV Substation CE***319X |  | 10 kV | _ | LV | 1000 kVA :Building Structure | 1 | --> | 1 | 0 | 0 | Constrained,otherwise capacity available =500kVA. | --> | 0.95 | 0 | 0 | 0.5 | 0 |  | --> | C20 ex BALLYBEGGAN | Ballybeggan [T43,T44] | TRALEE |  | 52.2702 | -9.6996
MV/LV Substation CE***323Z |  | 10 kV | _ | LV | 400 kVA :Kiosk Substation | 0.4 | --> | 0.4 | 0 | 0 | Constrained,otherwise capacity available =392kVA. | --> | 0.38 | 0 | 0 | 0.40121 | 0 |  | --> | C18 ex LOUGHSHINNY | Loughshinny [T41,T42] | GLASMORE |  | 53.5212 | -6.1067
MV/LV Substation CE***324X |  | 10 kV | _ | LV | 630 kVA :Kiosk Substation | 0.63 | --> | 0.63 | 0 | 0 | Constrained,otherwise capacity available =500kVA. | --> | 0.5985 | 0 | 0 | 0.5 | 0 |  | --> | C13 ex CARRICK ON SHANNON | Carrick On Shannon [T41,T42] | CARRICK ON SHANNON |  | 53.9448 | -8.0927
MV/LV Substation CE***327X |  | 10 kV | _ | LV | 1000 kVA :Building Structure | 1 | --> | 1 | 0.5 | 19.8 |  | --> | 0.95 | 0 | 0 | 0.5 | 0 |  | --> | C13 ex TANEY | Taney [T101,T102] | CARRICKMINES |  | 53.2797 | -6.2153
MV/LV Substation CE***328X |  | 10 kV | _ | LV | 1000 kVA :Building Structure | 1 | --> | 1 | 0.5 | 19.8 |  | --> | 0.95 | 0 | 0 | 0.5 | 0 |  | --> | C13 ex TANEY | Taney [T101,T102] | CARRICKMINES |  | 53.2797 | -6.2152
MV/LV Substation CE***331 |  | 10 kV | _ | LV | 200 kVA :Kiosk Substation | 0.2 | --> | 0.2 | 0.131 | 5.8 |  | --> | 0.19 | 0 | 0.005187 | 0.21022 | 0 |  | --> | E15 ex ABBEYFEALE | Abbeyfeale [T421] | TRIEN |  | 52.3848 | -9.2955
MV/LV Substation CE***338 |  | 20 kV | _ | LV | 50 kVA :Pole Substation | 0.05 | --> | 0.05 | 0.05 | 2.4 |  | --> | 0.0475 | 0 | 0 | 0 | 0 | Constrained,otherwise capacity available =50kW. | --> | C15 ex KILTIMAGH | Kiltimagh [T41] | CASTLEBAR |  | 53.8486 | -8.982
MV/LV Substation CE***361Y |  | 10 kV | _ | LV | 1000 kVA :Building Structure | 1 | --> | 1 | 0 | 0 | Constrained,otherwise capacity available =500kVA. | --> | 0.95 | 0 | 0.042237 | 0.5 | 0 |  | --> | C22 ex CELBRIDGE | Celbridge [T41,T42] | GRIFFINRATH |  | 53.3374 | -6.5403
MV/LV Substation CE***362 |  | 20 kV | _ | LV | 50 kVA :Pole Substation | 0.05 | --> | 0.05 | 0 | 0 | Constrained,otherwise capacity available =50kVA. | --> | 0.0475 | 0 | 0 | 0.05 | 0 |  | --> | E15 ex DULEEK | Duleek [T421,T422] | DRYBRIDGE |  | 53.6809 | -6.3854
MV/LV Substation CE***378 |  | 10 kV | _ | LV | 630 kVA :Kiosk Substation | 0.63 | --> | 0.63 | 0.493 | 11.1 |  | --> | 0.5985 | 0 | 0.00741 | 0.5 | 0 |  | --> | C24 ex CABRA | Cabra [T101,T102] | FINGLAS |  | 53.362 | -6.2933
MV/LV Substation CE***397Z |  | 10 kV | _ | LV | 100 kVA :Pole Substation | 0.1 | --> | 0.1 | 0.078 | 1 |  | --> | 0.095 | 0 | 0 | 0.10329 | 0 |  | --> | E19 ex LONGFORD | Longford [T421,T422] | RICHMOND |  | 53.7173 | -7.8145
MV/LV Substation CE***399X |  | 10 kV | _ | LV | 630 kVA :Building Structure | 0.63 | --> | 0.63 | 0 | 0 | Constrained,otherwise capacity available =500kVA. | --> | 0.5985 | 0 | 0 | 0.5 | 0 |  | --> | C13 ex BALLYMOUNT | Ballymount [T41,T42] | INCHICORE 220KV |  | 53.3183 | -6.3432
MV/LV Substation CE***4005 |  | 10 kV | _ | LV | 400 kVA :Building Structure | 0.4 | --> | 0.4 | 0.348 | 3.3 |  | --> | 0.38 | 0 | 0 | 0 | 0 | Constrained,otherwise capacity available =407.8kW. | --> | C13 ex ENNISKEANE | Enniskeane [T41,T42] | BANDON |  | 51.7374 | -8.9311
MV/LV Substation CE***4011 |  | 10 kV | _ | LV | 630 kVA :Building Structure | 0.63 | --> | 0.63 | 0 | 0 | Constrained,otherwise capacity available =500kVA. | --> | 0.5985 | 0 | 0.003705 | 0.5 | 0 |  | --> | C15 ex ORANMORE | Oranmore [T41,T44] | GALWAY 110KV |  | 53.2691 | -8.9286
MV/LV Substation CE***4024 |  | 10 kV | _ | LV | 100 kVA :Pole Substation | 0.1 | --> | 0.1 | 0 | 0 | Constrained,otherwise capacity available =100kVA. | --> | 0.095 | 0 | 0 | 0.1 | 0 |  | --> | C12 ex JOHNSTOWN | Johnstown [T41,T42] | KILTEEL |  | 53.2331 | -6.6355
MV/LV Substation CE***4065 |  | 10 kV | _ | LV | 630 kVA :Kiosk Substation | 0.63 | --> | 0.63 | 0 | 0 | Constrained,otherwise capacity available =500kVA. | --> | 0.5985 | 0 | 0.036309 | 0.5 | 0 |  | --> | C33 ex KILMORE | Kilmore [T101,T102,T103] | FINGLAS |  | 53.4055 | -6.2565
MV/LV Substation CE***407 |  | 20 kV | _ | LV | 200 kVA :Pole Substation | 0.2 | --> | 0.2 | 0 | 0 | Constrained,otherwise capacity available =91kVA. | --> | 0.19 | 0 | 0.002964 | 0 | 0 | Constrained,otherwise capacity available =215.9kW. | --> | E18 ex CARNDONAGH | Carndonagh [T421,T422] | TRILLICK |  | 55.2531 | -7.259
MV/LV Substation CE***4070 |  | 20 kV | _ | LV | 100 kVA :Pole Substation | 0.1 | --> | 0.1 | 0.077 | 0.4 |  | --> | 0.095 | 0 | 0 | 0 | 0 | Constrained,otherwise capacity available =103.4kW. | --> | C20 ex SWINFORD | Swinford [T41,T42] | CASTLEBAR |  | 53.8513 | -8.8567
MV/LV Substation CE***4082 |  | 10 kV | _ | LV | 630 kVA :Kiosk Substation | 0.63 | --> | 0.63 | 0 | 0 | Constrained,otherwise capacity available =500kVA. | --> | 0.5985 | 0 | 0 | 0.5 | 0 |  | --> | C11 ex COOLCORCORAN | Coolcorcoran [T41,T42] | KNOCKEARAGH |  | 52.0622 | -9.5008
MV/LV Substation CE***4142 |  | 10 kV | _ | LV | 200 kVA :Kiosk Substation | 0.2 | --> | 0.2 | 0 | 0 | Constrained,otherwise capacity available =167kVA. | --> | 0.19 | 0 | 0.003705 | 0.20495 | 0 |  | --> | C15 ex ORANMORE | Oranmore [T41,T44] | GALWAY 110KV |  | 53.2621 | -8.9318
MV/LV Substation CE***4167 |  | 10 kV | _ | LV | 1000 kVA :Building Structure | 1 | --> | 1 | 0.5 | 13.9 |  | --> | 0.95 | 0 | 0 | 0.5 | 0 |  | --> | C12 ex CENTRAL PARK | Central Park [T101,T102] | CARRICKMINES |  | 53.2691 | -6.2062
MV/LV Substation CE***4168 |  | 10 kV | _ | LV | 1000 kVA :Building Structure | 1 | --> | 1 | 0.5 | 13.9 |  | --> | 0.95 | 0 | 0 | 0.5 | 0 |  | --> | C12 ex CENTRAL PARK | Central Park [T101,T102] | CARRICKMINES |  | 53.2691 | -6.2064
MV/LV Substation CE***4220 |  | 10 kV | _ | LV | 100 kVA :Pole Substation | 0.1 | --> | 0.1 | 0 | 0 | Constrained,otherwise capacity available =100kVA. | --> | 0.095 | 0 | 0 | 0.1 | 0 |  | --> | C16 ex KANTURK | Kanturk [T41,T42] | GLENLARA |  | 52.2111 | -8.9023
MV/LV Substation CE***4277 |  | 10 kV | _ | LV | 630 kVA :Kiosk Substation | 0.63 | --> | 0.63 | 0.5 | 18.8 |  | --> | 0.5985 | 0 | 0 | 0.5 | 0 |  | --> | C07 ex BEDFORD ROW | Bedford Row [T41,T42,T43,T44] | FRANCIS STREET |  | 53.3448 | -6.2627
MV/LV Substation CE***4281 |  | 10 kV | _ | LV | 1000 kVA :Building Structure | 1 | --> | 1 | 0.5 | 18.8 |  | --> | 0.95 | 0 | 0 | 0.5 | 0 |  | --> | C07 ex BEDFORD ROW | Bedford Row [T41,T42,T43,T44] | FRANCIS STREET |  | 53.3448 | -6.2631
MV/LV Substation CE***4288 |  | 10 kV | _ | LV | 1000 kVA :Building Structure | 1 | --> | 1 | 0.5 | 18.8 |  | --> | 0.95 | 0 | 0 | 0.5 | 0 |  | --> | C07 ex BEDFORD ROW | Bedford Row [T41,T42,T43,T44] | FRANCIS STREET |  | 53.3448 | -6.2632
MV/LV Substation CE***4294 |  | 10 kV | _ | LV | 400 kVA :Kiosk Substation | 0.4 | --> | 0.4 | 0.4 | 18.8 |  | --> | 0.38 | 0 | 0 | 0.4 | 0 |  | --> | C07 ex BEDFORD ROW | Bedford Row [T41,T42,T43,T44] | FRANCIS STREET |  | 53.3448 | -6.2628
MV/LV Substation CE***431Y |  | 10 kV | _ | LV | 400 kVA :Kiosk Substation | 0.4 | --> | 0.4 | 0 | 0 | Constrained,otherwise capacity available =308kVA. | --> | 0.38 | 0 | 0.011115 | 0.41373 | 0 |  | --> | C12 ex KILLACLOYNE | Killacloyne [T41,T42] | MIDLETON |  | 51.9139 | -8.2497
MV/LV Substation CE***433X |  | 10 kV | _ | LV | 100 kVA :Pole Substation | 0.1 | --> | 0.1 | 0 | 0 | Constrained,otherwise capacity available =64kVA. | --> | 0.095 | 0 | 0.010374 | 0 | 0 | Constrained,otherwise capacity available =105.3kW. | --> | C26 ex TINAHASK | Tinahask [T41,T42] | ARKLOW |  | 52.7898 | -6.1567
MV/LV Substation CE***4356 |  | 10 kV | _ | LV | 50 kVA :Pole Substation | 0.05 | --> | 0.05 | 0.024 | 1.4 |  | --> | 0.0475 | 0 | 0.025935 | 0.0538 | 0 |  | --> | E18 ex KILLINICK | Killinick [T421,T422] | WEXFORD |  | 52.2746 | -6.3927
MV/LV Substation CE***444 |  | 10 kV | _ | LV | 1000 kVA :Building Structure | 1 | --> | 1 | 0 | 0 | Constrained,otherwise capacity available =500kVA. | --> | 0.95 | 0 | 0.050388 | 0.5 | 0 |  | --> | C18 ex CLONTARF | Clontarf [T42] | FINGLAS |  | 53.3695 | -6.2007
MV/LV Substation CE***4499 |  | 10 kV | _ | LV | 1000 kVA :Building Structure | 1 | --> | 1 | 0.5 | 18.8 |  | --> | 0.95 | 0 | 0 | 0.5 | 0 |  | --> | C47 ex BEDFORD ROW | Bedford Row [T41,T42,T43,T44] | FRANCIS STREET |  | 53.3435 | -6.2638
MV/LV Substation CE***450X |  | 10 kV | _ | LV | 630 kVA :Building Structure | 0.63 | --> | 0.63 | 0 | 0 | Constrained,otherwise capacity available =500kVA. | --> | 0.5985 | 0 | 0 | 0.5 | 0 |  | --> | C12 ex MONEENAGEISHA | Moneenageisha [T41,T42] | GALWAY 110KV |  | 53.2707 | -9.047
MV/LV Substation CE***451X |  | 10 kV | _ | LV | 630 kVA :Building Structure | 0.63 | --> | 0.63 | 0 | 0 | Constrained,otherwise capacity available =500kVA. | --> | 0.5985 | 0 | 0 | 0.5 | 0 |  | --> | C12 ex MONEENAGEISHA | Moneenageisha [T41,T42] | GALWAY 110KV |  | 53.2703 | -9.0486
MV/LV Substation CE***452X |  | 20 kV | _ | LV | 100 kVA :Pole Substation | 0.1 | --> | 0.1 | 0.078 | 0.4 |  | --> | 0.095 | 0 | 0.015561 | 0.10329 | 0 |  | --> | C14 ex CARRAROE | Carraroe [T42] | SCREEB |  | 53.2365 | -9.4929
MV/LV Substation CE***482X |  | 10 kV | _ | LV | 400 kVA :Building Structure | 0.4 | --> | 0.4 | 0.381 | 1.6 |  | --> | 0.38 | 0 | 0.003705 | 0 | 0 | Constrained,otherwise capacity available =402.9kW. | --> | C12 ex FOYNES | Foynes [T41,T42] | RATHKEALE |  | 52.6089 | -9.1011
MV/LV Substation CE***484 |  | 10 kV | _ | LV | 630 kVA :Kiosk Substation | 0.63 | --> | 0.63 | 0.445 | 13.2 |  | --> | 0.5985 | 0 | 0.027417 | 0.5 | 0 |  | --> | C21 ex ARTANE | Artane [T101,T102] | FINGLAS |  | 53.3809 | -6.2288
MV/LV Substation CE***488 |  | 20 kV | _ | LV | 630 kVA :Kiosk Substation | 0.63 | --> | 0.63 | 0 | 0 | Constrained,otherwise capacity available =500kVA. | --> | 0.5985 | 0 | 0.050017 | 0 | 0 | Constrained,otherwise capacity available =500kW. | --> | E18 ex KILLYBEGS | Killybegs [T422] | BINBANE |  | 54.6311 | -8.4439
MV/LV Substation CE***489Y |  | 10 kV | _ | LV | 100 kVA :Pole Substation | 0.1 | --> | 0.1 | 0 | 0 | Constrained,otherwise capacity available =93kVA. | --> | 0.095 | 0 | 0.004446 | 0.10106 | 0 |  | --> | C18 ex CELBRIDGE | Celbridge [T41,T42] | GRIFFINRATH |  | 53.3287 | -6.5283
MV/LV Substation CE***496 |  | 10 kV | _ | LV | 50 kVA :Pole Substation | 0.05 | --> | 0.05 | 0 | 0 | Constrained,otherwise capacity available =36kVA. | --> | 0.0475 | 0 | 0.003705 | 0 | 0 | Constrained,otherwise capacity available =52.1kW. | --> | C11 ex RATHDRUM | Rathdrum [T42] | ARKLOW |  | 52.8927 | -6.198
MV/LV Substation CE***496 |  | 10 kV | _ | LV | 200 kVA :Pole Substation | 0.2 | --> | 0.2 | 0.193 | 1.6 |  | --> | 0.19 | 0 | 0 | 0 | 0 | Constrained,otherwise capacity available =201.1kW. | --> | C17 ex BALLYSHANNON | Ballyshannon [T41,T42] | CATHALEENS FALL |  | 54.4815 | -8.1079
MV/LV Substation CE***521X |  | 20 kV | _ | LV | 50 kVA :Pole Substation | 0.05 | --> | 0.05 | 0 | 0 | Constrained,otherwise capacity available =12kVA. | --> | 0.0475 | 0 | 0 | 0 | 0 | Constrained,otherwise capacity available =55.5kW. | --> | E17 ex KNOCKMULLEN | Knockmullen [T42,T421] | GREAT ISLAND |  | 52.3648 | -6.7742
MV/LV Substation CE***525Y |  | 10 kV | _ | LV | 200 kVA :Pole Substation | 0.2 | --> | 0.2 | 0.149 | 1.4 |  | --> | 0.19 | 0 | 0.014079 | 0.2076 | 0 |  | --> | E18 ex KILLINICK | Killinick [T421,T422] | WEXFORD |  | 52.2799 | -6.3943
MV/LV Substation CE***527Y |  | 10 kV | _ | LV | 200 kVA :Building Structure | 0.2 | --> | 0.2 | 0.175 | 3 |  | --> | 0.19 | 0 | 0 | 0.20376 | 0 |  | --> | C18 ex NENAGH | Nenagh [T41,T42] | NENAGH |  | 52.8616 | -8.1992
MV/LV Substation CE***537Z |  | 10 kV | _ | LV | 630 kVA :Kiosk Substation | 0.63 | --> | 0.63 | 0 | 0 | Constrained,otherwise capacity available =500kVA. | --> | 0.5985 | 0 | 0.01482 | 0.5 | 0 |  | --> | E12 ex GLASMORE | Glasmore [T421,T422] | GLASMORE |  | 53.4498 | -6.2485
MV/LV Substation CE***546Z |  | 10 kV | _ | LV | 200 kVA :Kiosk Substation | 0.2 | --> | 0.2 | 0 | 0 | Constrained,otherwise capacity available =200kVA. | --> | 0.19 | 0 | 0 | 0.2 | 0 |  | --> | C18 ex CELBRIDGE | Celbridge [T41,T42] | GRIFFINRATH |  | 53.3318 | -6.5256
MV/LV Substation CE***552Y |  | 10 kV | _ | LV | 200 kVA :Kiosk Substation | 0.2 | --> | 0.2 | 0 | 0 | Constrained,otherwise capacity available =198kVA. | --> | 0.19 | 0 | 0 | 0.2003 | 0 |  | --> | C18 ex LITTLE MILLS | Little Mills [T41] | DUNDALK |  | 53.9214 | -6.4015
MV/LV Substation CE***557X |  | 10 kV | _ | LV | 200 kVA :Pole Substation | 0.2 | --> | 0.2 | 0.199 | 1.4 |  | --> | 0.19 | 0 | 0 | 0.20015 | 0 |  | --> | C11 ex CROSSMOLINA | Crossmolina [T41,T42] | MOY |  | 54.1013 | -9.3182
MV/LV Substation CE***561X |  | 10 kV | _ | LV | 630 kVA :Kiosk Substation | 0.63 | --> | 0.63 | 0.5 | 5.5 |  | --> | 0.5985 | 0 | 0.003705 | 0 | 0 | Constrained,otherwise capacity available =500kW. | --> | C13 ex GORTLEE | Gortlee [T41,T42] | LETTERKENNY |  | 54.9727 | -7.7297
MV/LV Substation CE***581Y |  | 10 kV | _ | LV | 200 kVA :Pole Substation | 0.2 | --> | 0.2 | 0 | 0 | Constrained,otherwise capacity available =139kVA. | --> | 0.19 | 0 | 0.002223 | 0.20906 | 0 |  | --> | C20 ex RATHMULLAN | Rathmullan [T41,T42] | DRYBRIDGE |  | 53.7058 | -6.3783
MV/LV Substation CE***582 |  | 20 kV | _ | LV | 400 kVA :Kiosk Substation | 0.4 | --> | 0.4 | 0.325 | 0.4 |  | --> | 0.38 | 0 | 0.002223 | 0.41123 | 0 |  | --> | C16 ex CARRAROE | Carraroe [T42] | SCREEB |  | 53.2632 | -9.599
MV/LV Substation CE***592Y |  | 10 kV | _ | LV | 200 kVA :Kiosk Substation | 0.2 | --> | 0.2 | 0 | 0 | Constrained,otherwise capacity available =127kVA. | --> | 0.19 | 0 | 0.025935 | 0.21079 | 0 |  | --> | C22 ex CELBRIDGE | Celbridge [T41,T42] | GRIFFINRATH |  | 53.3332 | -6.553
MV/LV Substation CE***610Z |  | 10 kV | _ | LV | 400 kVA :Kiosk Substation | 0.4 | --> | 0.4 | 0.31329 | 0.3 | Constrained,otherwise capacity available =368kVA. | --> | 0.38 | 0 | 0 | 0.40483 | 0 |  | --> | C17 ex SANTRY | Santry [T41,T42] | FINGLAS |  | 53.3988 | -6.2433
MV/LV Substation CE***627Z |  | 10 kV | _ | LV | 50 kVA :Pole Substation | 0.05 | --> | 0.05 | 0.047 | 5 |  | --> | 0.0475 | 0 | 0 | 0.050453 | 0 |  | --> | C14 ex MCDONAGH | Mcdonagh [T41,T42] | KILKENNY |  | 52.6605 | -7.211
MV/LV Substation CE***628X |  | 10 kV | _ | LV | 400 kVA :Kiosk Substation | 0.4 | --> | 0.4 | 0 | 0 | Constrained,otherwise capacity available =355kVA. | --> | 0.38 | 0 | 0 | 0.40677 | 0 |  | --> | C21 ex BALLINCOLLIG | Ballincollig [T41,T42] | KILBARRY |  | 51.8875 | -8.5815
MV/LV Substation CE***648Y |  | 10 kV | _ | LV | 200 kVA :Pole Substation | 0.2 | --> | 0.2 | 0 | 0 | Constrained,otherwise capacity available =200kVA. | --> | 0.19 | 0 | 0 | 0.2 | 0 |  | --> | C16 ex CREGG ROAD | Cregg Road [T41,T42] | BALLYDINE |  | 52.3467 | -7.3912
MV/LV Substation CE***648Y |  | 10 kV | _ | LV | 50 kVA :Pole Substation | 0.05 | --> | 0.05 | 0 | 0 | Constrained,otherwise capacity available =39kVA. | --> | 0.0475 | 0 | 0 | 0.051643 | 0 |  | --> | C18 ex CELBRIDGE | Celbridge [T41,T42] | GRIFFINRATH |  | 53.3314 | -6.5292
MV/LV Substation CE***664Z |  | 10 kV | _ | LV | 400 kVA :Kiosk Substation | 0.4 | --> | 0.4 | 0 | 0 | Constrained,otherwise capacity available =337kVA. | --> | 0.38 | 0 | 0 | 0.40945 | 0 |  | --> | E17 ex GLASMORE | Glasmore [T421,T422] | GLASMORE |  | 53.4498 | -6.2457
MV/LV Substation CE***668Z |  | 20 kV | _ | LV | 200 kVA :Pole Substation | 0.2 | --> | 0.2 | 0.2 | 16.1 |  | --> | 0.19 | 0 | 0.008151 | 0.2 | 0 |  | --> | E12 ex WEXFORD | Wexford [T121,T122] | WEXFORD |  | 52.3606 | -6.7054
MV/LV Substation CE***670X |  | 10 kV | _ | LV | 630 kVA :Kiosk Substation | 0.63 | --> | 0.63 | 0 | 0 | Constrained,otherwise capacity available =500kVA. | --> | 0.5985 | 0 | 0.00741 | 0 | 0 | Constrained,otherwise capacity available =500kW. | --> | E18 ex WINDSOR | Windsor [T421,T422] | CASTLEBAR |  | 53.8565 | -9.279
MV/LV Substation CE***693X |  | 10 kV | _ | LV | 100 kVA :Pole Substation | 0.1 | --> | 0.1 | 0 | 0 | Constrained,otherwise capacity available =89kVA. | --> | 0.095 | 0 | 0 | 0.10166 | 0 |  | --> | C21 ex OLDBAWN | Oldbawn [T41,T42] | COOKSTOWN |  | 53.2678 | -6.3594
MV/LV Substation CE***719X |  | 10 kV | _ | LV | 200 kVA :Building Structure | 0.2 | --> | 0.2 | 0.2 | 0.9 |  | --> | 0.19 | 0 | 0 | 0.2 | 0 |  | --> | C12 ex ROSS CARBERY | Ross Carbery [T41,T42] | DUNMANWAY |  | 51.5759 | -9.0292
MV/LV Substation CE***719Y |  | 10 kV | _ | LV | 630 kVA :Building Structure | 0.63 | --> | 0.63 | 0 | 0 | Constrained,otherwise capacity available =500kVA. | --> | 0.5985 | 0 | 0.00741 | 0.5 | 0 |  | --> | C22 ex CAVAN | Cavan [T42,T421] | SHANKILL |  | 53.9867 | -7.3331
MV/LV Substation CE***720 |  | 10 kV | _ | LV | 50 kVA :Pole Substation | 0.05 | --> | 0.05 | 0.045 | 5 |  | --> | 0.0475 | 0 | 0 | 0.050753 | 0 |  | --> | C20 ex MCDONAGH | Mcdonagh [T41,T42] | KILKENNY |  | 52.6771 | -7.1935
MV/LV Substation CE***746X |  | 10 kV | _ | LV | 400 kVA :Building Structure | 0.4 | --> | 0.4 | 0 | 0 | Constrained,otherwise capacity available =352kVA. | --> | 0.38 | 0 | 0 | 0.40722 | 0 |  | --> | C11 ex COOLCORCORAN | Coolcorcoran [T41,T42] | KNOCKEARAGH |  | 52.0608 | -9.4923
MV/LV Substation CE***750 |  | 10 kV | _ | LV | 100 kVA :Pole Substation | 0.1 | --> | 0.1 | 0.07 | 6.5 |  | --> | 0.095 | 0 | 0 | 0.10446 | 0 |  | --> | C17 ex OUGHTERARD | Oughterard [T41,T42] | SCREEB |  | 53.4259 | -9.3346
MV/LV Substation CE***781Z |  | 10 kV | _ | LV | 400 kVA :Building Structure | 0.4 | --> | 0.4 | 0.4 | 13.1 |  | --> | 0.38 | 0 | 0 | 0.4 | 0 |  | --> | C20 ex MONREAD | Monread [T101,T102] | MONREAD |  | 53.2361 | -6.6458
MV/LV Substation CE***793Z |  | 10 kV | _ | LV | 400 kVA :Kiosk Substation | 0.4 | --> | 0.4 | 0.352 | 13.1 |  | --> | 0.38 | 0 | 0.02964 | 0.40722 | 0 |  | --> | C23 ex MONREAD | Monread [T101,T102] | MONREAD |  | 53.2375 | -6.7282
MV/LV Substation CE***801Y |  | 10 kV | _ | LV | 630 kVA :Building Structure | 0.63 | --> | 0.63 | 0 | 0 | Constrained,otherwise capacity available =500kVA. | --> | 0.5985 | 0 | 0 | 0.5 | 0 |  | --> | C19 ex CLONMINCH | Clonminch [T41,T422] | THORNSBERRY |  | 53.2597 | -7.4888
MV/LV Substation CE***813Y |  | 10 kV | _ | LV | 400 kVA :Kiosk Substation | 0.4 | --> | 0.4 | 0 | 0 | Constrained,otherwise capacity available =317kVA. | --> | 0.38 | 0 | 0 | 0 | 0 | Constrained,otherwise capacity available =404.4kW. | --> | C16 ex COOLCARRON | Coolcarron [T41,T42] | BARRYMORE |  | 52.1373 | -8.2735
MV/LV Substation CE***823X |  | 10 kV | _ | LV | 50 kVA :Pole Substation | 0.05 | --> | 0.05 | 0 | 0 | Constrained,otherwise capacity available =24kVA. | --> | 0.0475 | 0 | 0.011115 | 0.0538 | 0 |  | --> | C18 ex SCARTEEN | Scarteen [T41,T42] | MALLOW |  | 52.1684 | -8.7765
MV/LV Substation CE***860X |  | 10 kV | _ | LV | 1000 kVA :Building Structure | 1 | --> | 1 | 0.5 | 3.9 |  | --> | 0.95 | 0 | 0 | 0.5 | 0 |  | --> | C23 ex GALWAY 110KV | Galway 110kv [T102,T103] | GALWAY 110KV |  | 53.2861 | -9.0363
MV/LV Substation CE***869X |  | 10 kV | _ | LV | 400 kVA :Kiosk Substation | 0.4 | --> | 0.4 | 0.39 | 3.9 |  | --> | 0.38 | 0 | 0 | 0.40151 | 0 |  | --> | C24 ex GALWAY 110KV | Galway 110kv [T102,T103] | GALWAY 110KV |  | 53.2787 | -9.0081
MV/LV Substation CE***871Z |  | 20 kV | _ | LV | 400 kVA :Kiosk Substation | 0.4 | --> | 0.4 | 0 | 0 | Constrained,otherwise capacity available =386kVA. | --> | 0.38 | 0 | 0.003705 | 0.40212 | 0 |  | --> | E11 ex BALLYDEHOB | Ballydehob [T421] | DUNMANWAY |  | 51.526 | -9.5458
MV/LV Substation CE***876 |  | 10 kV | _ | LV | 630 kVA :Kiosk Substation | 0.63 | --> | 0.63 | 0.5 | 4.6 |  | --> | 0.5985 | 0 | 0 | 0.5 | 0 |  | --> | C12 ex DUN LAOGHAIRE | Dun Laoghaire [T41,T42] | BLACKROCK |  | 53.2918 | -6.1334
MV/LV Substation CE***888Y |  | 10 kV | _ | LV | 630 kVA :Building Structure | 0.63 | --> | 0.63 | 0 | 0 | Constrained,otherwise capacity available =500kVA. | --> | 0.5985 | 0 | 0 | 0.5 | 0 |  | --> | C12 ex ROSCOMMON | Roscommon [T41,T42] | LANESBORO |  | 53.6315 | -8.1805
MV/LV Substation CE***904 |  | 10 kV | _ | LV | 50 kVA :Pole Substation | 0.05 | --> | 0.05 | 0 | 0 | Constrained,otherwise capacity available =50kVA. | --> | 0.0475 | 0 | 0 | 0 | 0 | Constrained,otherwise capacity available =50kW. | --> | C22 ex PORTLAOISE | Portlaoise [T41,T42] | PORTLAOISE |  | 53.0724 | -7.1404
MV/LV Substation CE***922X |  | 10 kV | _ | LV | 400 kVA :Kiosk Substation | 0.4 | --> | 0.4 | 0 | 0 | Constrained,otherwise capacity available =269kVA. | --> | 0.38 | 0 | 0.008892 | 0.41942 | 0 |  | --> | C20 ex RATHMULLAN | Rathmullan [T41,T42] | DRYBRIDGE |  | 53.7064 | -6.376
MV/LV Substation CE***944Y |  | 20 kV | _ | LV | 630 kVA :Building Structure | 0.63 | --> | 0.63 | 0.5 | 2.1 |  | --> | 0.5985 | 0 | 0 | 0 | 0 | Constrained,otherwise capacity available =500kW. | --> | E17 ex LISDRUM | Lisdrum [T422] | LISDRUM |  | 54.241 | -7.0004
MV/LV Substation CE***954Y |  | 10 kV | _ | LV | 400 kVA :Kiosk Substation | 0.4 | --> | 0.4 | 0 | 0 | Constrained,otherwise capacity available =380kVA. | --> | 0.38 | 0 | 0 | 0.40302 | 0 |  | --> | C12 ex ROSCOMMON | Roscommon [T41,T42] | LANESBORO |  | 53.6335 | -8.1819
MV/LV Substation CE***981 |  | 10 kV | _ | LV | 630 kVA :Building Structure | 0.63 | --> | 0.63 | 0.5 | 7 |  | --> | 0.5985 | 0 | 0 | 0.5 | 0 |  | --> | C14 ex NORTH QUAYS | North Quays [T101,T102,T103] | POOLBEG |  | 53.3535 | -6.2468
MV/LV Substation CF***378Y |  | 20 kV | _ | LV | 100 kVA :Pole Substation | 0.1 | --> | 0.1 | 0 | 0 | Constrained,otherwise capacity available =91kVA. | --> | 0.095 | 0 | 0 | 0 | 0 | Constrained,otherwise capacity available =101.4kW. | --> | E13 ex FOXHOLE | Foxhole [T421,T422] | DUNGARVAN |  | 51.9503 | -7.731
MV/LV Substation CG***154X |  | 10 kV | _ | LV | 50 kVA :Pole Substation | 0.05 | --> | 0.05 | 0 | 0 | Constrained,otherwise capacity available =42kVA. | --> | 0.0475 | 0 | 0 | 0.0512 | 0 |  | --> | C15 ex TULLA | Tulla [T41,T42] | ENNIS |  | 52.8635 | -8.7364
MV/LV Substation CH***000X |  | 10 kV | _ | LV | 630 kVA :Building Structure | 0.63 | --> | 0.63 | 0.445 | 18.8 |  | --> | 0.5985 | 0 | 0 | 0.5 | 0 |  | --> | C44 ex BEDFORD ROW | Bedford Row [T41,T42,T43,T44] | FRANCIS STREET |  | 53.3426 | -6.2705
MV/LV Substation CH***001 |  | 10 kV | _ | LV | 400 kVA :Kiosk Substation | 0.4 | --> | 0.4 | 0 | 0 | Constrained,otherwise capacity available =132kVA. | --> | 0.38 | 0 | 0.040014 | 0.43874 | 0 |  | --> | C15 ex CLONAKILTY | Clonakilty [T41,T42] | DUNMANWAY |  | 51.6232 | -8.8949
MV/LV Substation CH***001 |  | 20 kV | _ | LV | 200 kVA :Pole Substation | 0.2 | --> | 0.2 | 0 | 0 | Constrained,otherwise capacity available =114kVA. | --> | 0.19 | 0 | 0.004446 | 0.21265 | 0 |  | --> | C17 ex TULLA | Tulla [T41,T42] | ENNIS |  | 52.8654 | -8.7566
MV/LV Substation CH***001 |  | 10 kV | _ | LV | 400 kVA :Kiosk Substation | 0.4 | --> | 0.4 | 0.228 | 1.5 |  | --> | 0.38 | 0 | 0 | 0.42531 | 0 |  | --> | C11 ex SMEARLA | Smearla [T41,T42] | TRIEN |  | 52.4458 | -9.485
MV/LV Substation CH***001 |  | 20 kV | _ | LV | 400 kVA :Kiosk Substation | 0.4 | --> | 0.4 | 0 | 0 | Constrained,otherwise capacity available =164kVA. | --> | 0.38 | 0 | 0.027417 | 0.43431 | 0 |  | --> | C15 ex MOATE | Moate [T41,T42] | ATHLONE |  | 53.3958 | -7.724
MV/LV Substation CH***002 |  | 10 kV | _ | LV | 200 kVA :Pole Substation | 0.2 | --> | 0.2 | 0.033 | 4 |  | --> | 0.19 | 0 | 0 | 0.22384 | 0 |  | --> | C17 ex BALLYJAMESDUFF | Ballyjamesduff [T41,T42] | SHANKILL |  | 53.862 | -7.2069
MV/LV Substation CH***002 |  | 10 kV | _ | LV | 400 kVA :Kiosk Substation | 0.4 | --> | 0.4 | 0 | 0 | Constrained,otherwise capacity available =220kVA. | --> | 0.38 | 0 | 0.019266 | 0 | 0 | Constrained,otherwise capacity available =426.4kW. | --> | C15 ex FERMOY NORTH | Fermoy North [T41,T42] | BARRYMORE |  | 52.1417 | -8.2765
MV/LV Substation CH***002 |  | 20 kV | _ | LV | 400 kVA :Kiosk Substation | 0.4 | --> | 0.4 | 0 | 0 | Constrained,otherwise capacity available =219kVA. | --> | 0.38 | 0 | 0.027417 | 0.42659 | 0 |  | --> | E13 ex BALTINGLASS | Baltinglass [T421,T422] | STRATFORD |  | 52.9409 | -6.7093
MV/LV Substation CH***002 |  | 10 kV | _ | LV | 630 kVA :Kiosk Substation | 0.63 | --> | 0.63 | 0 | 0 | Constrained,otherwise capacity available =493kVA. | --> | 0.5985 | 0 | 0.012597 | 0.5 | 0 |  | --> | C15 ex ENNISTYMON | Ennistymon [T41,T42] | ENNIS |  | 52.9425 | -9.2919
MV/LV Substation CH***003 |  | 10 kV | _ | LV | 400 kVA :Kiosk Substation | 0.4 | --> | 0.4 | 0.272 | 3.3 |  | --> | 0.38 | 0 | 0.020748 | 0.41898 | 0 |  | --> | C11 ex LLOYD | Lloyd [T41,T42] | NAVAN |  | 53.7321 | -6.8769
MV/LV Substation CH***003 |  | 10 kV | _ | LV | 400 kVA :Kiosk Substation | 0.4 | --> | 0.4 | 0.346 | 1.4 |  | --> | 0.38 | 0 | 0 | 0.40812 | 0 |  | --> | C15 ex CROSSMOLINA | Crossmolina [T41,T42] | MOY |  | 54.0988 | -9.3158
MV/LV Substation CH***004 |  | 10 kV | _ | LV | 200 kVA :Pole Substation | 0.2 | --> | 0.2 | 0 | 0 | Constrained,otherwise capacity available =95kVA. | --> | 0.19 | 0 | 0.002964 | 0 | 0 | Constrained,otherwise capacity available =215.3kW. | --> | C14 ex KNOCKMULLEN | Knockmullen [T42,T421] | GREAT ISLAND |  | 52.3898 | -6.9382
MV/LV Substation CH***004 |  | 20 kV | _ | LV | 200 kVA :Kiosk Substation | 0.2 | --> | 0.2 | 0.119 | 0.4 |  | --> | 0.19 | 0 | 0 | 0 | 0 | Constrained,otherwise capacity available =211.9kW. | --> | C21 ex SWINFORD | Swinford [T41,T42] | CASTLEBAR |  | 53.9818 | -9.1122
MV/LV Substation CH***004 |  | 10 kV | _ | LV | 630 kVA :Kiosk Substation | 0.63 | --> | 0.63 | 0 | 0 | Constrained,otherwise capacity available =472kVA. | --> | 0.5985 | 0 | 0 | 0.37742 | 0 | Constrained,otherwise capacity available =500kW. | --> | C22 ex CASTLEISLAND | Castleisland [T41,T42] | TRALEE |  | 52.2303 | -9.4634
MV/LV Substation CH***004 |  | 10 kV | _ | LV | 400 kVA :Kiosk Substation | 0.4 | --> | 0.4 | 0.297 | 2.6 |  | --> | 0.38 | 0 | 0.002223 | 0.41535 | 0 |  | --> | C17 ex KILLESHANDRA | Killeshandra [T41,T42] | GORTAWEE |  | 54.0164 | -7.5297
MV/LV Substation CH***004 |  | 10 kV | _ | LV | 400 kVA :Kiosk Substation | 0.4 | --> | 0.4 | 0 | 0 | Constrained,otherwise capacity available =137kVA. | --> | 0.38 | 0 | 0.018525 | 0.25474 | 0 | Constrained,otherwise capacity available =438kW. | --> | C16 ex PORTLAW | Portlaw [T41,T42] | BUTLERSTOWN |  | 52.2884 | -7.3189
MV/LV Substation CH***004Z |  | 10 kV | _ | LV | 200 kVA :Kiosk Substation | 0.2 | --> | 0.2 | 0 | 0 | Constrained,otherwise capacity available =155kVA. | --> | 0.19 | 0 | 0.012597 | 0 | 0 | Constrained,otherwise capacity available =206.7kW. | --> | C18 ex KNOCKMULLEN | Knockmullen [T42,T421] | GREAT ISLAND |  | 52.3877 | -6.9384
MV/LV Substation CH***005 |  | 10 kV | _ | LV | 100 kVA :Pole Substation | 0.1 | --> | 0.1 | 0.066 | 7.9 |  | --> | 0.095 | 0 | 0.005928 | 0.10504 | 0 |  | --> | C13 ex DUNMANWAY | Dunmanway [T422,T43] | DUNMANWAY |  | 51.725 | -9.1043
MV/LV Substation CH***005 |  | 10 kV | _ | LV | 200 kVA :Kiosk Substation | 0.2 | --> | 0.2 | 0.060409 | 0.1 | Constrained,otherwise capacity available =130kVA. | --> | 0.19 | 0 | 0.00741 | 0.21036 | 0 |  | --> | C15 ex TUBBERCURRY | Tubbercurry [T41,T42] | TONROE |  | 54.049 | -8.7325
MV/LV Substation CH***005 |  | 10 kV | _ | LV | 200 kVA :Pole Substation | 0.2 | --> | 0.2 | 0.049 | 2.2 |  | --> | 0.19 | 0 | 0.004446 | 0.22169 | 0 |  | --> | C26 ex BAILIEBORO | Bailieboro [T41,T42] | MEATH HILL |  | 53.9179 | -6.9727
MV/LV Substation CH***006 |  | 20 kV | _ | LV | 100 kVA :Pole Substation | 0.1 | --> | 0.1 | 0.086 | 1.7 |  | --> | 0.095 | 0 | 0 | 0.1021 | 0 |  | --> | E18 ex NEWPORT | Newport [T421] | CARROWBEG |  | 53.8849 | -9.5522
MV/LV Substation CH***006 |  | 10 kV | _ | LV | 400 kVA :Kiosk Substation | 0.4 | --> | 0.4 | 0 | 0 | Constrained,otherwise capacity available =302kVA. | --> | 0.38 | 0 | 0.00741 | 0.41461 | 0 |  | --> | C14 ex INCHICORE NORTH | Inchicore North [T41] | INCHICORE 220KV |  | 53.3481 | -6.3428
MV/LV Substation CH***006 |  | 20 kV | _ | LV | 200 kVA :Pole Substation | 0.2 | --> | 0.2 | 0 | 0 | Constrained,otherwise capacity available =107kVA. | --> | 0.19 | 0 | 0.008151 | 0 | 0 | Constrained,otherwise capacity available =213.6kW. | --> | E12 ex PORTLAOISE | Portlaoise [T423,T424] | PORTLAOISE |  | 53.0144 | -7.1457
MV/LV Substation CH***006 |  | 20 kV | _ | LV | 200 kVA :Kiosk Substation | 0.2 | --> | 0.2 | 0 | 0 | Constrained,otherwise capacity available =76kVA. | --> | 0.19 | 0 | 0.018525 | 0.21799 | 0 |  | --> | E18 ex EDENDERRY | Edenderry [T421,T422] | BLAKE |  | 53.3419 | -7.0524
MV/LV Substation CH***007Z |  | 10 kV | _ | LV | 400 kVA :Kiosk Substation | 0.4 | --> | 0.4 | 0.34 | 13.8 |  | --> | 0.38 | 0 | 0 | 0.40901 | 0 |  | --> | C21 ex SINGLAND | Singland [T101,T102] | SINGLAND |  | 52.655 | -8.5979
MV/LV Substation CH***008 |  | 10 kV | _ | LV | 400 kVA :Kiosk Substation | 0.4 | --> | 0.4 | 0.036794 | 0 | Constrained,otherwise capacity available =214kVA. | --> | 0.38 | 0 | 0.028899 | 0.4273 | 0 |  | --> | C19 ex CALLAN | Callan [T41,T42] | KILKENNY |  | 52.5427 | -7.3927
MV/LV Substation CH***009 |  | 10 kV | _ | LV | 200 kVA :Kiosk Substation | 0.2 | --> | 0.2 | 0.098 | 2 |  | --> | 0.19 | 0 | 0.011856 | 0 | 0 | Constrained,otherwise capacity available =214.9kW. | --> | E18 ex RATHKEALE | Rathkeale [T421,T422] | RATHKEALE |  | 52.5207 | -8.9431
MV/LV Substation CH***009 |  | 10 kV | _ | LV | 200 kVA :Pole Substation | 0.2 | --> | 0.2 | 0 | 0 | Constrained,otherwise capacity available =108kVA. | --> | 0.19 | 0 | 0 | 0.21351 | 0 |  | --> | C16 ex ATHENRY | Athenry [T41,T42] | GALWAY 110KV |  | 53.3001 | -8.7506
MV/LV Substation CH***009X |  | 20 kV | _ | LV | 50 kVA :Pole Substation | 0.05 | --> | 0.05 | 0.04 | 0.2 |  | --> | 0.0475 | 0 | 0 | 0 | 0 | Constrained,otherwise capacity available =51.5kW. | --> | C12 ex ROSSGEIR | Rossgeir [T41,T42] | LETTERKENNY |  | 54.8258 | -7.5736
MV/LV Substation CH***011 |  | 10 kV | _ | LV | 200 kVA :Pole Substation | 0.2 | --> | 0.2 | 0 | 0 | Constrained,otherwise capacity available =145kVA. | --> | 0.19 | 0 | 0.004446 | 0 | 0 | Constrained,otherwise capacity available =208.2kW. | --> | C16 ex BANTRY | Bantry [T41,T42] | BALLYLICKY |  | 51.6802 | -9.4473
MV/LV Substation CH***012 |  | 10 kV | _ | LV | 200 kVA :Pole Substation | 0.2 | --> | 0.2 | 0.127 | 12.2 |  | --> | 0.19 | 0 | 0 | 0.21079 | 0 |  | --> | C25 ex BALLYBEG | Ballybeg [T101,T102] | CARRICKMINES |  | 52.9909 | -6.0497
MV/LV Substation CH***013 |  | 10 kV | _ | LV | 630 kVA :Kiosk Substation | 0.63 | --> | 0.63 | 0.456 | 1.1 |  | --> | 0.5985 | 0 | 0.043719 | 0.5 | 0 |  | --> | C25 ex KILKEE | Kilkee [T41] | TULLABRACK |  | 52.6771 | -9.6507
MV/LV Substation CH***014 |  | 10 kV | _ | LV | 200 kVA :Pole Substation | 0.2 | --> | 0.2 | 0 | 0 | Constrained,otherwise capacity available =141kVA. | --> | 0.19 | 0 | 0.020748 | 0.20877 | 0 |  | --> | C11 ex SRAH | Srah [T41,T42] | THORNSBERRY |  | 53.2658 | -7.5068
MV/LV Substation CH***014X |  | 10 kV | _ | LV | 400 kVA :Kiosk Substation | 0.4 | --> | 0.4 | 0 | 0 | Constrained,otherwise capacity available =200kVA. | --> | 0.38 | 0 | 0.034827 | 0.42928 | 0 |  | --> | C19 ex MALAHIDE | Malahide [T41,T42] | GLASMORE |  | 53.4517 | -6.1651
MV/LV Substation CH***015X |  | 10 kV | _ | LV | 400 kVA :Kiosk Substation | 0.4 | --> | 0.4 | 0.359 | 4.4 |  | --> | 0.38 | 0 | 0 | 0.40618 | 0 |  | --> | C18 ex KINGSCOURT | Kingscourt [T41,T42] | MEATH HILL |  | 53.9095 | -6.818
MV/LV Substation CH***015Y |  | 20 kV | _ | LV | 630 kVA :Kiosk Substation | 0.63 | --> | 0.63 | 0 | 0 | Constrained,otherwise capacity available =500kVA. | --> | 0.5985 | 0 | 0.002964 | 0.5 | 0 |  | --> | E15 ex GURRANEBANE | Gurranebane [T421,T422] | OUGHTRAGH |  | 51.9478 | -10.2247
MV/LV Substation CH***017 |  | 20 kV | _ | LV | 200 kVA :Pole Substation | 0.2 | --> | 0.2 | 0.118 | 1 |  | --> | 0.19 | 0 | 0.020748 | 0 | 0 | Constrained,otherwise capacity available =212.1kW. | --> | C18 ex BOYLE | Boyle [T41,T42] | CARRICK ON SHANNON |  | 53.8447 | -8.2018
MV/LV Substation CH***018 |  | 10 kV | _ | LV | 630 kVA :Building Structure | 0.63 | --> | 0.63 | 0.429 | 5.7 |  | --> | 0.5985 | 0 | 0.010374 | 0.5 | 0 |  | --> | C23 ex RAMPARTS | Ramparts [T41,T42] | DUNDALK |  | 54.006 | -6.3973
MV/LV Substation CH***018 |  | 10 kV | _ | LV | 630 kVA :Building Structure | 0.63 | --> | 0.63 | 0.491 | 18.8 |  | --> | 0.5985 | 0 | 0 | 0.5 | 0 |  | --> | C44 ex BEDFORD ROW | Bedford Row [T41,T42,T43,T44] | FRANCIS STREET |  | 53.3434 | -6.2698
MV/LV Substation CH***019 |  | 20 kV | _ | LV | 200 kVA :Pole Substation | 0.2 | --> | 0.2 | 0.158 | 3 |  | --> | 0.19 | 0 | 0.000741 | 0 | 0 | Constrained,otherwise capacity available =206.3kW. | --> | E11 ex CHARLEVILLE | Charleville [T421,T422] | CHARLEVILLE |  | 52.4225 | -8.6604
MV/LV Substation CH***019 |  | 20 kV | _ | LV | 400 kVA :Kiosk Substation | 0.4 | --> | 0.4 | 0 | 0 | Constrained,otherwise capacity available =348kVA. | --> | 0.38 | 0 | 0 | 0.40782 | 0 |  | --> | E13 ex BALLINROBE | Ballinrobe [T421,T422] | DALTON |  | 53.6286 | -9.2267
MV/LV Substation CH***019Y |  | 10 kV | _ | LV | 200 kVA :Kiosk Substation | 0.2 | --> | 0.2 | 0 | 0 | Constrained,otherwise capacity available =169kVA. | --> | 0.19 | 0 | 0 | 0 | 0 | Constrained,otherwise capacity available =204.7kW. | --> | C13 ex ROSCREA | Roscrea [T41,T42] | IKERRIN |  | 52.9555 | -7.8032
MV/LV Substation CH***020 |  | 20 kV | _ | LV | 100 kVA :Pole Substation | 0.1 | --> | 0.1 | 0.026 | 2.8 |  | --> | 0.095 | 0 | 0.00741 | 0.11064 | 0 |  | --> | E21 ex CLARA | Clara [T421,T422] | THORNSBERRY |  | 53.3458 | -7.6154
MV/LV Substation CH***021Y |  | 10 kV | _ | LV | 400 kVA :Kiosk Substation | 0.4 | --> | 0.4 | 0 | 0 | Constrained,otherwise capacity available =259kVA. | --> | 0.38 | 0 | 0.035568 | 0.42086 | 0 |  | --> | C13 ex COBH | Cobh [T41,T42] | COW CROSS |  | 51.8552 | -8.3243
MV/LV Substation CH***022X |  | 10 kV | _ | LV | 400 kVA :Kiosk Substation | 0.4 | --> | 0.4 | 0.342 | 1.6 |  | --> | 0.38 | 0 | 0.001482 | 0 | 0 | Constrained,otherwise capacity available =408.7kW. | --> | C17 ex BALLYSHANNON | Ballyshannon [T41,T42] | CATHALEENS FALL |  | 54.5034 | -8.1838
MV/LV Substation CH***022Y |  | 10 kV | _ | LV | 400 kVA :Kiosk Substation | 0.4 | --> | 0.4 | 0 | 0 | Constrained,otherwise capacity available =388kVA. | --> | 0.38 | 0 | 0.003705 | 0.40182 | 0 |  | --> | C13 ex COBH | Cobh [T41,T42] | COW CROSS |  | 51.8558 | -8.3218
MV/LV Substation CH***023 |  | 10 kV | _ | LV | 630 kVA :Building Structure | 0.63 | --> | 0.63 | 0.343 | 2.9 |  | --> | 0.5985 | 0 | 0.01482 | 0 | 0 | Constrained,otherwise capacity available =500kW. | --> | C18 ex TELAYDON | Telaydon [T42,T421] | LISDRUM |  | 54.2487 | -6.9702
MV/LV Substation CH***028 |  | 10 kV | _ | LV | 630 kVA :Kiosk Substation | 0.63 | --> | 0.63 | 0.489 | 1.5 |  | --> | 0.5985 | 0 | 0 | 0 | 0 | Constrained,otherwise capacity available =500kW. | --> | C19 ex TURLOUGH ROAD | Turlough Road [T43] | CASTLEBAR |  | 53.8543 | -9.3012
MV/LV Substation CH***030 |  | 10 kV | _ | LV | 1000 kVA :Building Structure | 1 | --> | 1 | 0 | 0 | Constrained,otherwise capacity available =500kVA. | --> | 0.95 | 0 | 0 | 0.5 | 0 |  | --> | C14 ex CRANMORE | Cranmore [T41,T42] | SLIGO |  | 54.2701 | -8.4757
MV/LV Substation CH***031 |  | 10 kV | _ | LV | 200 kVA :Pole Substation | 0.2 | --> | 0.2 | 0.151 | 2.2 |  | --> | 0.19 | 0 | 0.008151 | 0.20731 | 0 |  | --> | C11 ex BALLINASLOE | Ballinasloe [T41,T42] | SOMERSET |  | 53.3303 | -8.2118
MV/LV Substation CH***031 |  | 20 kV | _ | LV | 100 kVA :Pole Substation | 0.1 | --> | 0.1 | 0 | 1.1 |  | --> | 0.095 | 0 | 0.017043 | 0.11461 | 0 |  | --> | E12 ex BUNCLODY | Bunclody [T421,T422] | CRANE |  | 52.6523 | -6.6555
MV/LV Substation CH***035 |  | 10 kV | _ | LV | 630 kVA :Kiosk Substation | 0.63 | --> | 0.63 | 0 | 0 | Constrained,otherwise capacity available =500kVA. | --> | 0.5985 | 0 | 0.014079 | 0.5 | 0 |  | --> | C19 ex DENNEHYS CROSS | Dennehys Cross [T41,T42] | TRABEG |  | 51.8835 | -8.4912
MV/LV Substation CH***036 |  | 10 kV | _ | LV | 200 kVA :Pole Substation | 0.2 | --> | 0.2 | 0 | 0 | Constrained,otherwise capacity available =167kVA. | --> | 0.19 | 0 | 0 | 0.20495 | 0 |  | --> | C17 ex HOLYCROSS ROAD | Holycross Road [T41,T42] | THURLES |  | 52.7529 | -7.9543
MV/LV Substation CH***038 |  | 10 kV | _ | LV | 200 kVA :Pole Substation | 0.2 | --> | 0.2 | 0.102 | 0.7 |  | --> | 0.19 | 0 | 0.006669 | 0.21436 | 0 |  | --> | C15 ex KILRUSH | Kilrush [T41,T42] | TULLABRACK |  | 52.6389 | -9.479
MV/LV Substation CH***038 |  | 10 kV | _ | LV | 630 kVA :Building Structure | 0.63 | --> | 0.63 | 0.448 | 10.9 |  | --> | 0.5985 | 0 | 0.01482 | 0.5 | 0 |  | --> | C12 ex MULLINGAR | Mullingar [T101,T102] | MULLINGAR |  | 53.5253 | -7.34
MV/LV Substation CH***038Z |  | 10 kV | _ | LV | 400 kVA :Kiosk Substation | 0.4 | --> | 0.4 | 0 | 0 | Constrained,otherwise capacity available =348kVA. | --> | 0.38 | 0 | 0 | 0.40782 | 0 |  | --> | C19 ex CLONMINCH | Clonminch [T41,T422] | THORNSBERRY |  | 53.2729 | -7.477
MV/LV Substation CH***039Z |  | 10 kV | _ | LV | 400 kVA :Kiosk Substation | 0.4 | --> | 0.4 | 0 | 0 | Constrained,otherwise capacity available =391kVA. | --> | 0.38 | 0 | 0 | 0.40136 | 0 |  | --> | C19 ex CLONMINCH | Clonminch [T41,T422] | THORNSBERRY |  | 53.2713 | -7.4788
MV/LV Substation CH***040 |  | 10 kV | _ | LV | 400 kVA :Kiosk Substation | 0.4 | --> | 0.4 | 0 | 0 | Constrained,otherwise capacity available =250kVA. | --> | 0.38 | 0 | 0.045201 | 0.42216 | 0 |  | --> | C12 ex GREYSTONES | Greystones [T41,T42] | FASSAROE |  | 53.1471 | -6.0728
MV/LV Substation CH***040 |  | 10 kV | _ | LV | 400 kVA :Kiosk Substation | 0.4 | --> | 0.4 | 0.283 | 4.2 |  | --> | 0.38 | 0 | 0.002964 | 0 | 0 | Constrained,otherwise capacity available =417.4kW. | --> | C17 ex CHURCHTOWN | Churchtown [T41] | RATHKEALE |  | 52.4532 | -9.0625
MV/LV Substation CH***044 |  | 10 kV | _ | LV | 50 kVA :Pole Substation | 0.05 | --> | 0.05 | 0 | 0 | Constrained,otherwise capacity available =15kVA. | --> | 0.0475 | 0 | 0.008892 | 0.055047 | 0 |  | --> | C11 ex SRAH | Srah [T41,T42] | THORNSBERRY |  | 53.2676 | -7.509
MV/LV Substation CH***047 |  | 10 kV | _ | LV | 100 kVA :Pole Substation | 0.1 | --> | 0.1 | 0.078 | 4.2 |  | --> | 0.095 | 0 | 0.002964 | 0.10329 | 0 |  | --> | C19 ex ERRIGAL | Errigal [T41,T422] | SHANKILL |  | 54.0707 | -7.0803
MV/LV Substation CH***048 |  | 10 kV | _ | LV | 400 kVA :Kiosk Substation | 0.4 | --> | 0.4 | 0 | 0 | Constrained,otherwise capacity available =273kVA. | --> | 0.38 | 0 | 0.022971 | 0.41884 | 0 |  | --> | C24 ex STEPHENSTOWN | Stephenstown [T101,T102] | FINGLAS |  | 53.6095 | -6.1788
MV/LV Substation CH***048 |  | 10 kV | _ | LV | 400 kVA :Kiosk Substation | 0.4 | --> | 0.4 | 0 | 0 | Constrained,otherwise capacity available =297kVA. | --> | 0.38 | 0 | 0.016302 | 0.41535 | 0 |  | --> | C25 ex TRAMORE | Tramore [T41,T42] | BUTLERSTOWN |  | 52.1596 | -7.1536
MV/LV Substation CH***050X |  | 10 kV | _ | LV | 400 kVA :Building Structure | 0.4 | --> | 0.4 | 0.254 | 18.8 |  | --> | 0.38 | 0 | 0 | 0.42158 | 0 |  | --> | C44 ex BEDFORD ROW | Bedford Row [T41,T42,T43,T44] | FRANCIS STREET |  | 53.3423 | -6.271
MV/LV Substation CH***051X |  | 10 kV | _ | LV | 50 kVA :Pole Substation | 0.05 | --> | 0.05 | 0 | 0 | Constrained,otherwise capacity available =47kVA. | --> | 0.0475 | 0 | 0 | 0.050453 | 0 |  | --> | C11 ex KILSARAN | Kilsaran [T42] | DRYBRIDGE |  | 53.8972 | -6.4427
MV/LV Substation CH***052 |  | 10 kV | _ | LV | 630 kVA :Kiosk Substation | 0.63 | --> | 0.63 | 0.077 | 1.5 |  | --> | 0.5985 | 0 | 0.020007 | 0.5 | 0 |  | --> | C11 ex MARROWBONE LANE | Marrowbone Lane [T42] | INCHICORE 220KV |  | 53.3356 | -6.2945
MV/LV Substation CH***053Y |  | 10 kV | _ | LV | 100 kVA :Pole Substation | 0.1 | --> | 0.1 | 0 | 0 | Constrained,otherwise capacity available =70kVA. | --> | 0.095 | 0 | 0.00741 | 0.10446 | 0 |  | --> | C17 ex CARRIGALINE | Carrigaline [T41,T42] | BARNAHELY |  | 51.7979 | -8.2897
MV/LV Substation CH***053Y |  | 10 kV | _ | LV | 400 kVA :Kiosk Substation | 0.4 | --> | 0.4 | 0.393 | 2.2 |  | --> | 0.38 | 0 | 0 | 0.40106 | 0 |  | --> | C12 ex BALLINASLOE | Ballinasloe [T41,T42] | SOMERSET |  | 53.3278 | -8.2192
MV/LV Substation CH***057 |  | 20 kV | _ | LV | 200 kVA :Pole Substation | 0.2 | --> | 0.2 | 0 | 0 | Constrained,otherwise capacity available =108kVA. | --> | 0.19 | 0 | 0.00741 | 0.21351 | 0 |  | --> | E18 ex EDENDERRY | Edenderry [T421,T422] | BLAKE |  | 53.3394 | -7.0504
MV/LV Substation CH***059 |  | 10 kV | _ | LV | 200 kVA :Kiosk Substation | 0.2 | --> | 0.2 | 0.149 | 0.4 |  | --> | 0.19 | 0 | 0.002964 | 0 | 0 | Constrained,otherwise capacity available =207.6kW. | --> | C15 ex KILMAGIG | Kilmagig [T42] | ARKLOW |  | 52.8566 | -6.3249
MV/LV Substation CH***059Y |  | 10 kV | _ | LV | 400 kVA :Kiosk Substation | 0.4 | --> | 0.4 | 0.334 | 1.1 |  | --> | 0.38 | 0 | 0.003705 | 0 | 0 | Constrained,otherwise capacity available =409.9kW. | --> | C15 ex NEWCASTLEWEST | Newcastlewest [T41,T42] | RATHKEALE |  | 52.445 | -9.0561
MV/LV Substation CH***060 |  | 10 kV | _ | LV | 630 kVA :Building Structure | 0.63 | --> | 0.63 | 0 | 0 | Constrained,otherwise capacity available =500kVA. | --> | 0.5985 | 0 | 0.04446 | 0.5 | 0 |  | --> | C13 ex PALMERSTOWN | Palmerstown [T41,T42] | FINGLAS |  | 53.3429 | -6.3765
MV/LV Substation CH***061 |  | 10 kV | _ | LV | 400 kVA :Kiosk Substation | 0.4 | --> | 0.4 | 0 | 0 | Constrained,otherwise capacity available =235kVA. | --> | 0.38 | 0 | 0.057057 | 0.42431 | 0 |  | --> | C14 ex DUNDRUM | Dundrum [T41,T42] | BLACKROCK |  | 53.2916 | -6.2499
MV/LV Substation CH***061 |  | 10 kV | _ | LV | 630 kVA :Kiosk Substation | 0.63 | --> | 0.63 | 0.5 | 2.3 |  | --> | 0.5985 | 0 | 0.026676 | 0.5 | 0 |  | --> | E17 ex MOY | Moy [T421,T422] | MOY |  | 54.1034 | -9.1599
MV/LV Substation CH***062 |  | 10 kV | _ | LV | 630 kVA :Kiosk Substation | 0.63 | --> | 0.63 | 0.471 | 1.9 |  | --> | 0.5985 | 0 | 0 | 0 | 0 | Constrained,otherwise capacity available =500kW. | --> | C13 ex TURLOUGH ROAD | Turlough Road [T41,T42] | CASTLEBAR |  | 53.8577 | -9.294
MV/LV Substation CH***063 |  | 10 kV | _ | LV | 630 kVA :Kiosk Substation | 0.63 | --> | 0.63 | 0.5 | 1.9 |  | --> | 0.5985 | 0 | 0 | 0 | 0 | Constrained,otherwise capacity available =500kW. | --> | C13 ex TURLOUGH ROAD | Turlough Road [T41,T42] | CASTLEBAR |  | 53.8572 | -9.2962
MV/LV Substation CH***068Y |  | 10 kV | _ | LV | 200 kVA :Kiosk Substation | 0.2 | --> | 0.2 | 0 | 0 | Constrained,otherwise capacity available =98kVA. | --> | 0.19 | 0 | 0.053352 | 0.21492 | 0 |  | --> | C20 ex RAHEEN | Raheen [T41,T42] | LIMERICK |  | 52.6246 | -8.6511
MV/LV Substation CH***069 |  | 10 kV | _ | LV | 400 kVA :Kiosk Substation | 0.4 | --> | 0.4 | 0 | 0 | Constrained,otherwise capacity available =361kVA. | --> | 0.38 | 0 | 0.003705 | 0.40588 | 0 |  | --> | C16 ex LITTLE BRAY | Little Bray [T41,T42] | FASSAROE |  | 53.2348 | -6.1381
MV/LV Substation CH***070 |  | 10 kV | _ | LV | 200 kVA :Pole Substation | 0.2 | --> | 0.2 | 0 | 0 | Constrained,otherwise capacity available =137kVA. | --> | 0.19 | 0 | 0.017784 | 0.20935 | 0 |  | --> | C16 ex LITTLE BRAY | Little Bray [T41,T42] | FASSAROE |  | 53.2385 | -6.1384
MV/LV Substation CH***071Y |  | 10 kV | _ | LV | 200 kVA :Kiosk Substation | 0.2 | --> | 0.2 | 0 | 0 | Constrained,otherwise capacity available =174kVA. | --> | 0.19 | 0 | 0 | 0.20391 | 0 |  | --> | C12 ex GRANGE (SR) | Grange (sr) [T41,T42] | BUTLERSTOWN |  | 52.2425 | -7.1192
MV/LV Substation CH***072 |  | 10 kV | _ | LV | 400 kVA :Kiosk Substation | 0.4 | --> | 0.4 | 0 | 0 | Constrained,otherwise capacity available =219kVA. | --> | 0.38 | 0 | 0.077805 | 0.42659 | 0 |  | --> | C16 ex LITTLE BRAY | Little Bray [T41,T42] | FASSAROE |  | 53.2289 | -6.1246
MV/LV Substation CH***072 |  | 10 kV | _ | LV | 400 kVA :Kiosk Substation | 0.4 | --> | 0.4 | 0 | 0 | Constrained,otherwise capacity available =129kVA. | --> | 0.38 | 0 | 0.004446 | 0.43915 | 0 |  | --> | C17 ex MIDLETON | Midleton [T101,T102] | MIDLETON |  | 51.9144 | -8.174
MV/LV Substation CH***076 |  | 10 kV | _ | LV | 200 kVA :Kiosk Substation | 0.2 | --> | 0.2 | 0 | 0 | Constrained,otherwise capacity available =185kVA. | --> | 0.19 | 0 | 0 | 0 | 0 | Constrained,otherwise capacity available =202.3kW. | --> | C25 ex TINAHASK | Tinahask [T41,T42] | ARKLOW |  | 52.7905 | -6.158
MV/LV Substation CH***077X |  | 10 kV | _ | LV | 1000 kVA :Building Structure | 1 | --> | 1 | 0 | 0 | Constrained,otherwise capacity available =500kVA. | --> | 0.95 | 0 | 0 | 0.5 | 0 |  | --> | C19 ex LOUGHLINSTOWN | Loughlinstown [T41,T42] | CARRICKMINES |  | 53.2427 | -6.1411
MV/LV Substation CH***079 |  | 10 kV | _ | LV | 200 kVA :Kiosk Substation | 0.2 | --> | 0.2 | 0 | 0 | Constrained,otherwise capacity available =113kVA. | --> | 0.19 | 0 | 0.015561 | 0 | 0 | Constrained,otherwise capacity available =212.8kW. | --> | C32 ex CLOYNE | Cloyne [T41] | MIDLETON |  | 51.862 | -8.1244
MV/LV Substation CH***079 |  | 10 kV | _ | LV | 1000 kVA :Building Structure | 1 | --> | 1 | 0.452 | 7 |  | --> | 0.95 | 0 | 0.018525 | 0.5 | 0 |  | --> | C18 ex NORTH QUAYS | North Quays [T101,T102,T103] | POOLBEG |  | 53.3564 | -6.2338
MV/LV Substation CH***079Z |  | 10 kV | _ | LV | 400 kVA :Kiosk Substation | 0.4 | --> | 0.4 | 0 | 0 | Constrained,otherwise capacity available =324kVA. | --> | 0.38 | 0 | 0.01482 | 0 | 0 | Constrained,otherwise capacity available =411.4kW. | --> | C15 ex PALLAS | Pallas [T41,T42] | PORTLAOISE |  | 53.0435 | -7.2963
MV/LV Substation CH***080X |  | 10 kV | _ | LV | 200 kVA :Building Structure | 0.2 | --> | 0.2 | 0 | 0 | Constrained,otherwise capacity available =162kVA. | --> | 0.19 | 0 | 0.004446 | 0.20569 | 0 |  | --> | C13 ex GARRYOWEN | Garryowen [T41,T42] | LIMERICK |  | 52.6549 | -8.5991
MV/LV Substation CH***082Y |  | 10 kV | _ | LV | 400 kVA :Building Structure | 0.4 | --> | 0.4 | 0 | 0 | Constrained,otherwise capacity available =204kVA. | --> | 0.38 | 0 | 0.003705 | 0.42871 | 0 |  | --> | C20 ex FAIRHILL | Fairhill [T42] | KILBARRY |  | 51.9037 | -8.4674
MV/LV Substation CH***085 |  | 10 kV | _ | LV | 630 kVA :Kiosk Substation | 0.63 | --> | 0.63 | 0 | 0 | Constrained,otherwise capacity available =500kVA. | --> | 0.5985 | 0 | 0 | 0 | 0 | Constrained,otherwise capacity available =500kW. | --> | C20 ex COLLIGAN | Colligan [T41,T42] | DUNGARVAN |  | 52.0857 | -7.6258
MV/LV Substation CH***086 |  | 10 kV | _ | LV | 400 kVA :Kiosk Substation | 0.4 | --> | 0.4 | 0.323 | 9.1 |  | --> | 0.38 | 0 | 0.00741 | 0.41153 | 0 |  | --> | C28 ex CENTRE PARK ROAD | Marina [T105,T106] | MARINA |  | 51.8919 | -8.4339
MV/LV Substation CH***087 |  | 10 kV | _ | LV | 400 kVA :Kiosk Substation | 0.4 | --> | 0.4 | 0.254 | 13.2 |  | --> | 0.38 | 0 | 0.025194 | 0.42158 | 0 |  | --> | C19 ex ARTANE | Artane [T101,T102] | FINGLAS |  | 53.388 | -6.2099
MV/LV Substation CH***087 |  | 10 kV | _ | LV | 400 kVA :Kiosk Substation | 0.4 | --> | 0.4 | 0 | 0 | Constrained,otherwise capacity available =90kVA. | --> | 0.38 | 0 | 0 | 0.44445 | 0 |  | --> | C22 ex POLLERTON | Pollerton [T41,T42] | CARLOW |  | 52.8365 | -6.9301
MV/LV Substation CH***087Y |  | 10 kV | _ | LV | 400 kVA :Kiosk Substation | 0.4 | --> | 0.4 | 0 | 0 | Constrained,otherwise capacity available =228kVA. | --> | 0.38 | 0 | 0.012597 | 0.42531 | 0 |  | --> | C24 ex KILBARRY | Kilbarry [T101,T43] | KILBARRY |  | 51.9069 | -8.4914
MV/LV Substation CH***089 |  | 10 kV | _ | LV | 400 kVA :Kiosk Substation | 0.4 | --> | 0.4 | 0 | 0 | Constrained,otherwise capacity available =326kVA. | --> | 0.38 | 0 | 0.020748 | 0 | 0 | Constrained,otherwise capacity available =411.1kW. | --> | C13 ex KNOCKAPHUNTA | Knockaphunta [T41,T42] | CASTLEBAR |  | 53.8494 | -9.2919
MV/LV Substation CH***089X |  | 10 kV | _ | LV | 100 kVA :Pole Substation | 0.1 | --> | 0.1 | 0 | 0 | Constrained,otherwise capacity available =59kVA. | --> | 0.095 | 0 | 0.003705 | 0.10604 | 0 |  | --> | C21 ex BALLINDERRY | Ballinderry [T41,T422] | MULLINGAR |  | 53.5151 | -7.3325
MV/LV Substation CH***090 |  | 10 kV | _ | LV | 400 kVA :Kiosk Substation | 0.4 | --> | 0.4 | 0 | 0 | Constrained,otherwise capacity available =348kVA. | --> | 0.38 | 0 | 0.00741 | 0 | 0 | Constrained,otherwise capacity available =407.8kW. | --> | C13 ex KNOCKAPHUNTA | Knockaphunta [T41,T42] | CASTLEBAR |  | 53.8497 | -9.2939
MV/LV Substation CH***094 |  | 10 kV | _ | LV | 200 kVA :Kiosk Substation | 0.2 | --> | 0.2 | 0.074 | 4.2 |  | --> | 0.19 | 0 | 0.008151 | 0 | 0 | Constrained,otherwise capacity available =218.3kW. | --> | C17 ex CHURCHTOWN | Churchtown [T41] | RATHKEALE |  | 52.4572 | -9.0655
MV/LV Substation CH***094X |  | 20 kV | _ | LV | 200 kVA :Pole Substation | 0.2 | --> | 0.2 | 0.14764 | 0.1 | Constrained,otherwise capacity available =200kVA. | --> | 0.19 | 0 | 0 | 0.2 | 0 |  | --> | E11 ex KILCULLEN | Kilcullen [T41,T42,T424] | STRATFORD |  | 53.0545 | -6.7032
MV/LV Substation CH***096X |  | 10 kV | _ | LV | 400 kVA :Building Structure | 0.4 | --> | 0.4 | 0 | 0 | Constrained,otherwise capacity available =339kVA. | --> | 0.38 | 0 | 0.02223 | 0.40916 | 0 |  | --> | C22 ex BALLINCOLLIG | Ballincollig [T41,T42] | KILBARRY |  | 51.8852 | -8.593
MV/LV Substation CH***097Y |  | 20 kV | _ | LV | 100 kVA :Pole Substation | 0.1 | --> | 0.1 | 0 | 0 | Constrained,otherwise capacity available =100kVA. | --> | 0.095 | 0 | 0 | 0 | 0 | Constrained,otherwise capacity available =100kW. | --> | E12 ex KILMACTHOMAS | Kilmacthomas [T421,T422] | DUNGARVAN |  | 52.2246 | -7.3394
MV/LV Substation CH***097Z |  | 10 kV | _ | LV | 400 kVA :Kiosk Substation | 0.4 | --> | 0.4 | 0 | 0 | Constrained,otherwise capacity available =264kVA. | --> | 0.38 | 0 | 0.041496 | 0.42014 | 0 |  | --> | C15 ex MOUNTGORRY | Mountgorry [T41,T42] | GRANGE (DR) |  | 53.4567 | -6.2136
MV/LV Substation CH***098Y |  | 20 kV | _ | LV | 200 kVA :Pole Substation | 0.2 | --> | 0.2 | 0 | 0 | Constrained,otherwise capacity available =166kVA. | --> | 0.19 | 0 | 0 | 0.2051 | 0 |  | --> | E13 ex HEADFORD | Headford [T41,T42] | CLOON |  | 53.5231 | -9.0922
MV/LV Substation CH***099 |  | 10 kV | _ | LV | 630 kVA :Building Structure | 0.63 | --> | 0.63 | 0 | 0 | Constrained,otherwise capacity available =423kVA. | --> | 0.5985 | 0 | 0 | 0.5 | 0 |  | --> | C14 ex INCHICORE NORTH | Inchicore North [T41] | INCHICORE 220KV |  | 53.3476 | -6.3426
MV/LV Substation CH***099 |  | 10 kV | _ | LV | 200 kVA :Kiosk Substation | 0.2 | --> | 0.2 | 0 | 0 | Constrained,otherwise capacity available =125kVA. | --> | 0.19 | 0 | 0.005928 | 0 | 0 | Constrained,otherwise capacity available =211.1kW. | --> | C25 ex TINAHASK | Tinahask [T41,T42] | ARKLOW |  | 52.7901 | -6.158
MV/LV Substation CH***099Y |  | 20 kV | _ | LV | 200 kVA :Kiosk Substation | 0.2 | --> | 0.2 | 0 | 0 | Constrained,otherwise capacity available =141kVA. | --> | 0.19 | 0 | 0.01482 | 0.20877 | 0 |  | --> | C15 ex KANTURK | Kanturk [T41,T42] | GLENLARA |  | 52.1663 | -8.8269
MV/LV Substation CH***100 |  | 10 kV | _ | LV | 100 kVA :Pole Substation | 0.1 | --> | 0.1 | 0 | 0 | Constrained,otherwise capacity available =78kVA. | --> | 0.095 | 0 | 0.019266 | 0.10329 | 0 |  | --> | C17 ex CARRIGSHANE | Carrigshane [T41] | MIDLETON |  | 51.8974 | -8.1699
MV/LV Substation CH***102Z |  | 10 kV | _ | LV | 630 kVA :Building Structure | 0.63 | --> | 0.63 | 0.5 | 13.8 |  | --> | 0.5985 | 0 | 0 | 0.5 | 0 |  | --> | C21 ex SINGLAND | Singland [T101,T102] | SINGLAND |  | 52.6581 | -8.5942
MV/LV Substation CH***103 |  | 10 kV | _ | LV | 200 kVA :Pole Substation | 0.2 | --> | 0.2 | 0 | 0 | Constrained,otherwise capacity available =200kVA. | --> | 0.19 | 0 | 0 | 0.2 | 0 |  | --> | C11 ex MORNINGTON ROAD | Mornington Road [T41,T42] | DRYBRIDGE |  | 53.7103 | -6.3539
MV/LV Substation CH***108 |  | 10 kV | _ | LV | 400 kVA :Building Structure | 0.4 | --> | 0.4 | 0 | 0 | Constrained,otherwise capacity available =168kVA. | --> | 0.38 | 0 | 0.00741 | 0.43376 | 0 |  | --> | C28 ex ACADEMY STREET | Academy Street [T421,T422,T44] | NAVAN |  | 53.6484 | -6.686
MV/LV Substation CH***111Z |  | 10 kV | _ | LV | 400 kVA :Kiosk Substation | 0.4 | --> | 0.4 | 0 | 0 | Constrained,otherwise capacity available =272kVA. | --> | 0.38 | 0 | 0.021489 | 0.41898 | 0 |  | --> | C14 ex COOLMINE | Coolmine [T41,T42] | FINGLAS |  | 53.3865 | -6.4141
MV/LV Substation CH***115Y |  | 10 kV | _ | LV | 630 kVA :Building Structure | 0.63 | --> | 0.63 | 0.386 | 5.7 |  | --> | 0.5985 | 0 | 0.000741 | 0.5 | 0 |  | --> | C23 ex RAMPARTS | Ramparts [T41,T42] | DUNDALK |  | 54.0085 | -6.4031
MV/LV Substation CH***116X |  | 10 kV | _ | LV | 200 kVA :Kiosk Substation | 0.2 | --> | 0.2 | 0.034 | 13.8 |  | --> | 0.19 | 0 | 0 | 0.21562 | 0 |  | --> | C13 ex SINGLAND | Singland [T101,T102] | SINGLAND |  | 52.665 | -8.6033
MV/LV Substation CH***117Z |  | 10 kV | _ | LV | 200 kVA :Kiosk Substation | 0.2 | --> | 0.2 | 0 | 0 | Constrained,otherwise capacity available =99kVA. | --> | 0.19 | 0 | 0.008892 | 0.21478 | 0 |  | --> | C15 ex COOLMINE | Coolmine [T41,T42] | FINGLAS |  | 53.3864 | -6.4118
MV/LV Substation CH***119Y |  | 10 kV | _ | LV | 200 kVA :Kiosk Substation | 0.2 | --> | 0.2 | 0.148 | 12.2 |  | --> | 0.19 | 0 | 0.01482 | 0.20775 | 0 |  | --> | C25 ex BALLYBEG | Ballybeg [T101,T102] | CARRICKMINES |  | 52.9866 | -6.0504
MV/LV Substation CH***119Z |  | 10 kV | _ | LV | 400 kVA :Kiosk Substation | 0.4 | --> | 0.4 | 0.299 | 4.1 |  | --> | 0.38 | 0 | 0.022971 | 0.41505 | 0 |  | --> | C18 ex BALLYMUN | Ballymun [T41,T42] | FINGLAS |  | 53.3864 | -6.2646
MV/LV Substation CH***123Y |  | 10 kV | _ | LV | 200 kVA :Pole Substation | 0.2 | --> | 0.2 | 0.157 | 12.2 |  | --> | 0.19 | 0 | 0 | 0.20643 | 0 |  | --> | C14 ex BALLYBEG | Ballybeg [T101,T102] | CARRICKMINES |  | 52.9942 | -6.0908
MV/LV Substation CH***128 |  | 10 kV | _ | LV | 100 kVA :Pole Substation | 0.1 | --> | 0.1 | 0 | 0 |  | --> | 0.095 | 0 | 0.021489 | 0.11615 | 0 |  | --> | C14 ex LOUGHLINSTOWN | Loughlinstown [T41,T42] | CARRICKMINES |  | 53.2557 | -6.1244
MV/LV Substation CH***128 |  | 10 kV | _ | LV | 200 kVA :Building Structure | 0.2 | --> | 0.2 | 0 | 0 | Constrained,otherwise capacity available =67kVA. | --> | 0.19 | 0 | 0.011856 | 0.21923 | 0 |  | --> | C24 ex KILBARRY | Kilbarry [T101,T43] | KILBARRY |  | 51.9096 | -8.4937
MV/LV Substation CH***128Z |  | 20 kV | _ | LV | 400 kVA :Kiosk Substation | 0.4 | --> | 0.4 | 0.344 | 2 |  | --> | 0.38 | 0 | 0 | 0 | 0 | Constrained,otherwise capacity available =408.4kW. | --> | E14 ex RATHKEALE | Rathkeale [T421,T422] | RATHKEALE |  | 52.518 | -8.7202
MV/LV Substation CH***129 |  | 10 kV | _ | LV | 400 kVA :Kiosk Substation | 0.4 | --> | 0.4 | 0 | 0 | Constrained,otherwise capacity available =265kVA. | --> | 0.38 | 0 | 0.048165 | 0.42 | 0 |  | --> | C21 ex STEPHENSTOWN | Stephenstown [T101,T102] | FINGLAS |  | 53.6104 | -6.1921
MV/LV Substation CH***130 |  | 20 kV | _ | LV | 100 kVA :Pole Substation | 0.1 | --> | 0.1 | 0 | 0 | Constrained,otherwise capacity available =73kVA. | --> | 0.095 | 0 | 0.004446 | 0 | 0 | Constrained,otherwise capacity available =104kW. | --> | E12 ex PORTLAOISE | Portlaoise [T423,T424] | PORTLAOISE |  | 53.0265 | -7.2964
MV/LV Substation CH***133X |  | 10 kV | _ | LV | 1000 kVA :Building Structure | 1 | --> | 1 | 0.5 | 4 |  | --> | 0.95 | 0 | 0 | 0.5 | 0 |  | --> | C18 ex SHERIFF STREET | Sheriff Street [T41,T42] | FRANCIS STREET |  | 53.3515 | -6.2487
MV/LV Substation CH***134 |  | 10 kV | _ | LV | 400 kVA :Kiosk Substation | 0.4 | --> | 0.4 | 0 | 0 | Constrained,otherwise capacity available =297kVA. | --> | 0.38 | 0 | 0 | 0.41535 | 0 |  | --> | C16 ex CAHIRCALLA | Cahircalla [T41,T42] | ENNIS |  | 52.8454 | -8.9961
MV/LV Substation CH***137 |  | 10 kV | _ | LV | 630 kVA :Kiosk Substation | 0.63 | --> | 0.63 | 0.449 | 2.4 |  | --> | 0.5985 | 0 | 0.021489 | 0.5 | 0 |  | --> | C19 ex BRAY | Bray [T41,T42] | FASSAROE |  | 53.1963 | -6.1118
MV/LV Substation CH***138Y |  | 10 kV | _ | LV | 200 kVA :Kiosk Substation | 0.2 | --> | 0.2 | 0.147 | 3.4 |  | --> | 0.19 | 0 | 0 | 0.20789 | 0 |  | --> | C15 ex GLENGOOLE | Glengoole [T41] | THURLES |  | 52.7212 | -7.5776
MV/LV Substation CH***139 |  | 10 kV | _ | LV | 200 kVA :Kiosk Substation | 0.2 | --> | 0.2 | 0 | 0 | Constrained,otherwise capacity available =143kVA. | --> | 0.19 | 0 | 0.027417 | 0.20848 | 0 |  | --> | C11 ex MORNINGTON ROAD | Mornington Road [T41,T42] | DRYBRIDGE |  | 53.7096 | -6.3575
MV/LV Substation CH***140X |  | 10 kV | _ | LV | 1000 kVA :Building Structure | 1 | --> | 1 | 0.5 | 10 |  | --> | 0.95 | 0 | 0 | 0.5 | 0 |  | --> | C24 ex HAROLDS CROSS | Harolds Cross [T101,T102] | POOLBEG |  | 53.3314 | -6.2592
MV/LV Substation CH***140Z |  | 10 kV | _ | LV | 400 kVA :Kiosk Substation | 0.4 | --> | 0.4 | 0 | 0 | Constrained,otherwise capacity available =322kVA. | --> | 0.38 | 0 | 0 | 0.41167 | 0 |  | --> | C17 ex PALMERSTOWN | Palmerstown [T41,T42] | FINGLAS |  | 53.3349 | -6.3741
MV/LV Substation CH***142 |  | 10 kV | _ | LV | 50 kVA :Pole Substation | 0.05 | --> | 0.05 | 0.04 | 3.1 |  | --> | 0.0475 | 0 | 0 | 0.051496 | 0 |  | --> | C11 ex BELLFIELD | Bellfield [T41,T42] | CRANE |  | 52.5044 | -6.5982
MV/LV Substation CH***144X |  | 10 kV | _ | LV | 1000 kVA :Building Structure | 1 | --> | 1 | 0.5 | 4 |  | --> | 0.95 | 0 | 0 | 0.5 | 0 |  | --> | C18 ex SHERIFF STREET | Sheriff Street [T41,T42] | FRANCIS STREET |  | 53.3515 | -6.2458
MV/LV Substation CH***144X |  | 10 kV | _ | LV | 200 kVA :Pole Substation | 0.2 | --> | 0.2 | 0 | 0 | Constrained,otherwise capacity available =174kVA. | --> | 0.19 | 0 | 0 | 0.20391 | 0 |  | --> | C18 ex BALLYBAILIE | Ballybailie [T41,T42] | DUNDALK |  | 53.9153 | -6.4867
MV/LV Substation CH***146X |  | 10 kV | _ | LV | 1000 kVA :Building Structure | 1 | --> | 1 | 0 | 0 | Constrained,otherwise capacity available =375kVA. | --> | 0.95 | 0 | 0 | 0.5 | 0 |  | --> | C19 ex LOUGHLINSTOWN | Loughlinstown [T41,T42] | CARRICKMINES |  | 53.2447 | -6.1389
MV/LV Substation CH***149Z |  | 10 kV | _ | LV | 200 kVA :Kiosk Substation | 0.2 | --> | 0.2 | 0.119 | 4.6 |  | --> | 0.19 | 0 | 0.037791 | 0.21194 | 0 |  | --> | C18 ex CASTLEVIEW | Castleview [T101,T102] | CASTLEVIEW |  | 51.9239 | -8.3852
MV/LV Substation CH***150X |  | 10 kV | _ | LV | 630 kVA :Kiosk Substation | 0.63 | --> | 0.63 | 0 | 0 | Constrained,otherwise capacity available =500kVA. | --> | 0.5985 | 0 | 0.016302 | 0.5 | 0 |  | --> | C15 ex LUCAN EAST | Lucan East [T41,T42] | GRANGE CASTLE |  | 53.352 | -6.4399
MV/LV Substation CH***150Y |  | 10 kV | _ | LV | 50 kVA :Pole Substation | 0.05 | --> | 0.05 | 0 | 0 | Constrained,otherwise capacity available =43kVA. | --> | 0.0475 | 0 | 0 | 0.051052 | 0 |  | --> | C11 ex KANTURK | Kanturk [T41,T42] | GLENLARA |  | 52.1745 | -8.806
MV/LV Substation CH***151X |  | 10 kV | _ | LV | 1000 kVA :Building Structure | 1 | --> | 1 | 0.5 | 11 |  | --> | 0.95 | 0 | 0 | 0.5 | 0 |  | --> | C16 ex MISERY HILL | Misery Hill [T101,T102] | POOLBEG |  | 53.3422 | -6.2361
MV/LV Substation CH***154X |  | 10 kV | _ | LV | 400 kVA :Kiosk Substation | 0.4 | --> | 0.4 | 0 | 0 | Constrained,otherwise capacity available =360kVA. | --> | 0.38 | 0 | 0 | 0.40603 | 0 |  | --> | C11 ex MULGANNON | Mulgannon [T41,T42] | WEXFORD |  | 52.3299 | -6.4659
MV/LV Substation CH***158 |  | 10 kV | _ | LV | 630 kVA :Kiosk Substation | 0.63 | --> | 0.63 | 0.335 | 8.1 |  | --> | 0.5985 | 0 | 0.008151 | 0.5 | 0 |  | --> | C15 ex MILLTOWN (DR) | Milltown (dr) [T101,T102] | POOLBEG |  | 53.3265 | -6.2528
MV/LV Substation CH***162 |  | 10 kV | _ | LV | 200 kVA :Kiosk Substation | 0.2 | --> | 0.2 | 0 | 0 | Constrained,otherwise capacity available =181kVA. | --> | 0.19 | 0 | 0.013338 | 0.20286 | 0 |  | --> | C15 ex GREYSTONES | Greystones [T41,T42] | FASSAROE |  | 53.1488 | -6.0684
MV/LV Substation CH***166 |  | 10 kV | _ | LV | 200 kVA :Pole Substation | 0.2 | --> | 0.2 | 0 | 0 | Constrained,otherwise capacity available =173kVA. | --> | 0.19 | 0 | 0 | 0.20406 | 0 |  | --> | C22 ex GREYSTONES | Greystones [T41,T42] | FASSAROE |  | 53.1307 | -6.0567
MV/LV Substation CH***168 |  | 10 kV | _ | LV | 630 kVA :Building Structure | 0.63 | --> | 0.63 | 0.354 | 8.1 |  | --> | 0.5985 | 0 | 0.036309 | 0.5 | 0 |  | --> | C26 ex MILLTOWN (DR) | Milltown (dr) [T101,T102] | INCHICORE 220KV |  | 53.2946 | -6.2565
MV/LV Substation CH***168X |  | 10 kV | _ | LV | 200 kVA :Kiosk Substation | 0.2 | --> | 0.2 | 0 | 0 | Constrained,otherwise capacity available =133kVA. | --> | 0.19 | 0 | 0.00741 | 0.20993 | 0 |  | --> | C16 ex CLONDALKIN | Clondalkin [T41,T42,T44] | INCHICORE 220KV |  | 53.3215 | -6.4039
MV/LV Substation CH***168Y |  | 10 kV | _ | LV | 400 kVA :Kiosk Substation | 0.4 | --> | 0.4 | 0.206 | 6 |  | --> | 0.38 | 0 | 0.042978 | 0.42843 | 0 |  | --> | C18 ex TRABEG | Trabeg [T101,T102] | TRABEG |  | 51.8736 | -8.4383
MV/LV Substation CH***171Z |  | 10 kV | _ | LV | 630 kVA :Kiosk Substation | 0.63 | --> | 0.63 | 0 | 0 | Constrained,otherwise capacity available =466kVA. | --> | 0.5985 | 0 | 0.010374 | 0.5 | 0 |  | --> | C24 ex POPPINTREE | Poppintree [T101,T102] | FINGLAS |  | 53.404 | -6.2995
MV/LV Substation CH***172 |  | 10 kV | _ | LV | 400 kVA :Kiosk Substation | 0.4 | --> | 0.4 | 0 | 0 | Constrained,otherwise capacity available =294kVA. | --> | 0.38 | 0 | 0.010374 | 0.41578 | 0 |  | --> | C20 ex BALLYBEGGAN | Ballybeggan [T43,T44] | TRALEE |  | 52.2696 | -9.6974
MV/LV Substation CH***175 |  | 10 kV | _ | LV | 50 kVA :Pole Substation | 0.05 | --> | 0.05 | 0.05 | 13.8 |  | --> | 0.0475 | 0 | 0 | 0.05 | 0 |  | --> | C18 ex SINGLAND | Singland [T101,T102] | SINGLAND |  | 52.6655 | -8.563
MV/LV Substation CH***177 |  | 10 kV | _ | LV | 1000 kVA :Building Structure | 1 | --> | 1 | 0 | 0 | Constrained,otherwise capacity available =500kVA. | --> | 0.95 | 0 | 0.024453 | 0.5 | 0 |  | --> | C11 ex PHIBSBORO | Phibsboro [T41,T42] | FINGLAS |  | 53.3591 | -6.2831
MV/LV Substation CH***179 |  | 20 kV | _ | LV | 50 kVA :Pole Substation | 0.05 | --> | 0.05 | 0.05 | 1.3 |  | --> | 0.0475 | 0 | 0 | 0.05 | 0 |  | --> | E23 ex ATHBOY | Athboy [T423] | NAVAN |  | 53.6109 | -6.9458
MV/LV Substation CH***179X |  | 10 kV | _ | LV | 1000 kVA :Building Structure | 1 | --> | 1 | 0 | 0 | Constrained,otherwise capacity available =500kVA. | --> | 0.95 | 0 | 0 | 0.5 | 0 |  | --> | C12 ex SEMPERIT | Semperit [T41,T42,T43] | GRANGE CASTLE |  | 53.3463 | -6.3715
MV/LV Substation CH***179Y |  | 10 kV | _ | LV | 630 kVA :Kiosk Substation | 0.63 | --> | 0.63 | 0 | 0 | Constrained,otherwise capacity available =425kVA. | --> | 0.5985 | 0 | 0 | 0.5 | 0 |  | --> | C14 ex NAAS | Naas [T41,T42] | KILTEEL |  | 53.2175 | -6.6627
MV/LV Substation CH***186 |  | 10 kV | _ | LV | 100 kVA :Pole Substation | 0.1 | --> | 0.1 | 0.003 | 3.4 |  | --> | 0.095 | 0 | 0.002223 | 0.1137 | 0 |  | --> | C15 ex GLENGOOLE | Glengoole [T41] | THURLES |  | 52.7498 | -7.5568
MV/LV Substation CH***186Z |  | 10 kV | _ | LV | 100 kVA :Pole Substation | 0.1 | --> | 0.1 | 0.098 | 1.1 |  | --> | 0.095 | 0 | 0 | 0 | 0 | Constrained,otherwise capacity available =100.3kW. | --> | C18 ex NEWCASTLEWEST | Newcastlewest [T41,T42] | RATHKEALE |  | 52.4389 | -9.0389
MV/LV Substation CH***187X |  | 10 kV | _ | LV | 200 kVA :Kiosk Substation | 0.2 | --> | 0.2 | 0 | 0 | Constrained,otherwise capacity available =85kVA. | --> | 0.19 | 0 | 0 | 0.21674 | 0 |  | --> | C18 ex BLAKE | Blake [T41,T42] | BLAKE |  | 53.2512 | -6.8422
MV/LV Substation CH***188 |  | 10 kV | _ | LV | 400 kVA :Kiosk Substation | 0.4 | --> | 0.4 | 0 | 0 | Constrained,otherwise capacity available =192kVA. | --> | 0.38 | 0 | 0.002964 | 0.4304 | 0 |  | --> | C17 ex ATHGARVAN | Athgarvan [T41,T44] | NEWBRIDGE |  | 53.1804 | -6.7985
MV/LV Substation CH***188 |  | 10 kV | _ | LV | 200 kVA :Pole Substation | 0.2 | --> | 0.2 | 0 | 0 | Constrained,otherwise capacity available =165kVA. | --> | 0.19 | 0 | 0 | 0.20525 | 0 |  | --> | C15 ex MAYFIELD | Mayfield [T41,T42] | KILBARRY |  | 51.9069 | -8.4058
MV/LV Substation CH***190X |  | 10 kV | _ | LV | 200 kVA :Kiosk Substation | 0.2 | --> | 0.2 | 0.176 | 0.7 |  | --> | 0.19 | 0 | 0 | 0.20361 | 0 |  | --> | C16 ex RAHANS | Rahans [T41] | MOY |  | 54.1091 | -9.1484
MV/LV Substation CH***196Y |  | 20 kV | _ | LV | 50 kVA :Pole Substation | 0.05 | --> | 0.05 | 0 | 0 | Constrained,otherwise capacity available =45kVA. | --> | 0.0475 | 0 | 0 | 0.050753 | 0 |  | --> | E19 ex SLANE | Slane [T421] | DRYBRIDGE |  | 53.7281 | -6.6555
MV/LV Substation CH***197 |  | 10 kV | _ | LV | 100 kVA :Pole Substation | 0.1 | --> | 0.1 | 0 | 0 | Constrained,otherwise capacity available =38kVA. | --> | 0.095 | 0 | 0.005187 | 0 | 0 | Constrained,otherwise capacity available =109kW. | --> | C19 ex MILFORD (NR) | Milford (nr) [T41,T42] | LETTERKENNY |  | 55.0358 | -7.6447
MV/LV Substation CH***198X |  | 10 kV | _ | LV | 1000 kVA :Building Structure | 1 | --> | 1 | 0 | 0 | Constrained,otherwise capacity available =500kVA. | --> | 0.95 | 0 | 0 | 0.5 | 0 |  | --> | C13 ex PALMERSTOWN | Palmerstown [T41,T42] | FINGLAS |  | 53.3467 | -6.3781
MV/LV Substation CH***199X |  | 10 kV | _ | LV | 400 kVA :Building Structure | 0.4 | --> | 0.4 | 0 | 0 | Constrained,otherwise capacity available =263kVA. | --> | 0.38 | 0 | 0 | 0.42029 | 0 |  | --> | C13 ex PALMERSTOWN | Palmerstown [T41,T42] | FINGLAS |  | 53.3457 | -6.3752
MV/LV Substation CH***205 |  | 20 kV | _ | LV | 200 kVA :Pole Substation | 0.2 | --> | 0.2 | 0.13 | 3 |  | --> | 0.19 | 0 | 0.015561 | 0 | 0 | Constrained,otherwise capacity available =210.4kW. | --> | E12 ex MOVILLE | Moville [T421,T422] | TRILLICK |  | 55.1913 | -7.0355
MV/LV Substation CH***205X |  | 10 kV | _ | LV | 50 kVA :Pole Substation | 0.05 | --> | 0.05 | 0 | 0 | Constrained,otherwise capacity available =44kVA. | --> | 0.0475 | 0 | 0 | 0.050903 | 0 |  | --> | C22 ex SKIBBEREEN | Skibbereen [T41,T42] | DUNMANWAY |  | 51.5397 | -9.3514
MV/LV Substation CH***208X |  | 10 kV | _ | LV | 400 kVA :Building Structure | 0.4 | --> | 0.4 | 0 | 0 | Constrained,otherwise capacity available =400kVA. | --> | 0.38 | 0 | 0 | 0.4 | 0 |  | --> | C17 ex ORANMORE | Oranmore [T41,T44] | GALWAY 110KV |  | 53.2791 | -8.9312
MV/LV Substation CH***209X |  | 10 kV | _ | LV | 200 kVA :Kiosk Substation | 0.2 | --> | 0.2 | 0 | 0 | Constrained,otherwise capacity available =140kVA. | --> | 0.19 | 0 | 0.015561 | 0 | 0 | Constrained,otherwise capacity available =208.9kW. | --> | C21 ex PALLAS | Pallas [T41,T42] | PORTLAOISE |  | 53.0393 | -7.3126
MV/LV Substation CH***210Y |  | 10 kV | _ | LV | 400 kVA :Kiosk Substation | 0.4 | --> | 0.4 | 0.298 | 13.8 |  | --> | 0.38 | 0 | 0.011115 | 0.4152 | 0 |  | --> | C20 ex SINGLAND | Singland [T101,T102] | SINGLAND |  | 52.6604 | -8.6039
MV/LV Substation CH***211X |  | 10 kV | _ | LV | 630 kVA :Kiosk Substation | 0.63 | --> | 0.63 | 0 | 0 | Constrained,otherwise capacity available =467kVA. | --> | 0.5985 | 0 | 0 | 0 | 0 | Constrained,otherwise capacity available =500kW. | --> | C23 ex PORTLAOISE | Portlaoise [T41,T42] | PORTLAOISE |  | 53.0347 | -7.2973
MV/LV Substation CH***211Y |  | 10 kV | _ | LV | 400 kVA :Kiosk Substation | 0.4 | --> | 0.4 | 0 | 0 | Constrained,otherwise capacity available =365kVA. | --> | 0.38 | 0 | 0 | 0.40528 | 0 |  | --> | E13 ex DALTON | Dalton [T421,T422] | DALTON |  | 53.7202 | -8.9949
MV/LV Substation CH***214X |  | 10 kV | _ | LV | 400 kVA :Kiosk Substation | 0.4 | --> | 0.4 | 0 | 0 | Constrained,otherwise capacity available =271kVA. | --> | 0.38 | 0 | 0.015561 | 0.41913 | 0 |  | --> | C16 ex CLONDALKIN | Clondalkin [T41,T42,T44] | INCHICORE 220KV |  | 53.3199 | -6.4076
MV/LV Substation CH***217Z |  | 10 kV | _ | LV | 200 kVA :Kiosk Substation | 0.2 | --> | 0.2 | 0 | 0 | Constrained,otherwise capacity available =141kVA. | --> | 0.19 | 0 | 0 | 0.20877 | 0 |  | --> | C19 ex CLONMINCH | Clonminch [T41,T422] | THORNSBERRY |  | 53.2714 | -7.4762
MV/LV Substation CH***222 |  | 10 kV | _ | LV | 100 kVA :Pole Substation | 0.1 | --> | 0.1 | 0 | 0 | Constrained,otherwise capacity available =11kVA. | --> | 0.095 | 0 | 0 | 0 | 0 | Constrained,otherwise capacity available =112.7kW. | --> | C19 ex LISMORE | Lismore [T41,T42] | DUNGARVAN |  | 52.0925 | -8.0044
MV/LV Substation CH***222X |  | 10 kV | _ | LV | 1000 kVA :Building Structure | 1 | --> | 1 | 0 | 0 | Constrained,otherwise capacity available =500kVA. | --> | 0.95 | 0 | 0 | 0.5 | 0 |  | --> | C19 ex LOUGHLINSTOWN | Loughlinstown [T41,T42] | CARRICKMINES |  | 53.2444 | -6.139
MV/LV Substation CH***222X |  | 20 kV | _ | LV | 400 kVA :Kiosk Substation | 0.4 | --> | 0.4 | 0.336 | 2 |  | --> | 0.38 | 0 | 0 | 0 | 0 | Constrained,otherwise capacity available =408.4kW. | --> | E11 ex RATHKEALE | Rathkeale [T421,T422] | RATHKEALE |  | 52.6008 | -8.9691
MV/LV Substation CH***222X |  | 10 kV | _ | LV | 200 kVA :Pole Substation | 0.2 | --> | 0.2 | 0.2 | 2.8 |  | --> | 0.19 | 0 | 0 | 0.2 | 0 |  | --> | C20 ex CASTLEBLAYNEY | Castleblayney [T41,T42] | DUNDALK |  | 54.1129 | -6.726
MV/LV Substation CH***223X |  | 10 kV | _ | LV | 1000 kVA :Building Structure | 1 | --> | 1 | 0 | 0 | Constrained,otherwise capacity available =500kVA. | --> | 0.95 | 0 | 0 | 0.5 | 0 |  | --> | C19 ex LOUGHLINSTOWN | Loughlinstown [T41,T42] | CARRICKMINES |  | 53.2416 | -6.1401
MV/LV Substation CH***225X |  | 10 kV | _ | LV | 200 kVA :Kiosk Substation | 0.2 | --> | 0.2 | 0 | 0 | Constrained,otherwise capacity available =175kVA. | --> | 0.19 | 0 | 0.00741 | 0 | 0 | Constrained,otherwise capacity available =203.8kW. | --> | C16 ex DUNGLOE | Dungloe [T41,T42] | ARDNAGAPPARY |  | 54.9498 | -8.3551
MV/LV Substation CH***229Y |  | 20 kV | _ | LV | 50 kVA :Pole Substation | 0.05 | --> | 0.05 | 0 | 0 | Constrained,otherwise capacity available =41kVA. | --> | 0.0475 | 0 | 0 | 0.051348 | 0 |  | --> | C21 ex MACETOWN | Macetown [T101,T102] | MACETOWN |  | 53.4715 | -6.5381
MV/LV Substation CH***231X |  | 10 kV | _ | LV | 400 kVA :Building Structure | 0.4 | --> | 0.4 | 0.38033 | 0.4 | Constrained,otherwise capacity available =393kVA. | --> | 0.38 | 0 | 0 | 0.40106 | 0 |  | --> | C24 ex CARRICKMINES | Carrickmines [T41,T42] | CARRICKMINES |  | 53.2463 | -6.1478
MV/LV Substation CH***231X |  | 10 kV | _ | LV | 400 kVA :Building Structure | 0.4 | --> | 0.4 | 0.196 | 1 |  | --> | 0.38 | 0 | 0 | 0.42984 | 0 |  | --> | C16 ex CORBALLY | Corbally [T41,T42] | ARDNACRUSHA |  | 52.6659 | -8.6221
MV/LV Substation CH***232 |  | 10 kV | _ | LV | 1000 kVA :Building Structure | 1 | --> | 1 | 0 | 0 | Constrained,otherwise capacity available =500kVA. | --> | 0.95 | 0 | 0.02223 | 0.5 | 0 |  | --> | C13 ex TUAM SOUTH | Tuam South [T42] | CLOON |  | 53.515 | -8.8526
MV/LV Substation CH***235X |  | 10 kV | _ | LV | 400 kVA :Kiosk Substation | 0.4 | --> | 0.4 | 0.284 | 2.8 |  | --> | 0.38 | 0 | 0.003705 | 0.41724 | 0 |  | --> | C19 ex CASTLEBLAYNEY | Castleblayney [T41,T42] | DUNDALK |  | 54.1123 | -6.7464
MV/LV Substation CH***236X |  | 10 kV | _ | LV | 400 kVA :Kiosk Substation | 0.4 | --> | 0.4 | 0 | 0 | Constrained,otherwise capacity available =256kVA. | --> | 0.38 | 0 | 0.012597 | 0.4213 | 0 |  | --> | C16 ex CLONDALKIN | Clondalkin [T41,T42,T44] | INCHICORE 220KV |  | 53.318 | -6.4123
MV/LV Substation CH***237Y |  | 20 kV | _ | LV | 100 kVA :Pole Substation | 0.1 | --> | 0.1 | 0.092 | 3 |  | --> | 0.095 | 0 | 0 | 0 | 0 | Constrained,otherwise capacity available =101.2kW. | --> | E11 ex CHARLEVILLE | Charleville [T421,T422] | CHARLEVILLE |  | 52.339 | -8.6703
MV/LV Substation CH***237Z |  | 10 kV | _ | LV | 400 kVA :Kiosk Substation | 0.4 | --> | 0.4 | 0 | 0 | Constrained,otherwise capacity available =382kVA. | --> | 0.38 | 0 | 0 | 0.40272 | 0 |  | --> | C24 ex POPPINTREE | Poppintree [T101,T102] | FINGLAS |  | 53.4043 | -6.2977
MV/LV Substation CH***238X |  | 20 kV | _ | LV | 50 kVA :Pole Substation | 0.05 | --> | 0.05 | 0.029 | 2 |  | --> | 0.0475 | 0 | 0.004446 | 0 | 0 | Constrained,otherwise capacity available =53.1kW. | --> | E17 ex BALLYMACARRY | Ballymacarry [T421] | TRILLICK |  | 55.0864 | -7.4621
MV/LV Substation CH***242 |  | 10 kV | _ | LV | 630 kVA :Kiosk Substation | 0.63 | --> | 0.63 | 0.416 | 8.1 |  | --> | 0.5985 | 0 | 0.020007 | 0.5 | 0 |  | --> | C21 ex MILLTOWN (DR) | Milltown (dr) [T101,T102] | POOLBEG |  | 53.3203 | -6.2457
MV/LV Substation CH***242 |  | 20 kV | _ | LV | 400 kVA :Kiosk Substation | 0.4 | --> | 0.4 | 0 | 0 | Constrained,otherwise capacity available =307kVA. | --> | 0.38 | 0 | 0.012597 | 0.41388 | 0 |  | --> | C12 ex SCARIFF | Scariff [T42] | ENNIS |  | 52.912 | -8.5306
MV/LV Substation CH***243 |  | 10 kV | _ | LV | 100 kVA :Pole Substation | 0.1 | --> | 0.1 | 0.063 | 1 |  | --> | 0.095 | 0 | 0.005928 | 0 | 0 | Constrained,otherwise capacity available =105.5kW. | --> | C15 ex BOYLE | Boyle [T41,T42] | CARRICK ON SHANNON |  | 53.9694 | -8.2943
MV/LV Substation CH***247X |  | 10 kV | _ | LV | 400 kVA :Kiosk Substation | 0.4 | --> | 0.4 | 0 | 0 | Constrained,otherwise capacity available =238kVA. | --> | 0.38 | 0 | 0.012597 | 0.42388 | 0 |  | --> | C16 ex CLONDALKIN | Clondalkin [T41,T42,T44] | INCHICORE 220KV |  | 53.3193 | -6.4129
MV/LV Substation CH***248Z |  | 10 kV | _ | LV | 400 kVA :Kiosk Substation | 0.4 | --> | 0.4 | 0 | 0 | Constrained,otherwise capacity available =351kVA. | --> | 0.38 | 0 | 0 | 0.40737 | 0 |  | --> | C11 ex NAAS | Naas [T41,T42] | KILTEEL |  | 53.2107 | -6.6543
MV/LV Substation CH***251 |  | 10 kV | _ | LV | 400 kVA :Kiosk Substation | 0.4 | --> | 0.4 | 0.305 | 4 |  | --> | 0.38 | 0 | 0.032604 | 0.41417 | 0 |  | --> | C19 ex BALLINCLEA | Ballinclea [T41] | CHERRYWOOD |  | 53.2616 | -6.1333
MV/LV Substation CH***251Z |  | 20 kV | _ | LV | 200 kVA :Kiosk Substation | 0.2 | --> | 0.2 | 0 | 0 | Constrained,otherwise capacity available =198kVA. | --> | 0.19 | 0 | 0 | 0 | 0 | Constrained,otherwise capacity available =200.3kW. | --> | E14 ex EMYVALE | Emyvale [T422] | LISDRUM |  | 54.3583 | -7.026
MV/LV Substation CH***252X |  | 20 kV | _ | LV | 50 kVA :Pole Substation | 0.05 | --> | 0.05 | 0 | 0 | Constrained,otherwise capacity available =37kVA. | --> | 0.0475 | 0 | 0 | 0.051937 | 0 |  | --> | C12 ex BALLYHAUNIS | Ballyhaunis [T41,T42] | DALTON |  | 53.7621 | -8.7558
MV/LV Substation CH***254Y |  | 10 kV | _ | LV | 200 kVA :Kiosk Substation | 0.2 | --> | 0.2 | 0 | 0 | Constrained,otherwise capacity available =134kVA. | --> | 0.19 | 0 | 0.028158 | 0.20978 | 0 |  | --> | C23 ex MACETOWN | Macetown [T101,T102] | MACETOWN |  | 53.41 | -6.4714
MV/LV Substation CH***255Y |  | 20 kV | _ | LV | 400 kVA :Kiosk Substation | 0.4 | --> | 0.4 | 0.296 | 1.3 |  | --> | 0.38 | 0 | 0.01482 | 0.41549 | 0 |  | --> | C17 ex ROOSKY | Roosky [T41] | RICHMOND |  | 53.7765 | -8.1074
MV/LV Substation CH***265X |  | 10 kV | _ | LV | 630 kVA :Building Structure | 0.63 | --> | 0.63 | 0 | 0 | Constrained,otherwise capacity available =500kVA. | --> | 0.5985 | 0 | 0 | 0.5 | 0 |  | --> | C14 ex GLOUCESTER PLACE | Gloucester Place [T41,T42] | MCDERMOTT |  | 53.3519 | -6.2581
MV/LV Substation CH***267X |  | 10 kV | _ | LV | 100 kVA :Pole Substation | 0.1 | --> | 0.1 | 0 | 0 | Constrained,otherwise capacity available =73kVA. | --> | 0.095 | 0 | 0.002223 | 0.10402 | 0 |  | --> | C15 ex CASTLECOMER | Castlecomer [T41,T42] | BALLYRAGGET |  | 52.8711 | -7.1659
MV/LV Substation CH***273Y |  | 10 kV | _ | LV | 400 kVA :Building Structure | 0.4 | --> | 0.4 | 0 | 0 | Constrained,otherwise capacity available =386kVA. | --> | 0.38 | 0 | 0 | 0.40212 | 0 |  | --> | C18 ex BALLINACURRA | Ballinacurra [T41,T42] | LIMERICK |  | 52.6493 | -8.6354
MV/LV Substation CH***273Z |  | 10 kV | _ | LV | 400 kVA :Kiosk Substation | 0.4 | --> | 0.4 | 0 | 0 | Constrained,otherwise capacity available =344kVA. | --> | 0.38 | 0 | 0.024453 | 0.40841 | 0 |  | --> | C21 ex STEPHENSTOWN | Stephenstown [T101,T102] | FINGLAS |  | 53.6132 | -6.2012
MV/LV Substation CH***277X |  | 10 kV | _ | LV | 100 kVA :Pole Substation | 0.1 | --> | 0.1 | 0.096 | 2.3 |  | --> | 0.095 | 0 | 0 | 0.10061 | 0 |  | --> | C12 ex BALLYRICKARD | Ballyrickard [T41,T42] | TRALEE |  | 52.2912 | -9.8281
MV/LV Substation CH***278X |  | 10 kV | _ | LV | 400 kVA :Building Structure | 0.4 | --> | 0.4 | 0 | 0 | Constrained,otherwise capacity available =322kVA. | --> | 0.38 | 0 | 0 | 0.41167 | 0 |  | --> | C13 ex PALMERSTOWN | Palmerstown [T41,T42] | FINGLAS |  | 53.3453 | -6.3771
MV/LV Substation CH***278Z |  | 20 kV | _ | LV | 200 kVA :Kiosk Substation | 0.2 | --> | 0.2 | 0 | 0 | Constrained,otherwise capacity available =189kVA. | --> | 0.19 | 0 | 0 | 0.20166 | 0 |  | --> | E23 ex BALTRASNA | Baltrasna [T121,T122] | BALTRASNA |  | 53.5866 | -6.2941
MV/LV Substation CH***279X |  | 10 kV | _ | LV | 400 kVA :Kiosk Substation | 0.4 | --> | 0.4 | 0 | 0 | Constrained,otherwise capacity available =226kVA. | --> | 0.38 | 0 | 0.01482 | 0.42559 | 0 |  | --> | E12 ex GLASMORE | Glasmore [T421,T422] | GLASMORE |  | 53.4525 | -6.2403
MV/LV Substation CH***282 |  | 10 kV | _ | LV | 50 kVA :Pole Substation | 0.05 | --> | 0.05 | 0 | 0 | Constrained,otherwise capacity available =49kVA. | --> | 0.0475 | 0 | 0 | 0 | 0 | Constrained,otherwise capacity available =50.2kW. | --> | C19 ex MILFORD (NR) | Milford (nr) [T41,T42] | LETTERKENNY |  | 55.0959 | -7.5565
MV/LV Substation CH***283Z |  | 10 kV | _ | LV | 400 kVA :Building Structure | 0.4 | --> | 0.4 | 0 | 0 | Constrained,otherwise capacity available =312kVA. | --> | 0.38 | 0 | 0 | 0.40782 | 0 |  | --> | C24 ex KILBARRY | Kilbarry [T101,T43] | KILBARRY |  | 51.9117 | -8.4916
MV/LV Substation CH***284Y |  | 10 kV | _ | LV | 400 kVA :Kiosk Substation | 0.4 | --> | 0.4 | 0 | 0 | Constrained,otherwise capacity available =344kVA. | --> | 0.38 | 0 | 0.00741 | 0 | 0 | Constrained,otherwise capacity available =408.4kW. | --> | C20 ex PORTLAOISE | Portlaoise [T41,T42] | PORTLAOISE |  | 53.0361 | -7.2743
MV/LV Substation CH***284Y |  | 10 kV | _ | LV | 50 kVA :Pole Substation | 0.05 | --> | 0.05 | 0.047 | 0.3 |  | --> | 0.0475 | 0 | 0 | 0.050453 | 0 |  | --> | C11 ex BALLYMOTE | Ballymote [T41] | SLIGO |  | 54.0733 | -8.5661
MV/LV Substation CH***286Z |  | 10 kV | _ | LV | 400 kVA :Kiosk Substation | 0.4 | --> | 0.4 | 0 | 0 | Constrained,otherwise capacity available =355kVA. | --> | 0.38 | 0 | 0 | 0.40677 | 0 |  | --> | C15 ex TALBOTS INCH | Talbots Inch [T41,T42] | KILKENNY |  | 52.6711 | -7.2711
MV/LV Substation CH***290X |  | 10 kV | _ | LV | 630 kVA :Kiosk Substation | 0.63 | --> | 0.63 | 0 | 0 | Constrained,otherwise capacity available =323kVA. | --> | 0.5985 | 0 | 0.042237 | 0.5 | 0 |  | --> | E17 ex GLASMORE | Glasmore [T421,T422] | GLASMORE |  | 53.4494 | -6.238
MV/LV Substation CH***292 |  | 10 kV | _ | LV | 400 kVA :Kiosk Substation | 0.4 | --> | 0.4 | 0.335 | 11.9 |  | --> | 0.38 | 0 | 0.002964 | 0.40975 | 0 |  | --> | C32 ex SALTHILL | Salthill [T101,T102] | SALTHILL |  | 53.2863 | -9.0764
MV/LV Substation CH***292Y |  | 10 kV | _ | LV | 400 kVA :Kiosk Substation | 0.4 | --> | 0.4 | 0.4 | 13.8 |  | --> | 0.38 | 0 | 0 | 0.4 | 0 |  | --> | C21 ex SINGLAND | Singland [T101,T102] | SINGLAND |  | 52.6597 | -8.5899
MV/LV Substation CH***294 |  | 20 kV | _ | LV | 50 kVA :Pole Substation | 0.05 | --> | 0.05 | 0.03 | 7.2 |  | --> | 0.0475 | 0 | 0.012597 | 0.052949 | 0 |  | --> | C06 ex AHANE | Ahane [T102] | AHANE |  | 52.6887 | -8.5066
MV/LV Substation CH***294Z |  | 10 kV | _ | LV | 400 kVA :Kiosk Substation | 0.4 | --> | 0.4 | 0 | 0 | Constrained,otherwise capacity available =329kVA. | --> | 0.38 | 0 | 0 | 0.41064 | 0 |  | --> | C15 ex MOUNTGORRY | Mountgorry [T41,T42] | GRANGE (DR) |  | 53.4584 | -6.2193
MV/LV Substation CH***295X |  | 10 kV | _ | LV | 630 kVA :Building Structure | 0.63 | --> | 0.63 | 0 | 0 | Constrained,otherwise capacity available =434kVA. | --> | 0.5985 | 0 | 0.020007 | 0.5 | 0 |  | --> | C12 ex SEMPERIT | Semperit [T41,T42,T43] | GRANGE CASTLE |  | 53.3445 | -6.3705
MV/LV Substation CH***296 |  | 20 kV | _ | LV | 200 kVA :Pole Substation | 0.2 | --> | 0.2 | 0.131 | 3.1 |  | --> | 0.19 | 0 | 0.00741 | 0.21022 | 0 |  | --> | E12 ex LUMCLOON | Lumcloon [T421,T422] | DALLOW |  | 53.2703 | -7.8282
MV/LV Substation CH***297X |  | 10 kV | _ | LV | 630 kVA :Building Structure | 0.63 | --> | 0.63 | 0 | 0 | Constrained,otherwise capacity available =500kVA. | --> | 0.5985 | 0 | 0.1482 | 0 | 0 | Constrained,otherwise capacity available =500kW. | --> | C13 ex DONEGAL | Donegal [T41,T42] | CATHALEENS FALL |  | 54.6353 | -8.1181
MV/LV Substation CH***298Z |  | 10 kV | _ | LV | 50 kVA :Pole Substation | 0.05 | --> | 0.05 | 0.05 | 0.1 |  | --> | 0.0475 | 0 | 0 | 0.05 | 0 |  | --> | C16 ex KILCULLEN | Kilcullen [T41,T42,T424] | STRATFORD |  | 53.1192 | -6.8487
MV/LV Substation CH***300Z |  | 10 kV | _ | LV | 200 kVA :Kiosk Substation | 0.2 | --> | 0.2 | 0 | 0 | Constrained,otherwise capacity available =148kVA. | --> | 0.19 | 0 | 0.006669 | 0.20775 | 0 |  | --> | C21 ex STEPHENSTOWN | Stephenstown [T101,T102] | FINGLAS |  | 53.6142 | -6.2014
MV/LV Substation CH***301 |  | 10 kV | _ | LV | 1000 kVA :Building Structure | 1 | --> | 1 | 0.5 | 1.7 |  | --> | 0.95 | 0 | 0 | 0.5 | 0 |  | --> | C17 ex SOUTH KING STREET | South King Street [T41,T42] | FRANCIS STREET |  | 53.3408 | -6.2624
MV/LV Substation CH***301Z |  | 10 kV | _ | LV | 200 kVA :Kiosk Substation | 0.2 | --> | 0.2 | 0 | 0 | Constrained,otherwise capacity available =142kVA. | --> | 0.19 | 0 | 0.011115 | 0.20862 | 0 |  | --> | C22 ex STEPHENSTOWN | Stephenstown [T101,T102] | FINGLAS |  | 53.6136 | -6.2025
MV/LV Substation CH***302X |  | 20 kV | _ | LV | 200 kVA :Kiosk Substation | 0.2 | --> | 0.2 | 0.176 | 1.4 |  | --> | 0.19 | 0 | 0.004446 | 0.20361 | 0 |  | --> | E12 ex KILLINICK | Killinick [T421,T422] | WEXFORD |  | 52.2397 | -6.3524
MV/LV Substation CH***304Y |  | 10 kV | _ | LV | 400 kVA :Kiosk Substation | 0.4 | --> | 0.4 | 0.377 | 0.8 |  | --> | 0.38 | 0 | 0 | 0.40348 | 0 |  | --> | C16 ex MANOR STREET | Manor Street [T41,T42] | WATERFORD |  | 52.2509 | -7.1045
MV/LV Substation CH***305 |  | 10 kV | _ | LV | 100 kVA :Building Structure | 0.1 | --> | 0.1 | 0.055 | 2.3 |  | --> | 0.095 | 0 | 0 | 0.10661 | 0 |  | --> | C12 ex BALLYRICKARD | Ballyrickard [T41,T42] | TRALEE |  | 52.2899 | -9.8237
MV/LV Substation CH***308 |  | 20 kV | _ | LV | 100 kVA :Pole Substation | 0.1 | --> | 0.1 | 0 | 0 | Constrained,otherwise capacity available =82kVA. | --> | 0.095 | 0 | 0 | 0 | 0 | Constrained,otherwise capacity available =102.7kW. | --> | C21 ex MILFORD (NR) | Milford (nr) [T41,T42] | LETTERKENNY |  | 55.1739 | -7.7898
MV/LV Substation CH***311 |  | 10 kV | _ | LV | 100 kVA :Pole Substation | 0.1 | --> | 0.1 | 0 | 0 | Constrained,otherwise capacity available =83kVA. | --> | 0.095 | 0 | 0.008151 | 0.10255 | 0 |  | --> | C11 ex SRAH | Srah [T41,T42] | THORNSBERRY |  | 53.2697 | -7.5061
MV/LV Substation CH***316 |  | 10 kV | _ | LV | 400 kVA :Building Structure | 0.4 | --> | 0.4 | 0.4 | 3 |  | --> | 0.38 | 0 | 0 | 0.4 | 0 |  | --> | C18 ex GREENHILLS | Greenhills [T42] | INCHICORE 220KV |  | 53.3133 | -6.3381
MV/LV Substation CH***316Z |  | 20 kV | _ | LV | 50 kVA :Pole Substation | 0.05 | --> | 0.05 | 0 | 0 | Constrained,otherwise capacity available =50kVA. | --> | 0.0475 | 0 | 0 | 0.05 | 0 |  | --> | C24 ex MACETOWN | Macetown [T101,T102] | MACETOWN |  | 53.4561 | -6.3992
MV/LV Substation CH***320Y |  | 10 kV | _ | LV | 630 kVA :Kiosk Substation | 0.63 | --> | 0.63 | 0 | 0 | Constrained,otherwise capacity available =366kVA. | --> | 0.5985 | 0 | 0.003705 | 0 | 0 | Constrained,otherwise capacity available =500kW. | --> | C19 ex PORTLAOISE | Portlaoise [T41,T42] | PORTLAOISE |  | 53.0347 | -7.3005
MV/LV Substation CH***330 |  | 10 kV | _ | LV | 100 kVA :Pole Substation | 0.1 | --> | 0.1 | 0.092 | 0.4 |  | --> | 0.095 | 0 | 0 | 0 | 0 | Constrained,otherwise capacity available =101.2kW. | --> | C13 ex SWINFORD | Swinford [T41,T42] | CASTLEBAR |  | 53.8921 | -9.0204
MV/LV Substation CH***336Z |  | 10 kV | _ | LV | 200 kVA :Kiosk Substation | 0.2 | --> | 0.2 | 0 | 0 | Constrained,otherwise capacity available =91kVA. | --> | 0.19 | 0 | 0.017784 | 0.2159 | 0 |  | --> | C17 ex SALLINS | Sallins [T41,T42] | GRIFFINRATH |  | 53.2907 | -6.6844
MV/LV Substation CH***343 |  | 20 kV | _ | LV | 200 kVA :Pole Substation | 0.2 | --> | 0.2 | 0 | 0 | Constrained,otherwise capacity available =127kVA. | --> | 0.19 | 0 | 0.008151 | 0 | 0 | Constrained,otherwise capacity available =210.8kW. | --> | C13 ex CLOYNE | Cloyne [T41] | MIDLETON |  | 51.83 | -8.0218
MV/LV Substation CH***343Z |  | 10 kV | _ | LV | 400 kVA :Kiosk Substation | 0.4 | --> | 0.4 | 0 | 0 | Constrained,otherwise capacity available =307kVA. | --> | 0.38 | 0 | 0 | 0.41388 | 0 |  | --> | C16 ex BALBRIGGAN | Balbriggan [T42] | GLASMORE |  | 53.6105 | -6.1856
MV/LV Substation CH***349X |  | 10 kV | _ | LV | 630 kVA :Kiosk Substation | 0.63 | --> | 0.63 | 0 | 0 | Constrained,otherwise capacity available =389kVA. | --> | 0.5985 | 0 | 0.015561 | 0.5 | 0 |  | --> | C12 ex LUCAN EAST | Lucan East [T41,T42] | GRANGE CASTLE |  | 53.3525 | -6.4582
MV/LV Substation CH***349Z |  | 10 kV | _ | LV | 50 kVA :Pole Substation | 0.05 | --> | 0.05 | 0 | 0 | Constrained,otherwise capacity available =39kVA. | --> | 0.0475 | 0 | 0 | 0.051643 | 0 |  | --> | E11 ex ASHBOURNE | Ashbourne [T421,T422] | FINGLAS |  | 53.4339 | -6.3409
MV/LV Substation CH***357X |  | 10 kV | _ | LV | 50 kVA :Pole Substation | 0.05 | --> | 0.05 | 0 | 0 | Constrained,otherwise capacity available =41kVA. | --> | 0.0475 | 0 | 0 | 0.051348 | 0 |  | --> | C22 ex SKIBBEREEN | Skibbereen [T41,T42] | DUNMANWAY |  | 51.5427 | -9.3501
MV/LV Substation CH***360 |  | 10 kV | _ | LV | 630 kVA :Kiosk Substation | 0.63 | --> | 0.63 | 0.222 | 8.1 |  | --> | 0.5985 | 0 | 0.008151 | 0.5 | 0 |  | --> | C15 ex MILLTOWN (DR) | Milltown (dr) [T101,T102] | POOLBEG |  | 53.3244 | -6.2567
MV/LV Substation CH***365 |  | 10 kV | _ | LV | 400 kVA :Kiosk Substation | 0.4 | --> | 0.4 | 0.315 | 1 |  | --> | 0.38 | 0 | 0.006669 | 0.41271 | 0 |  | --> | C22 ex TYCOR | Tycor [T41,T42] | WATERFORD |  | 52.2596 | -7.1415
MV/LV Substation CH***366X |  | 10 kV | _ | LV | 100 kVA :Pole Substation | 0.1 | --> | 0.1 | 0.1 | 2.3 |  | --> | 0.095 | 0 | 0 | 0.1 | 0 |  | --> | C12 ex BALLYRICKARD | Ballyrickard [T41,T42] | TRALEE |  | 52.2911 | -9.8231
MV/LV Substation CH***368 |  | 20 kV | _ | LV | 100 kVA :Pole Substation | 0.1 | --> | 0.1 | 0 | 0 | Constrained,otherwise capacity available =61kVA. | --> | 0.095 | 0 | 0.004446 | 0.10575 | 0 |  | --> | E14 ex BEALNABLATH | Bealnablath [T421] | BANDON |  | 51.866 | -8.8889
MV/LV Substation CH***376X |  | 10 kV | _ | LV | 100 kVA :Pole Substation | 0.1 | --> | 0.1 | 0 | 0 | Constrained,otherwise capacity available =70kVA. | --> | 0.095 | 0 | 0.011856 | 0.10446 | 0 |  | --> | C18 ex CAVAN | Cavan [T42,T421] | SHANKILL |  | 54.0014 | -7.3624
MV/LV Substation CH***385Z |  | 20 kV | _ | LV | 630 kVA :Kiosk Substation | 0.63 | --> | 0.63 | 0 | 0 | Constrained,otherwise capacity available =403kVA. | --> | 0.5985 | 0 | 0.045201 | 0.5 | 0 |  | --> | E15 ex BATTER LANE TEMPORARY | Batter Lane Temporary 38kv [T421] | GLASMORE |  | 53.5222 | -6.1705
MV/LV Substation CH***388Z |  | 10 kV | _ | LV | 400 kVA :Building Structure | 0.4 | --> | 0.4 | 0 | 0 | Constrained,otherwise capacity available =400kVA. | --> | 0.38 | 0 | 0 | 0.4 | 0 |  | --> | C17 ex PALMERSTOWN | Palmerstown [T41,T42] | FINGLAS |  | 53.3372 | -6.3732
MV/LV Substation CH***392X |  | 10 kV | _ | LV | 400 kVA :Kiosk Substation | 0.4 | --> | 0.4 | 0.332 | 5.5 |  | --> | 0.38 | 0 | 0 | 0 | 0 | Constrained,otherwise capacity available =410.2kW. | --> | C14 ex GORTLEE | Gortlee [T41,T42] | LETTERKENNY |  | 54.9612 | -7.7579
MV/LV Substation CH***394Y |  | 20 kV | _ | LV | 400 kVA :Kiosk Substation | 0.4 | --> | 0.4 | 0.344 | 4.4 |  | --> | 0.38 | 0 | 0.003705 | 0.40841 | 0 |  | --> | E18 ex CRANE | Crane [T122] | CRANE |  | 52.5146 | -6.2829
MV/LV Substation CH***395 |  | 10 kV | _ | LV | 200 kVA :Kiosk Substation | 0.2 | --> | 0.2 | 0.168 | 2.3 |  | --> | 0.19 | 0 | 0 | 0.2048 | 0 |  | --> | C18 ex BALLYRICKARD | Ballyrickard [T41,T42] | TRALEE |  | 52.2684 | -9.7105
MV/LV Substation CH***399Y |  | 10 kV | _ | LV | 400 kVA :Kiosk Substation | 0.4 | --> | 0.4 | 0.217 | 2.7 |  | --> | 0.38 | 0 | 0.016302 | 0.42687 | 0 |  | --> | C17 ex OLDCASTLE | Oldcastle [T41,T422] | MULLINGAR |  | 53.7682 | -7.1601
MV/LV Substation CH***4014 |  | 10 kV | _ | LV | 400 kVA :Building Structure | 0.4 | --> | 0.4 | 0 | 0 | Constrained,otherwise capacity available =400kVA. | --> | 0.38 | 0 | 0 | 0.4 | 0 |  | --> | C17 ex UNIDARE | Unidare [T41,T42] | FINGLAS |  | 53.4031 | -6.3067
MV/LV Substation CH***4015 |  | 20 kV | _ | LV | 400 kVA :Kiosk Substation | 0.4 | --> | 0.4 | 0.345 | 4.4 |  | --> | 0.38 | 0 | 0 | 0.40827 | 0 |  | --> | E18 ex CRANE | Crane [T122] | CRANE |  | 52.5076 | -6.2802
MV/LV Substation CH***4017 |  | 10 kV | _ | LV | 50 kVA :Pole Substation | 0.05 | --> | 0.05 | 0 | 0 | Constrained,otherwise capacity available =41kVA. | --> | 0.0475 | 0 | 0.00741 | 0.051348 | 0 |  | --> | C32 ex ACADEMY STREET | Academy Street [T421,T422,T44] | NAVAN |  | 53.6436 | -6.6961
MV/LV Substation CH***401Z |  | 10 kV | _ | LV | 50 kVA :Pole Substation | 0.05 | --> | 0.05 | 0.049 | 1 |  | --> | 0.0475 | 0 | 0 | 0.050152 | 0 |  | --> | E19 ex LONGFORD | Longford [T421,T422] | RICHMOND |  | 53.7082 | -7.8192
MV/LV Substation CH***4023 |  | 10 kV | _ | LV | 50 kVA :Pole Substation | 0.05 | --> | 0.05 | 0.044 | 3.1 |  | --> | 0.0475 | 0 | 0.008151 | 0.050903 | 0 |  | --> | C11 ex BELLFIELD | Bellfield [T41,T42] | CRANE |  | 52.5082 | -6.5917
MV/LV Substation CH***4027 |  | 10 kV | _ | LV | 50 kVA :Pole Substation | 0.05 | --> | 0.05 | 0.045 | 0.1 |  | --> | 0.0475 | 0 | 0.004446 | 0.050753 | 0 |  | --> | C18 ex TUBBERCURRY | Tubbercurry [T41,T42] | TONROE |  | 54.0464 | -8.6843
MV/LV Substation CH***4030 |  | 10 kV | _ | LV | 630 kVA :Building Structure | 0.63 | --> | 0.63 | 0.5 | 1.4 |  | --> | 0.5985 | 0 | 0 | 0.5 | 0 |  | --> | C20 ex RINEANNA | Rineanna [T41,T42] | DRUMLINE |  | 52.7167 | -8.8785
MV/LV Substation CH***4036 |  | 10 kV | _ | LV | 50 kVA :Pole Substation | 0.05 | --> | 0.05 | 0.041 | 2.4 |  | --> | 0.0475 | 0 | 0 | 0.051348 | 0 |  | --> | C11 ex BRAY | Bray [T41,T42] | FASSAROE |  | 53.1914 | -6.1671
MV/LV Substation CH***4043 |  | 20 kV | _ | LV | 200 kVA :Pole Substation | 0.2 | --> | 0.2 | 0 | 0 | Constrained,otherwise capacity available =143kVA. | --> | 0.19 | 0 | 0.004446 | 0.20848 | 0 |  | --> | C12 ex BALLYHAUNIS | Ballyhaunis [T41,T42] | DALTON |  | 53.7648 | -8.7584
MV/LV Substation CH***404X |  | 20 kV | _ | LV | 200 kVA :Pole Substation | 0.2 | --> | 0.2 | 0 | 0 | Constrained,otherwise capacity available =104kVA. | --> | 0.19 | 0 | 0 | 0.21407 | 0 |  | --> | E18 ex CREAGH | Creagh [T421,T422] | ATHLONE |  | 53.3952 | -8.3362
MV/LV Substation CH***405 |  | 10 kV | _ | LV | 200 kVA :Pole Substation | 0.2 | --> | 0.2 | 0.125 | 2.1 |  | --> | 0.19 | 0 | 0.00741 | 0.21108 | 0 |  | --> | C14 ex BUTTEVANT | Buttevant [T41,T42] | MALLOW |  | 52.2714 | -8.7289
MV/LV Substation CH***405 |  | 10 kV | _ | LV | 50 kVA :Pole Substation | 0.05 | --> | 0.05 | 0.048 | 1 |  | --> | 0.0475 | 0 | 0 | 0.050303 | 0 |  | --> | E19 ex LONGFORD | Longford [T421,T422] | RICHMOND |  | 53.7077 | -7.8146
MV/LV Substation CH***4054 |  | 10 kV | _ | LV | 400 kVA :Building Structure | 0.4 | --> | 0.4 | 0 | 0 | Constrained,otherwise capacity available =395kVA. | --> | 0.38 | 0 | 0 | 0.40076 | 0 |  | --> | C39 ex COLLEGE PARK | College Park [T101,T102,T103] | COLLEGE PARK |  | 53.423 | -6.3786
MV/LV Substation CH***4057 |  | 10 kV | _ | LV | 400 kVA :Kiosk Substation | 0.4 | --> | 0.4 | 0 | 0 | Constrained,otherwise capacity available =324kVA. | --> | 0.38 | 0 | 0.003705 | 0.41138 | 0 |  | --> | C11 ex GREYSTONES | Greystones [T41,T42] | FASSAROE |  | 53.1397 | -6.0818
MV/LV Substation CH***4059 |  | 10 kV | _ | LV | 400 kVA :Building Structure | 0.4 | --> | 0.4 | 0 | 0 | Constrained,otherwise capacity available =379kVA. | --> | 0.38 | 0 | 0 | 0.40318 | 0 |  | --> | C13 ex PALMERSTOWN | Palmerstown [T41,T42] | FINGLAS |  | 53.3446 | -6.3777
MV/LV Substation CH***405X |  | 10 kV | _ | LV | 1000 kVA :Building Structure | 1 | --> | 1 | 0.5 | 4 |  | --> | 0.95 | 0 | 0 | 0.5 | 0 |  | --> | C12 ex SHERIFF STREET | Sheriff Street [T41,T42] | FRANCIS STREET |  | 53.3488 | -6.2474
MV/LV Substation CH***406 |  | 10 kV | _ | LV | 100 kVA :Pole Substation | 0.1 | --> | 0.1 | 0 | 0 | Constrained,otherwise capacity available =87kVA. | --> | 0.095 | 0 | 0 | 0.10195 | 0 |  | --> | C14 ex GREYSTONES | Greystones [T41,T42] | FASSAROE |  | 53.1752 | -6.1838
MV/LV Substation CH***4069 |  | 10 kV | _ | LV | 400 kVA :Building Structure | 0.4 | --> | 0.4 | 0 | 0 | Constrained,otherwise capacity available =400kVA. | --> | 0.38 | 0 | 0 | 0.4 | 0 |  | --> | C12 ex CHARLESTOWN | Charlestown [T41] | TONROE |  | 53.9598 | -8.7935
MV/LV Substation CH***4070 |  | 20 kV | _ | LV | 50 kVA :Pole Substation | 0.05 | --> | 0.05 | 0.05 | 2.3 |  | --> | 0.0475 | 0 | 0 | 0.05 | 0 |  | --> | E14 ex MOY | Moy [T421,T422] | MOY |  | 54.2152 | -9.2238
MV/LV Substation CH***4083 |  | 10 kV | _ | LV | 400 kVA :Kiosk Substation | 0.4 | --> | 0.4 | 0 | 0 | Constrained,otherwise capacity available =343kVA. | --> | 0.38 | 0 | 0.003705 | 0.40856 | 0 |  | --> | C20 ex CELBRIDGE | Celbridge [T41,T42] | GRIFFINRATH |  | 53.326 | -6.5469
MV/LV Substation CH***4086 |  | 20 kV | _ | LV | 50 kVA :Pole Substation | 0.05 | --> | 0.05 | 0 | 0 | Constrained,otherwise capacity available =12kVA. | --> | 0.0475 | 0 | 0 | 0.055455 | 0 |  | --> | C11 ex KILDARE | Kildare [T41,T42] | NEWBRIDGE |  | 53.1554 | -6.9648
MV/LV Substation CH***4090 |  | 20 kV | _ | LV | 100 kVA :Pole Substation | 0.1 | --> | 0.1 | 0 | 0 | Constrained,otherwise capacity available =100kVA. | --> | 0.095 | 0 | 0 | 0.1 | 0 |  | --> | C16 ex CARRICK ON SHANNON | Carrick On Shannon [T41,T42] | CARRICK ON SHANNON |  | 53.8453 | -8.1819
MV/LV Substation CH***4092 |  | 10 kV | _ | LV | 630 kVA :Kiosk Substation | 0.63 | --> | 0.63 | 0 | 0 | Constrained,otherwise capacity available =500kVA. | --> | 0.5985 | 0 | 0.072618 | 0.5 | 0 |  | --> | C12 ex FORTUNESTOWN | Fortunestown [T101,T102] | INCHICORE 220KV |  | 53.2896 | -6.4053
MV/LV Substation CH***4099 |  | 20 kV | _ | LV | 50 kVA :Pole Substation | 0.05 | --> | 0.05 | 0.047 | 1.6 |  | --> | 0.0475 | 0 | 0 | 0.050453 | 0 |  | --> | E13 ex CARRIGALLEN | Carrigallen [T421] | CARRICK ON SHANNON |  | 53.9707 | -7.6481
MV/LV Substation CH***409X |  | 10 kV | _ | LV | 50 kVA :Pole Substation | 0.05 | --> | 0.05 | 0.045 | 11.9 |  | --> | 0.0475 | 0 | 0.002964 | 0.050753 | 0 |  | --> | C36 ex SALTHILL | Salthill [T101,T102] | SALTHILL |  | 53.2944 | -9.0871
MV/LV Substation CH***4102 |  | 10 kV | _ | LV | 1000 kVA :Building Structure | 1 | --> | 1 | 0.5 | 1.2 |  | --> | 0.95 | 0 | 0 | 0.5 | 0 |  | --> | C20 ex SALLYNOGGIN ROAD | Sallynoggin Road [T41,T42] | CHERRYWOOD |  | 53.2851 | -6.1401
MV/LV Substation CH***4109 |  | 10 kV | _ | LV | 1000 kVA :Building Structure | 1 | --> | 1 | 0 | 0 | Constrained,otherwise capacity available =500kVA. | --> | 0.95 | 0 | 0 | 0.5 | 0 |  | --> | C28 ex POPPINTREE | Poppintree [T101,T102] | FINGLAS |  | 53.4045 | -6.306
MV/LV Substation CH***411 |  | 10 kV | _ | LV | 400 kVA :Kiosk Substation | 0.4 | --> | 0.4 | 0.269 | 5.8 |  | --> | 0.38 | 0 | 0.033345 | 0.41942 | 0 |  | --> | C13 ex OAKFIELD | Oakfield [T41,T42] | SLIGO |  | 54.2678 | -8.595
MV/LV Substation CH***4110 |  | 10 kV | _ | LV | 1000 kVA :Building Structure | 1 | --> | 1 | 0 | 0 | Constrained,otherwise capacity available =500kVA. | --> | 0.95 | 0 | 0 | 0.5 | 0 |  | --> | C28 ex POPPINTREE | Poppintree [T101,T102] | FINGLAS |  | 53.4045 | -6.3061
MV/LV Substation CH***4111 |  | 10 kV | _ | LV | 630 kVA :Kiosk Substation | 0.63 | --> | 0.63 | 0 | 0 | Constrained,otherwise capacity available =500kVA. | --> | 0.5985 | 0 | 0.078546 | 0.5 | 0 |  | --> | C28 ex KILMORE | Kilmore [T101,T102,T103] | FINGLAS |  | 53.4055 | -6.1776
MV/LV Substation CH***4112 |  | 10 kV | _ | LV | 630 kVA :Building Structure | 0.63 | --> | 0.63 | 0 | 0 | Constrained,otherwise capacity available =500kVA. | --> | 0.5985 | 0 | 0.079287 | 0.5 | 0 |  | --> | C28 ex KILMORE | Kilmore [T101,T102,T103] | FINGLAS |  | 53.4065 | -6.1764
MV/LV Substation CH***4119 |  | 10 kV | _ | LV | 400 kVA :Kiosk Substation | 0.4 | --> | 0.4 | 0.38033 | 0.4 | Constrained,otherwise capacity available =394kVA. | --> | 0.38 | 0 | 0.004446 | 0.40091 | 0 |  | --> | C17 ex CARRICKMINES | Carrickmines [T41,T42] | CARRICKMINES |  | 53.2419 | -6.2024
MV/LV Substation CH***4119 |  | 10 kV | _ | LV | 1000 kVA :Building Structure | 1 | --> | 1 | 0.5 | 10 |  | --> | 0.95 | 0 | 0 | 0.5 | 0 |  | --> | C24 ex HAROLDS CROSS | Harolds Cross [T101,T102] | POOLBEG |  | 53.3314 | -6.2587
MV/LV Substation CH***411X |  | 10 kV | _ | LV | 200 kVA :Kiosk Substation | 0.2 | --> | 0.2 | 0 | 0 | Constrained,otherwise capacity available =141kVA. | --> | 0.19 | 0 | 0.010374 | 0.20877 | 0 |  | --> | C16 ex CLONDALKIN | Clondalkin [T41,T42,T44] | INCHICORE 220KV |  | 53.3198 | -6.4123
MV/LV Substation CH***4120 |  | 10 kV | _ | LV | 400 kVA :Kiosk Substation | 0.4 | --> | 0.4 | 0 | 0 | Constrained,otherwise capacity available =254kVA. | --> | 0.38 | 0 | 0.028899 | 0.42158 | 0 |  | --> | C19 ex LOUGHSHINNY | Loughshinny [T41,T42] | GLASMORE |  | 53.573 | -6.1078
MV/LV Substation CH***4120 |  | 20 kV | _ | LV | 50 kVA :Pole Substation | 0.05 | --> | 0.05 | 0 | 0 | Constrained,otherwise capacity available =41kVA. | --> | 0.0475 | 0 | 0 | 0.051348 | 0 |  | --> | C14 ex CARRICK ON SHANNON | Carrick On Shannon [T41,T42] | CARRICK ON SHANNON |  | 53.9896 | -8.0614
MV/LV Substation CH***412X |  | 10 kV | _ | LV | 400 kVA :Kiosk Substation | 0.4 | --> | 0.4 | 0 | 0 | Constrained,otherwise capacity available =283kVA. | --> | 0.38 | 0 | 0.004446 | 0.41739 | 0 |  | --> | C19 ex SEMPERIT | Semperit [T41,T42,T43] | GRANGE CASTLE |  | 53.3481 | -6.3474
MV/LV Substation CH***413 |  | 10 kV | _ | LV | 630 kVA :Kiosk Substation | 0.63 | --> | 0.63 | 0.5 | 4 |  | --> | 0.5985 | 0 | 0 | 0.5 | 0 |  | --> | C24 ex WOLFE TONE STREET | Wolfe Tone Street [T101,T102] | FINGLAS |  | 53.3469 | -6.2749
MV/LV Substation CH***4134 |  | 10 kV | _ | LV | 400 kVA :Kiosk Substation | 0.4 | --> | 0.4 | 0 | 0 | Constrained,otherwise capacity available =350kVA. | --> | 0.38 | 0 | 0 | 0.40752 | 0 |  | --> | C17 ex PALMERSTOWN | Palmerstown [T41,T42] | FINGLAS |  | 53.3401 | -6.3789
MV/LV Substation CH***4135 |  | 10 kV | _ | LV | 1000 kVA :Building Structure | 1 | --> | 1 | 0 | 0 | Constrained,otherwise capacity available =500kVA. | --> | 0.95 | 0 | 0 | 0.5 | 0 |  | --> | C19 ex LOUGHLINSTOWN | Loughlinstown [T41,T42] | CARRICKMINES |  | 53.2439 | -6.1416
MV/LV Substation CH***4136 |  | 10 kV | _ | LV | 1000 kVA :Building Structure | 1 | --> | 1 | 0 | 0 | Constrained,otherwise capacity available =500kVA. | --> | 0.95 | 0 | 0 | 0.5 | 0 |  | --> | C19 ex LOUGHLINSTOWN | Loughlinstown [T41,T42] | CARRICKMINES |  | 53.244 | -6.1417
MV/LV Substation CH***4138 |  | 10 kV | _ | LV | 200 kVA :Kiosk Substation | 0.2 | --> | 0.2 | 0.186 | 5.7 |  | --> | 0.19 | 0 | 0 | 0.20211 | 0 |  | --> | C11 ex RAMPARTS | Ramparts [T41,T42] | DUNDALK |  | 53.9896 | -6.4023
MV/LV Substation CH***4139 |  | 10 kV | _ | LV | 400 kVA :Kiosk Substation | 0.4 | --> | 0.4 | 0 | 0 | Constrained,otherwise capacity available =336kVA. | --> | 0.38 | 0 | 0 | 0.4096 | 0 |  | --> | C12 ex SEMPERIT | Semperit [T41,T42,T43] | GRANGE CASTLE |  | 53.3387 | -6.3727
MV/LV Substation CH***4139 |  | 10 kV | _ | LV | 1000 kVA :Building Structure | 1 | --> | 1 | 0 | 0 | Constrained,otherwise capacity available =500kVA. | --> | 0.95 | 0 | 0 | 0.5 | 0 |  | --> | C19 ex LOUGHLINSTOWN | Loughlinstown [T41,T42] | CARRICKMINES |  | 53.2417 | -6.139
MV/LV Substation CH***4144 |  | 10 kV | _ | LV | 630 kVA :Kiosk Substation | 0.63 | --> | 0.63 | 0 | 0 | Constrained,otherwise capacity available =500kVA. | --> | 0.5985 | 0 | 0 | 0.5 | 0 |  | --> | C18 ex LOUGHLINSTOWN | Loughlinstown [T41,T42] | CARRICKMINES |  | 53.2496 | -6.1592
MV/LV Substation CH***4152 |  | 10 kV | _ | LV | 400 kVA :Building Structure | 0.4 | --> | 0.4 | 0 | 0 | Constrained,otherwise capacity available =174kVA. | --> | 0.38 | 0 | 0 | 0.41476 | 0 |  | --> | C17 ex LOUGHREA | Loughrea [T41,T42] | SOMERSET |  | 53.2044 | -8.5494
MV/LV Substation CH***4156 |  | 10 kV | _ | LV | 1000 kVA :Building Structure | 1 | --> | 1 | 0 | 0 | Constrained,otherwise capacity available =500kVA. | --> | 0.95 | 0 | 0 | 0.5 | 0 |  | --> | C28 ex POPPINTREE | Poppintree [T101,T102] | FINGLAS |  | 53.4032 | -6.3052
MV/LV Substation CH***415X |  | 10 kV | _ | LV | 1000 kVA :Building Structure | 1 | --> | 1 | 0 | 0 | Constrained,otherwise capacity available =500kVA. | --> | 0.95 | 0 | 0 | 0.5 | 0 |  | --> | C17 ex GRANBY ROW | Granby Row [T41] | MCDERMOTT |  | 53.3499 | -6.2662
MV/LV Substation CH***4160 |  | 10 kV | _ | LV | 630 kVA :Kiosk Substation | 0.63 | --> | 0.63 | 0.5 | 1.9 |  | --> | 0.5985 | 0 | 0 | 0.5 | 0 |  | --> | C12 ex FAIRVIEW | Fairview [T41] | MCDERMOTT |  | 53.3628 | -6.2179
MV/LV Substation CH***4163 |  | 20 kV | _ | LV | 100 kVA :Pole Substation | 0.1 | --> | 0.1 | 0.1 | 7.5 |  | --> | 0.095 | 0 | 0 | 0 | 0 | Constrained,otherwise capacity available =100kW. | --> | E12 ex CHURCHTOWN | Churchtown [T422] | RATHKEALE |  | 52.3896 | -9.142
MV/LV Substation CH***4165 |  | 10 kV | _ | LV | 400 kVA :Kiosk Substation | 0.4 | --> | 0.4 | 0 | 0 | Constrained,otherwise capacity available =358kVA. | --> | 0.38 | 0 | 0.16006 | 0.40633 | 0 |  | --> | C20 ex GARRYOWEN | Garryowen [T41,T42] | LIMERICK |  | 52.6467 | -8.6095
MV/LV Substation CH***4176 |  | 10 kV | _ | LV | 1000 kVA :Building Structure | 1 | --> | 1 | 0 | 0 | Constrained,otherwise capacity available =500kVA. | --> | 0.95 | 0 | 0 | 0.5 | 0 |  | --> | C19 ex LOUGHLINSTOWN | Loughlinstown [T41,T42] | CARRICKMINES |  | 53.243 | -6.1423
MV/LV Substation CH***4177 |  | 10 kV | _ | LV | 1000 kVA :Building Structure | 1 | --> | 1 | 0 | 0 | Constrained,otherwise capacity available =500kVA. | --> | 0.95 | 0 | 0 | 0.5 | 0 |  | --> | C19 ex LOUGHLINSTOWN | Loughlinstown [T41,T42] | CARRICKMINES |  | 53.243 | -6.1424
MV/LV Substation CH***4178 |  | 10 kV | _ | LV | 630 kVA :Building Structure | 0.63 | --> | 0.63 | 0 | 0 | Constrained,otherwise capacity available =500kVA. | --> | 0.5985 | 0 | 0 | 0.5 | 0 |  | --> | C19 ex LOUGHLINSTOWN | Loughlinstown [T41,T42] | CARRICKMINES |  | 53.2425 | -6.1419
MV/LV Substation CH***417X |  | 10 kV | _ | LV | 400 kVA :Building Structure | 0.4 | --> | 0.4 | 0 | 0 | Constrained,otherwise capacity available =334kVA. | --> | 0.38 | 0 | 0.003705 | 0.4099 | 0 |  | --> | C19 ex SALLINS | Sallins [T41,T42] | GRIFFINRATH |  | 53.2888 | -6.7521
MV/LV Substation CH***4185 |  | 20 kV | _ | LV | 630 kVA :Kiosk Substation | 0.63 | --> | 0.63 | 0 | 0 | Constrained,otherwise capacity available =493kVA. | --> | 0.5985 | 0 | 0.15265 | 0.5 | 0 |  | --> | E15 ex ASHBOURNE | Ashbourne [T421,T422] | FINGLAS |  | 53.5079 | -6.4143
MV/LV Substation CH***4185 |  | 10 kV | _ | LV | 400 kVA :Kiosk Substation | 0.4 | --> | 0.4 | 0 | 0 | Constrained,otherwise capacity available =400kVA. | --> | 0.38 | 0 | 0 | 0.4 | 0 |  | --> | C15 ex MAYFIELD | Mayfield [T41,T42] | KILBARRY |  | 51.9205 | -8.4105
MV/LV Substation CH***419 |  | 20 kV | _ | LV | 100 kVA :Pole Substation | 0.1 | --> | 0.1 | 0 | 0 | Constrained,otherwise capacity available =71kVA. | --> | 0.095 | 0 | 0 | 0 | 0 | Constrained,otherwise capacity available =104.3kW. | --> | E14 ex CARNDONAGH | Carndonagh [T421,T422] | TRILLICK |  | 55.2447 | -7.2746
MV/LV Substation CH***4196 |  | 10 kV | _ | LV | 630 kVA :Kiosk Substation | 0.63 | --> | 0.63 | 0.46 | 4.6 |  | --> | 0.5985 | 0 | 0.04446 | 0.5 | 0 |  | --> | C18 ex CASTLEVIEW | Castleview [T101,T102] | CASTLEVIEW |  | 51.9193 | -8.3918
MV/LV Substation CH***4203 |  | 20 kV | _ | LV | 50 kVA :Pole Substation | 0.05 | --> | 0.05 | 0.05 | 1.3 |  | --> | 0.0475 | 0 | 0 | 0.05 | 0 |  | --> | E15 ex BALLYCROSSAUN | Ballycrossaun [T421,T422] | SOMERSET |  | 53.0968 | -8.1707
MV/LV Substation CH***4206 |  | 10 kV | _ | LV | 630 kVA :Building Structure | 0.63 | --> | 0.63 | 0.5 | 10 |  | --> | 0.5985 | 0 | 0 | 0.5 | 0 |  | --> | C24 ex HAROLDS CROSS | Harolds Cross [T101,T102] | POOLBEG |  | 53.3307 | -6.2623
MV/LV Substation CH***420Z |  | 10 kV | _ | LV | 200 kVA :Kiosk Substation | 0.2 | --> | 0.2 | 0 | 0 | Constrained,otherwise capacity available =151kVA. | --> | 0.19 | 0 | 0 | 0.20731 | 0 |  | --> | C15 ex LUCAN EAST | Lucan East [T41,T42] | GRANGE CASTLE |  | 53.3593 | -6.4403
MV/LV Substation CH***421 |  | 10 kV | _ | LV | 400 kVA :Kiosk Substation | 0.4 | --> | 0.4 | 0.312 | 3.5 |  | --> | 0.38 | 0 | 0.01482 | 0.41315 | 0 |  | --> | C20 ex TRIMMS LANE | Trimms Lane [T41,T42] | SALTHILL |  | 53.2667 | -9.0682
MV/LV Substation CH***4210 |  | 20 kV | _ | LV | 400 kVA :Kiosk Substation | 0.4 | --> | 0.4 | 0 | 0 | Constrained,otherwise capacity available =352kVA. | --> | 0.38 | 0 | 0.028899 | 0.40722 | 0 |  | --> | E17 ex BALTRASNA | Baltrasna [T121,T122] | BALTRASNA |  | 53.5152 | -6.5388
MV/LV Substation CH***4218 |  | 10 kV | _ | LV | 400 kVA :Kiosk Substation | 0.4 | --> | 0.4 | 0 | 0 | Constrained,otherwise capacity available =400kVA. | --> | 0.38 | 0 | 0 | 0.4 | 0 |  | --> | C16 ex LITTLE BRAY | Little Bray [T41,T42] | FASSAROE |  | 53.2313 | -6.1378
MV/LV Substation CH***4220 |  | 20 kV | _ | LV | 100 kVA :Pole Substation | 0.1 | --> | 0.1 | 0 | 0 | Constrained,otherwise capacity available =52kVA. | --> | 0.095 | 0 | 0 | 0.10704 | 0 |  | --> | E17 ex ACADEMY STREET | Academy Street [T421,T422,T44] | NAVAN |  | 53.5878 | -6.7424
MV/LV Substation CH***422X |  | 10 kV | _ | LV | 50 kVA :Pole Substation | 0.05 | --> | 0.05 | 0.037 | 11.9 |  | --> | 0.0475 | 0 | 0 | 0.051937 | 0 |  | --> | C36 ex SALTHILL | Salthill [T101,T102] | SALTHILL |  | 53.2969 | -9.0859
MV/LV Substation CH***4230 |  | 20 kV | _ | LV | 400 kVA :Kiosk Substation | 0.4 | --> | 0.4 | 0 | 0 | Constrained,otherwise capacity available =309kVA. | --> | 0.38 | 0 | 0.004446 | 0.41359 | 0 |  | --> | E19 ex KILCOCK | Kilcock [T421,T422] | GRIFFINRATH |  | 53.4015 | -6.67
MV/LV Substation CH***4235 |  | 10 kV | _ | LV | 100 kVA :Pole Substation | 0.1 | --> | 0.1 | 0 | 0 | Constrained,otherwise capacity available =83kVA. | --> | 0.095 | 0 | 0 | 0.10255 | 0 |  | --> | C23 ex CLONMINCH | Clonminch [T41,T422] | THORNSBERRY |  | 53.2645 | -7.4809
MV/LV Substation CH***4256 |  | 10 kV | _ | LV | 1000 kVA :Building Structure | 1 | --> | 1 | 0.5 | 4 |  | --> | 0.95 | 0 | 0 | 0.5 | 0 |  | --> | C24 ex WOLFE TONE STREET | Wolfe Tone Street [T101,T102] | FINGLAS |  | 53.3473 | -6.2746
MV/LV Substation CH***427 |  | 10 kV | _ | LV | 400 kVA :Kiosk Substation | 0.4 | --> | 0.4 | 0.224 | 4.6 |  | --> | 0.38 | 0 | 0.00741 | 0.42588 | 0 |  | --> | C19 ex RINGASKIDDY 110KV | Ringaskiddy 110kv [T42] | BARNAHELY |  | 51.8496 | -8.3342
MV/LV Substation CH***4275 |  | 10 kV | _ | LV | 400 kVA :Kiosk Substation | 0.4 | --> | 0.4 | 0 | 0 | Constrained,otherwise capacity available =383kVA. | --> | 0.38 | 0 | 0.018525 | 0.40257 | 0 |  | --> | C16 ex LUCAN EAST | Lucan East [T41,T42] | GRANGE CASTLE |  | 53.3652 | -6.4393
MV/LV Substation CH***427X |  | 10 kV | _ | LV | 400 kVA :Kiosk Substation | 0.4 | --> | 0.4 | 0 | 0 | Constrained,otherwise capacity available =221kVA. | --> | 0.38 | 0 | 0 | 0.4263 | 0 |  | --> | C17 ex PALMERSTOWN | Palmerstown [T41,T42] | FINGLAS |  | 53.3367 | -6.3703
MV/LV Substation CH***428 |  | 10 kV | _ | LV | 50 kVA :Pole Substation | 0.05 | --> | 0.05 | 0 | 0 | Constrained,otherwise capacity available =29kVA. | --> | 0.0475 | 0 | 0 | 0.053092 | 0 |  | --> | C15 ex BALLYBAILIE | Ballybailie [T41,T42] | DUNDALK |  | 53.8851 | -6.5658
MV/LV Substation CH***4286 |  | 20 kV | _ | LV | 630 kVA :Kiosk Substation | 0.63 | --> | 0.63 | 0 | 0 | Constrained,otherwise capacity available =500kVA. | --> | 0.5985 | 0 | 0.011856 | 0.5 | 0 |  | --> | E23 ex BALTRASNA | Baltrasna [T121,T122] | BALTRASNA |  | 53.5647 | -6.3837
MV/LV Substation CH***428X |  | 10 kV | _ | LV | 200 kVA :Kiosk Substation | 0.2 | --> | 0.2 | 0 | 0 | Constrained,otherwise capacity available =137kVA. | --> | 0.19 | 0 | 0 | 0.20935 | 0 |  | --> | C17 ex PALMERSTOWN | Palmerstown [T41,T42] | FINGLAS |  | 53.3353 | -6.3691
MV/LV Substation CH***4292 |  | 10 kV | _ | LV | 400 kVA :Kiosk Substation | 0.4 | --> | 0.4 | 0 | 0 | Constrained,otherwise capacity available =353kVA. | --> | 0.38 | 0 | 0 | 0.40707 | 0 |  | --> | C22 ex MIDLETON | Midleton [T101,T102] | MIDLETON |  | 51.901 | -8.1683
MV/LV Substation CH***4301 |  | 10 kV | _ | LV | 400 kVA :Kiosk Substation | 0.4 | --> | 0.4 | 0 | 0 | Constrained,otherwise capacity available =285kVA. | --> | 0.38 | 0 | 0 | 0.4171 | 0 |  | --> | C27 ex POPPINTREE | Poppintree [T101,T102] | FINGLAS |  | 53.4019 | -6.3032
MV/LV Substation CH***4301 |  | 20 kV | _ | LV | 630 kVA :Kiosk Substation | 0.63 | --> | 0.63 | 0.5 | 4.4 |  | --> | 0.5985 | 0 | 0 | 0.5 | 0 |  | --> | E13 ex CRANE | Crane [T122] | CRANE |  | 52.4492 | -6.3541
MV/LV Substation CH***4316 |  | 10 kV | _ | LV | 1000 kVA :Building Structure | 1 | --> | 1 | 0.5 | 13.2 |  | --> | 0.95 | 0 | 0.004446 | 0.5 | 0 |  | --> | C28 ex ARTANE | Artane [T101,T102] | FINGLAS |  | 53.3871 | -6.2015
MV/LV Substation CH***434 |  | 10 kV | _ | LV | 50 kVA :Pole Substation | 0.05 | --> | 0.05 | 0.038 | 2.3 |  | --> | 0.0475 | 0 | 0.00741 | 0.05179 | 0 |  | --> | C12 ex BALLYRICKARD | Ballyrickard [T41,T42] | TRALEE |  | 52.2915 | -9.8331
MV/LV Substation CH***4348 |  | 10 kV | _ | LV | 400 kVA :Kiosk Substation | 0.4 | --> | 0.4 | 0.4 | 0.9 |  | --> | 0.38 | 0 | 0 | 0.4 | 0 |  | --> | C19 ex CLONARD | Clonard [T41,T42] | WEXFORD |  | 52.3214 | -6.4959
MV/LV Substation CH***4357 |  | 20 kV | _ | LV | 50 kVA :Pole Substation | 0.05 | --> | 0.05 | 0 | 0 | Constrained,otherwise capacity available =50kVA. | --> | 0.0475 | 0 | 0 | 0.05 | 0 |  | --> | E11 ex CLONROCHE | Clonroche [T421,T422] | WEXFORD |  | 52.4343 | -6.7038
MV/LV Substation CH***4358 |  | 10 kV | _ | LV | 400 kVA :Kiosk Substation | 0.4 | --> | 0.4 | 0.367 | 1.6 |  | --> | 0.38 | 0 | 0 | 0 | 0 | Constrained,otherwise capacity available =405kW. | --> | C12 ex FOYNES | Foynes [T41,T42] | RATHKEALE |  | 52.6107 | -9.0981
MV/LV Substation CH***435Z |  | 10 kV | _ | LV | 400 kVA :Kiosk Substation | 0.4 | --> | 0.4 | 0 | 0 | Constrained,otherwise capacity available =330kVA. | --> | 0.38 | 0 | 0 | 0.41049 | 0 |  | --> | C22 ex MACETOWN | Macetown [T101,T102] | MACETOWN |  | 53.3964 | -6.4385
MV/LV Substation CH***4369 |  | 10 kV | _ | LV | 1000 kVA :Building Structure | 1 | --> | 1 | 0.5 | 10 |  | --> | 0.95 | 0 | 0.003705 | 0.5 | 0 |  | --> | C24 ex HAROLDS CROSS | Harolds Cross [T101,T102] | POOLBEG |  | 53.3313 | -6.2599
MV/LV Substation CH***436Y |  | 10 kV | _ | LV | 200 kVA :Pole Substation | 0.2 | --> | 0.2 | 0 | 0 | Constrained,otherwise capacity available =157kVA. | --> | 0.19 | 0 | 0 | 0 | 0 | Constrained,otherwise capacity available =206.4kW. | --> | C17 ex TEMPLEMORE | Templemore [T41,T42] | IKERRIN |  | 52.7962 | -7.8274
MV/LV Substation CH***4370 |  | 10 kV | _ | LV | 1000 kVA :Building Structure | 1 | --> | 1 | 0 | 0 | Constrained,otherwise capacity available =500kVA. | --> | 0.95 | 0 | 0 | 0.5 | 0 |  | --> | C43 ex COLLEGE PARK | College Park [T101,T102,T103] | COLLEGE PARK |  | 53.4133 | -6.3957
MV/LV Substation CH***4371 |  | 10 kV | _ | LV | 630 kVA :Kiosk Substation | 0.63 | --> | 0.63 | 0 | 0 | Constrained,otherwise capacity available =500kVA. | --> | 0.5985 | 0 | 0 | 0.5 | 0 |  | --> | C43 ex COLLEGE PARK | College Park [T101,T102,T103] | COLLEGE PARK |  | 53.4121 | -6.3936
MV/LV Substation CH***4371 |  | 10 kV | _ | LV | 400 kVA :Kiosk Substation | 0.4 | --> | 0.4 | 0 | 0 | Constrained,otherwise capacity available =400kVA. | --> | 0.38 | 0 | 0 | 0.25474 | 0 | Constrained,otherwise capacity available =400kW. | --> | C11 ex PORTLAW | Portlaw [T41,T42] | BUTLERSTOWN |  | 52.2894 | -7.3182
MV/LV Substation CH***4378 |  | 20 kV | _ | LV | 50 kVA :Pole Substation | 0.05 | --> | 0.05 | 0.05 | 19.8 |  | --> | 0.0475 | 0 | 0 | 0.05 | 0 |  | --> | E19 ex MULLAGHARLIN | Mullagharlin [T121,T122] | MULLAGHARLIN |  | 53.9758 | -6.5296
MV/LV Substation CH***4379 |  | 10 kV | _ | LV | 630 kVA :Kiosk Substation | 0.63 | --> | 0.63 | 0 | 0 | Constrained,otherwise capacity available =500kVA. | --> | 0.5985 | 0 | 0 | 0.5 | 0 |  | --> | C16 ex WHITEHALL | Whitehall [T41] | FINGLAS |  | 53.3701 | -6.2477
MV/LV Substation CH***4420 |  | 20 kV | _ | LV | 400 kVA :Kiosk Substation | 0.4 | --> | 0.4 | 0.4 | 1.2 |  | --> | 0.38 | 0 | 0 | 0.4 | 0 |  | --> | E18 ex CRATLOE | Cratloe [T421,T422] | ARDNACRUSHA |  | 52.6968 | -8.8174
MV/LV Substation CH***4471 |  | 10 kV | _ | LV | 1000 kVA :Building Structure | 1 | --> | 1 | 0.5 | 10 |  | --> | 0.95 | 0 | 0 | 0.5 | 0 |  | --> | C13 ex HAROLDS CROSS | Harolds Cross [T101,T102] | POOLBEG |  | 53.3315 | -6.2622
MV/LV Substation CH***4487 |  | 10 kV | _ | LV | 1000 kVA :Building Structure | 1 | --> | 1 | 0.191 | 10 |  | --> | 0.95 | 0 | 0.022971 | 0.5 | 0 |  | --> | C13 ex HAROLDS CROSS | Harolds Cross [T101,T102] | POOLBEG |  | 53.3307 | -6.2633
MV/LV Substation CH***4488 |  | 10 kV | _ | LV | 1000 kVA :Building Structure | 1 | --> | 1 | 0.5 | 10 |  | --> | 0.95 | 0 | 0 | 0.5 | 0 |  | --> | C13 ex HAROLDS CROSS | Harolds Cross [T101,T102] | POOLBEG |  | 53.3319 | -6.2638
MV/LV Substation CH***449X |  | 10 kV | _ | LV | 1000 kVA :Building Structure | 1 | --> | 1 | 0.5 | 3.3 |  | --> | 0.95 | 0 | 0.010374 | 0.5 | 0 |  | --> | C24 ex PEMBROKE | Pembroke [T41,T42,T43,T44] | RINGSEND |  | 53.3424 | -6.2321
MV/LV Substation CH***4520 |  | 10 kV | _ | LV | 1000 kVA :Building Structure | 1 | --> | 1 | 0.5 | 1.7 |  | --> | 0.95 | 0 | 0.00741 | 0.5 | 0 |  | --> | C17 ex SOUTH KING STREET | South King Street [T41,T42] | FRANCIS STREET |  | 53.3411 | -6.2612
MV/LV Substation CH***452X |  | 20 kV | _ | LV | 100 kVA :Pole Substation | 0.1 | --> | 0.1 | 0.078 | 2.8 |  | --> | 0.095 | 0 | 0.003705 | 0.10329 | 0 |  | --> | E21 ex CLARA | Clara [T421,T422] | THORNSBERRY |  | 53.3505 | -7.6229
MV/LV Substation CH***455 |  | 20 kV | _ | LV | 100 kVA :Pole Substation | 0.1 | --> | 0.1 | 0 | 0 | Constrained,otherwise capacity available =80kVA. | --> | 0.095 | 0 | 0 | 0.10299 | 0 |  | --> | C16 ex CAPPAMORE | Cappamore [T41,T42] | ARDNACRUSHA |  | 52.6061 | -8.2554
MV/LV Substation CH***456X |  | 10 kV | _ | LV | 400 kVA :Kiosk Substation | 0.4 | --> | 0.4 | 0.287 | 6 |  | --> | 0.38 | 0 | 0.049647 | 0.41681 | 0 |  | --> | C23 ex PELLETSTOWN | Pelletstown [T101,T102] | FINGLAS |  | 53.377 | -6.3882
MV/LV Substation CH***461 |  | 20 kV | _ | LV | 630 kVA :Kiosk Substation | 0.63 | --> | 0.63 | 0.486 | 8.5 |  | --> | 0.5985 | 0 | 0.001482 | 0 | 0 | Constrained,otherwise capacity available =500kW. | --> | E14 ex ARIGNA | Arigna [T121] | ARIGNA |  | 54.0477 | -8.0414
MV/LV Substation CH***462Z |  | 10 kV | _ | LV | 1000 kVA :Building Structure | 1 | --> | 1 | 0 | 0 | Constrained,otherwise capacity available =500kVA. | --> | 0.95 | 0 | 0 | 0.5 | 0 |  | --> | C27 ex POPPINTREE | Poppintree [T101,T102] | FINGLAS |  | 53.4032 | -6.3042
MV/LV Substation CH***463 |  | 10 kV | _ | LV | 630 kVA :Building Structure | 0.63 | --> | 0.63 | 0 | 0 | Constrained,otherwise capacity available =500kVA. | --> | 0.5985 | 0 | 0.004446 | 0.5 | 0 |  | --> | C13 ex CLONMINCH | Clonminch [T41,T422] | THORNSBERRY |  | 53.2736 | -7.4845
MV/LV Substation CH***463Y |  | 10 kV | _ | LV | 400 kVA :Kiosk Substation | 0.4 | --> | 0.4 | 0.339 | 12.2 |  | --> | 0.38 | 0 | 0.008892 | 0.40916 | 0 |  | --> | C14 ex BALLYBEG | Ballybeg [T101,T102] | CARRICKMINES |  | 52.9949 | -6.091
MV/LV Substation CH***476 |  | 10 kV | _ | LV | 50 kVA :Pole Substation | 0.05 | --> | 0.05 | 0 | 0 | Constrained,otherwise capacity available =47kVA. | --> | 0.0475 | 0 | 0 | 0.050453 | 0 |  | --> | C17 ex DUNLEER | Dunleer [T41,T42] | DRYBRIDGE |  | 53.8591 | -6.4083
MV/LV Substation CH***477Z |  | 10 kV | _ | LV | 1000 kVA :Building Structure | 1 | --> | 1 | 0 | 0 | Constrained,otherwise capacity available =500kVA. | --> | 0.95 | 0 | 0 | 0.5 | 0 |  | --> | C27 ex POPPINTREE | Poppintree [T101,T102] | FINGLAS |  | 53.4032 | -6.3041
MV/LV Substation CH***478Z |  | 10 kV | _ | LV | 1000 kVA :Building Structure | 1 | --> | 1 | 0 | 0 | Constrained,otherwise capacity available =500kVA. | --> | 0.95 | 0 | 0 | 0.5 | 0 |  | --> | C28 ex POPPINTREE | Poppintree [T101,T102] | FINGLAS |  | 53.4034 | -6.3027
MV/LV Substation CH***479Z |  | 10 kV | _ | LV | 1000 kVA :Building Structure | 1 | --> | 1 | 0 | 0 | Constrained,otherwise capacity available =500kVA. | --> | 0.95 | 0 | 0 | 0.5 | 0 |  | --> | C28 ex POPPINTREE | Poppintree [T101,T102] | FINGLAS |  | 53.4034 | -6.3027
MV/LV Substation CH***480Z |  | 10 kV | _ | LV | 630 kVA :Building Structure | 0.63 | --> | 0.63 | 0 | 0 | Constrained,otherwise capacity available =500kVA. | --> | 0.5985 | 0 | 0 | 0.5 | 0 |  | --> | C28 ex POPPINTREE | Poppintree [T101,T102] | FINGLAS |  | 53.4046 | -6.302
MV/LV Substation CH***480Z |  | 10 kV | _ | LV | 50 kVA :Pole Substation | 0.05 | --> | 0.05 | 0 | 0 | Constrained,otherwise capacity available =50kVA. | --> | 0.0475 | 0 | 0 | 0.05 | 0 |  | --> | E15 ex BATTER LANE TEMPORARY | Batter Lane Temporary 38kv [T421] | GLASMORE |  | 53.5164 | -6.1174
MV/LV Substation CH***482Z |  | 10 kV | _ | LV | 630 kVA :Building Structure | 0.63 | --> | 0.63 | 0 | 0 | Constrained,otherwise capacity available =500kVA. | --> | 0.5985 | 0 | 0 | 0.5 | 0 |  | --> | C28 ex POPPINTREE | Poppintree [T101,T102] | FINGLAS |  | 53.4049 | -6.3033
MV/LV Substation CH***483X |  | 20 kV | _ | LV | 400 kVA :Building Structure | 0.4 | --> | 0.4 | 0 | 0 | Constrained,otherwise capacity available =400kVA. | --> | 0.38 | 0 | 0 | 0.4 | 0 |  | --> | C15 ex BALLYHAUNIS | Ballyhaunis [T41,T42] | DALTON |  | 53.7604 | -8.7201
MV/LV Substation CH***487 |  | 10 kV | _ | LV | 200 kVA :Pole Substation | 0.2 | --> | 0.2 | 0.112 | 1.3 |  | --> | 0.19 | 0 | 0.02223 | 0.21294 | 0 |  | --> | C26 ex CLIFDEN | Clifden [T41,T42] | SCREEB |  | 53.4891 | -10.0256
MV/LV Substation CH***488Y |  | 10 kV | _ | LV | 400 kVA :Kiosk Substation | 0.4 | --> | 0.4 | 0 | 0 | Constrained,otherwise capacity available =320kVA. | --> | 0.38 | 0 | 0 | 0.41197 | 0 |  | --> | C22 ex CAVAN | Cavan [T42,T421] | SHANKILL |  | 53.9931 | -7.3592
MV/LV Substation CH***496Z |  | 20 kV | _ | LV | 400 kVA :Kiosk Substation | 0.4 | --> | 0.4 | 0 | 0 | Constrained,otherwise capacity available =345kVA. | --> | 0.38 | 0 | 0.016302 | 0.40827 | 0 |  | --> | E15 ex BATTER LANE TEMPORARY | Batter Lane Temporary 38kv [T421] | GLASMORE |  | 53.524 | -6.1704
MV/LV Substation CH***496Z |  | 20 kV | _ | LV | 100 kVA :Pole Substation | 0.1 | --> | 0.1 | 0 | 0 | Constrained,otherwise capacity available =95kVA. | --> | 0.095 | 0 | 0.004446 | 0.10076 | 0 |  | --> | C26 ex STEPHENSTOWN | Stephenstown [T101,T102] | FINGLAS |  | 53.6093 | -6.2226
MV/LV Substation CH***502Z |  | 10 kV | _ | LV | 400 kVA :Building Structure | 0.4 | --> | 0.4 | 0.377 | 6 |  | --> | 0.38 | 0 | 0 | 0.40348 | 0 |  | --> | C12 ex TRABEG | Trabeg [T101,T102] | TRABEG |  | 51.8844 | -8.4612
MV/LV Substation CH***509X |  | 10 kV | _ | LV | 400 kVA :Kiosk Substation | 0.4 | --> | 0.4 | 0.4 | 18.7 |  | --> | 0.38 | 0 | 0 | 0.4 | 0 |  | --> | C20 ex ARKLOW | Arklow [T101,T102] | ARKLOW |  | 52.8125 | -6.153
MV/LV Substation CH***510X |  | 10 kV | _ | LV | 400 kVA :Kiosk Substation | 0.4 | --> | 0.4 | 0 | 0 | Constrained,otherwise capacity available =278kVA. | --> | 0.38 | 0 | 0.015561 | 0.41811 | 0 |  | --> | C16 ex CLONDALKIN | Clondalkin [T41,T42,T44] | INCHICORE 220KV |  | 53.3193 | -6.4098
MV/LV Substation CH***511 |  | 10 kV | _ | LV | 200 kVA :Pole Substation | 0.2 | --> | 0.2 | 0 | 0 | Constrained,otherwise capacity available =99kVA. | --> | 0.19 | 0 | 0.021489 | 0.21478 | 0 |  | --> | C12 ex AGHAMORE | Aghamore [T41,T42] | LANESBORO |  | 53.6716 | -7.9855
MV/LV Substation CH***511Z |  | 10 kV | _ | LV | 630 kVA :Building Structure | 0.63 | --> | 0.63 | 0 | 0 | Constrained,otherwise capacity available =500kVA. | --> | 0.5985 | 0 | 0 | 0.5 | 0 |  | --> | C24 ex KILBARRY | Kilbarry [T101,T43] | KILBARRY |  | 51.9081 | -8.4897
MV/LV Substation CH***512 |  | 20 kV | _ | LV | 50 kVA :Pole Substation | 0.05 | --> | 0.05 | 0.031 | 2.8 |  | --> | 0.0475 | 0 | 0 | 0.052806 | 0 |  | --> | E21 ex CLARA | Clara [T421,T422] | THORNSBERRY |  | 53.3463 | -7.6187
MV/LV Substation CH***513Y |  | 10 kV | _ | LV | 400 kVA :Kiosk Substation | 0.4 | --> | 0.4 | 0 | 0 | Constrained,otherwise capacity available =353kVA. | --> | 0.38 | 0 | 0.003705 | 0.40707 | 0 |  | --> | C22 ex MIDLETON | Midleton [T101,T102] | MIDLETON |  | 51.9005 | -8.1701
MV/LV Substation CH***519X |  | 10 kV | _ | LV | 400 kVA :Kiosk Substation | 0.4 | --> | 0.4 | 0.367 | 18.7 |  | --> | 0.38 | 0 | 0.010374 | 0.40498 | 0 |  | --> | C22 ex ARKLOW | Arklow [T101,T102] | ARKLOW |  | 52.7938 | -6.1727
MV/LV Substation CH***522 |  | 20 kV | _ | LV | 200 kVA :Pole Substation | 0.2 | --> | 0.2 | 0 | 0 | Constrained,otherwise capacity available =146kVA. | --> | 0.19 | 0 | 0.003705 | 0.20804 | 0 |  | --> | E18 ex GURRANEBANE | Gurranebane [T421,T422] | OUGHTRAGH |  | 51.9065 | -10.3359
MV/LV Substation CH***527Z |  | 10 kV | _ | LV | 400 kVA :Kiosk Substation | 0.4 | --> | 0.4 | 0 | 0 | Constrained,otherwise capacity available =308kVA. | --> | 0.38 | 0 | 0.020007 | 0.41373 | 0 |  | --> | C39 ex COLLEGE PARK | College Park [T101,T102,T103] | COLLEGE PARK |  | 53.4325 | -6.3758
MV/LV Substation CH***530 |  | 10 kV | _ | LV | 200 kVA :Kiosk Substation | 0.2 | --> | 0.2 | 0.178 | 1.2 |  | --> | 0.19 | 0 | 0 | 0.20331 | 0 |  | --> | C16 ex SALLYNOGGIN ROAD | Sallynoggin Road [T41,T42] | CHERRYWOOD |  | 53.2823 | -6.1216
MV/LV Substation CH***532Y |  | 10 kV | _ | LV | 200 kVA :Kiosk Substation | 0.2 | --> | 0.2 | 0.159 | 1.7 |  | --> | 0.19 | 0 | 0.005928 | 0.20613 | 0 |  | --> | C21 ex ATHY | Athy [T101,T102] | ATHY |  | 53.0163 | -7.1385
MV/LV Substation CH***533X |  | 10 kV | _ | LV | 200 kVA :Kiosk Substation | 0.2 | --> | 0.2 | 0 | 0 | Constrained,otherwise capacity available =112kVA. | --> | 0.19 | 0 | 0.024453 | 0.21294 | 0 |  | --> | C15 ex CASTLEKNOCK | Castleknock [T41,T42] | FINGLAS |  | 53.3716 | -6.3439
MV/LV Substation CH***535Z |  | 10 kV | _ | LV | 200 kVA :Kiosk Substation | 0.2 | --> | 0.2 | 0 | 0 | Constrained,otherwise capacity available =190kVA. | --> | 0.19 | 0 | 0.003705 | 0.20151 | 0 |  | --> | C39 ex COLLEGE PARK | College Park [T101,T102,T103] | COLLEGE PARK |  | 53.4325 | -6.3776
MV/LV Substation CH***541 |  | 20 kV | _ | LV | 200 kVA :Pole Substation | 0.2 | --> | 0.2 | 0 | 0 | Constrained,otherwise capacity available =186kVA. | --> | 0.19 | 0 | 0.002223 | 0 | 0 | Constrained,otherwise capacity available =202.1kW. | --> | E18 ex KILLYBEGS | Killybegs [T422] | BINBANE |  | 54.6441 | -8.4362
MV/LV Substation CH***541X |  | 10 kV | _ | LV | 630 kVA :Building Structure | 0.63 | --> | 0.63 | 0 | 0 | Constrained,otherwise capacity available =500kVA. | --> | 0.5985 | 0 | 0.025935 | 0.5 | 0 |  | --> | C16 ex COOLCORCORAN | Coolcorcoran [T41,T42] | KNOCKEARAGH |  | 52.0602 | -9.5126
MV/LV Substation CH***541Z |  | 10 kV | _ | LV | 100 kVA :Pole Substation | 0.1 | --> | 0.1 | 0 | 0 | Constrained,otherwise capacity available =86kVA. | --> | 0.095 | 0 | 0.008892 | 0.1021 | 0 |  | --> | C39 ex COLLEGE PARK | College Park [T101,T102,T103] | COLLEGE PARK |  | 53.4354 | -6.38
MV/LV Substation CH***542 |  | 20 kV | _ | LV | 100 kVA :Pole Substation | 0.1 | --> | 0.1 | 0.087 | 2 |  | --> | 0.095 | 0 | 0.002223 | 0 | 0 | Constrained,otherwise capacity available =102kW. | --> | E17 ex BALLYMACARRY | Ballymacarry [T421] | TRILLICK |  | 55.0843 | -7.4606
MV/LV Substation CH***543Z |  | 10 kV | _ | LV | 630 kVA :Building Structure | 0.63 | --> | 0.63 | 0.5 | 4.6 |  | --> | 0.5985 | 0 | 0.00741 | 0.5 | 0 |  | --> | C36 ex CASTLEVIEW | Castleview [T101,T102] | CASTLEVIEW |  | 51.8998 | -8.3333
MV/LV Substation CH***545 |  | 10 kV | _ | LV | 100 kVA :Pole Substation | 0.1 | --> | 0.1 | 0 | 0 | Constrained,otherwise capacity available =38kVA. | --> | 0.095 | 0 | 0.009633 | 0.10899 | 0 |  | --> | C17 ex CARRIGALINE | Carrigaline [T41,T42] | BARNAHELY |  | 51.7972 | -8.2794
MV/LV Substation CH***549 |  | 10 kV | _ | LV | 400 kVA :Building Structure | 0.4 | --> | 0.4 | 0.164 | 4.5 |  | --> | 0.38 | 0 | 0.033345 | 0.43431 | 0 |  | --> | C20 ex TEMPLEOGUE | Templeogue [T41,T42] | MILLTOWN (DR) |  | 53.2949 | -6.3128
MV/LV Substation CH***549X |  | 10 kV | _ | LV | 400 kVA :Kiosk Substation | 0.4 | --> | 0.4 | 0 | 0 | Constrained,otherwise capacity available =363kVA. | --> | 0.38 | 0 | 0 | 0 | 0 | Constrained,otherwise capacity available =405.6kW. | --> | C15 ex CULLION | Cullion [T41,T42] | LETTERKENNY |  | 54.9549 | -7.6202
MV/LV Substation CH***550X |  | 10 kV | _ | LV | 100 kVA :Pole Substation | 0.1 | --> | 0.1 | 0 | 0 | Constrained,otherwise capacity available =97kVA. | --> | 0.095 | 0 | 0 | 0.10045 | 0 |  | --> | C12 ex SKIBBEREEN | Skibbereen [T41,T42] | DUNMANWAY |  | 51.5482 | -9.2605
MV/LV Substation CH***552Z |  | 10 kV | _ | LV | 50 kVA :Pole Substation | 0.05 | --> | 0.05 | 0 | 0 | Constrained,otherwise capacity available =44kVA. | --> | 0.0475 | 0 | 0.004446 | 0.050903 | 0 |  | --> | C17 ex ROSEHILL | Rosehill [T41,T42] | KILKENNY |  | 52.6004 | -7.3085
MV/LV Substation CH***560X |  | 10 kV | _ | LV | 200 kVA :Building Structure | 0.2 | --> | 0.2 | 0 | 0 | Constrained,otherwise capacity available =174kVA. | --> | 0.19 | 0 | 0.033345 | 0.20391 | 0 |  | --> | C13 ex PALMERSTOWN | Palmerstown [T41,T42] | FINGLAS |  | 53.3442 | -6.3732
MV/LV Substation CH***560Y |  | 20 kV | _ | LV | 200 kVA :Kiosk Substation | 0.2 | --> | 0.2 | 0 | 0 | Constrained,otherwise capacity available =142kVA. | --> | 0.19 | 0 | 0.013338 | 0.20862 | 0 |  | --> | E21 ex SLANE | Slane [T421] | DRYBRIDGE |  | 53.7122 | -6.5403
MV/LV Substation CH***563X |  | 20 kV | _ | LV | 100 kVA :Pole Substation | 0.1 | --> | 0.1 | 0 | 0 | Constrained,otherwise capacity available =89kVA. | --> | 0.095 | 0 | 0.002223 | 0.10166 | 0 |  | --> | E11 ex KILCARRAGH | Kilcarragh [T421,T422] | BUTLERSTOWN |  | 52.2708 | -6.9919
MV/LV Substation CH***575 |  | 20 kV | _ | LV | 50 kVA :Pole Substation | 0.05 | --> | 0.05 | 0.032 | 0.2 |  | --> | 0.0475 | 0 | 0 | 0 | 0 | Constrained,otherwise capacity available =52.7kW. | --> | C12 ex ROSSGEIR | Rossgeir [T41,T42] | LETTERKENNY |  | 54.8084 | -7.5313
MV/LV Substation CH***575X |  | 10 kV | _ | LV | 100 kVA :Pole Substation | 0.1 | --> | 0.1 | 0 | 0 | Constrained,otherwise capacity available =61kVA. | --> | 0.095 | 0 | 0 | 0.10575 | 0 |  | --> | C18 ex LITTLE MILLS | Little Mills [T41] | DUNDALK |  | 53.9235 | -6.3988
MV/LV Substation CH***576X |  | 10 kV | _ | LV | 1000 kVA :Building Structure | 1 | --> | 1 | 0.5 | 1 |  | --> | 0.95 | 0 | 0 | 0.5 | 0 |  | --> | C11 ex NEWMARKET (DR) | Newmarket (dr) [T41] | FRANCIS STREET |  | 53.3414 | -6.2696
MV/LV Substation CH***578 |  | 10 kV | _ | LV | 400 kVA :Kiosk Substation | 0.4 | --> | 0.4 | 0.253 | 1.4 |  | --> | 0.38 | 0 | 0.068913 | 0.42173 | 0 |  | --> | C12 ex DODDER ROAD | Dodder Road [T42] | MILLTOWN (DR) |  | 53.3063 | -6.2531
MV/LV Substation CH***580 |  | 20 kV | _ | LV | 100 kVA :Pole Substation | 0.1 | --> | 0.1 | 0.019 | 3.5 |  | --> | 0.095 | 0 | 0.008151 | 0.11158 | 0 |  | --> | E17 ex BUSH | Bush [T421,T422] | DUNDALK |  | 54.0359 | -6.1854
MV/LV Substation CH***581Y |  | 10 kV | _ | LV | 200 kVA :Kiosk Substation | 0.2 | --> | 0.2 | 0 | 0 | Constrained,otherwise capacity available =130kVA. | --> | 0.19 | 0 | 0.034827 | 0.21036 | 0 |  | --> | C20 ex CELBRIDGE | Celbridge [T41,T42] | GRIFFINRATH |  | 53.3279 | -6.5477
MV/LV Substation CH***582 |  | 10 kV | _ | LV | 200 kVA :Pole Substation | 0.2 | --> | 0.2 | 0.171 | 1.4 |  | --> | 0.19 | 0 | 0 | 0.20436 | 0 |  | --> | C11 ex CROSSMOLINA | Crossmolina [T41,T42] | MOY |  | 54.0962 | -9.3206
MV/LV Substation CH***585Y |  | 10 kV | _ | LV | 630 kVA :Kiosk Substation | 0.63 | --> | 0.63 | 0 | 0 | Constrained,otherwise capacity available =500kVA. | --> | 0.5985 | 0 | 0 | 0.5 | 0 |  | --> | C22 ex CAVAN | Cavan [T42,T421] | SHANKILL |  | 53.9933 | -7.3579
MV/LV Substation CH***593Z |  | 10 kV | _ | LV | 400 kVA :Kiosk Substation | 0.4 | --> | 0.4 | 0 | 0 | Constrained,otherwise capacity available =392kVA. | --> | 0.38 | 0 | 0 | 0.40121 | 0 |  | --> | C11 ex PALMERSTOWN | Palmerstown [T41,T42] | FINGLAS |  | 53.3545 | -6.3512
MV/LV Substation CH***597Y |  | 20 kV | _ | LV | 200 kVA :Pole Substation | 0.2 | --> | 0.2 | 0 | 0 | Constrained,otherwise capacity available =171kVA. | --> | 0.19 | 0 | 0 | 0 | 0 | Constrained,otherwise capacity available =204.4kW. | --> | C13 ex CLOYNE | Cloyne [T41] | MIDLETON |  | 51.8296 | -8.0815
MV/LV Substation CH***598X |  | 10 kV | _ | LV | 200 kVA :Kiosk Substation | 0.2 | --> | 0.2 | 0.137 | 3 |  | --> | 0.19 | 0 | 0.003705 | 0.20935 | 0 |  | --> | C24 ex RAMSTOWN | Ramstown [T41,T42] | CRANE |  | 52.676 | -6.3015
MV/LV Substation CH***612 |  | 10 kV | _ | LV | 400 kVA :Kiosk Substation | 0.4 | --> | 0.4 | 0.271 | 8.1 |  | --> | 0.38 | 0 | 0 | 0.41913 | 0 |  | --> | C26 ex MILLTOWN (DR) | Milltown (dr) [T101,T102] | INCHICORE 220KV |  | 53.2921 | -6.2582
MV/LV Substation CH***612Z |  | 20 kV | _ | LV | 100 kVA :Pole Substation | 0.1 | --> | 0.1 | 0.08 | 1.4 |  | --> | 0.095 | 0 | 0 | 0.10299 | 0 |  | --> | E20 ex KILLINICK | Killinick [T421,T422] | WEXFORD |  | 52.2506 | -6.5142
MV/LV Substation CH***621X |  | 10 kV | _ | LV | 400 kVA :Kiosk Substation | 0.4 | --> | 0.4 | 0 | 0 | Constrained,otherwise capacity available =285kVA. | --> | 0.38 | 0 | 0.01482 | 0.4171 | 0 |  | --> | C12 ex GRANGE (SR) | Grange (sr) [T41,T42] | BUTLERSTOWN |  | 52.2406 | -7.116
MV/LV Substation CH***622X |  | 10 kV | _ | LV | 200 kVA :Pole Substation | 0.2 | --> | 0.2 | 0.184 | 3 |  | --> | 0.19 | 0 | 0 | 0 | 0 | Constrained,otherwise capacity available =202.4kW. | --> | C12 ex BALLYRAINE | Ballyraine [T41,T42] | LETTERKENNY |  | 54.9564 | -7.7133
MV/LV Substation CH***624Z |  | 10 kV | _ | LV | 200 kVA :Kiosk Substation | 0.2 | --> | 0.2 | 0 | 0 | Constrained,otherwise capacity available =95kVA. | --> | 0.19 | 0 | 0 | 0.21534 | 0 |  | --> | C18 ex MOUNTGORRY | Mountgorry [T41,T42] | GRANGE (DR) |  | 53.4496 | -6.1855
MV/LV Substation CH***635Z |  | 20 kV | _ | LV | 400 kVA :Kiosk Substation | 0.4 | --> | 0.4 | 0 | 0 | Constrained,otherwise capacity available =303kVA. | --> | 0.38 | 0 | 0.010374 | 0.41447 | 0 |  | --> | E15 ex BATTER LANE TEMPORARY | Batter Lane Temporary 38kv [T421] | GLASMORE |  | 53.5235 | -6.1735
MV/LV Substation CH***638X |  | 10 kV | _ | LV | 200 kVA :Kiosk Substation | 0.2 | --> | 0.2 | 0.159 | 1.1 |  | --> | 0.19 | 0 | 0.012597 | 0.20613 | 0 |  | --> | C26 ex KILKEE | Kilkee [T41] | TULLABRACK |  | 52.7293 | -9.5284
MV/LV Substation CH***639X |  | 10 kV | _ | LV | 630 kVA :Building Structure | 0.63 | --> | 0.63 | 0 | 0 | Constrained,otherwise capacity available =500kVA. | --> | 0.5985 | 0 | 0 | 0.5 | 0 |  | --> | C20 ex GLOUCESTER PLACE | Gloucester Place [T41,T42] | MCDERMOTT |  | 53.357 | -6.2557
MV/LV Substation CH***642 |  | 20 kV | _ | LV | 100 kVA :Pole Substation | 0.1 | --> | 0.1 | 0 | 0 | Constrained,otherwise capacity available =77kVA. | --> | 0.095 | 0 | 0.003705 | 0.10343 | 0 |  | --> | E11 ex KILCARRAGH | Kilcarragh [T421,T422] | BUTLERSTOWN |  | 52.2691 | -6.9959
MV/LV Substation CH***643 |  | 10 kV | _ | LV | 630 kVA :Kiosk Substation | 0.63 | --> | 0.63 | 0 | 0 | Constrained,otherwise capacity available =470kVA. | --> | 0.5985 | 0 | 0 | 0.5 | 0 |  | --> | C15 ex LEESON STREET | Leeson Street [T41,T42] | MILLTOWN (DR) |  | 53.326 | -6.2546
MV/LV Substation CH***644 |  | 20 kV | _ | LV | 100 kVA :Pole Substation | 0.1 | --> | 0.1 | 0 | 0 | Constrained,otherwise capacity available =76kVA. | --> | 0.095 | 0 | 0 | 0.10358 | 0 |  | --> | E11 ex KILCARRAGH | Kilcarragh [T421,T422] | BUTLERSTOWN |  | 52.2703 | -6.996
MV/LV Substation CH***644Z |  | 10 kV | _ | LV | 630 kVA :Kiosk Substation | 0.63 | --> | 0.63 | 0 | 0 | Constrained,otherwise capacity available =500kVA. | --> | 0.5985 | 0 | 0.009633 | 0.5 | 0 |  | --> | C19 ex FAIRHILL | Fairhill [T42] | KILBARRY |  | 51.9041 | -8.4922
MV/LV Substation CH***646Y |  | 20 kV | _ | LV | 50 kVA :Pole Substation | 0.05 | --> | 0.05 | 0 | 0 | Constrained,otherwise capacity available =47kVA. | --> | 0.0475 | 0 | 0.00741 | 0 | 0 | Constrained,otherwise capacity available =50.5kW. | --> | E12 ex PORTLAOISE | Portlaoise [T423,T424] | PORTLAOISE |  | 53.0156 | -7.1445
MV/LV Substation CH***649Y |  | 10 kV | _ | LV | 400 kVA :Kiosk Substation | 0.4 | --> | 0.4 | 0.297 | 8.2 |  | --> | 0.38 | 0 | 0.012597 | 0.41535 | 0 |  | --> | C13 ex MOUNT MISERY | Mount Misery [T41,T42] | WATERFORD |  | 52.2624 | -7.0929
MV/LV Substation CH***651 |  | 10 kV | _ | LV | 100 kVA :Pole Substation | 0.1 | --> | 0.1 | 0.029 | 1.1 |  | --> | 0.095 | 0 | 0.003705 | 0.11023 | 0 |  | --> | C26 ex KILKEE | Kilkee [T41] | TULLABRACK |  | 52.7313 | -9.5258
MV/LV Substation CH***654X |  | 10 kV | _ | LV | 200 kVA :Kiosk Substation | 0.2 | --> | 0.2 | 0.116 | 2.1 |  | --> | 0.19 | 0 | 0 | 0.21237 | 0 |  | --> | C13 ex BUTTEVANT | Buttevant [T41,T42] | MALLOW |  | 52.2165 | -8.5875
MV/LV Substation CH***659 |  | 10 kV | _ | LV | 200 kVA :Building Structure | 0.2 | --> | 0.2 | 0.161 | 2.8 |  | --> | 0.19 | 0 | 0 | 0.20584 | 0 |  | --> | C21 ex MOUNT MERRION | Mount Merrion [T41,T42] | CARRICKMINES |  | 53.3011 | -6.1998
MV/LV Substation CH***670X |  | 10 kV | _ | LV | 200 kVA :Pole Substation | 0.2 | --> | 0.2 | 0.2 | 1.4 |  | --> | 0.19 | 0 | 0 | 0.2 | 0 |  | --> | C26 ex KELLS | Kells [T41,T42] | NAVAN |  | 53.6876 | -6.8392
MV/LV Substation CH***671Z |  | 20 kV | _ | LV | 200 kVA :Kiosk Substation | 0.2 | --> | 0.2 | 0 | 0 | Constrained,otherwise capacity available =185kVA. | --> | 0.19 | 0 | 0 | 0.20226 | 0 |  | --> | E16 ex ASHBOURNE | Ashbourne [T421,T422] | FINGLAS |  | 53.5025 | -6.39
MV/LV Substation CH***674Y |  | 10 kV | _ | LV | 400 kVA :Kiosk Substation | 0.4 | --> | 0.4 | 0 | 0 | Constrained,otherwise capacity available =133kVA. | --> | 0.38 | 0 | 0 | 0.4386 | 0 |  | --> | C17 ex CLONMINCH | Clonminch [T41,T422] | THORNSBERRY |  | 53.2749 | -7.4917
MV/LV Substation CH***678Y |  | 20 kV | _ | LV | 50 kVA :Pole Substation | 0.05 | --> | 0.05 | 0 | 0 | Constrained,otherwise capacity available =48kVA. | --> | 0.0475 | 0 | 0.010374 | 0.050303 | 0 |  | --> | E21 ex GLENAMADDY | Glenamaddy [T422] | ATHLONE |  | 53.6405 | -8.6801
MV/LV Substation CH***687 |  | 10 kV | _ | LV | 400 kVA :Kiosk Substation | 0.4 | --> | 0.4 | 0 | 0 | Constrained,otherwise capacity available =287kVA. | --> | 0.38 | 0 | 0.022971 | 0.41681 | 0 |  | --> | C12 ex LOUGHLINSTOWN | Loughlinstown [T41,T42] | CARRICKMINES |  | 53.2475 | -6.1333
MV/LV Substation CH***688X |  | 10 kV | _ | LV | 50 kVA :Pole Substation | 0.05 | --> | 0.05 | 0 | 0 | Constrained,otherwise capacity available =40kVA. | --> | 0.0475 | 0 | 0 | 0.051496 | 0 |  | --> | C18 ex BALLYBAILIE | Ballybailie [T41,T42] | DUNDALK |  | 53.9187 | -6.4825
MV/LV Substation CH***688Y |  | 10 kV | _ | LV | 400 kVA :Kiosk Substation | 0.4 | --> | 0.4 | 0.369 | 1.7 |  | --> | 0.38 | 0 | 0.011856 | 0.40468 | 0 |  | --> | C19 ex ATHY | Athy [T101,T102] | ATHY |  | 52.9901 | -6.977
MV/LV Substation CH***690 |  | 10 kV | _ | LV | 630 kVA :Building Structure | 0.63 | --> | 0.63 | 0 | 0 | Constrained,otherwise capacity available =500kVA. | --> | 0.5985 | 0 | 0 | 0.5 | 0 |  | --> | C15 ex LEESON STREET | Leeson Street [T41,T42] | MILLTOWN (DR) |  | 53.3261 | -6.2661
MV/LV Substation CH***695X |  | 20 kV | _ | LV | 400 kVA :Kiosk Substation | 0.4 | --> | 0.4 | 0.255 | 2.5 |  | --> | 0.38 | 0 | 0.041496 | 0.42144 | 0 |  | --> | E12 ex BAGENALSTOWN | Bagenalstown [T421,T422] | CARLOW |  | 52.7008 | -6.9585
MV/LV Substation CH***700 |  | 10 kV | _ | LV | 50 kVA :Pole Substation | 0.05 | --> | 0.05 | 0 | 0 | Constrained,otherwise capacity available =32kVA. | --> | 0.0475 | 0 | 0.003705 | 0.052662 | 0 |  | --> | C20 ex POLLERTON | Pollerton [T41,T42] | CARLOW |  | 52.8321 | -6.8972
MV/LV Substation CH***700Z |  | 10 kV | _ | LV | 200 kVA :Kiosk Substation | 0.2 | --> | 0.2 | 0 | 0 | Constrained,otherwise capacity available =162kVA. | --> | 0.19 | 0 | 0.005187 | 0.20569 | 0 |  | --> | C19 ex DOUGLAS | Douglas [T41,T42] | TRABEG |  | 51.8912 | -8.416
MV/LV Substation CH***701 |  | 20 kV | _ | LV | 400 kVA :Kiosk Substation | 0.4 | --> | 0.4 | 0.236 | 3.3 |  | --> | 0.38 | 0 | 0.020748 | 0.42417 | 0 |  | --> | E15 ex BALLYBUNION | Ballybunion [T421,T422] | TRIEN |  | 52.5134 | -9.671
MV/LV Substation CH***706Y |  | 10 kV | _ | LV | 200 kVA :Kiosk Substation | 0.2 | --> | 0.2 | 0 | 0 | Constrained,otherwise capacity available =137kVA. | --> | 0.19 | 0 | 0.018525 | 0.20935 | 0 |  | --> | C23 ex ATHLONE | Athlone [T41,T42] | ATHLONE |  | 53.4379 | -7.9323
MV/LV Substation CH***707X |  | 10 kV | _ | LV | 400 kVA :Kiosk Substation | 0.4 | --> | 0.4 | 0.282 | 6 |  | --> | 0.38 | 0 | 0.021489 | 0.41753 | 0 |  | --> | C19 ex TRABEG | Trabeg [T101,T102] | TRABEG |  | 51.8642 | -8.4376
MV/LV Substation CH***708Y |  | 20 kV | _ | LV | 200 kVA :Pole Substation | 0.2 | --> | 0.2 | 0.178 | 0.4 |  | --> | 0.19 | 0 | 0 | 0.20331 | 0 |  | --> | E15 ex TULLOW | Tullow [T421,T422] | CARLOW |  | 52.8045 | -6.7457
MV/LV Substation CH***710 |  | 10 kV | _ | LV | 200 kVA :Kiosk Substation | 0.2 | --> | 0.2 | 0.157 | 3.1 |  | --> | 0.19 | 0 | 0.005928 | 0.20643 | 0 |  | --> | C11 ex BELLFIELD | Bellfield [T41,T42] | CRANE |  | 52.5079 | -6.5868
MV/LV Substation CH***712 |  | 10 kV | _ | LV | 100 kVA :Pole Substation | 0.1 | --> | 0.1 | 0 | 0 | Constrained,otherwise capacity available =72kVA. | --> | 0.095 | 0 | 0.003705 | 0.10417 | 0 |  | --> | C17 ex CARRIGALINE | Carrigaline [T41,T42] | BARNAHELY |  | 51.7962 | -8.2836
MV/LV Substation CH***714 |  | 10 kV | _ | LV | 630 kVA :Kiosk Substation | 0.63 | --> | 0.63 | 0.5 | 4.2 |  | --> | 0.5985 | 0 | 0 | 0.5 | 0 |  | --> | C14 ex CRUMLIN | Crumlin [T41,T42] | INCHICORE 220KV |  | 53.3135 | -6.3235
MV/LV Substation CH***716X |  | 20 kV | _ | LV | 400 kVA :Kiosk Substation | 0.4 | --> | 0.4 | 0 | 0 | Constrained,otherwise capacity available =314kVA. | --> | 0.38 | 0 | 0.030381 | 0.41285 | 0 |  | --> | E19 ex KILCOCK | Kilcock [T421,T422] | GRIFFINRATH |  | 53.3934 | -6.6732
MV/LV Substation CH***717X |  | 20 kV | _ | LV | 400 kVA :Kiosk Substation | 0.4 | --> | 0.4 | 0 | 0 | Constrained,otherwise capacity available =341kVA. | --> | 0.38 | 0 | 0 | 0.40886 | 0 |  | --> | E19 ex KILCOCK | Kilcock [T421,T422] | GRIFFINRATH |  | 53.3915 | -6.672
MV/LV Substation CH***718X |  | 20 kV | _ | LV | 400 kVA :Kiosk Substation | 0.4 | --> | 0.4 | 0 | 0 | Constrained,otherwise capacity available =341kVA. | --> | 0.38 | 0 | 0 | 0.40886 | 0 |  | --> | E19 ex KILCOCK | Kilcock [T421,T422] | GRIFFINRATH |  | 53.3919 | -6.6693
MV/LV Substation CH***718Y |  | 10 kV | _ | LV | 1000 kVA :Building Structure | 1 | --> | 1 | 0.5 | 13.8 |  | --> | 0.95 | 0 | 0 | 0.5 | 0 |  | --> | C21 ex SINGLAND | Singland [T101,T102] | SINGLAND |  | 52.658 | -8.5941
MV/LV Substation CH***719Y |  | 10 kV | _ | LV | 1000 kVA :Building Structure | 1 | --> | 1 | 0.5 | 13.8 |  | --> | 0.95 | 0 | 0 | 0.5 | 0 |  | --> | C21 ex SINGLAND | Singland [T101,T102] | SINGLAND |  | 52.6552 | -8.5947
MV/LV Substation CH***729Y |  | 20 kV | _ | LV | 400 kVA :Kiosk Substation | 0.4 | --> | 0.4 | 0 | 0 | Constrained,otherwise capacity available =337kVA. | --> | 0.38 | 0 | 0.00741 | 0.40945 | 0 |  | --> | E21 ex SLANE | Slane [T421] | DRYBRIDGE |  | 53.7099 | -6.5462
MV/LV Substation CH***731X |  | 10 kV | _ | LV | 200 kVA :Pole Substation | 0.2 | --> | 0.2 | 0 | 0 | Constrained,otherwise capacity available =193kVA. | --> | 0.19 | 0 | 0 | 0.20106 | 0 |  | --> | C12 ex ROSCOMMON | Roscommon [T41,T42] | LANESBORO |  | 53.639 | -8.2052
MV/LV Substation CH***733Z |  | 20 kV | _ | LV | 200 kVA :Kiosk Substation | 0.2 | --> | 0.2 | 0.14764 | 0.1 | Constrained,otherwise capacity available =200kVA. | --> | 0.19 | 0 | 0 | 0.2 | 0 |  | --> | E11 ex KILCULLEN | Kilcullen [T41,T42,T424] | STRATFORD |  | 53.0568 | -6.7029
MV/LV Substation CH***735 |  | 20 kV | _ | LV | 200 kVA :Pole Substation | 0.2 | --> | 0.2 | 0 | 0 | Constrained,otherwise capacity available =89kVA. | --> | 0.19 | 0 | 0.003705 | 0.21618 | 0 |  | --> | E11 ex MILLTOWN (SR) | Milltown (sr) [T421,T422] | OUGHTRAGH |  | 52.1439 | -9.7148
MV/LV Substation CH***741 |  | 10 kV | _ | LV | 630 kVA :Kiosk Substation | 0.63 | --> | 0.63 | 0.397 | 4.5 |  | --> | 0.5985 | 0 | 0.020007 | 0.5 | 0 |  | --> | C13 ex TEMPLEOGUE | Templeogue [T41,T42] | MILLTOWN (DR) |  | 53.2962 | -6.2934
MV/LV Substation CH***744 |  | 10 kV | _ | LV | 630 kVA :Building Structure | 0.63 | --> | 0.63 | 0.5 | 18.8 |  | --> | 0.5985 | 0 | 0 | 0.5 | 0 |  | --> | C47 ex BEDFORD ROW | Bedford Row [T41,T42,T43,T44] | FRANCIS STREET |  | 53.344 | -6.2608
MV/LV Substation CH***747 |  | 10 kV | _ | LV | 200 kVA :Pole Substation | 0.2 | --> | 0.2 | 0 | 0 | Constrained,otherwise capacity available =108kVA. | --> | 0.19 | 0 | 0.025935 | 0.21351 | 0 |  | --> | E15 ex BATTER LANE TEMPORARY | Batter Lane Temporary 38kv [T421] | GLASMORE |  | 53.5149 | -6.1112
MV/LV Substation CH***751Z |  | 20 kV | _ | LV | 200 kVA :Kiosk Substation | 0.2 | --> | 0.2 | 0 | 0 | Constrained,otherwise capacity available =187kVA. | --> | 0.19 | 0 | 0 | 0.20196 | 0 |  | --> | E18 ex BALTRASNA | Baltrasna [T121,T122] | BALTRASNA |  | 53.5065 | -6.46
MV/LV Substation CH***755 |  | 10 kV | _ | LV | 1000 kVA :Building Structure | 1 | --> | 1 | 0 | 0 | Constrained,otherwise capacity available =500kVA. | --> | 0.95 | 0 | 0 | 0.5 | 0 |  | --> | C17 ex GLOUCESTER PLACE | Gloucester Place [T41,T42] | MCDERMOTT |  | 53.3496 | -6.2657
MV/LV Substation CH***755Z |  | 10 kV | _ | LV | 630 kVA :Kiosk Substation | 0.63 | --> | 0.63 | 0 | 0 | Constrained,otherwise capacity available =500kVA. | --> | 0.5985 | 0 | 0.011856 | 0.5 | 0 |  | --> | C20 ex MULGANNON | Mulgannon [T41,T42] | WEXFORD |  | 52.3044 | -6.4583
MV/LV Substation CH***757X |  | 10 kV | _ | LV | 630 kVA :Building Structure | 0.63 | --> | 0.63 | 0.5 | 1.7 |  | --> | 0.5985 | 0 | 0 | 0.5 | 0 |  | --> | C18 ex SOUTH KING STREET | South King Street [T41,T42] | FRANCIS STREET |  | 53.3412 | -6.2686
MV/LV Substation CH***760X |  | 10 kV | _ | LV | 100 kVA :Pole Substation | 0.1 | --> | 0.1 | 0 | 0 | Constrained,otherwise capacity available =82kVA. | --> | 0.095 | 0 | 0.001482 | 0.1027 | 0 |  | --> | C18 ex BALLYBAILIE | Ballybailie [T41,T42] | DUNDALK |  | 53.9469 | -6.5436
MV/LV Substation CH***760Z |  | 20 kV | _ | LV | 400 kVA :Kiosk Substation | 0.4 | --> | 0.4 | 0 | 0 | Constrained,otherwise capacity available =323kVA. | --> | 0.38 | 0 | 0.14153 | 0.41153 | 0 |  | --> | E15 ex ASHBOURNE | Ashbourne [T421,T422] | FINGLAS |  | 53.5085 | -6.4072
MV/LV Substation CH***761Z |  | 20 kV | _ | LV | 400 kVA :Kiosk Substation | 0.4 | --> | 0.4 | 0 | 0 | Constrained,otherwise capacity available =177kVA. | --> | 0.38 | 0 | 0.1897 | 0.4325 | 0 |  | --> | E15 ex ASHBOURNE | Ashbourne [T421,T422] | FINGLAS |  | 53.5076 | -6.4069
MV/LV Substation CH***763Y |  | 10 kV | _ | LV | 200 kVA :Kiosk Substation | 0.2 | --> | 0.2 | 0 | 0 | Constrained,otherwise capacity available =189kVA. | --> | 0.19 | 0 | 0 | 0.20166 | 0 |  | --> | C23 ex ATHLONE | Athlone [T41,T42] | ATHLONE |  | 53.4346 | -7.935
MV/LV Substation CH***773Z |  | 10 kV | _ | LV | 200 kVA :Kiosk Substation | 0.2 | --> | 0.2 | 0 | 0 | Constrained,otherwise capacity available =181kVA. | --> | 0.19 | 0 | 0.021489 | 0.20286 | 0 |  | --> | C17 ex NAAS | Naas [T41,T42] | KILTEEL |  | 53.2131 | -6.6796
MV/LV Substation CH***775X |  | 10 kV | _ | LV | 200 kVA :Kiosk Substation | 0.2 | --> | 0.2 | 0.149 | 4.5 |  | --> | 0.19 | 0 | 0 | 0.2076 | 0 |  | --> | C13 ex MALLOW | Mallow [T41,T42] | MALLOW |  | 52.1386 | -8.6461
MV/LV Substation CH***780Y |  | 10 kV | _ | LV | 630 kVA :Kiosk Substation | 0.63 | --> | 0.63 | 0 | 0 | Constrained,otherwise capacity available =500kVA. | --> | 0.5985 | 0 | 0.003705 | 0.5 | 0 |  | --> | C22 ex MIDLETON | Midleton [T101,T102] | MIDLETON |  | 51.9107 | -8.1945
MV/LV Substation CH***786Y |  | 10 kV | _ | LV | 630 kVA :Kiosk Substation | 0.63 | --> | 0.63 | 0 | 0 | Constrained,otherwise capacity available =475kVA. | --> | 0.5985 | 0 | 0.002964 | 0.5 | 0 |  | --> | C23 ex CLONMINCH | Clonminch [T41,T422] | THORNSBERRY |  | 53.2654 | -7.4698
MV/LV Substation CH***788Z |  | 10 kV | _ | LV | 50 kVA :Pole Substation | 0.05 | --> | 0.05 | 0 | 0 | Constrained,otherwise capacity available =33kVA. | --> | 0.0475 | 0 | 0 | 0.052518 | 0 |  | --> | C24 ex BISHOPSTOWN | Bishopstown [T41,T42] | KILBARRY |  | 51.8638 | -8.5145
MV/LV Substation CH***789 |  | 10 kV | _ | LV | 400 kVA :Kiosk Substation | 0.4 | --> | 0.4 | 0 | 0 | Constrained,otherwise capacity available =326kVA. | --> | 0.38 | 0 | 0.006669 | 0.41108 | 0 |  | --> | C20 ex POLLERTON | Pollerton [T41,T42] | CARLOW |  | 52.8249 | -6.8956
MV/LV Substation CH***792X |  | 20 kV | _ | LV | 200 kVA :Pole Substation | 0.2 | --> | 0.2 | 0 | 0 | Constrained,otherwise capacity available =193kVA. | --> | 0.19 | 0 | 0 | 0.20106 | 0 |  | --> | E16 ex MILLTOWN (SR) | Milltown (sr) [T421,T422] | OUGHTRAGH |  | 52.108 | -9.7787
MV/LV Substation CH***795 |  | 20 kV | _ | LV | 100 kVA :Pole Substation | 0.1 | --> | 0.1 | 0.071 | 3.5 |  | --> | 0.095 | 0 | 0.00741 | 0.10431 | 0 |  | --> | C26 ex DUNDALK | Dundalk [T41,T42] | DUNDALK |  | 54.002 | -6.5777
MV/LV Substation CH***797 |  | 20 kV | _ | LV | 50 kVA :Pole Substation | 0.05 | --> | 0.05 | 0 | 0 | Constrained,otherwise capacity available =42kVA. | --> | 0.0475 | 0 | 0 | 0.0512 | 0 |  | --> | E18 ex GARRANACANTY | Garranacanty [T421,T422] | TIPPERARY |  | 52.5531 | -8.177
MV/LV Substation CH***804X |  | 10 kV | _ | LV | 630 kVA :Building Structure | 0.63 | --> | 0.63 | 0.5 | 7 |  | --> | 0.5985 | 0 | 0 | 0.5 | 0 |  | --> | C41 ex NORTH QUAYS | North Quays [T101,T102,T103] | POOLBEG |  | 53.3507 | -6.2356
MV/LV Substation CH***811 |  | 20 kV | _ | LV | 200 kVA :Kiosk Substation | 0.2 | --> | 0.2 | 0 | 0 | Constrained,otherwise capacity available =196kVA. | --> | 0.19 | 0 | 0 | 0.20061 | 0 |  | --> | E14 ex DALTON | Dalton [T421,T422] | DALTON |  | 53.7862 | -8.9138
MV/LV Substation CH***814 |  | 10 kV | _ | LV | 400 kVA :Kiosk Substation | 0.4 | --> | 0.4 | 0.312 | 5.8 |  | --> | 0.38 | 0 | 0.004446 | 0.41315 | 0 |  | --> | E15 ex ABBEYFEALE | Abbeyfeale [T421] | TRIEN |  | 52.3868 | -9.3007
MV/LV Substation CH***820X |  | 10 kV | _ | LV | 200 kVA :Kiosk Substation | 0.2 | --> | 0.2 | 0.129 | 13.1 |  | --> | 0.19 | 0 | 0.045942 | 0.2105 | 0 |  | --> | C12 ex MONREAD | Monread [T101,T102] | MONREAD |  | 53.2304 | -6.659
MV/LV Substation CH***840 |  | 10 kV | _ | LV | 200 kVA :Kiosk Substation | 0.2 | --> | 0.2 | 0 | 0 | Constrained,otherwise capacity available =116kVA. | --> | 0.19 | 0 | 0.014079 | 0.21237 | 0 |  | --> | C15 ex STICKILLEN | Stickillen [T41,T42] | DRYBRIDGE |  | 53.8469 | -6.5369
MV/LV Substation CH***840 |  | 10 kV | _ | LV | 100 kVA :Pole Substation | 0.1 | --> | 0.1 | 0 | 0 | Constrained,otherwise capacity available =35kVA. | --> | 0.095 | 0 | 0.005928 | 0.10941 | 0 |  | --> | C15 ex GARRYSPILLANE | Garryspillane [T41] | TIPPERARY |  | 52.3709 | -8.3443
MV/LV Substation CH***841Y |  | 20 kV | _ | LV | 200 kVA :Kiosk Substation | 0.2 | --> | 0.2 | 0 | 0 | Constrained,otherwise capacity available =123kVA. | --> | 0.19 | 0 | 0.008151 | 0.21137 | 0 |  | --> | E17 ex DULEEK | Duleek [T421,T422] | DRYBRIDGE |  | 53.628 | -6.5297
MV/LV Substation CH***843X |  | 10 kV | _ | LV | 1000 kVA :Building Structure | 1 | --> | 1 | 0.5 | 7 |  | --> | 0.95 | 0 | 0 | 0.5 | 0 |  | --> | C18 ex NORTH QUAYS | North Quays [T101,T102,T103] | POOLBEG |  | 53.3564 | -6.2339
MV/LV Substation CH***843Y |  | 10 kV | _ | LV | 400 kVA :Kiosk Substation | 0.4 | --> | 0.4 | 0 | 0 | Constrained,otherwise capacity available =294kVA. | --> | 0.38 | 0 | 0.01482 | 0.41578 | 0 |  | --> | C13 ex RAHEEN | Raheen [T41,T42] | LIMERICK |  | 52.6212 | -8.6447
MV/LV Substation CH***844Z |  | 20 kV | _ | LV | 200 kVA :Pole Substation | 0.2 | --> | 0.2 | 0.173 | 1.4 |  | --> | 0.19 | 0 | 0.016302 | 0.20406 | 0 |  | --> | E12 ex KILLINICK | Killinick [T421,T422] | WEXFORD |  | 52.2369 | -6.3564
MV/LV Substation CH***849Y |  | 20 kV | _ | LV | 50 kVA :Pole Substation | 0.05 | --> | 0.05 | 0 | 0 | Constrained,otherwise capacity available =47kVA. | --> | 0.0475 | 0 | 0 | 0.050453 | 0 |  | --> | E17 ex JULIANSTOWN | Julianstown [T421,T422] | DRYBRIDGE |  | 53.6749 | -6.2799
MV/LV Substation CH***852Y |  | 20 kV | _ | LV | 400 kVA :Kiosk Substation | 0.4 | --> | 0.4 | 0 | 0 | Constrained,otherwise capacity available =303kVA. | --> | 0.38 | 0 | 0.005187 | 0.41447 | 0 |  | --> | E12 ex ACADEMY STREET | Academy Street [T421,T422,T44] | NAVAN |  | 53.6357 | -6.6495
MV/LV Substation CH***858 |  | 10 kV | _ | LV | 1000 kVA :Building Structure | 1 | --> | 1 | 0.5 | 1 |  | --> | 0.95 | 0 | 0 | 0.5 | 0 |  | --> | C11 ex NEWMARKET (DR) | Newmarket (dr) [T41] | FRANCIS STREET |  | 53.3417 | -6.2694
MV/LV Substation CH***859 |  | 10 kV | _ | LV | 200 kVA :Pole Substation | 0.2 | --> | 0.2 | 0 | 0 | Constrained,otherwise capacity available =163kVA. | --> | 0.19 | 0 | 0 | 0.20554 | 0 |  | --> | C25 ex GARRYSPILLANE | Garryspillane [T41] | TIPPERARY |  | 52.4346 | -8.4123
MV/LV Substation CH***859Z |  | 20 kV | _ | LV | 200 kVA :Kiosk Substation | 0.2 | --> | 0.2 | 0.187 | 17.7 |  | --> | 0.19 | 0 | 0.019266 | 0.20196 | 0 |  | --> | E12 ex COOLROE | Coolroe [T121,T122] | COOLROE |  | 51.8763 | -8.6634
MV/LV Substation CH***861Y |  | 20 kV | _ | LV | 100 kVA :Pole Substation | 0.1 | --> | 0.1 | 0 | 0 | Constrained,otherwise capacity available =80kVA. | --> | 0.095 | 0 | 0.003705 | 0.10299 | 0 |  | --> | C20 ex ROSCOMMON | Roscommon [T41,T42] | LANESBORO |  | 53.7773 | -8.2447
MV/LV Substation CH***862X |  | 10 kV | _ | LV | 1000 kVA :Building Structure | 1 | --> | 1 | 0.5 | 4 |  | --> | 0.95 | 0 | 0 | 0.5 | 0 |  | --> | C12 ex SHERIFF STREET | Sheriff Street [T41,T42] | FRANCIS STREET |  | 53.3489 | -6.2474
MV/LV Substation CH***872X |  | 20 kV | _ | LV | 200 kVA :Kiosk Substation | 0.2 | --> | 0.2 | 0.119 | 0.3 |  | --> | 0.19 | 0 | 0.033345 | 0.21194 | 0 |  | --> | E33 ex TRIM | Trim [T421] | NAVAN |  | 53.4874 | -6.8095
MV/LV Substation CH***880 |  | 10 kV | _ | LV | 400 kVA :Kiosk Substation | 0.4 | --> | 0.4 | 0 | 0 | Constrained,otherwise capacity available =288kVA. | --> | 0.38 | 0 | 0.008892 | 0.41666 | 0 |  | --> | C22 ex GREYSTONES | Greystones [T41,T42] | FASSAROE |  | 53.1283 | -6.0636
MV/LV Substation CH***881 |  | 10 kV | _ | LV | 630 kVA :Building Structure | 0.63 | --> | 0.63 | 0 | 0 | Constrained,otherwise capacity available =453kVA. | --> | 0.5985 | 0 | 0.03705 | 0.5 | 0 |  | --> | C22 ex GREYSTONES | Greystones [T41,T42] | FASSAROE |  | 53.1272 | -6.0634
MV/LV Substation CH***882 |  | 10 kV | _ | LV | 400 kVA :Kiosk Substation | 0.4 | --> | 0.4 | 0 | 0 | Constrained,otherwise capacity available =344kVA. | --> | 0.38 | 0 | 0.017784 | 0.40841 | 0 |  | --> | C22 ex GREYSTONES | Greystones [T41,T42] | FASSAROE |  | 53.1293 | -6.0659
MV/LV Substation CH***883 |  | 10 kV | _ | LV | 400 kVA :Kiosk Substation | 0.4 | --> | 0.4 | 0 | 0 | Constrained,otherwise capacity available =306kVA. | --> | 0.38 | 0 | 0.00741 | 0.41403 | 0 |  | --> | C22 ex GREYSTONES | Greystones [T41,T42] | FASSAROE |  | 53.129 | -6.0691
MV/LV Substation CH***884 |  | 10 kV | _ | LV | 400 kVA :Kiosk Substation | 0.4 | --> | 0.4 | 0 | 0 | Constrained,otherwise capacity available =259kVA. | --> | 0.38 | 0 | 0.095589 | 0.42086 | 0 |  | --> | C22 ex GREYSTONES | Greystones [T41,T42] | FASSAROE |  | 53.1276 | -6.0714
MV/LV Substation CH***884 |  | 20 kV | _ | LV | 200 kVA :Pole Substation | 0.2 | --> | 0.2 | 0.184 | 3.3 |  | --> | 0.19 | 0 | 0 | 0.20241 | 0 |  | --> | E15 ex BALLYBUNION | Ballybunion [T421,T422] | TRIEN |  | 52.5165 | -9.6691
MV/LV Substation CH***889 |  | 20 kV | _ | LV | 100 kVA :Pole Substation | 0.1 | --> | 0.1 | 0 | 0 | Constrained,otherwise capacity available =20kVA. | --> | 0.095 | 0 | 0.003705 | 0.11145 | 0 |  | --> | E12 ex CARRIGSHANE | Carrigshane [T422] | MIDLETON |  | 51.9154 | -8.1216
MV/LV Substation CH***890X |  | 20 kV | _ | LV | 100 kVA :Pole Substation | 0.1 | --> | 0.1 | 0.096 | 4.2 |  | --> | 0.095 | 0 | 0 | 0.10061 | 0 |  | --> | E15 ex JENKINSTOWN | Jenkinstown [T421,T422] | DUNDALK |  | 54.0374 | -6.3151
MV/LV Substation CH***890Y |  | 10 kV | _ | LV | 400 kVA :Kiosk Substation | 0.4 | --> | 0.4 | 0 | 0 | Constrained,otherwise capacity available =320kVA. | --> | 0.38 | 0 | 0.01482 | 0 | 0 | Constrained,otherwise capacity available =412kW. | --> | C14 ex KNOCKMULLEN | Knockmullen [T42,T421] | GREAT ISLAND |  | 52.3891 | -6.9354
MV/LV Substation CH***894 |  | 10 kV | _ | LV | 400 kVA :Kiosk Substation | 0.4 | --> | 0.4 | 0 | 0 | Constrained,otherwise capacity available =284kVA. | --> | 0.38 | 0 | 0.006669 | 0.41724 | 0 |  | --> | C22 ex GREYSTONES | Greystones [T41,T42] | FASSAROE |  | 53.1269 | -6.065
MV/LV Substation CH***895 |  | 10 kV | _ | LV | 100 kVA :Pole Substation | 0.1 | --> | 0.1 | 0.079 | 4.4 |  | --> | 0.095 | 0 | 0 | 0.10314 | 0 |  | --> | C19 ex KINGSCOURT | Kingscourt [T41,T42] | MEATH HILL |  | 53.8487 | -6.8079
MV/LV Substation CH***897X |  | 10 kV | _ | LV | 400 kVA :Kiosk Substation | 0.4 | --> | 0.4 | 0.347 | 3.1 |  | --> | 0.38 | 0 | 0.004446 | 0.40797 | 0 |  | --> | C11 ex BELLFIELD | Bellfield [T41,T42] | CRANE |  | 52.5049 | -6.5865
MV/LV Substation CH***900 |  | 10 kV | _ | LV | 630 kVA :Kiosk Substation | 0.63 | --> | 0.63 | 0 | 0 | Constrained,otherwise capacity available =164kVA. | --> | 0.5985 | 0 | 0.045201 | 0.5 | 0 |  | --> | C22 ex GREYSTONES | Greystones [T41,T42] | FASSAROE |  | 53.1234 | -6.0767
MV/LV Substation CH***900X |  | 10 kV | _ | LV | 400 kVA :Kiosk Substation | 0.4 | --> | 0.4 | 0 | 0 | Constrained,otherwise capacity available =290kVA. | --> | 0.38 | 0 | 0.026676 | 0.41637 | 0 |  | --> | C12 ex GRANGE (SR) | Grange (sr) [T41,T42] | BUTLERSTOWN |  | 52.2429 | -7.1176
MV/LV Substation CH***900X |  | 10 kV | _ | LV | 400 kVA :Kiosk Substation | 0.4 | --> | 0.4 | 0 | 0 | Constrained,otherwise capacity available =244kVA. | --> | 0.38 | 0 | 0.030381 | 0.42302 | 0 |  | --> | C16 ex SAGGART | Saggart [T41,T42] | GRANGE CASTLE |  | 53.2803 | -6.4748
MV/LV Substation CH***902 |  | 10 kV | _ | LV | 630 kVA :Kiosk Substation | 0.63 | --> | 0.63 | 0 | 0 | Constrained,otherwise capacity available =500kVA. | --> | 0.5985 | 0 | 0.025935 | 0.5 | 0 |  | --> | C22 ex GREYSTONES | Greystones [T41,T42] | FASSAROE |  | 53.125 | -6.0763
MV/LV Substation CH***904X |  | 10 kV | _ | LV | 200 kVA :Kiosk Substation | 0.2 | --> | 0.2 | 0.124 | 11.9 |  | --> | 0.19 | 0 | 0.002223 | 0.21122 | 0 |  | --> | C28 ex SALTHILL | Salthill [T101,T102] | SALTHILL |  | 53.2658 | -9.1288
MV/LV Substation CH***906 |  | 10 kV | _ | LV | 50 kVA :Pole Substation | 0.05 | --> | 0.05 | 0.023 | 11.9 |  | --> | 0.0475 | 0 | 0.01482 | 0.05394 | 0 |  | --> | C36 ex SALTHILL | Salthill [T101,T102] | SALTHILL |  | 53.2958 | -9.0847
MV/LV Substation CH***907X |  | 10 kV | _ | LV | 50 kVA :Pole Substation | 0.05 | --> | 0.05 | 0.028 | 3.1 |  | --> | 0.0475 | 0 | 0 | 0.053235 | 0 |  | --> | C11 ex BELLFIELD | Bellfield [T41,T42] | CRANE |  | 52.5091 | -6.5887
MV/LV Substation CH***908 |  | 10 kV | _ | LV | 400 kVA :Kiosk Substation | 0.4 | --> | 0.4 | 0 | 0 | Constrained,otherwise capacity available =336kVA. | --> | 0.38 | 0 | 0.014079 | 0.4096 | 0 |  | --> | C11 ex GREYSTONES | Greystones [T41,T42] | FASSAROE |  | 53.1378 | -6.0824
MV/LV Substation CH***913X |  | 20 kV | _ | LV | 630 kVA :Kiosk Substation | 0.63 | --> | 0.63 | 0 | 0 | Constrained,otherwise capacity available =500kVA. | --> | 0.5985 | 0 | 0.004446 | 0.5 | 0 |  | --> | E12 ex BALLINROBE | Ballinrobe [T421,T422] | DALTON |  | 53.6233 | -9.2205
MV/LV Substation CH***916 |  | 10 kV | _ | LV | 400 kVA :Kiosk Substation | 0.4 | --> | 0.4 | 0 | 0 | Constrained,otherwise capacity available =190kVA. | --> | 0.38 | 0 | 0.020748 | 0.43068 | 0 |  | --> | C22 ex GREYSTONES | Greystones [T41,T42] | FASSAROE |  | 53.1267 | -6.0681
MV/LV Substation CH***920Z |  | 10 kV | _ | LV | 630 kVA :Kiosk Substation | 0.63 | --> | 0.63 | 0 | 0 | Constrained,otherwise capacity available =436kVA. | --> | 0.5985 | 0 | 0 | 0.5 | 0 |  | --> | C14 ex MULGANNON | Mulgannon [T41,T42] | WEXFORD |  | 52.3393 | -6.462
MV/LV Substation CH***924 |  | 20 kV | _ | LV | 400 kVA :Kiosk Substation | 0.4 | --> | 0.4 | 0 | 0 | Constrained,otherwise capacity available =341kVA. | --> | 0.38 | 0 | 0 | 0.40886 | 0 |  | --> | E17 ex MANORHAMILTON | Manorhamilton [T422] | SLIGO |  | 54.2294 | -8.2986
MV/LV Substation CH***925 |  | 10 kV | _ | LV | 630 kVA :Kiosk Substation | 0.63 | --> | 0.63 | 0.454 | 5.6 |  | --> | 0.5985 | 0 | 0.011856 | 0.5 | 0 |  | --> | C13 ex KILCOOLE | Kilcoole [T41,T42] | FASSAROE |  | 53.0906 | -6.1122
MV/LV Substation CH***926X |  | 20 kV | _ | LV | 200 kVA :Pole Substation | 0.2 | --> | 0.2 | 0.14 | 1 |  | --> | 0.19 | 0 | 0 | 0.20891 | 0 |  | --> | E12 ex LONGFORD | Longford [T421,T422] | RICHMOND |  | 53.8222 | -7.7679
MV/LV Substation CH***926Y |  | 10 kV | _ | LV | 200 kVA :Kiosk Substation | 0.2 | --> | 0.2 | 0 | 0 | Constrained,otherwise capacity available =172kVA. | --> | 0.19 | 0 | 0 | 0 | 0 | Constrained,otherwise capacity available =204.2kW. | --> | C15 ex DRUMBEAR | Drumbear [T41,T42] | LISDRUM |  | 54.2163 | -6.849
MV/LV Substation CH***931 |  | 10 kV | _ | LV | 630 kVA :Kiosk Substation | 0.63 | --> | 0.63 | 0 | 0 | Constrained,otherwise capacity available =500kVA. | --> | 0.5985 | 0 | 0 | 0.5 | 0 |  | --> | C22 ex GREYSTONES | Greystones [T41,T42] | FASSAROE |  | 53.1266 | -6.072
MV/LV Substation CH***931X |  | 10 kV | _ | LV | 1000 kVA :Building Structure | 1 | --> | 1 | 0 | 0 | Constrained,otherwise capacity available =500kVA. | --> | 0.95 | 0 | 0 | 0.5 | 0 |  | --> | C23 ex PHIBSBORO | Phibsboro [T41,T42] | FINGLAS |  | 53.3504 | -6.279
MV/LV Substation CH***932 |  | 10 kV | _ | LV | 400 kVA :Kiosk Substation | 0.4 | --> | 0.4 | 0.223 | 1.9 |  | --> | 0.38 | 0 | 0.045201 | 0.42602 | 0 |  | --> | C14 ex FAIRVIEW | Fairview [T41] | MCDERMOTT |  | 53.3756 | -6.2331
MV/LV Substation CH***933 |  | 10 kV | _ | LV | 200 kVA :Kiosk Substation | 0.2 | --> | 0.2 | 0 | 0 | Constrained,otherwise capacity available =154kVA. | --> | 0.19 | 0 | 0.003705 | 0.20687 | 0 |  | --> | C11 ex GREYSTONES | Greystones [T41,T42] | FASSAROE |  | 53.1351 | -6.0839
MV/LV Substation CH***935 |  | 10 kV | _ | LV | 200 kVA :Kiosk Substation | 0.2 | --> | 0.2 | 0 | 0 | Constrained,otherwise capacity available =99kVA. | --> | 0.19 | 0 | 0.031863 | 0.21478 | 0 |  | --> | C11 ex GREYSTONES | Greystones [T41,T42] | FASSAROE |  | 53.1349 | -6.0809
MV/LV Substation CH***935X |  | 20 kV | _ | LV | 200 kVA :Kiosk Substation | 0.2 | --> | 0.2 | 0 | 0 | Constrained,otherwise capacity available =180kVA. | --> | 0.19 | 0 | 0.006669 | 0 | 0 | Constrained,otherwise capacity available =203kW. | --> | E17 ex WINDSOR | Windsor [T421,T422] | CASTLEBAR |  | 53.8102 | -9.1392
MV/LV Substation CH***939 |  | 20 kV | _ | LV | 25 kVA :Pole Substation | 0.025 | --> | 0.025 | 0.023 | 2.8 |  | --> | 0.02375 | 0 | 0 | 0.025302 | 0 |  | --> | E21 ex CLARA | Clara [T421,T422] | THORNSBERRY |  | 53.3474 | -7.6207
MV/LV Substation CH***942 |  | 10 kV | _ | LV | 400 kVA :Kiosk Substation | 0.4 | --> | 0.4 | 0.281 | 1.9 |  | --> | 0.38 | 0 | 0.019266 | 0.41768 | 0 |  | --> | C14 ex FAIRVIEW | Fairview [T41] | MCDERMOTT |  | 53.3759 | -6.2292
MV/LV Substation CH***942X |  | 20 kV | _ | LV | 200 kVA :Pole Substation | 0.2 | --> | 0.2 | 0.175 | 2 |  | --> | 0.19 | 0 | 0 | 0 | 0 | Constrained,otherwise capacity available =203.8kW. | --> | E11 ex RATHKEALE | Rathkeale [T421,T422] | RATHKEALE |  | 52.6019 | -8.9717
MV/LV Substation CH***943Y |  | 10 kV | _ | LV | 200 kVA :Kiosk Substation | 0.2 | --> | 0.2 | 0 | 0 | Constrained,otherwise capacity available =170kVA. | --> | 0.19 | 0 | 0.002223 | 0.2045 | 0 |  | --> | C23 ex CLONMINCH | Clonminch [T41,T422] | THORNSBERRY |  | 53.2646 | -7.4675
MV/LV Substation CH***944X |  | 10 kV | _ | LV | 200 kVA :Kiosk Substation | 0.2 | --> | 0.2 | 0 | 0 | Constrained,otherwise capacity available =116kVA. | --> | 0.19 | 0 | 0.008151 | 0.21237 | 0 |  | --> | C21 ex BALLINDERRY | Ballinderry [T41,T422] | MULLINGAR |  | 53.5139 | -7.3307
MV/LV Substation CH***949Y |  | 10 kV | _ | LV | 200 kVA :Pole Substation | 0.2 | --> | 0.2 | 0.13336 | 0.1 | Constrained,otherwise capacity available =173kVA. | --> | 0.19 | 0 | 0 | 0.20406 | 0 |  | --> | C18 ex BALLYMAHON | Ballymahon [T41,T42] | ATHLONE |  | 53.5682 | -7.766
MV/LV Substation CH***951 |  | 20 kV | _ | LV | 100 kVA :Pole Substation | 0.1 | --> | 0.1 | 0.069 | 8.5 |  | --> | 0.095 | 0 | 0 | 0 | 0 | Constrained,otherwise capacity available =104.6kW. | --> | E14 ex ARIGNA | Arigna [T121] | ARIGNA |  | 54.0492 | -8.038
MV/LV Substation CH***954Z |  | 10 kV | _ | LV | 200 kVA :Kiosk Substation | 0.2 | --> | 0.2 | 0 | 0 | Constrained,otherwise capacity available =189kVA. | --> | 0.19 | 0 | 0 | 0.20166 | 0 |  | --> | C11 ex MORRISTOWN | Morristown [T41,T42] | NEWBRIDGE |  | 53.1743 | -6.8149
MV/LV Substation CH***957X |  | 10 kV | _ | LV | 50 kVA :Pole Substation | 0.05 | --> | 0.05 | 0 | 0 | Constrained,otherwise capacity available =29kVA. | --> | 0.0475 | 0 | 0 | 0.053092 | 0 |  | --> | C15 ex GARRYSPILLANE | Garryspillane [T41] | TIPPERARY |  | 52.3686 | -8.3431
MV/LV Substation CH***968X |  | 10 kV | _ | LV | 400 kVA :Kiosk Substation | 0.4 | --> | 0.4 | 0 | 0 | Constrained,otherwise capacity available =328kVA. | --> | 0.38 | 0 | 0.003705 | 0.41079 | 0 |  | --> | E17 ex GARRANACANTY | Garranacanty [T421,T422] | TIPPERARY |  | 52.4743 | -8.1656
MV/LV Substation CH***978 |  | 10 kV | _ | LV | 50 kVA :Pole Substation | 0.05 | --> | 0.05 | 0 | 0 | Constrained,otherwise capacity available =34kVA. | --> | 0.0475 | 0 | 0 | 0.052373 | 0 |  | --> | C17 ex DUNLEER | Dunleer [T41,T42] | DRYBRIDGE |  | 53.8592 | -6.4127
MV/LV Substation CH***979 |  | 10 kV | _ | LV | 50 kVA :Pole Substation | 0.05 | --> | 0.05 | 0.005 | 5.3 |  | --> | 0.0475 | 0 | 0.00741 | 0.056391 | 0 |  | --> | C17 ex BALLYTIVNAN | Ballytivnan [T41,T42] | SLIGO |  | 54.3063 | -8.5472
MV/LV Substation CH***990X |  | 10 kV | _ | LV | 400 kVA :Kiosk Substation | 0.4 | --> | 0.4 | 0.29 | 3.3 |  | --> | 0.38 | 0 | 0.022971 | 0.41637 | 0 |  | --> | C11 ex LLOYD | Lloyd [T41,T42] | NAVAN |  | 53.7337 | -6.8783
MV/LV Substation CH***998 |  | 10 kV | _ | LV | 200 kVA :Building Structure | 0.2 | --> | 0.2 | 0.134 | 4 |  | --> | 0.19 | 0 | 0.002223 | 0.20978 | 0 |  | --> | C19 ex BALLINCLEA | Ballinclea [T41] | CHERRYWOOD |  | 53.2639 | -6.1274
MV/LV Substation CI***014 |  | 10 kV | _ | LV | 200 kVA :Kiosk Substation | 0.2 | --> | 0.2 | 0.151 | 1.1 |  | --> | 0.19 | 0 | 0.014079 | 0.20731 | 0 |  | --> | C16 ex KILKEE | Kilkee [T41] | TULLABRACK |  | 52.6824 | -9.6428
MV/LV Substation CI***016 |  | 10 kV | _ | LV | 400 kVA :Building Structure | 0.4 | --> | 0.4 | 0 | 0 | Constrained,otherwise capacity available =318kVA. | --> | 0.38 | 0 | 0.00741 | 0.37742 | 0 | Constrained,otherwise capacity available =412.3kW. | --> | C25 ex CASTLEISLAND | Castleisland [T41,T42] | TRALEE |  | 52.2307 | -9.4685
MV/LV Substation CI***021 |  | 10 kV | _ | LV | 200 kVA :Pole Substation | 0.2 | --> | 0.2 | 0.176 | 11 |  | --> | 0.19 | 0 | 0.003705 | 0.20361 | 0 |  | --> | C22 ex CLOON | Cloon [T42,T421] | CLOON |  | 53.5128 | -8.8507
MV/LV Substation CI***026 |  | 10 kV | _ | LV | 1000 kVA :Building Structure | 1 | --> | 1 | 0.422 | 18.8 |  | --> | 0.95 | 0 | 0 | 0.5 | 0 |  | --> | C10 ex BEDFORD ROW | Bedford Row [T41,T42,T43,T44] | FRANCIS STREET |  | 53.3437 | -6.267
MV/LV Substation CI***026 |  | 10 kV | _ | LV | 200 kVA :Pole Substation | 0.2 | --> | 0.2 | 0.082 | 3.3 |  | --> | 0.19 | 0 | 0 | 0.21716 | 0 |  | --> | C12 ex LLOYD | Lloyd [T41,T42] | NAVAN |  | 53.7288 | -6.8846
MV/LV Substation CI***026X |  | 10 kV | _ | LV | 200 kVA :Kiosk Substation | 0.2 | --> | 0.2 | 0.182 | 2.2 |  | --> | 0.19 | 0 | 0 | 0.20271 | 0 |  | --> | C26 ex BAILIEBORO | Bailieboro [T41,T42] | MEATH HILL |  | 53.9183 | -6.9728
MV/LV Substation CI***031Y |  | 20 kV | _ | LV | 630 kVA :Kiosk Substation | 0.63 | --> | 0.63 | 0 | 0 | Constrained,otherwise capacity available =500kVA. | --> | 0.5985 | 0 | 0 | 0.5 | 0 |  | --> | E11 ex BALLINROBE | Ballinrobe [T421,T422] | DALTON |  | 53.6159 | -9.2154
MV/LV Substation CI***036Y |  | 10 kV | _ | LV | 1000 kVA :Building Structure | 1 | --> | 1 | 0 | 0 | Constrained,otherwise capacity available =500kVA. | --> | 0.95 | 0 | 0 | 0.5 | 0 |  | --> | C11 ex HEADFORD ROAD | Headford Road [T41,T42] | GALWAY 110KV |  | 53.276 | -9.0493
MV/LV Substation CI***046 |  | 10 kV | _ | LV | 400 kVA :Kiosk Substation | 0.4 | --> | 0.4 | 0 | 0 | Constrained,otherwise capacity available =355kVA. | --> | 0.38 | 0 | 0.008151 | 0.40677 | 0 |  | --> | C12 ex CRANMORE | Cranmore [T41,T42] | SLIGO |  | 54.2631 | -8.4704
MV/LV Substation CI***053 |  | 20 kV | _ | LV | 400 kVA :Building Structure | 0.4 | --> | 0.4 | 0 | 0 | Constrained,otherwise capacity available =261kVA. | --> | 0.38 | 0 | 0.021489 | 0.42058 | 0 |  | --> | E13 ex KILCARRAGH | Kilcarragh [T421,T422] | BUTLERSTOWN |  | 52.1503 | -6.9969
MV/LV Substation CI***058 |  | 10 kV | _ | LV | 400 kVA :Building Structure | 0.4 | --> | 0.4 | 0.314 | 1 |  | --> | 0.38 | 0 | 0 | 0.41285 | 0 |  | --> | C13 ex CORBALLY | Corbally [T41,T42] | ARDNACRUSHA |  | 52.6688 | -8.6248
MV/LV Substation CI***069Z |  | 10 kV | _ | LV | 630 kVA :Building Structure | 0.63 | --> | 0.63 | 0 | 0 | Constrained,otherwise capacity available =463kVA. | --> | 0.5985 | 0 | 0 | 0.5 | 0 |  | --> | C22 ex GARRYOWEN | Garryowen [T41,T42] | LIMERICK |  | 52.6493 | -8.5761
MV/LV Substation CI***070Z |  | 10 kV | _ | LV | 400 kVA :Building Structure | 0.4 | --> | 0.4 | 0 | 0 | Constrained,otherwise capacity available =328kVA. | --> | 0.38 | 0 | 0 | 0.41079 | 0 |  | --> | C22 ex GARRYOWEN | Garryowen [T41,T42] | LIMERICK |  | 52.6481 | -8.5742
MV/LV Substation CI***071Y |  | 10 kV | _ | LV | 630 kVA :Kiosk Substation | 0.63 | --> | 0.63 | 0 | 0 | Constrained,otherwise capacity available =500kVA. | --> | 0.5985 | 0 | 0 | 0.5 | 0 |  | --> | C19 ex KILMORE | Kilmore [T101,T102,T103] | FINGLAS |  | 53.4075 | -6.2477
MV/LV Substation CI***075Y |  | 20 kV | _ | LV | 200 kVA :Pole Substation | 0.2 | --> | 0.2 | 0 | 0 | Constrained,otherwise capacity available =117kVA. | --> | 0.19 | 0 | 0 | 0 | 0 | Constrained,otherwise capacity available =212.2kW. | --> | E22 ex ROSCREA | Roscrea [T41,T42] | IKERRIN |  | 52.9627 | -7.8566
MV/LV Substation CI***094X |  | 10 kV | _ | LV | 400 kVA :Building Structure | 0.4 | --> | 0.4 | 0 | 0 | Constrained,otherwise capacity available =389kVA. | --> | 0.38 | 0 | 0.015561 | 0 | 0 | Constrained,otherwise capacity available =401.7kW. | --> | C11 ex DONEGAL | Donegal [T41,T42] | CATHALEENS FALL |  | 54.6592 | -8.0877
MV/LV Substation CI***098Z |  | 10 kV | _ | LV | 200 kVA :Kiosk Substation | 0.2 | --> | 0.2 | 0.144 | 1.7 |  | --> | 0.19 | 0 | 0.012597 | 0.20833 | 0 |  | --> | C21 ex ATHY | Athy [T101,T102] | ATHY |  | 53.0111 | -7.1348
MV/LV Substation CI***100 |  | 10 kV | _ | LV | 400 kVA :Kiosk Substation | 0.4 | --> | 0.4 | 0.369 | 1.4 |  | --> | 0.38 | 0 | 0.003705 | 0.40468 | 0 |  | --> | C15 ex RINEANNA | Rineanna [T41,T42] | DRUMLINE |  | 52.7008 | -8.889
MV/LV Substation CI***101Y |  | 10 kV | _ | LV | 200 kVA :Kiosk Substation | 0.2 | --> | 0.2 | 0.134 | 3 |  | --> | 0.19 | 0 | 0.024453 | 0.20978 | 0 |  | --> | C21 ex NENAGH | Nenagh [T41,T42] | NENAGH |  | 52.8594 | -8.207
MV/LV Substation CI***118 |  | 10 kV | _ | LV | 200 kVA :Pole Substation | 0.2 | --> | 0.2 | 0.139 | 13.5 |  | --> | 0.19 | 0 | 0.002964 | 0.20906 | 0 |  | --> | C12 ex ENNIS | Ennis [T101,T102] | ENNIS |  | 52.8388 | -8.9758
MV/LV Substation CI***142Y |  | 10 kV | _ | LV | 400 kVA :Kiosk Substation | 0.4 | --> | 0.4 | 0 | 0 | Constrained,otherwise capacity available =302kVA. | --> | 0.38 | 0 | 0.010374 | 0.41461 | 0 |  | --> | C14 ex SWORDS | Swords [T41,T42] | GLASMORE |  | 53.4657 | -6.2409
MV/LV Substation CI***143 |  | 10 kV | _ | LV | 1000 kVA :Building Structure | 1 | --> | 1 | 0 | 0 | Constrained,otherwise capacity available =500kVA. | --> | 0.95 | 0 | 0 | 0.5 | 0 |  | --> | C26 ex CITYWEST | Citywest [T101,T102] | INCHICORE 220KV |  | 53.2819 | -6.4221
MV/LV Substation CI***145Y |  | 10 kV | _ | LV | 400 kVA :Building Structure | 0.4 | --> | 0.4 | 0 | 0 | Constrained,otherwise capacity available =313kVA. | --> | 0.38 | 0 | 0 | 0.413 | 0 |  | --> | C35 ex SEMPERIT | Semperit [T41,T42,T43] | GRANGE CASTLE |  | 53.329 | -6.3461
MV/LV Substation CI***146 |  | 10 kV | _ | LV | 1000 kVA :Building Structure | 1 | --> | 1 | 0 | 0 | Constrained,otherwise capacity available =500kVA. | --> | 0.95 | 0 | 0 | 0.5 | 0 |  | --> | C26 ex CITYWEST | Citywest [T101,T102] | INCHICORE 220KV |  | 53.2819 | -6.4222
MV/LV Substation CI***146Z |  | 10 kV | _ | LV | 400 kVA :Kiosk Substation | 0.4 | --> | 0.4 | 0 | 0 | Constrained,otherwise capacity available =354kVA. | --> | 0.38 | 0 | 0.00741 | 0.40692 | 0 |  | --> | C12 ex SEMPERIT | Semperit [T41,T42,T43] | GRANGE CASTLE |  | 53.3436 | -6.3613
MV/LV Substation CI***156 |  | 10 kV | _ | LV | 630 kVA :Building Structure | 0.63 | --> | 0.63 | 0 | 0 | Constrained,otherwise capacity available =500kVA. | --> | 0.5985 | 0 | 0 | 0.5 | 0 |  | --> | C26 ex CITYWEST | Citywest [T101,T102] | INCHICORE 220KV |  | 53.282 | -6.4221
MV/LV Substation CI***166X |  | 10 kV | _ | LV | 630 kVA :Kiosk Substation | 0.63 | --> | 0.63 | 0.5 | 3.7 |  | --> | 0.5985 | 0 | 0.023712 | 0.5 | 0 |  | --> | C12 ex KILFLYNN | Kilflynn [T41,T42] | TRALEE |  | 52.4034 | -9.6188
MV/LV Substation CI***174Y |  | 10 kV | _ | LV | 630 kVA :Kiosk Substation | 0.63 | --> | 0.63 | 0 | 0 | Constrained,otherwise capacity available =500kVA. | --> | 0.5985 | 0 | 0 | 0.5 | 0 |  | --> | C15 ex DERRYCRAMPH | Derrycramph [T41,T42] | SHANKILL |  | 53.9899 | -7.3584
MV/LV Substation CI***189Y |  | 10 kV | _ | LV | 400 kVA :Building Structure | 0.4 | --> | 0.4 | 0 | 0 | Constrained,otherwise capacity available =386kVA. | --> | 0.38 | 0 | 0 | 0.40212 | 0 |  | --> | C17 ex LOUGHREA | Loughrea [T41,T42] | SOMERSET |  | 53.2043 | -8.5464
MV/LV Substation CI***199 |  | 10 kV | _ | LV | 400 kVA :Kiosk Substation | 0.4 | --> | 0.4 | 0 | 0 | Constrained,otherwise capacity available =380kVA. | --> | 0.38 | 0 | 0 | 0.40302 | 0 |  | --> | C26 ex CITYWEST | Citywest [T101,T102] | INCHICORE 220KV |  | 53.2895 | -6.4169
MV/LV Substation CI***204X |  | 20 kV | _ | LV | 630 kVA :Kiosk Substation | 0.63 | --> | 0.63 | 0.5 | 1.6 |  | --> | 0.5985 | 0 | 0.005187 | 0 | 0 | Constrained,otherwise capacity available =500kW. | --> | E12 ex BELMULLET | Belmullet [T421] | BELLACORICK |  | 54.2218 | -9.9882
MV/LV Substation CI***207Z |  | 10 kV | _ | LV | 630 kVA :Building Structure | 0.63 | --> | 0.63 | 0 | 0 | Constrained,otherwise capacity available =494kVA. | --> | 0.5985 | 0 | 0 | 0.5 | 0 |  | --> | C22 ex GRANGE (DR) | Grange (dr) [T41,T42] | GRANGE (DR) |  | 53.4044 | -6.1824
MV/LV Substation CI***220Y |  | 10 kV | _ | LV | 400 kVA :Kiosk Substation | 0.4 | --> | 0.4 | 0 | 0 | Constrained,otherwise capacity available =348kVA. | --> | 0.38 | 0 | 0.003705 | 0.40782 | 0 |  | --> | C13 ex ROSCOMMON | Roscommon [T41,T42] | LANESBORO |  | 53.6279 | -8.1893
MV/LV Substation CI***238Z |  | 10 kV | _ | LV | 1000 kVA :Building Structure | 1 | --> | 1 | 0 | 0 | Constrained,otherwise capacity available =500kVA. | --> | 0.95 | 0 | 0 | 0.5 | 0 |  | --> | C18 ex POPPINTREE | Poppintree [T101,T102] | FINGLAS |  | 53.395 | -6.263
MV/LV Substation CI***241Z |  | 10 kV | _ | LV | 400 kVA :Building Structure | 0.4 | --> | 0.4 | 0 | 0 | Constrained,otherwise capacity available =308kVA. | --> | 0.38 | 0 | 0.011115 | 0.41373 | 0 |  | --> | C31 ex KILBARRY | Kilbarry [T101,T43] | KILBARRY |  | 51.9275 | -8.4642
MV/LV Substation CI***296 |  | 10 kV | _ | LV | 400 kVA :Kiosk Substation | 0.4 | --> | 0.4 | 0.212 | 13.2 |  | --> | 0.38 | 0 | 0.020007 | 0.42758 | 0 |  | --> | C30 ex ARTANE | Artane [T101,T102] | FINGLAS |  | 53.3799 | -6.1813
MV/LV Substation CI***302Y |  | 10 kV | _ | LV | 200 kVA :Kiosk Substation | 0.2 | --> | 0.2 | 0 | 0 | Constrained,otherwise capacity available =188kVA. | --> | 0.19 | 0 | 0 | 0.20181 | 0 |  | --> | E13 ex DALTON | Dalton [T421,T422] | DALTON |  | 53.7173 | -9.0019
MV/LV Substation CI***305Z |  | 10 kV | _ | LV | 630 kVA :Building Structure | 0.63 | --> | 0.63 | 0.449 | 13.8 |  | --> | 0.5985 | 0 | 0 | 0.5 | 0 |  | --> | C20 ex SINGLAND | Singland [T101,T102] | SINGLAND |  | 52.6519 | -8.5755
MV/LV Substation CI***310Z |  | 20 kV | _ | LV | 630 kVA :Kiosk Substation | 0.63 | --> | 0.63 | 0 | 0 | Constrained,otherwise capacity available =500kVA. | --> | 0.5985 | 0 | 0 | 0.5 | 0 |  | --> | E15 ex JULIANSTOWN | Julianstown [T421,T422] | DRYBRIDGE |  | 53.6388 | -6.2634
MV/LV Substation CI***348 |  | 10 kV | _ | LV | 400 kVA :Building Structure | 0.4 | --> | 0.4 | 0.348 | 0.9 |  | --> | 0.38 | 0 | 0 | 0 | 0 | Constrained,otherwise capacity available =407.8kW. | --> | C16 ex SPA ROAD | Spa Road [T41,T42] | DOON |  | 52.3544 | -7.6998
MV/LV Substation CI***359Y |  | 10 kV | _ | LV | 400 kVA :Kiosk Substation | 0.4 | --> | 0.4 | 0.38 | 2.4 |  | --> | 0.38 | 0 | 0 | 0.40302 | 0 |  | --> | C18 ex GRAIGUE | Graigue [T41,T42] | CARLOW |  | 52.8393 | -6.9462
MV/LV Substation CI***367 |  | 10 kV | _ | LV | 400 kVA :Building Structure | 0.4 | --> | 0.4 | 0 | 0 | Constrained,otherwise capacity available =354kVA. | --> | 0.38 | 0 | 0 | 0.40692 | 0 |  | --> | C13 ex MONEENAGEISHA | Moneenageisha [T41,T42] | GALWAY 110KV |  | 53.2762 | -9.0435
MV/LV Substation CI***384Y |  | 10 kV | _ | LV | 630 kVA :Kiosk Substation | 0.63 | --> | 0.63 | 0 | 0 | Constrained,otherwise capacity available =500kVA. | --> | 0.5985 | 0 | 0.00741 | 0.5 | 0 |  | --> | C17 ex LOUGHREA | Loughrea [T41,T42] | SOMERSET |  | 53.2033 | -8.5823
MV/LV Substation CI***398Y |  | 10 kV | _ | LV | 630 kVA :Building Structure | 0.63 | --> | 0.63 | 0 | 0 | Constrained,otherwise capacity available =500kVA. | --> | 0.5985 | 0 | 0 | 0 | 0 | Constrained,otherwise capacity available =500kW. | --> | C21 ex COLLIGAN | Colligan [T41,T42] | DUNGARVAN |  | 52.0915 | -7.623
MV/LV Substation CI***4019 |  | 10 kV | _ | LV | 400 kVA :Building Structure | 0.4 | --> | 0.4 | 0.4 | 10.9 |  | --> | 0.38 | 0 | 0.02964 | 0.4 | 0 |  | --> | C12 ex MULLINGAR | Mullingar [T101,T102] | MULLINGAR |  | 53.5232 | -7.3413
MV/LV Substation CI***4029 |  | 10 kV | _ | LV | 200 kVA :Kiosk Substation | 0.2 | --> | 0.2 | 0 | 0 | Constrained,otherwise capacity available =176kVA. | --> | 0.19 | 0 | 0.002223 | 0.20361 | 0 |  | --> | C18 ex CARRICKMACROSS | Carrickmacross [T41,T42] | MEATH HILL |  | 53.9675 | -6.7074
MV/LV Substation CI***4064 |  | 10 kV | _ | LV | 100 kVA :Pole Substation | 0.1 | --> | 0.1 | 0 | 0 | Constrained,otherwise capacity available =96kVA. | --> | 0.095 | 0 | 0 | 0.10061 | 0 |  | --> | C11 ex CHARLESTOWN | Charlestown [T41] | TONROE |  | 53.9482 | -8.8783
MV/LV Substation CI***4074 |  | 10 kV | _ | LV | 1000 kVA :Building Structure | 1 | --> | 1 | 0.5 | 5 |  | --> | 0.95 | 0 | 0.05928 | 0.5 | 0 |  | --> | C14 ex MCDONAGH | Mcdonagh [T41,T42] | KILKENNY |  | 52.6498 | -7.2097
MV/LV Substation CI***4086 |  | 10 kV | _ | LV | 1000 kVA :Building Structure | 1 | --> | 1 | 0.5 | 4.6 |  | --> | 0.95 | 0 | 0 | 0.5 | 0 |  | --> | C25 ex CASTLEVIEW | Castleview [T101,T102] | CASTLEVIEW |  | 51.8863 | -8.4027
MV/LV Substation CI***4087 |  | 10 kV | _ | LV | 1000 kVA :Building Structure | 1 | --> | 1 | 0.5 | 4.6 |  | --> | 0.95 | 0 | 0 | 0.5 | 0 |  | --> | C25 ex CASTLEVIEW | Castleview [T101,T102] | CASTLEVIEW |  | 51.8863 | -8.4027
MV/LV Substation CI***4088 |  | 10 kV | _ | LV | 400 kVA :Kiosk Substation | 0.4 | --> | 0.4 | 0 | 0 | Constrained,otherwise capacity available =221kVA. | --> | 0.38 | 0 | 0.060021 | 0.4263 | 0 |  | --> | C26 ex CITYWEST | Citywest [T101,T102] | INCHICORE 220KV |  | 53.2878 | -6.4213
MV/LV Substation CI***4088 |  | 10 kV | _ | LV | 1000 kVA :Building Structure | 1 | --> | 1 | 0.5 | 4.6 |  | --> | 0.95 | 0 | 0 | 0.5 | 0 |  | --> | C25 ex CASTLEVIEW | Castleview [T101,T102] | CASTLEVIEW |  | 51.8869 | -8.4028
MV/LV Substation CI***4089 |  | 10 kV | _ | LV | 400 kVA :Kiosk Substation | 0.4 | --> | 0.4 | 0 | 0 | Constrained,otherwise capacity available =247kVA. | --> | 0.38 | 0 | 0.076323 | 0.42259 | 0 |  | --> | C26 ex CITYWEST | Citywest [T101,T102] | INCHICORE 220KV |  | 53.2876 | -6.4183
MV/LV Substation CI***4103 |  | 10 kV | _ | LV | 400 kVA :Kiosk Substation | 0.4 | --> | 0.4 | 0 | 0 | Constrained,otherwise capacity available =341kVA. | --> | 0.38 | 0 | 0.010374 | 0.40886 | 0 |  | --> | C21 ex ENNISTYMON | Ennistymon [T41,T42] | ENNIS |  | 52.9287 | -9.3344
MV/LV Substation CI***4124 |  | 10 kV | _ | LV | 630 kVA :Kiosk Substation | 0.63 | --> | 0.63 | 0.15247 | 0.2 | Constrained,otherwise capacity available =500kVA. | --> | 0.5985 | 0 | 0 | 0.5 | 0 |  | --> | C17 ex SANDYFORD | Sandyford [T41,T42] | CARRICKMINES |  | 53.2664 | -6.2028
MV/LV Substation CI***4147 |  | 10 kV | _ | LV | 1000 kVA :Building Structure | 1 | --> | 1 | 0 | 0 | Constrained,otherwise capacity available =500kVA. | --> | 0.95 | 0 | 0 | 0.5 | 0 |  | --> | C23 ex CITYWEST | Citywest [T101,T102] | INCHICORE 220KV |  | 53.2849 | -6.4277
MV/LV Substation CI***4161 |  | 10 kV | _ | LV | 1000 kVA :Building Structure | 1 | --> | 1 | 0 | 0 | Constrained,otherwise capacity available =500kVA. | --> | 0.95 | 0 | 0 | 0.5 | 0 |  | --> | C20 ex DOCK ROAD | Dock Road [T41,T42] | LIMERICK |  | 52.6416 | -8.6465
MV/LV Substation CI***4164 |  | 10 kV | _ | LV | 630 kVA :Building Structure | 0.63 | --> | 0.63 | 0.347 | 13.8 |  | --> | 0.5985 | 0 | 0 | 0.5 | 0 |  | --> | C20 ex SINGLAND | Singland [T101,T102] | SINGLAND |  | 52.6509 | -8.5759
MV/LV Substation CI***4171 |  | 10 kV | _ | LV | 400 kVA :Kiosk Substation | 0.4 | --> | 0.4 | 0 | 0 | Constrained,otherwise capacity available =279kVA. | --> | 0.38 | 0 | 0 | 0.41681 | 0 |  | --> | C17 ex TRIM | Trim [T41,T42] | NAVAN |  | 53.5528 | -6.762
MV/LV Substation CI***418X |  | 10 kV | _ | LV | 200 kVA :Kiosk Substation | 0.2 | --> | 0.2 | 0 | 0 | Constrained,otherwise capacity available =104kVA. | --> | 0.19 | 0 | 0 | 0.21407 | 0 |  | --> | C17 ex TOGHER | Togher [T41,T42] | TRABEG |  | 51.8708 | -8.4816
MV/LV Substation CI***4197 |  | 20 kV | _ | LV | 200 kVA :Kiosk Substation | 0.2 | --> | 0.2 | 0 | 0 | Constrained,otherwise capacity available =167kVA. | --> | 0.19 | 0 | 0 | 0.20495 | 0 |  | --> | E15 ex JULIANSTOWN | Julianstown [T421,T422] | DRYBRIDGE |  | 53.6374 | -6.2585
MV/LV Substation CI***4218 |  | 10 kV | _ | LV | 400 kVA :Kiosk Substation | 0.4 | --> | 0.4 | 0 | 0 | Constrained,otherwise capacity available =264kVA. | --> | 0.38 | 0 | 0 | 0.42014 | 0 |  | --> | C23 ex CITYWEST | Citywest [T101,T102] | INCHICORE 220KV |  | 53.294 | -6.414
MV/LV Substation CI***4226 |  | 10 kV | _ | LV | 400 kVA :Kiosk Substation | 0.4 | --> | 0.4 | 0.263 | 18.7 |  | --> | 0.38 | 0 | 0.018525 | 0.42029 | 0 |  | --> | C19 ex ARKLOW | Arklow [T101,T102] | ARKLOW |  | 52.8032 | -6.1481
MV/LV Substation CI***4235 |  | 20 kV | _ | LV | 400 kVA :Kiosk Substation | 0.4 | --> | 0.4 | 0 | 0 | Constrained,otherwise capacity available =339kVA. | --> | 0.38 | 0 | 0.028158 | 0.40916 | 0 |  | --> | C15 ex KILMONEY | Kilmoney [T41,T42] | TRABEG |  | 51.8108 | -8.5356
MV/LV Substation CI***4248 |  | 10 kV | _ | LV | 1000 kVA :Building Structure | 1 | --> | 1 | 0.5 | 18.8 |  | --> | 0.95 | 0 | 0 | 0.5 | 0 |  | --> | C21 ex BEDFORD ROW | Bedford Row [T41,T42,T43,T44] | FRANCIS STREET |  | 53.3464 | -6.2504
MV/LV Substation CI***4254 |  | 10 kV | _ | LV | 1000 kVA :Building Structure | 1 | --> | 1 | 0 | 0 | Constrained,otherwise capacity available =500kVA. | --> | 0.95 | 0 | 0 | 0.5 | 0 |  | --> | C20 ex CLONSHAUGH | Clonshaugh [T41,T42] | FINGLAS |  | 53.4121 | -6.2169
MV/LV Substation CI***4275 |  | 10 kV | _ | LV | 630 kVA :Building Structure | 0.63 | --> | 0.63 | 0.5 | 5 |  | --> | 0.5985 | 0 | 0 | 0.5 | 0 |  | --> | C21 ex MCDONAGH | Mcdonagh [T41,T42] | KILKENNY |  | 52.6571 | -7.2469
MV/LV Substation CI***4279 |  | 10 kV | _ | LV | 400 kVA :Building Structure | 0.4 | --> | 0.4 | 0 | 0 | Constrained,otherwise capacity available =324kVA. | --> | 0.38 | 0 | 0 | 0.41138 | 0 |  | --> | C16 ex JOHNSTOWN | Johnstown [T41,T42] | KILTEEL |  | 53.2485 | -6.5959
MV/LV Substation CI***4290 |  | 10 kV | _ | LV | 400 kVA :Building Structure | 0.4 | --> | 0.4 | 0 | 0 | Constrained,otherwise capacity available =345kVA. | --> | 0.38 | 0 | 0.008151 | 0.40827 | 0 |  | --> | C16 ex JOHNSTOWN | Johnstown [T41,T42] | KILTEEL |  | 53.2533 | -6.5677
MV/LV Substation CI***4372 |  | 10 kV | _ | LV | 630 kVA :Building Structure | 0.63 | --> | 0.63 | 0.333 | 4.6 |  | --> | 0.5985 | 0 | 0 | 0.5 | 0 |  | --> | C26 ex CASTLEVIEW | Castleview [T101,T102] | CASTLEVIEW |  | 51.8886 | -8.4079
MV/LV Substation CI***4398 |  | 10 kV | _ | LV | 400 kVA :Building Structure | 0.4 | --> | 0.4 | 0 | 0 | Constrained,otherwise capacity available =346kVA. | --> | 0.38 | 0 | 0.00741 | 0.40812 | 0 |  | --> | C15 ex TERMONFECKIN ROAD | Termonfeckin Road [T41,T42] | DRYBRIDGE |  | 53.7167 | -6.3532
MV/LV Substation CI***4412 |  | 10 kV | _ | LV | 50 kVA :Pole Substation | 0.05 | --> | 0.05 | 0.043 | 6.4 |  | --> | 0.0475 | 0 | 0 | 0.051052 | 0 |  | --> | C13 ex GARRYCASTLE | Garrycastle [T41,T42] | ATHLONE |  | 53.4278 | -7.9246
MV/LV Substation CI***456Y |  | 10 kV | _ | LV | 200 kVA :Pole Substation | 0.2 | --> | 0.2 | 0 | 0 | Constrained,otherwise capacity available =200kVA. | --> | 0.19 | 0 | 0 | 0 | 0 | Constrained,otherwise capacity available =200kW. | --> | C12 ex ROSCREA | Roscrea [T41,T42] | IKERRIN |  | 52.9588 | -7.7767
MV/LV Substation CI***458Y |  | 10 kV | _ | LV | 630 kVA :Building Structure | 0.63 | --> | 0.63 | 0 | 0 | Constrained,otherwise capacity available =500kVA. | --> | 0.5985 | 0 | 0.02223 | 0.5 | 0 |  | --> | C17 ex ATHLONE | Athlone [T41,T42] | ATHLONE |  | 53.424 | -7.9379
MV/LV Substation CI***461X |  | 10 kV | _ | LV | 1000 kVA :Building Structure | 1 | --> | 1 | 0.5 | 3.9 |  | --> | 0.95 | 0 | 0 | 0.5 | 0 |  | --> | C13 ex GALWAY 110KV | Galway 110kv [T102,T103] | GALWAY 110KV |  | 53.2979 | -9.0066
MV/LV Substation CI***462X |  | 10 kV | _ | LV | 1000 kVA :Building Structure | 1 | --> | 1 | 0.5 | 3.9 |  | --> | 0.95 | 0 | 0.03705 | 0.5 | 0 |  | --> | C13 ex GALWAY 110KV | Galway 110kv [T102,T103] | GALWAY 110KV |  | 53.2985 | -9.0079
MV/LV Substation CI***4804 |  | 20 kV | _ | LV | 630 kVA :Kiosk Substation | 0.63 | --> | 0.63 | 0 | 0 | Constrained,otherwise capacity available =500kVA. | --> | 0.5985 | 0 | 0 | 0.5 | 0 |  | --> | E18 ex BALLINDERRY | Ballinderry [T41,T422] | MULLINGAR |  | 53.52 | -7.2904
MV/LV Substation CI***504Z |  | 10 kV | _ | LV | 50 kVA :Pole Substation | 0.05 | --> | 0.05 | 0 | 0 | Constrained,otherwise capacity available =32kVA. | --> | 0.0475 | 0 | 0 | 0.052662 | 0 |  | --> | C20 ex KILDARE | Kildare [T41,T42] | NEWBRIDGE |  | 53.1733 | -6.8966
MV/LV Substation CI***509Z |  | 20 kV | _ | LV | 100 kVA :Pole Substation | 0.1 | --> | 0.1 | 0 | 0 | Constrained,otherwise capacity available =98kVA. | --> | 0.095 | 0 | 0 | 0.1003 | 0 |  | --> | C14 ex KILDARE | Kildare [T41,T42] | NEWBRIDGE |  | 53.1832 | -6.9113
MV/LV Substation CI***519Z |  | 10 kV | _ | LV | 630 kVA :Kiosk Substation | 0.63 | --> | 0.63 | 0 | 0 | Constrained,otherwise capacity available =500kVA. | --> | 0.5985 | 0 | 0 | 0.5 | 0 |  | --> | C13 ex POPPINTREE | Poppintree [T101,T102] | FINGLAS |  | 53.4297 | -6.2647
MV/LV Substation CI***538X |  | 10 kV | _ | LV | 400 kVA :Building Structure | 0.4 | --> | 0.4 | 0 | 0 | Constrained,otherwise capacity available =354kVA. | --> | 0.38 | 0 | 0 | 0.40692 | 0 |  | --> | C19 ex JOHNSTOWN | Johnstown [T41,T42] | KILTEEL |  | 53.2295 | -6.6388
MV/LV Substation CI***554 |  | 20 kV | _ | LV | 50 kVA :Pole Substation | 0.05 | --> | 0.05 | 0.046 | 1.8 |  | --> | 0.0475 | 0 | 0 | 0.050604 | 0 |  | --> | E11 ex BIRDHILL | Birdhill [T421,T422] | ARDNACRUSHA |  | 52.7585 | -8.3343
MV/LV Substation CI***582 |  | 20 kV | _ | LV | 50 kVA :Pole Substation | 0.05 | --> | 0.05 | 0.05 | 11.9 |  | --> | 0.0475 | 0 | 0 | 0.05 | 0 |  | --> | C27 ex SALTHILL | Salthill [T101,T102] | SALTHILL |  | 53.3221 | -9.1773
MV/LV Substation CI***606X |  | 10 kV | _ | LV | 400 kVA :Kiosk Substation | 0.4 | --> | 0.4 | 0 | 0 | Constrained,otherwise capacity available =314kVA. | --> | 0.38 | 0 | 0.011115 | 0 | 0 | Constrained,otherwise capacity available =412.9kW. | --> | C12 ex CULLION | Cullion [T41,T42] | LETTERKENNY |  | 54.94 | -7.7338
MV/LV Substation CI***614 |  | 10 kV | _ | LV | 630 kVA :Kiosk Substation | 0.63 | --> | 0.63 | 0 | 0 | Constrained,otherwise capacity available =500kVA. | --> | 0.5985 | 0 | 0 | 0.5 | 0 |  | --> | C20 ex MONEENAGEISHA | Moneenageisha [T41,T42] | GALWAY 110KV |  | 53.2799 | -9.0464
MV/LV Substation CI***663Z |  | 10 kV | _ | LV | 1000 kVA :Building Structure | 1 | --> | 1 | 0 | 0 | Constrained,otherwise capacity available =500kVA. | --> | 0.95 | 0 | 0.002223 | 0.5 | 0 |  | --> | C11 ex KILBARRY | Kilbarry [T101,T43] | KILBARRY |  | 51.906 | -8.4746
MV/LV Substation CI***664Z |  | 10 kV | _ | LV | 1000 kVA :Building Structure | 1 | --> | 1 | 0 | 0 | Constrained,otherwise capacity available =500kVA. | --> | 0.95 | 0 | 0.002223 | 0.5 | 0 |  | --> | C11 ex KILBARRY | Kilbarry [T101,T43] | KILBARRY |  | 51.9068 | -8.4748
MV/LV Substation CI***668X |  | 20 kV | _ | LV | 50 kVA :Pole Substation | 0.05 | --> | 0.05 | 0 | 0 | Constrained,otherwise capacity available =22kVA. | --> | 0.0475 | 0 | 0 | 0.05408 | 0 |  | --> | E16 ex MILLTOWN (SR) | Milltown (sr) [T421,T422] | OUGHTRAGH |  | 52.14 | -9.7185
MV/LV Substation CI***685 |  | 10 kV | _ | LV | 200 kVA :Kiosk Substation | 0.2 | --> | 0.2 | 0.129 | 13.8 |  | --> | 0.19 | 0 | 0.008892 | 0.2105 | 0 |  | --> | C18 ex SINGLAND | Singland [T101,T102] | SINGLAND |  | 52.6652 | -8.5756
MV/LV Substation CI***691X |  | 10 kV | _ | LV | 1000 kVA :Building Structure | 1 | --> | 1 | 0 | 0 | Constrained,otherwise capacity available =500kVA. | --> | 0.95 | 0 | 0 | 0.5 | 0 |  | --> | C12 ex BELGARD | Belgard [T41,T42] | COOKSTOWN |  | 53.2889 | -6.3738
MV/LV Substation CI***708X |  | 10 kV | _ | LV | 400 kVA :Kiosk Substation | 0.4 | --> | 0.4 | 0 | 0 | Constrained,otherwise capacity available =297kVA. | --> | 0.38 | 0 | 0.001482 | 0.41535 | 0 |  | --> | C12 ex MAYFIELD | Mayfield [T41,T42] | KILBARRY |  | 51.9164 | -8.4239
MV/LV Substation CI***721Y |  | 10 kV | _ | LV | 630 kVA :Building Structure | 0.63 | --> | 0.63 | 0 | 0 | Constrained,otherwise capacity available =500kVA. | --> | 0.5985 | 0 | 0 | 0.5 | 0 |  | --> | C11 ex SRAH | Srah [T41,T42] | THORNSBERRY |  | 53.2688 | -7.4994
MV/LV Substation CI***751X |  | 10 kV | _ | LV | 400 kVA :Building Structure | 0.4 | --> | 0.4 | 0.343 | 7.8 |  | --> | 0.38 | 0 | 0 | 0.40856 | 0 |  | --> | C11 ex CARROWBEG | Carrowbeg [T41,T42] | CARROWBEG |  | 53.8001 | -9.5465
MV/LV Substation CI***763 |  | 10 kV | _ | LV | 50 kVA :Pole Substation | 0.05 | --> | 0.05 | 0 | 0 | Constrained,otherwise capacity available =44kVA. | --> | 0.0475 | 0 | 0 | 0.050903 | 0 |  | --> | C21 ex WATERFORD IND EST | Waterford Ind Est [T41,T42,T44] | BUTLERSTOWN |  | 52.2441 | -7.1302
MV/LV Substation CI***777 |  | 10 kV | _ | LV | 630 kVA :Building Structure | 0.63 | --> | 0.63 | 0 | 0 | Constrained,otherwise capacity available =355kVA. | --> | 0.5985 | 0 | 0.04446 | 0.5 | 0 |  | --> | C17 ex HEADFORD ROAD | Headford Road [T41,T42] | GALWAY 110KV |  | 53.2803 | -9.0495
MV/LV Substation CI***797X |  | 10 kV | _ | LV | 400 kVA :Building Structure | 0.4 | --> | 0.4 | 0 | 0 | Constrained,otherwise capacity available =315kVA. | --> | 0.38 | 0 | 0 | 0.41271 | 0 |  | --> | C11 ex FORTUNESTOWN | Fortunestown [T101,T102] | INCHICORE 220KV |  | 53.293 | -6.426
MV/LV Substation CI***799Z |  | 10 kV | _ | LV | 400 kVA :Kiosk Substation | 0.4 | --> | 0.4 | 0 | 0 | Constrained,otherwise capacity available =370kVA. | --> | 0.38 | 0 | 0 | 0.40453 | 0 |  | --> | C16 ex NEWBROOK | Newbrook [T42] | MULLINGAR |  | 53.5154 | -7.3612
MV/LV Substation CI***806X |  | 20 kV | _ | LV | 200 kVA :Pole Substation | 0.2 | --> | 0.2 | 0 | 0 | Constrained,otherwise capacity available =190kVA. | --> | 0.19 | 0 | 0 | 0.20151 | 0 |  | --> | E12 ex KILCARRAGH | Kilcarragh [T421,T422] | BUTLERSTOWN |  | 52.2384 | -7.0998
MV/LV Substation CI***819X |  | 10 kV | _ | LV | 200 kVA :Building Structure | 0.2 | --> | 0.2 | 0 | 0 | Constrained,otherwise capacity available =90kVA. | --> | 0.19 | 0 | 0 | 0.21604 | 0 |  | --> | C23 ex CITYWEST | Citywest [T101,T102] | INCHICORE 220KV |  | 53.2963 | -6.4174
MV/LV Substation CI***828X |  | 10 kV | _ | LV | 400 kVA :Kiosk Substation | 0.4 | --> | 0.4 | 0 | 0 | Constrained,otherwise capacity available =342kVA. | --> | 0.38 | 0 | 0 | 0.40871 | 0 |  | --> | C17 ex FORTUNESTOWN | Fortunestown [T101,T102] | INCHICORE 220KV |  | 53.2848 | -6.4414
MV/LV Substation CI***834X |  | 10 kV | _ | LV | 400 kVA :Building Structure | 0.4 | --> | 0.4 | 0 | 0 |  | --> | 0.38 | 0 | 0.13634 | 0.47354 | 0 |  | --> | C23 ex CITYWEST | Citywest [T101,T102] | INCHICORE 220KV |  | 53.2879 | -6.4264
MV/LV Substation CI***863 |  | 10 kV | _ | LV | 50 kVA :Pole Substation | 0.05 | --> | 0.05 | 0.047 | 1.5 |  | --> | 0.0475 | 0 | 0.004446 | 0.050453 | 0 |  | --> | C15 ex SCREEB | Screeb [T41] | SCREEB |  | 53.3197 | -9.7348
MV/LV Substation CI***872X |  | 10 kV | _ | LV | 1000 kVA :Building Structure | 1 | --> | 1 | 0.5 | 0.8 |  | --> | 0.95 | 0 | 0 | 0.5 | 0 |  | --> | C13 ex MANOR STREET | Manor Street [T41,T42] | WATERFORD |  | 52.2607 | -7.1102
MV/LV Substation CI***886Z |  | 10 kV | _ | LV | 1000 kVA :Building Structure | 1 | --> | 1 | 0.5 | 4.6 |  | --> | 0.95 | 0 | 0 | 0.5 | 0 |  | --> | C25 ex CASTLEVIEW | Castleview [T101,T102] | CASTLEVIEW |  | 51.887 | -8.4046
MV/LV Substation CI***924Y |  | 10 kV | _ | LV | 400 kVA :Kiosk Substation | 0.4 | --> | 0.4 | 0 | 0 | Constrained,otherwise capacity available =400kVA. | --> | 0.38 | 0 | 0 | 0.4 | 0 |  | --> | C17 ex ATHLONE | Athlone [T41,T42] | ATHLONE |  | 53.4275 | -7.9393
MV/LV Substation CI***933 |  | 10 kV | _ | LV | 200 kVA :Pole Substation | 0.2 | --> | 0.2 | 0.198 | 0.9 |  | --> | 0.19 | 0 | 0 | 0.2003 | 0 |  | --> | C16 ex KENMARE | Kenmare [T42] | KNOCKEARAGH |  | 51.8867 | -9.5781
MV/LV Substation CI***940Z |  | 10 kV | _ | LV | 1000 kVA :Building Structure | 1 | --> | 1 | 0.5 | 4.6 |  | --> | 0.95 | 0 | 0 | 0.5 | 0 |  | --> | C25 ex CASTLEVIEW | Castleview [T101,T102] | CASTLEVIEW |  | 51.8859 | -8.4057
MV/LV Substation CI***944Y |  | 20 kV | _ | LV | 400 kVA :Kiosk Substation | 0.4 | --> | 0.4 | 0 | 0 | Constrained,otherwise capacity available =236kVA. | --> | 0.38 | 0 | 0.01482 | 0.42417 | 0 |  | --> | E12 ex ACADEMY STREET | Academy Street [T421,T422,T44] | NAVAN |  | 53.6352 | -6.6458
MV/LV Substation CI***947 |  | 10 kV | _ | LV | 630 kVA :Kiosk Substation | 0.63 | --> | 0.63 | 0.349 | 20.8 |  | --> | 0.5985 | 0 | 0.00741 | 0.5 | 0 |  | --> | C26 ex HEUSTON SQUARE | Heuston Square [T101,T102] | INCHICORE 220KV |  | 53.3449 | -6.2765
MV/LV Substation CI***950X |  | 10 kV | _ | LV | 630 kVA :Kiosk Substation | 0.63 | --> | 0.63 | 0 | 0 | Constrained,otherwise capacity available =431kVA. | --> | 0.5985 | 0 | 0 | 0.5 | 0 |  | --> | C14 ex MULGANNON | Mulgannon [T41,T42] | WEXFORD |  | 52.3372 | -6.4601
MV/LV Substation CI***964X |  | 10 kV | _ | LV | 1000 kVA :Building Structure | 1 | --> | 1 | 0 | 0 | Constrained,otherwise capacity available =500kVA. | --> | 0.95 | 0 | 0 | 0.5 | 0 |  | --> | C16 ex SAGGART | Saggart [T41,T42] | GRANGE CASTLE |  | 53.2859 | -6.4506
MV/LV Substation CJ***4146 |  | 20 kV | _ | LV | 630 kVA :Building Structure | 0.63 | --> | 0.63 | 0 | 0 | Constrained,otherwise capacity available =500kVA. | --> | 0.5985 | 0 | 0 | 0.5 | 0 |  | --> | E11 ex BALLINROBE | Ballinrobe [T421,T422] | DALTON |  | 53.6195 | -9.2189
MV/LV Substation CJ***4431 |  | 10 kV | _ | LV | 1000 kVA :Building Structure | 1 | --> | 1 | 0 | 0 | Constrained,otherwise capacity available =500kVA. | --> | 0.95 | 0 | 0 | 0 | 0 | Constrained,otherwise capacity available =500kW. | --> | C18 ex MOUNTRATH | Mountrath [T41,T42] | PORTLAOISE |  | 52.9981 | -7.4711
MV/LV Substation CJ***569Z |  | 10 kV | _ | LV | 630 kVA :Building Structure | 0.63 | --> | 0.63 | 0 | 0 | Constrained,otherwise capacity available =500kVA. | --> | 0.5985 | 0 | 0 | 0.5 | 0 |  | --> | C23 ex COLLEGE PARK | College Park [T101,T102,T103] | COLLEGE PARK |  | 53.4202 | -6.3473
MV/LV Substation CK***752 |  | 20 kV | _ | LV | 100 kVA :Pole Substation | 0.1 | --> | 0.1 | 0.07 | 0.2 |  | --> | 0.095 | 0 | 0.003705 | 0 | 0 | Constrained,otherwise capacity available =104.5kW. | --> | E15 ex BEALISTOWN | Bealistown [T421,T422] | GREAT ISLAND |  | 52.2378 | -6.733
MV/LV Substation CK***832Z |  | 20 kV | _ | LV | 50 kVA :Pole Substation | 0.05 | --> | 0.05 | 0.045 | 0.2 |  | --> | 0.0475 | 0 | 0 | 0 | 0 | Constrained,otherwise capacity available =50.8kW. | --> | E15 ex BEALISTOWN | Bealistown [T421,T422] | GREAT ISLAND |  | 52.2391 | -6.7243
MV/LV Substation CL***001X |  | 10 kV | _ | LV | 100 kVA :Pole Substation | 0.1 | --> | 0.1 | 0 | 0 | Constrained,otherwise capacity available =91kVA. | --> | 0.095 | 0 | 0.00741 | 0.10136 | 0 |  | --> | C14 ex DRUMQUIN | Drumquin [T42] | ENNIS |  | 52.8094 | -8.9795
MV/LV Substation CL***001Z |  | 10 kV | _ | LV | 400 kVA :Kiosk Substation | 0.4 | --> | 0.4 | 0 | 0 | Constrained,otherwise capacity available =300kVA. | --> | 0.38 | 0 | 0.02964 | 0.41491 | 0 |  | --> | C14 ex GORESBRIDGE | Goresbridge [T41,T42] | KILKENNY |  | 52.6066 | -6.9197
MV/LV Substation CL***002 |  | 10 kV | _ | LV | 630 kVA :Kiosk Substation | 0.63 | --> | 0.63 | 0.22207 | 0.2 | Constrained,otherwise capacity available =244kVA. | --> | 0.5985 | 0 | 0.028899 | 0.5 | 0 |  | --> | C11 ex KILSHANNY | Kilshanny [T41,T42] | CAHIR |  | 52.2692 | -8.2697
MV/LV Substation CL***002X |  | 10 kV | _ | LV | 400 kVA :Kiosk Substation | 0.4 | --> | 0.4 | 0.302 | 2.8 |  | --> | 0.38 | 0 | 0.013338 | 0.41461 | 0 |  | --> | C18 ex MOUNT MERRION | Mount Merrion [T41,T42] | CARRICKMINES |  | 53.2989 | -6.1964
MV/LV Substation CL***002X |  | 10 kV | _ | LV | 630 kVA :Building Structure | 0.63 | --> | 0.63 | 0.5 | 3.4 |  | --> | 0.5985 | 0 | 0 | 0.5 | 0 |  | --> | C13 ex MERRION SQUARE | Merrion Square [T41,T42] | RINGSEND |  | 53.3412 | -6.2525
MV/LV Substation CL***002Y |  | 10 kV | _ | LV | 200 kVA :Pole Substation | 0.2 | --> | 0.2 | 0.121 | 4.4 |  | --> | 0.19 | 0 | 0 | 0.21165 | 0 |  | --> | E14 ex CRANE | Crane [T122] | CRANE |  | 52.5416 | -6.551
MV/LV Substation CL***003 |  | 10 kV | _ | LV | 400 kVA :Building Structure | 0.4 | --> | 0.4 | 0 | 0 | Constrained,otherwise capacity available =400kVA. | --> | 0.38 | 0 | 0.1482 | 0.4 | 0 |  | --> | C18 ex SALLINS | Sallins [T41,T42] | GRIFFINRATH |  | 53.3104 | -6.6849
MV/LV Substation CL***004 |  | 10 kV | _ | LV | 200 kVA :Pole Substation | 0.2 | --> | 0.2 | 0.13 | 1.6 |  | --> | 0.19 | 0 | 0.00741 | 0 | 0 | Constrained,otherwise capacity available =210.4kW. | --> | C16 ex BALLYSHANNON | Ballyshannon [T41,T42] | CATHALEENS FALL |  | 54.5045 | -8.1921
MV/LV Substation CL***004 |  | 10 kV | _ | LV | 630 kVA :Kiosk Substation | 0.63 | --> | 0.63 | 0.5 | 0.8 |  | --> | 0.5985 | 0 | 0 | 0.5 | 0 |  | --> | C17 ex MANOR STREET | Manor Street [T41,T42] | WATERFORD |  | 52.2622 | -7.1105
MV/LV Substation CL***005 |  | 10 kV | _ | LV | 400 kVA :Kiosk Substation | 0.4 | --> | 0.4 | 0 | 0 | Constrained,otherwise capacity available =305kVA. | --> | 0.38 | 0 | 0.008151 | 0 | 0 | Constrained,otherwise capacity available =414.2kW. | --> | C14 ex GARDEN CITY | Garden City [T41,T42] | ARKLOW |  | 52.6771 | -6.2799
MV/LV Substation CL***005 |  | 10 kV | _ | LV | 630 kVA :Building Structure | 0.63 | --> | 0.63 | 0.5 | 5.3 |  | --> | 0.5985 | 0 | 0 | 0.5 | 0 |  | --> | C11 ex BALLYTIVNAN | Ballytivnan [T41,T42] | SLIGO |  | 54.2817 | -8.4619
MV/LV Substation CL***006 |  | 10 kV | _ | LV | 400 kVA :Building Structure | 0.4 | --> | 0.4 | 0 | 0 | Constrained,otherwise capacity available =224kVA. | --> | 0.38 | 0 | 0.011115 | 0.42588 | 0 |  | --> | C12 ex CRANMORE | Cranmore [T41,T42] | SLIGO |  | 54.2647 | -8.468
MV/LV Substation CL***006 |  | 10 kV | _ | LV | 200 kVA :Kiosk Substation | 0.2 | --> | 0.2 | 0 | 0 | Constrained,otherwise capacity available =139kVA. | --> | 0.19 | 0 | 0.033345 | 0.20906 | 0 |  | --> | C16 ex BALLYHAUNIS | Ballyhaunis [T41,T42] | DALTON |  | 53.7606 | -8.7682
MV/LV Substation CL***007 |  | 10 kV | _ | LV | 200 kVA :Kiosk Substation | 0.2 | --> | 0.2 | 0.166 | 1.7 |  | --> | 0.19 | 0 | 0 | 0.2051 | 0 |  | --> | C20 ex ATHY | Athy [T101,T102] | ATHY |  | 52.995 | -6.9792
MV/LV Substation CL***007 |  | 10 kV | _ | LV | 630 kVA :Kiosk Substation | 0.63 | --> | 0.63 | 0 | 0 | Constrained,otherwise capacity available =409kVA. | --> | 0.5985 | 0 | 0.003705 | 0.5 | 0 |  | --> | C18 ex BALLINACURRA | Ballinacurra [T41,T42] | LIMERICK |  | 52.6559 | -8.6279
MV/LV Substation CL***007 |  | 10 kV | _ | LV | 630 kVA :Kiosk Substation | 0.63 | --> | 0.63 | 0 | 0 | Constrained,otherwise capacity available =393kVA. | --> | 0.5985 | 0 | 0 | 0.5 | 0 |  | --> | C17 ex BALLYHAUNIS | Ballyhaunis [T41,T42] | DALTON |  | 53.7628 | -8.766
MV/LV Substation CL***008X |  | 10 kV | _ | LV | 100 kVA :Pole Substation | 0.1 | --> | 0.1 | 0.096 | 2.8 |  | --> | 0.095 | 0 | 0 | 0.10061 | 0 |  | --> | C21 ex CASTLEBLAYNEY | Castleblayney [T41,T42] | DUNDALK |  | 54.1673 | -6.8336
MV/LV Substation CL***010X |  | 10 kV | _ | LV | 100 kVA :Pole Substation | 0.1 | --> | 0.1 | 0.065 | 2.4 |  | --> | 0.095 | 0 | 0.003705 | 0.10518 | 0 |  | --> | C20 ex GURTEEN | Gurteen [T41] | TONROE |  | 53.9973 | -8.5245
MV/LV Substation CL***011 |  | 10 kV | _ | LV | 400 kVA :Kiosk Substation | 0.4 | --> | 0.4 | 0 | 0 | Constrained,otherwise capacity available =197kVA. | --> | 0.38 | 0 | 0.017784 | 0.4297 | 0 |  | --> | C15 ex CAHIRCALLA | Cahircalla [T41,T42] | ENNIS |  | 52.8149 | -8.9663
MV/LV Substation CL***011X |  | 10 kV | _ | LV | 50 kVA :Pole Substation | 0.05 | --> | 0.05 | 0.039 | 1.5 |  | --> | 0.0475 | 0 | 0.003705 | 0.051643 | 0 |  | --> | C22 ex BALLYARD | Ballyard [T41,T42] | TRALEE |  | 52.2514 | -9.7076
MV/LV Substation CL***011X |  | 10 kV | _ | LV | 50 kVA :Pole Substation | 0.05 | --> | 0.05 | 0.05 | 2 |  | --> | 0.0475 | 0 | 0 | 0.05 | 0 |  | --> | C12 ex CAUSEWAY | Causeway [T41,T42] | TRALEE |  | 52.4591 | -9.728
MV/LV Substation CL***012 |  | 10 kV | _ | LV | 100 kVA :Pole Substation | 0.1 | --> | 0.1 | 0 | 0 | Constrained,otherwise capacity available =48kVA. | --> | 0.095 | 0 | 0.027417 | 0.1076 | 0 |  | --> | C12 ex SRAH | Srah [T41,T42] | THORNSBERRY |  | 53.2821 | -7.5018
MV/LV Substation CL***013X |  | 10 kV | _ | LV | 400 kVA :Kiosk Substation | 0.4 | --> | 0.4 | 0 | 0 | Constrained,otherwise capacity available =345kVA. | --> | 0.38 | 0 | 0 | 0 | 0 | Constrained,otherwise capacity available =401.2kW. | --> | C14 ex GARDEN CITY | Garden City [T41,T42] | ARKLOW |  | 52.6808 | -6.278
MV/LV Substation CL***014 |  | 10 kV | _ | LV | 200 kVA :Pole Substation | 0.2 | --> | 0.2 | 0.184 | 12.2 |  | --> | 0.19 | 0 | 0 | 0.20241 | 0 |  | --> | C18 ex BALLYBEG | Ballybeg [T101,T102] | CARRICKMINES |  | 52.9565 | -6.1657
MV/LV Substation CL***014X |  | 10 kV | _ | LV | 50 kVA :Pole Substation | 0.05 | --> | 0.05 | 0.033 | 3.7 |  | --> | 0.0475 | 0 | 0 | 0.052518 | 0 |  | --> | C12 ex KILFLYNN | Kilflynn [T41,T42] | TRALEE |  | 52.3861 | -9.5892
MV/LV Substation CL***014X |  | 10 kV | _ | LV | 50 kVA :Pole Substation | 0.05 | --> | 0.05 | 0.032 | 1.5 |  | --> | 0.0475 | 0 | 0.025935 | 0.052662 | 0 |  | --> | C22 ex BALLYARD | Ballyard [T41,T42] | TRALEE |  | 52.2424 | -9.7204
MV/LV Substation CL***015 |  | 10 kV | _ | LV | 400 kVA :Kiosk Substation | 0.4 | --> | 0.4 | 0.307 | 4.2 |  | --> | 0.38 | 0 | 0.005928 | 0.41388 | 0 |  | --> | C19 ex ERRIGAL | Errigal [T41,T422] | SHANKILL |  | 54.0759 | -7.0877
MV/LV Substation CL***015 |  | 10 kV | _ | LV | 100 kVA :Pole Substation | 0.1 | --> | 0.1 | 0.087 | 7.8 |  | --> | 0.095 | 0 | 0.003705 | 0.10195 | 0 |  | --> | C11 ex CARROWBEG | Carrowbeg [T41,T42] | CARROWBEG |  | 53.7984 | -9.5396
MV/LV Substation CL***015 |  | 20 kV | _ | LV | 100 kVA :Pole Substation | 0.1 | --> | 0.1 | 0 | 0 | Constrained,otherwise capacity available =63kVA. | --> | 0.095 | 0 | 0 | 0 | 0 | Constrained,otherwise capacity available =105.5kW. | --> | E17 ex FOXHOLE | Foxhole [T421,T422] | DUNGARVAN |  | 51.938 | -7.8533
MV/LV Substation CL***015Y |  | 10 kV | _ | LV | 400 kVA :Kiosk Substation | 0.4 | --> | 0.4 | 0 | 0 | Constrained,otherwise capacity available =380kVA. | --> | 0.38 | 0 | 0.008892 | 0 | 0 | Constrained,otherwise capacity available =403kW. | --> | C11 ex GARDEN CITY | Garden City [T41,T42] | ARKLOW |  | 52.6769 | -6.2749
MV/LV Substation CL***016 |  | 10 kV | _ | LV | 200 kVA :Kiosk Substation | 0.2 | --> | 0.2 | 0 | 0 | Constrained,otherwise capacity available =15kVA. | --> | 0.19 | 0 | 0.015561 | 0 | 0 | Constrained,otherwise capacity available =226.2kW. | --> | C14 ex GARDEN CITY | Garden City [T41,T42] | ARKLOW |  | 52.6781 | -6.2745
MV/LV Substation CL***016 |  | 10 kV | _ | LV | 400 kVA :Building Structure | 0.4 | --> | 0.4 | 0 | 0 | Constrained,otherwise capacity available =180kVA. | --> | 0.38 | 0 | 0.040755 | 0.43208 | 0 |  | --> | C22 ex POPPINTREE | Poppintree [T101,T102] | FINGLAS |  | 53.3929 | -6.2926
MV/LV Substation CL***016Z |  | 20 kV | _ | LV | 200 kVA :Kiosk Substation | 0.2 | --> | 0.2 | 0 | 0 | Constrained,otherwise capacity available =170kVA. | --> | 0.19 | 0 | 0 | 0 | 0 | Constrained,otherwise capacity available =204.5kW. | --> | C11 ex MOUNTMELLICK | Mountmellick [T41,T42] | PORTLAOISE |  | 53.1518 | -7.5237
MV/LV Substation CL***019 |  | 10 kV | _ | LV | 200 kVA :Kiosk Substation | 0.2 | --> | 0.2 | 0.134 | 6 |  | --> | 0.19 | 0 | 0.020748 | 0.20978 | 0 |  | --> | C19 ex TRABEG | Trabeg [T101,T102] | TRABEG |  | 51.8665 | -8.4537
MV/LV Substation CL***019Y |  | 10 kV | _ | LV | 200 kVA :Kiosk Substation | 0.2 | --> | 0.2 | 0 | 0 | Constrained,otherwise capacity available =79kVA. | --> | 0.19 | 0 | 0.002223 | 0.21757 | 0 |  | --> | C23 ex ATHLONE | Athlone [T41,T42] | ATHLONE |  | 53.4324 | -7.9433
MV/LV Substation CL***020Z |  | 10 kV | _ | LV | 400 kVA :Kiosk Substation | 0.4 | --> | 0.4 | 0 | 0 | Constrained,otherwise capacity available =284kVA. | --> | 0.38 | 0 | 0.016302 | 0.41724 | 0 |  | --> | C16 ex BALLINACURRA | Ballinacurra [T41,T42] | LIMERICK |  | 52.6372 | -8.6364
MV/LV Substation CL***021Y |  | 10 kV | _ | LV | 50 kVA :Pole Substation | 0.05 | --> | 0.05 | 0 | 0 | Constrained,otherwise capacity available =40kVA. | --> | 0.0475 | 0 | 0 | 0.051496 | 0 |  | --> | C29 ex GRANGE CASTLE | Grange Castle [T101,T102] | INCHICORE 220KV |  | 53.3194 | -6.4662
MV/LV Substation CL***021Y |  | 10 kV | _ | LV | 100 kVA :Pole Substation | 0.1 | --> | 0.1 | 0 | 0 | Constrained,otherwise capacity available =56kVA. | --> | 0.095 | 0 | 0 | 0.10647 | 0 |  | --> | C17 ex ATHBOY | Athboy [T42] | NAVAN |  | 53.7167 | -7.0622
MV/LV Substation CL***021Z |  | 10 kV | _ | LV | 100 kVA :Pole Substation | 0.1 | --> | 0.1 | 0 | 0 | Constrained,otherwise capacity available =60kVA. | --> | 0.095 | 0 | 0 | 0.1059 | 0 |  | --> | C18 ex BALGADDY | Balgaddy [T41,T42] | GRANGE CASTLE |  | 53.3502 | -6.4204
MV/LV Substation CL***023 |  | 10 kV | _ | LV | 200 kVA :Pole Substation | 0.2 | --> | 0.2 | 0 | 0 | Constrained,otherwise capacity available =197kVA. | --> | 0.19 | 0 | 0 | 0.20045 | 0 |  | --> | C16 ex ATHENRY | Athenry [T41,T42] | GALWAY 110KV |  | 53.297 | -8.7466
MV/LV Substation CL***024X |  | 10 kV | _ | LV | 200 kVA :Building Structure | 0.2 | --> | 0.2 | 0.065 | 9.1 |  | --> | 0.19 | 0 | 0.049647 | 0.2195 | 0 |  | --> | C28 ex CENTRE PARK ROAD | Marina [T105,T106] | MARINA |  | 51.8916 | -8.4426
MV/LV Substation CL***024Y |  | 10 kV | _ | LV | 200 kVA :Kiosk Substation | 0.2 | --> | 0.2 | 0 | 0 | Constrained,otherwise capacity available =126kVA. | --> | 0.19 | 0 | 0.006669 | 0 | 0 | Constrained,otherwise capacity available =210.9kW. | --> | C20 ex ROSCREA | Roscrea [T41,T42] | IKERRIN |  | 52.9498 | -7.8041
MV/LV Substation CL***024Z |  | 20 kV | _ | LV | 100 kVA :Pole Substation | 0.1 | --> | 0.1 | 0 | 0 | Constrained,otherwise capacity available =93kVA. | --> | 0.095 | 0 | 0 | 0.10106 | 0 |  | --> | E18 ex CLONMINCH | Clonminch [T41,T422] | THORNSBERRY |  | 53.235 | -7.5322
MV/LV Substation CL***024Z |  | 10 kV | _ | LV | 200 kVA :Kiosk Substation | 0.2 | --> | 0.2 | 0.149 | 1.7 |  | --> | 0.19 | 0 | 0 | 0.2076 | 0 |  | --> | C20 ex ATHY | Athy [T101,T102] | ATHY |  | 52.9985 | -6.9808
MV/LV Substation CL***025 |  | 10 kV | _ | LV | 400 kVA :Kiosk Substation | 0.4 | --> | 0.4 | 0.271 | 2.3 |  | --> | 0.38 | 0 | 0.003705 | 0.41913 | 0 |  | --> | C21 ex BALLYRICKARD | Ballyrickard [T41,T42] | TRALEE |  | 52.2679 | -9.7239
MV/LV Substation CL***025Z |  | 20 kV | _ | LV | 50 kVA :Pole Substation | 0.05 | --> | 0.05 | 0.049 | 1.2 |  | --> | 0.0475 | 0 | 0.003705 | 0.050152 | 0 |  | --> | E18 ex CRATLOE | Cratloe [T421,T422] | ARDNACRUSHA |  | 52.7174 | -8.8105
MV/LV Substation CL***026 |  | 10 kV | _ | LV | 400 kVA :Kiosk Substation | 0.4 | --> | 0.4 | 0.319 | 1.3 |  | --> | 0.38 | 0 | 0.005928 | 0.41212 | 0 |  | --> | C29 ex CLIFDEN | Clifden [T41,T42] | SCREEB |  | 53.4874 | -9.9842
MV/LV Substation CL***026X |  | 20 kV | _ | LV | 50 kVA :Pole Substation | 0.05 | --> | 0.05 | 0 | 0 | Constrained,otherwise capacity available =48kVA. | --> | 0.0475 | 0 | 0 | 0 | 0 | Constrained,otherwise capacity available =50.3kW. | --> | E17 ex PORTLAOISE | Portlaoise [T423,T424] | PORTLAOISE |  | 53.0091 | -7.3053
MV/LV Substation CL***027 |  | 10 kV | _ | LV | 630 kVA :Building Structure | 0.63 | --> | 0.63 | 0.335 | 0.9 |  | --> | 0.5985 | 0 | 0.009633 | 0.5 | 0 |  | --> | C16 ex KIMMAGE | Kimmage [T41,T42] | INCHICORE 220KV |  | 53.3223 | -6.3025
MV/LV Substation CL***027 |  | 10 kV | _ | LV | 630 kVA :Kiosk Substation | 0.63 | --> | 0.63 | 0 | 0 | Constrained,otherwise capacity available =486kVA. | --> | 0.5985 | 0 | 0.027417 | 0 | 0 | Constrained,otherwise capacity available =500kW. | --> | C16 ex PALLAS | Pallas [T41,T42] | PORTLAOISE |  | 53.0348 | -7.3213
MV/LV Substation CL***027Z |  | 20 kV | _ | LV | 50 kVA :Pole Substation | 0.05 | --> | 0.05 | 0.048 | 3.5 |  | --> | 0.0475 | 0 | 0 | 0.050303 | 0 |  | --> | E17 ex BUSH | Bush [T421,T422] | DUNDALK |  | 54.0557 | -6.2
MV/LV Substation CL***029 |  | 20 kV | _ | LV | 200 kVA :Pole Substation | 0.2 | --> | 0.2 | 0.158 | 1.1 |  | --> | 0.19 | 0 | 0.003705 | 0.20628 | 0 |  | --> | E18 ex BUNCLODY | Bunclody [T421,T422] | CRANE |  | 52.6356 | -6.6227
MV/LV Substation CL***029Y |  | 20 kV | _ | LV | 50 kVA :Pole Substation | 0.05 | --> | 0.05 | 0.048 | 5.9 |  | --> | 0.0475 | 0 | 0 | 0.050303 | 0 |  | --> | C14 ex CASHEL | Cashel [T41,T42] | CAHIR |  | 52.5967 | -7.9666
MV/LV Substation CL***031 |  | 10 kV | _ | LV | 630 kVA :Kiosk Substation | 0.63 | --> | 0.63 | 0 | 0 | Constrained,otherwise capacity available =500kVA. | --> | 0.5985 | 0 | 0.016302 | 0.5 | 0 |  | --> | C11 ex BALLYBEGGAN | Ballybeggan [T43,T44] | TRALEE |  | 52.2748 | -9.6928
MV/LV Substation CL***032 |  | 10 kV | _ | LV | 1000 kVA :Building Structure | 1 | --> | 1 | 0.5 | 8.1 |  | --> | 0.95 | 0 | 0.02223 | 0.5 | 0 |  | --> | C24 ex MILLTOWN (DR) | Milltown (dr) [T101,T102] | INCHICORE 220KV |  | 53.3131 | -6.239
MV/LV Substation CL***032 |  | 20 kV | _ | LV | 100 kVA :Pole Substation | 0.1 | --> | 0.1 | 0 | 0 | Constrained,otherwise capacity available =89kVA. | --> | 0.095 | 0 | 0 | 0.10166 | 0 |  | --> | E17 ex INCH | Inch [T421,T422] | OUGHTRAGH |  | 52.2329 | -10.1836
MV/LV Substation CL***032 |  | 10 kV | _ | LV | 100 kVA :Pole Substation | 0.1 | --> | 0.1 | 0.071 | 4.2 |  | --> | 0.095 | 0 | 0.005928 | 0.10431 | 0 |  | --> | C17 ex ERRIGAL | Errigal [T41,T422] | SHANKILL |  | 54.0766 | -7.0947
MV/LV Substation CL***032X |  | 10 kV | _ | LV | 50 kVA :Pole Substation | 0.05 | --> | 0.05 | 0.05 | 2 |  | --> | 0.0475 | 0 | 0 | 0.05 | 0 |  | --> | C12 ex CAUSEWAY | Causeway [T41,T42] | TRALEE |  | 52.462 | -9.6898
MV/LV Substation CL***032Y |  | 10 kV | _ | LV | 400 kVA :Kiosk Substation | 0.4 | --> | 0.4 | 0 | 0 | Constrained,otherwise capacity available =305kVA. | --> | 0.38 | 0 | 0.021489 | 0.41417 | 0 |  | --> | C22 ex COBH | Cobh [T41,T42] | COW CROSS |  | 51.8551 | -8.3056
MV/LV Substation CL***033Y |  | 20 kV | _ | LV | 50 kVA :Pole Substation | 0.05 | --> | 0.05 | 0.05 | 8.1 |  | --> | 0.0475 | 0 | 0 | 0 | 0 | Constrained,otherwise capacity available =50kW. | --> | E18 ex WESTPORT | Westport [T421,T422] | CASTLEBAR |  | 53.8332 | -9.4761
MV/LV Substation CL***033Y |  | 10 kV | _ | LV | 400 kVA :Kiosk Substation | 0.4 | --> | 0.4 | 0 | 0 | Constrained,otherwise capacity available =332kVA. | --> | 0.38 | 0 | 0.004446 | 0.4102 | 0 |  | --> | C22 ex COBH | Cobh [T41,T42] | COW CROSS |  | 51.8537 | -8.3082
MV/LV Substation CL***034Y |  | 10 kV | _ | LV | 400 kVA :Kiosk Substation | 0.4 | --> | 0.4 | 0 | 0 | Constrained,otherwise capacity available =272kVA. | --> | 0.38 | 0 | 0.02223 | 0.41898 | 0 |  | --> | C22 ex COBH | Cobh [T41,T42] | COW CROSS |  | 51.8554 | -8.3095
MV/LV Substation CL***035 |  | 10 kV | _ | LV | 200 kVA :Pole Substation | 0.2 | --> | 0.2 | 0 | 0 | Constrained,otherwise capacity available =147kVA. | --> | 0.19 | 0 | 0 | 0.20789 | 0 |  | --> | C18 ex CARRICKMACROSS | Carrickmacross [T41,T42] | MEATH HILL |  | 53.9801 | -6.7153
MV/LV Substation CL***035X |  | 20 kV | _ | LV | 50 kVA :Pole Substation | 0.05 | --> | 0.05 | 0 | 0 | Constrained,otherwise capacity available =15kVA. | --> | 0.0475 | 0 | 0.00741 | 0.055047 | 0 |  | --> | E18 ex MANORHAMILTON | Manorhamilton [T422] | SLIGO |  | 54.3089 | -8.1782
MV/LV Substation CL***036 |  | 10 kV | _ | LV | 630 kVA :Building Structure | 0.63 | --> | 0.63 | 0.36 | 1 |  | --> | 0.5985 | 0 | 0.037791 | 0.5 | 0 |  | --> | C14 ex NEWMARKET (DR) | Newmarket (dr) [T41] | FRANCIS STREET |  | 53.3329 | -6.2849
MV/LV Substation CL***036 |  | 10 kV | _ | LV | 50 kVA :Pole Substation | 0.05 | --> | 0.05 | 0 | 0 | Constrained,otherwise capacity available =38kVA. | --> | 0.0475 | 0 | 0 | 0.05179 | 0 |  | --> | C12 ex CRANMORE | Cranmore [T41,T42] | SLIGO |  | 54.2604 | -8.4553
MV/LV Substation CL***036 |  | 10 kV | _ | LV | 100 kVA :Pole Substation | 0.1 | --> | 0.1 | 0 | 0 | Constrained,otherwise capacity available =50kVA. | --> | 0.095 | 0 | 0.012597 | 0.10732 | 0 |  | --> | C17 ex CARRICKMACROSS | Carrickmacross [T41,T42] | MEATH HILL |  | 53.9794 | -6.7117
MV/LV Substation CL***036Y |  | 20 kV | _ | LV | 200 kVA :Pole Substation | 0.2 | --> | 0.2 | 0 | 0 | Constrained,otherwise capacity available =153kVA. | --> | 0.19 | 0 | 0.003705 | 0.20701 | 0 |  | --> | E15 ex CLONROCHE | Clonroche [T421,T422] | WEXFORD |  | 52.4485 | -6.7158
MV/LV Substation CL***037X |  | 10 kV | _ | LV | 400 kVA :Kiosk Substation | 0.4 | --> | 0.4 | 0 | 0 | Constrained,otherwise capacity available =400kVA. | --> | 0.38 | 0 | 0 | 0.4 | 0 |  | --> | C16 ex NEWBROOK | Newbrook [T42] | MULLINGAR |  | 53.5144 | -7.3659
MV/LV Substation CL***038 |  | 10 kV | _ | LV | 200 kVA :Building Structure | 0.2 | --> | 0.2 | 0 | 0 | Constrained,otherwise capacity available =174kVA. | --> | 0.19 | 0 | 0 | 0.20391 | 0 |  | --> | C16 ex CLONES | Clones [T41,T42] | SHANKILL |  | 54.1834 | -7.2262
MV/LV Substation CL***039X |  | 10 kV | _ | LV | 200 kVA :Kiosk Substation | 0.2 | --> | 0.2 | 0 | 0 | Constrained,otherwise capacity available =128kVA. | --> | 0.19 | 0 | 0 | 0.21065 | 0 |  | --> | C16 ex ATHENRY | Athenry [T41,T42] | GALWAY 110KV |  | 53.3109 | -8.7346
MV/LV Substation CL***040Y |  | 10 kV | _ | LV | 100 kVA :Pole Substation | 0.1 | --> | 0.1 | 0 | 0 | Constrained,otherwise capacity available =100kVA. | --> | 0.095 | 0 | 0 | 0.1 | 0 |  | --> | C17 ex DELVIN | Delvin [T41,T42] | MULLINGAR |  | 53.6091 | -7.0875
MV/LV Substation CL***041Y |  | 10 kV | _ | LV | 200 kVA :Kiosk Substation | 0.2 | --> | 0.2 | 0 | 0 | Constrained,otherwise capacity available =144kVA. | --> | 0.19 | 0 | 0.011856 | 0.20833 | 0 |  | --> | C23 ex TRAMORE | Tramore [T41,T42] | BUTLERSTOWN |  | 52.1686 | -7.1557
MV/LV Substation CL***042 |  | 10 kV | _ | LV | 200 kVA :Kiosk Substation | 0.2 | --> | 0.2 | 0 | 0 | Constrained,otherwise capacity available =184kVA. | --> | 0.19 | 0 | 0.003705 | 0.20241 | 0 |  | --> | E12 ex DALTON | Dalton [T421,T422] | DALTON |  | 53.7242 | -8.9879
MV/LV Substation CL***043 |  | 10 kV | _ | LV | 50 kVA :Pole Substation | 0.05 | --> | 0.05 | 0 | 0 | Constrained,otherwise capacity available =47kVA. | --> | 0.0475 | 0 | 0 | 0 | 0 | Constrained,otherwise capacity available =50.5kW. | --> | C11 ex GARDEN CITY | Garden City [T41,T42] | ARKLOW |  | 52.7147 | -6.2722
MV/LV Substation CL***043X |  | 10 kV | _ | LV | 630 kVA :Building Structure | 0.63 | --> | 0.63 | 0.45 | 4.6 |  | --> | 0.5985 | 0 | 0 | 0.5 | 0 |  | --> | C18 ex WATLING STREET | Watling Street [T41,T42] | FRANCIS STREET |  | 53.3471 | -6.2826
MV/LV Substation CL***043Y |  | 20 kV | _ | LV | 50 kVA :Pole Substation | 0.05 | --> | 0.05 | 0 | 0 | Constrained,otherwise capacity available =48kVA. | --> | 0.0475 | 0 | 0 | 0.050303 | 0 |  | --> | E18 ex CREAGH | Creagh [T421,T422] | ATHLONE |  | 53.4154 | -8.3677
MV/LV Substation CL***044 |  | 10 kV | _ | LV | 100 kVA :Pole Substation | 0.1 | --> | 0.1 | 0 | 0 | Constrained,otherwise capacity available =77kVA. | --> | 0.095 | 0 | 0.010374 | 0 | 0 | Constrained,otherwise capacity available =103.4kW. | --> | C15 ex MOUNTMELLICK | Mountmellick [T41,T42] | PORTLAOISE |  | 53.1203 | -7.3406
MV/LV Substation CL***045 |  | 10 kV | _ | LV | 200 kVA :Pole Substation | 0.2 | --> | 0.2 | 0 | 0 | Constrained,otherwise capacity available =136kVA. | --> | 0.19 | 0 | 0.003705 | 0 | 0 | Constrained,otherwise capacity available =209.5kW. | --> | C16 ex RATHDRUM | Rathdrum [T42] | ARKLOW |  | 52.935 | -6.2314
MV/LV Substation CL***045Z |  | 10 kV | _ | LV | 200 kVA :Kiosk Substation | 0.2 | --> | 0.2 | 0 | 0 | Constrained,otherwise capacity available =109kVA. | --> | 0.19 | 0 | 0.025194 | 0.21336 | 0 |  | --> | C17 ex DELVIN | Delvin [T41,T42] | MULLINGAR |  | 53.6643 | -7.0213
MV/LV Substation CL***046 |  | 20 kV | _ | LV | 100 kVA :Pole Substation | 0.1 | --> | 0.1 | 0 | 0 | Constrained,otherwise capacity available =92kVA. | --> | 0.095 | 0 | 0.003705 | 0.10121 | 0 |  | --> | E18 ex CURRALEIGH | Curraleigh [T421,T422] | KILBARRY |  | 51.9186 | -8.6291
MV/LV Substation CL***046 |  | 10 kV | _ | LV | 200 kVA :Pole Substation | 0.2 | --> | 0.2 | 0.121 | 9.5 |  | --> | 0.19 | 0 | 0.020748 | 0.21165 | 0 |  | --> | C13 ex BANDON | Bandon [T101,T42] | BANDON |  | 51.7372 | -8.7474
MV/LV Substation CL***046 |  | 10 kV | _ | LV | 50 kVA :Pole Substation | 0.05 | --> | 0.05 | 0 | 0 | Constrained,otherwise capacity available =36kVA. | --> | 0.0475 | 0 | 0 | 0 | 0 | Constrained,otherwise capacity available =52.1kW. | --> | E20 ex BLESSINGTON | Blessington [T421,T422] | KILTEEL |  | 53.183 | -6.5234
MV/LV Substation CL***046X |  | 10 kV | _ | LV | 200 kVA :Kiosk Substation | 0.2 | --> | 0.2 | 0.139 | 1.5 |  | --> | 0.19 | 0 | 0 | 0.20906 | 0 |  | --> | C17 ex BALLYARD | Ballyard [T41,T42] | TRALEE |  | 52.2594 | -9.6916
MV/LV Substation CL***046Y |  | 10 kV | _ | LV | 50 kVA :Pole Substation | 0.05 | --> | 0.05 | 0 | 0 | Constrained,otherwise capacity available =50kVA. | --> | 0.0475 | 0 | 0 | 0.05 | 0 |  | --> | C15 ex LITTLE MILLS | Little Mills [T41] | DUNDALK |  | 53.9615 | -6.4181
MV/LV Substation CL***048 |  | 10 kV | _ | LV | 400 kVA :Kiosk Substation | 0.4 | --> | 0.4 | 0 | 0 | Constrained,otherwise capacity available =247kVA. | --> | 0.38 | 0 | 0.015561 | 0.42259 | 0 |  | --> | C19 ex DOUGLAS | Douglas [T41,T42] | TRABEG |  | 51.8904 | -8.4169
MV/LV Substation CL***048X |  | 10 kV | _ | LV | 100 kVA :Pole Substation | 0.1 | --> | 0.1 | 0 | 0 | Constrained,otherwise capacity available =84kVA. | --> | 0.095 | 0 | 0 | 0.1024 | 0 |  | --> | C16 ex ENNISTYMON | Ennistymon [T41,T42] | ENNIS |  | 52.9371 | -9.4052
MV/LV Substation CL***049Y |  | 10 kV | _ | LV | 630 kVA :Building Structure | 0.63 | --> | 0.63 | 0 | 0 | Constrained,otherwise capacity available =500kVA. | --> | 0.5985 | 0 | 0 | 0.5 | 0 |  | --> | C18 ex MONEENAGEISHA | Moneenageisha [T41,T42] | GALWAY 110KV |  | 53.2803 | -9.0263
MV/LV Substation CL***050 |  | 10 kV | _ | LV | 400 kVA :Building Structure | 0.4 | --> | 0.4 | 0.335 | 0.9 |  | --> | 0.38 | 0 | 0 | 0 | 0 | Constrained,otherwise capacity available =409.8kW. | --> | C15 ex SPA ROAD | Spa Road [T41,T42] | DOON |  | 52.3515 | -7.7038
MV/LV Substation CL***050X |  | 10 kV | _ | LV | 100 kVA :Pole Substation | 0.1 | --> | 0.1 | 0 | 0 | Constrained,otherwise capacity available =56kVA. | --> | 0.095 | 0 | 0 | 0.10647 | 0 |  | --> | C17 ex DELVIN | Delvin [T41,T42] | MULLINGAR |  | 53.6629 | -7.0214
MV/LV Substation CL***050Y |  | 10 kV | _ | LV | 150 kVA :Pole Substation | 0.15 | --> | 0.15 | 0 | 0 | Constrained,otherwise capacity available =146kVA. | --> | 0.1425 | 0 | 0.002964 | 0 | 0 | Constrained,otherwise capacity available =150.6kW. | --> | C20 ex MOUNTMELLICK | Mountmellick [T41,T42] | PORTLAOISE |  | 53.0915 | -7.3006
MV/LV Substation CL***050Z |  | 10 kV | _ | LV | 200 kVA :Kiosk Substation | 0.2 | --> | 0.2 | 0 | 0 | Constrained,otherwise capacity available =183kVA. | --> | 0.19 | 0 | 0.008892 | 0.20256 | 0 |  | --> | C15 ex BALBRIGGAN | Balbriggan [T41] | GLASMORE |  | 53.6073 | -6.1911
MV/LV Substation CL***051Y |  | 10 kV | _ | LV | 50 kVA :Pole Substation | 0.05 | --> | 0.05 | 0.05 | 1.1 |  | --> | 0.0475 | 0 | 0 | 0.05 | 0 |  | --> | C21 ex BIRR | Birr [T41,T422] | DALLOW |  | 53.0806 | -7.8796
MV/LV Substation CL***051Z |  | 20 kV | _ | LV | 400 kVA :Kiosk Substation | 0.4 | --> | 0.4 | 0 | 0 | Constrained,otherwise capacity available =324kVA. | --> | 0.38 | 0 | 0.011856 | 0 | 0 | Constrained,otherwise capacity available =411.4kW. | --> | C18 ex PORTARLINGTON | Portarlington [T41,T42] | PORTLAOISE |  | 53.1879 | -7.2813
MV/LV Substation CL***051Z |  | 20 kV | _ | LV | 50 kVA :Pole Substation | 0.05 | --> | 0.05 | 0.047 | 1.2 |  | --> | 0.0475 | 0 | 0 | 0.050453 | 0 |  | --> | E18 ex CRATLOE | Cratloe [T421,T422] | ARDNACRUSHA |  | 52.6995 | -8.832
MV/LV Substation CL***052 |  | 20 kV | _ | LV | 100 kVA :Pole Substation | 0.1 | --> | 0.1 | 0.089 | 1.8 |  | --> | 0.095 | 0 | 0 | 0.10166 | 0 |  | --> | E11 ex BIRDHILL | Birdhill [T421,T422] | ARDNACRUSHA |  | 52.7172 | -8.4071
MV/LV Substation CL***052 |  | 10 kV | _ | LV | 400 kVA :Building Structure | 0.4 | --> | 0.4 | 0.377 | 3.5 |  | --> | 0.38 | 0 | 0 | 0.40348 | 0 |  | --> | C19 ex TRIMMS LANE | Trimms Lane [T41,T42] | SALTHILL |  | 53.275 | -9.0669
MV/LV Substation CL***055 |  | 20 kV | _ | LV | 50 kVA :Pole Substation | 0.05 | --> | 0.05 | 0 | 0 | Constrained,otherwise capacity available =37kVA. | --> | 0.0475 | 0 | 0.004446 | 0.051937 | 0 |  | --> | E17 ex INCH | Inch [T421,T422] | OUGHTRAGH |  | 52.2428 | -9.9989
MV/LV Substation CL***055Y |  | 10 kV | _ | LV | 200 kVA :Kiosk Substation | 0.2 | --> | 0.2 | 0.167 | 6 |  | --> | 0.19 | 0 | 0 | 0 | 0 | Constrained,otherwise capacity available =204.9kW. | --> | C12 ex ARDGEEHA | Ardgeeha [T41,T42] | DOON |  | 52.3588 | -7.6945
MV/LV Substation CL***056Y |  | 10 kV | _ | LV | 630 kVA :Kiosk Substation | 0.63 | --> | 0.63 | 0 | 0 | Constrained,otherwise capacity available =500kVA. | --> | 0.5985 | 0 | 0.010374 | 0.5 | 0 |  | --> | C13 ex COBH | Cobh [T41,T42] | COW CROSS |  | 51.8577 | -8.3061
MV/LV Substation CL***057 |  | 20 kV | _ | LV | 100 kVA :Pole Substation | 0.1 | --> | 0.1 | 0 | 0 | Constrained,otherwise capacity available =87kVA. | --> | 0.095 | 0 | 0 | 0.10195 | 0 |  | --> | E17 ex HEADFORD | Headford [T41,T42] | CLOON |  | 53.4478 | -9.0862
MV/LV Substation CL***057Y |  | 10 kV | _ | LV | 50 kVA :Pole Substation | 0.05 | --> | 0.05 | 0.05 | 1 |  | --> | 0.0475 | 0 | 0 | 0.05 | 0 |  | --> | E19 ex LONGFORD | Longford [T421,T422] | RICHMOND |  | 53.7028 | -7.8431
MV/LV Substation CL***058X |  | 10 kV | _ | LV | 1000 kVA :Building Structure | 1 | --> | 1 | 0 | 0 | Constrained,otherwise capacity available =500kVA. | --> | 0.95 | 0 | 0 | 0.5 | 0 |  | --> | C20 ex CLONDALKIN | Clondalkin [T41,T42,T44] | INCHICORE 220KV |  | 53.3203 | -6.3935
MV/LV Substation CL***058Z |  | 10 kV | _ | LV | 100 kVA :Pole Substation | 0.1 | --> | 0.1 | 0.081 | 0.1 |  | --> | 0.095 | 0 | 0.011115 | 0.10284 | 0 |  | --> | C14 ex BALLYMAHON | Ballymahon [T41,T42] | ATHLONE |  | 53.6184 | -7.8067
MV/LV Substation CL***059 |  | 10 kV | _ | LV | 200 kVA :Pole Substation | 0.2 | --> | 0.2 | 0 | 0 | Constrained,otherwise capacity available =78kVA. | --> | 0.19 | 0 | 0.028158 | 0.21771 | 0 |  | --> | C21 ex BALLINDERRY | Ballinderry [T41,T422] | MULLINGAR |  | 53.5192 | -7.3538
MV/LV Substation CL***060 |  | 10 kV | _ | LV | 400 kVA :Kiosk Substation | 0.4 | --> | 0.4 | 0.291 | 3.5 |  | --> | 0.38 | 0 | 0.028158 | 0.41622 | 0 |  | --> | C17 ex TRIMMS LANE | Trimms Lane [T41,T42] | SALTHILL |  | 53.2667 | -9.0595
MV/LV Substation CL***061Z |  | 10 kV | _ | LV | 50 kVA :Pole Substation | 0.05 | --> | 0.05 | 0.037 | 4 |  | --> | 0.0475 | 0 | 0 | 0.051937 | 0 |  | --> | C18 ex BALLYJAMESDUFF | Ballyjamesduff [T41,T42] | SHANKILL |  | 53.9108 | -7.1634
MV/LV Substation CL***062X |  | 10 kV | _ | LV | 200 kVA :Pole Substation | 0.2 | --> | 0.2 | 0 | 0 | Constrained,otherwise capacity available =138kVA. | --> | 0.19 | 0 | 0.008151 | 0.2092 | 0 |  | --> | C17 ex DELVIN | Delvin [T41,T42] | MULLINGAR |  | 53.6639 | -7.0144
MV/LV Substation CL***062Z |  | 10 kV | _ | LV | 400 kVA :Kiosk Substation | 0.4 | --> | 0.4 | 0 | 0 | Constrained,otherwise capacity available =361kVA. | --> | 0.38 | 0 | 0 | 0.40588 | 0 |  | --> | C23 ex CLONMINCH | Clonminch [T41,T422] | THORNSBERRY |  | 53.276 | -7.4761
MV/LV Substation CL***063 |  | 20 kV | _ | LV | 50 kVA :Pole Substation | 0.05 | --> | 0.05 | 0 | 0 | Constrained,otherwise capacity available =37kVA. | --> | 0.0475 | 0 | 0 | 0.051937 | 0 |  | --> | E15 ex CLONROCHE | Clonroche [T421,T422] | WEXFORD |  | 52.434 | -6.7439
MV/LV Substation CL***063 |  | 10 kV | _ | LV | 630 kVA :Kiosk Substation | 0.63 | --> | 0.63 | 0 | 0 | Constrained,otherwise capacity available =500kVA. | --> | 0.5985 | 0 | 0.008892 | 0.5 | 0 |  | --> | C17 ex TYMON | Tymon [T41,T42] | COOKSTOWN |  | 53.3077 | -6.3667
MV/LV Substation CL***063Z |  | 10 kV | _ | LV | 200 kVA :Kiosk Substation | 0.2 | --> | 0.2 | 0 | 0 | Constrained,otherwise capacity available =161kVA. | --> | 0.19 | 0 | 0 | 0.20584 | 0 |  | --> | C21 ex CLONMINCH | Clonminch [T41,T422] | THORNSBERRY |  | 53.2569 | -7.484
MV/LV Substation CL***064 |  | 10 kV | _ | LV | 50 kVA :Pole Substation | 0.05 | --> | 0.05 | 0.032 | 6.5 |  | --> | 0.0475 | 0 | 0 | 0.052662 | 0 |  | --> | C17 ex OUGHTERARD | Oughterard [T41,T42] | SCREEB |  | 53.4283 | -9.3382
MV/LV Substation CL***064 |  | 10 kV | _ | LV | 400 kVA :Building Structure | 0.4 | --> | 0.4 | 0 | 0 | Constrained,otherwise capacity available =400kVA. | --> | 0.38 | 0 | 0 | 0.4 | 0 |  | --> | C21 ex BALLINDERRY | Ballinderry [T41,T422] | MULLINGAR |  | 53.5165 | -7.3502
MV/LV Substation CL***064Z |  | 10 kV | _ | LV | 400 kVA :Kiosk Substation | 0.4 | --> | 0.4 | 0 | 0 | Constrained,otherwise capacity available =367kVA. | --> | 0.38 | 0 | 0.008892 | 0 | 0 | Constrained,otherwise capacity available =405kW. | --> | E16 ex PORTLAOISE | Portlaoise [T423,T424] | PORTLAOISE |  | 53.0258 | -7.3197
MV/LV Substation CL***064Z |  | 10 kV | _ | LV | 400 kVA :Kiosk Substation | 0.4 | --> | 0.4 | 0.308 | 9.1 |  | --> | 0.38 | 0 | 0 | 0.41373 | 0 |  | --> | C18 ex CENTRE PARK ROAD | Marina [T105,T106] | MARINA |  | 51.8862 | -8.4195
MV/LV Substation CL***064Z |  | 10 kV | _ | LV | 50 kVA :Pole Substation | 0.05 | --> | 0.05 | 0 | 0 | Constrained,otherwise capacity available =43kVA. | --> | 0.0475 | 0 | 0 | 0 | 0 | Constrained,otherwise capacity available =51.1kW. | --> | C15 ex KILCLOHER | Kilcloher [T41,T42] | DUNGARVAN |  | 52.0954 | -7.775
MV/LV Substation CL***065Z |  | 10 kV | _ | LV | 400 kVA :Kiosk Substation | 0.4 | --> | 0.4 | 0 | 0 | Constrained,otherwise capacity available =296kVA. | --> | 0.38 | 0 | 0 | 0 | 0 | Constrained,otherwise capacity available =415.5kW. | --> | E16 ex PORTLAOISE | Portlaoise [T423,T424] | PORTLAOISE |  | 53.0266 | -7.3212
MV/LV Substation CL***066Y |  | 10 kV | _ | LV | 50 kVA :Pole Substation | 0.05 | --> | 0.05 | 0 | 0 | Constrained,otherwise capacity available =49kVA. | --> | 0.0475 | 0 | 0 | 0 | 0 | Constrained,otherwise capacity available =50.2kW. | --> | E18 ex BLESSINGTON | Blessington [T421,T422] | KILTEEL |  | 53.188 | -6.435
MV/LV Substation CL***067 |  | 10 kV | _ | LV | 400 kVA :Building Structure | 0.4 | --> | 0.4 | 0.246 | 9.1 |  | --> | 0.38 | 0 | 0.036309 | 0.42273 | 0 |  | --> | C28 ex CENTRE PARK ROAD | Marina [T105,T106] | MARINA |  | 51.8947 | -8.4414
MV/LV Substation CL***067Y |  | 20 kV | _ | LV | 50 kVA :Pole Substation | 0.05 | --> | 0.05 | 0 | 0 | Constrained,otherwise capacity available =46kVA. | --> | 0.0475 | 0 | 0 | 0.050604 | 0 |  | --> | E16 ex GLENAMADDY | Glenamaddy [T422] | ATHLONE |  | 53.5617 | -8.6527
MV/LV Substation CL***069X |  | 10 kV | _ | LV | 25 kVA :Pole Substation | 0.025 | --> | 0.025 | 0 | 0 | Constrained,otherwise capacity available =24kVA. | --> | 0.02375 | 0 | 0 | 0.025151 | 0 |  | --> | C17 ex DELVIN | Delvin [T41,T42] | MULLINGAR |  | 53.6661 | -7.0087
MV/LV Substation CL***070 |  | 10 kV | _ | LV | 400 kVA :Kiosk Substation | 0.4 | --> | 0.4 | 0.231 | 13.5 |  | --> | 0.38 | 0 | 0.011856 | 0.42488 | 0 |  | --> | C12 ex ENNIS | Ennis [T101,T102] | ENNIS |  | 52.8434 | -8.9756
MV/LV Substation CL***072Y |  | 10 kV | _ | LV | 400 kVA :Building Structure | 0.4 | --> | 0.4 | 0.4 | 0.7 |  | --> | 0.38 | 0 | 0 | 0.4 | 0 |  | --> | C20 ex KILRUSH | Kilrush [T41,T42] | TULLABRACK |  | 52.7364 | -9.4401
MV/LV Substation CL***073Y |  | 10 kV | _ | LV | 50 kVA :Pole Substation | 0.05 | --> | 0.05 | 0 | 0 | Constrained,otherwise capacity available =28kVA. | --> | 0.0475 | 0 | 0 | 0.053235 | 0 |  | --> | E12 ex DALTON | Dalton [T421,T422] | DALTON |  | 53.7289 | -8.9934
MV/LV Substation CL***073Z |  | 20 kV | _ | LV | 400 kVA :Kiosk Substation | 0.4 | --> | 0.4 | 0.365 | 1.7 |  | --> | 0.38 | 0 | 0 | 0.40528 | 0 |  | --> | E62 ex ATHY | Athy [T101,T102] | ATHY |  | 53.0023 | -6.9838
MV/LV Substation CL***074Z |  | 20 kV | _ | LV | 200 kVA :Pole Substation | 0.2 | --> | 0.2 | 0 | 0 | Constrained,otherwise capacity available =196kVA. | --> | 0.19 | 0 | 0 | 0 | 0 | Constrained,otherwise capacity available =200.6kW. | --> | C11 ex MOUNTMELLICK | Mountmellick [T41,T42] | PORTLAOISE |  | 53.149 | -7.5212
MV/LV Substation CL***074Z |  | 10 kV | _ | LV | 630 kVA :Kiosk Substation | 0.63 | --> | 0.63 | 0 | 0 | Constrained,otherwise capacity available =448kVA. | --> | 0.5985 | 0 | 0 | 0.5 | 0 |  | --> | C18 ex MACETOWN | Macetown [T101,T102] | MACETOWN |  | 53.4102 | -6.4406
MV/LV Substation CL***075X |  | 20 kV | _ | LV | 50 kVA :Pole Substation | 0.05 | --> | 0.05 | 0.038 | 3 |  | --> | 0.0475 | 0 | 0 | 0 | 0 | Constrained,otherwise capacity available =51.8kW. | --> | E14 ex CHARLEVILLE | Charleville [T421,T422] | CHARLEVILLE |  | 52.3362 | -8.7503
MV/LV Substation CL***078 |  | 10 kV | _ | LV | 630 kVA :Building Structure | 0.63 | --> | 0.63 | 0 | 0 | Constrained,otherwise capacity available =500kVA. | --> | 0.5985 | 0 | 0.13709 | 0.5 | 0 |  | --> | C15 ex CAHIRCALLA | Cahircalla [T41,T42] | ENNIS |  | 52.789 | -8.914
MV/LV Substation CL***078X |  | 20 kV | _ | LV | 200 kVA :Pole Substation | 0.2 | --> | 0.2 | 0.164 | 2.3 |  | --> | 0.19 | 0 | 0.01482 | 0.20539 | 0 |  | --> | E14 ex MOY | Moy [T421,T422] | MOY |  | 54.2512 | -9.265
MV/LV Substation CL***078Z |  | 10 kV | _ | LV | 200 kVA :Kiosk Substation | 0.2 | --> | 0.2 | 0 | 0 | Constrained,otherwise capacity available =153kVA. | --> | 0.19 | 0 | 0.021489 | 0.20701 | 0 |  | --> | C18 ex KINSALE | Kinsale [T41,T42] | BANDON |  | 51.739 | -8.4823
MV/LV Substation CL***079X |  | 20 kV | _ | LV | 400 kVA :Kiosk Substation | 0.4 | --> | 0.4 | 0 | 0 | Constrained,otherwise capacity available =378kVA. | --> | 0.38 | 0 | 0 | 0.40333 | 0 |  | --> | E18 ex MANORHAMILTON | Manorhamilton [T422] | SLIGO |  | 54.3073 | -8.171
MV/LV Substation CL***080 |  | 10 kV | _ | LV | 50 kVA :Pole Substation | 0.05 | --> | 0.05 | 0 | 0 | Constrained,otherwise capacity available =29kVA. | --> | 0.0475 | 0 | 0.006669 | 0.053092 | 0 |  | --> | C18 ex ATHBOY | Athboy [T42] | NAVAN |  | 53.6208 | -6.9098
MV/LV Substation CL***080Z |  | 20 kV | _ | LV | 630 kVA :Kiosk Substation | 0.63 | --> | 0.63 | 0.5 | 17.7 |  | --> | 0.5985 | 0 | 0.027417 | 0.5 | 0 |  | --> | E13 ex COOLROE | Coolroe [T121,T122] | COOLROE |  | 51.8857 | -8.6283
MV/LV Substation CL***082 |  | 20 kV | _ | LV | 200 kVA :Pole Substation | 0.2 | --> | 0.2 | 0.2 | 1.1 |  | --> | 0.19 | 0 | 0.10522 | 0.2 | 0 |  | --> | E18 ex BUNCLODY | Bunclody [T421,T422] | CRANE |  | 52.6354 | -6.623
MV/LV Substation CL***082Y |  | 20 kV | _ | LV | 50 kVA :Pole Substation | 0.05 | --> | 0.05 | 0 | 0 | Constrained,otherwise capacity available =47kVA. | --> | 0.0475 | 0 | 0 | 0.050453 | 0 |  | --> | E20 ex GARRANACANTY | Garranacanty [T421,T422] | TIPPERARY |  | 52.4844 | -7.9639
MV/LV Substation CL***082Y |  | 10 kV | _ | LV | 200 kVA :Kiosk Substation | 0.2 | --> | 0.2 | 0 | 0 | Constrained,otherwise capacity available =170kVA. | --> | 0.19 | 0 | 0 | 0.2045 | 0 |  | --> | C23 ex TRAMORE | Tramore [T41,T42] | BUTLERSTOWN |  | 52.169 | -7.1551
MV/LV Substation CL***082Z |  | 20 kV | _ | LV | 50 kVA :Pole Substation | 0.05 | --> | 0.05 | 0 | 0 | Constrained,otherwise capacity available =43kVA. | --> | 0.0475 | 0 | 0 | 0.051052 | 0 |  | --> | C16 ex HOLYCROSS ROAD | Holycross Road [T41,T42] | THURLES |  | 52.6031 | -7.9534
MV/LV Substation CL***083Z |  | 10 kV | _ | LV | 200 kVA :Kiosk Substation | 0.2 | --> | 0.2 | 0 | 0 | Constrained,otherwise capacity available =115kVA. | --> | 0.19 | 0 | 0.010374 | 0.21251 | 0 |  | --> | C22 ex KILMONEY | Kilmoney [T41,T42] | TRABEG |  | 51.8088 | -8.4054
MV/LV Substation CL***084 |  | 10 kV | _ | LV | 100 kVA :Pole Substation | 0.1 | --> | 0.1 | 0.058 | 0.7 |  | --> | 0.095 | 0 | 0 | 0.10618 | 0 |  | --> | C20 ex KILRUSH | Kilrush [T41,T42] | TULLABRACK |  | 52.7254 | -9.395
MV/LV Substation CL***084 |  | 10 kV | _ | LV | 1000 kVA :Building Structure | 1 | --> | 1 | 0 | 0 | Constrained,otherwise capacity available =500kVA. | --> | 0.95 | 0 | 0 | 0.5 | 0 |  | --> | C22 ex FORTUNESTOWN | Fortunestown [T101,T102] | INCHICORE 220KV |  | 53.294 | -6.4427
MV/LV Substation CL***084X |  | 10 kV | _ | LV | 400 kVA :Kiosk Substation | 0.4 | --> | 0.4 | 0.301 | 1.8 |  | --> | 0.38 | 0 | 0.033345 | 0.41476 | 0 |  | --> | C20 ex CAHERDAVIN | Caherdavin [T41,T42] | ARDNACRUSHA |  | 52.6755 | -8.6843
MV/LV Substation CL***085 |  | 10 kV | _ | LV | 630 kVA :Building Structure | 0.63 | --> | 0.63 | 0.486 | 5.7 |  | --> | 0.5985 | 0 | 0.003705 | 0.5 | 0 |  | --> | C20 ex RAMPARTS | Ramparts [T41,T42] | DUNDALK |  | 54.0058 | -6.4032
MV/LV Substation CL***085Z |  | 10 kV | _ | LV | 200 kVA :Pole Substation | 0.2 | --> | 0.2 | 0 | 0 | Constrained,otherwise capacity available =148kVA. | --> | 0.19 | 0 | 0.024453 | 0.20775 | 0 |  | --> | C17 ex AGHAMORE | Aghamore [T41,T42] | LANESBORO |  | 53.6783 | -7.8805
MV/LV Substation CL***086 |  | 10 kV | _ | LV | 200 kVA :Kiosk Substation | 0.2 | --> | 0.2 | 0.121 | 11.9 |  | --> | 0.19 | 0 | 0.012597 | 0.21165 | 0 |  | --> | C31 ex SALTHILL | Salthill [T101,T102] | SALTHILL |  | 53.2882 | -9.0738
MV/LV Substation CL***086 |  | 10 kV | _ | LV | 400 kVA :Kiosk Substation | 0.4 | --> | 0.4 | 0.251 | 1 |  | --> | 0.38 | 0 | 0.014079 | 0.42202 | 0 |  | --> | C18 ex TYCOR | Tycor [T41,T42] | WATERFORD |  | 52.2582 | -7.1321
MV/LV Substation CL***087Y |  | 10 kV | _ | LV | 630 kVA :Kiosk Substation | 0.63 | --> | 0.63 | 0 | 0 | Constrained,otherwise capacity available =468kVA. | --> | 0.5985 | 0 | 0.010374 | 0 | 0 | Constrained,otherwise capacity available =500kW. | --> | C11 ex GARDEN CITY | Garden City [T41,T42] | ARKLOW |  | 52.6785 | -6.2705
MV/LV Substation CL***088Y |  | 10 kV | _ | LV | 50 kVA :Pole Substation | 0.05 | --> | 0.05 | 0.05 | 4.2 |  | --> | 0.0475 | 0 | 0 | 0.05 | 0 |  | --> | C15 ex NEWMARKET (SR) | Newmarket (sr) [T41,T42] | GLENLARA |  | 52.2467 | -9.0585
MV/LV Substation CL***089 |  | 10 kV | _ | LV | 100 kVA :Pole Substation | 0.1 | --> | 0.1 | 0 | 0 | Constrained,otherwise capacity available =63kVA. | --> | 0.095 | 0 | 0 | 0 | 0 | Constrained,otherwise capacity available =105.5kW. | --> | C14 ex GARDEN CITY | Garden City [T41,T42] | ARKLOW |  | 52.6763 | -6.2781
MV/LV Substation CL***089Y |  | 10 kV | _ | LV | 200 kVA :Kiosk Substation | 0.2 | --> | 0.2 | 0 | 0 | Constrained,otherwise capacity available =157kVA. | --> | 0.19 | 0 | 0 | 0.20643 | 0 |  | --> | C18 ex MAYFIELD | Mayfield [T41,T42] | KILBARRY |  | 51.9063 | -8.4478
MV/LV Substation CL***089Y |  | 10 kV | _ | LV | 400 kVA :Kiosk Substation | 0.4 | --> | 0.4 | 0 | 0 | Constrained,otherwise capacity available =342kVA. | --> | 0.38 | 0 | 0.019266 | 0.40871 | 0 |  | --> | C11 ex MONEYCOOLEY | Moneycooley [T41,T42,T44] | GRIFFINRATH |  | 53.3736 | -6.6024
MV/LV Substation CL***090 |  | 10 kV | _ | LV | 400 kVA :Kiosk Substation | 0.4 | --> | 0.4 | 0 | 0 | Constrained,otherwise capacity available =317kVA. | --> | 0.38 | 0 | 0.011115 | 0.41241 | 0 |  | --> | C16 ex BALBRIGGAN | Balbriggan [T42] | GLASMORE |  | 53.6072 | -6.1871
MV/LV Substation CL***091 |  | 10 kV | _ | LV | 1000 kVA :Building Structure | 1 | --> | 1 | 0.5 | 10 |  | --> | 0.95 | 0 | 0 | 0.5 | 0 |  | --> | C21 ex HAROLDS CROSS | Harolds Cross [T101,T102] | POOLBEG |  | 53.3267 | -6.2944
MV/LV Substation CL***091Y |  | 20 kV | _ | LV | 50 kVA :Pole Substation | 0.05 | --> | 0.05 | 0 | 0 | Constrained,otherwise capacity available =34kVA. | --> | 0.0475 | 0 | 0.012597 | 0 | 0 | Constrained,otherwise capacity available =52.4kW. | --> | E17 ex SPRINGS | Springs [T421,T422] | DUNGARVAN |  | 52.0865 | -7.5627
MV/LV Substation CL***092 |  | 20 kV | _ | LV | 200 kVA :Pole Substation | 0.2 | --> | 0.2 | 0 | 0 | Constrained,otherwise capacity available =200kVA. | --> | 0.19 | 0 | 0 | 0.2 | 0 |  | --> | E20 ex GARRANACANTY | Garranacanty [T421,T422] | TIPPERARY |  | 52.5614 | -8.0034
MV/LV Substation CL***092Y |  | 20 kV | _ | LV | 50 kVA :Pole Substation | 0.05 | --> | 0.05 | 0 | 0 | Constrained,otherwise capacity available =49kVA. | --> | 0.0475 | 0 | 0 | 0.050152 | 0 |  | --> | E16 ex FINEA | Finea [T421,T422] | SHANKILL |  | 53.8667 | -7.5469
MV/LV Substation CL***093 |  | 20 kV | _ | LV | 100 kVA :Pole Substation | 0.1 | --> | 0.1 | 0.096 | 2.2 |  | --> | 0.095 | 0 | 0 | 0.10061 | 0 |  | --> | E11 ex CLOONBANNIN | Cloonbannin [T421] | GLENLARA |  | 52.0199 | -9.014
MV/LV Substation CL***093X |  | 10 kV | _ | LV | 50 kVA :Pole Substation | 0.05 | --> | 0.05 | 0.038 | 2 |  | --> | 0.0475 | 0 | 0 | 0.05179 | 0 |  | --> | C12 ex CAUSEWAY | Causeway [T41,T42] | TRALEE |  | 52.4708 | -9.6823
MV/LV Substation CL***094 |  | 10 kV | _ | LV | 400 kVA :Kiosk Substation | 0.4 | --> | 0.4 | 0.343 | 1.4 |  | --> | 0.38 | 0 | 0 | 0.40856 | 0 |  | --> | C15 ex RINEANNA | Rineanna [T41,T42] | DRUMLINE |  | 52.7019 | -8.8841
MV/LV Substation CL***095 |  | 10 kV | _ | LV | 400 kVA :Kiosk Substation | 0.4 | --> | 0.4 | 0.269 | 0.9 |  | --> | 0.38 | 0 | 0.05928 | 0.41942 | 0 |  | --> | C15 ex CLONARD | Clonard [T41,T42] | WEXFORD |  | 52.3277 | -6.4857
MV/LV Substation CL***095X |  | 10 kV | _ | LV | 400 kVA :Kiosk Substation | 0.4 | --> | 0.4 | 0 | 0 | Constrained,otherwise capacity available =318kVA. | --> | 0.38 | 0 | 0 | 0.41226 | 0 |  | --> | C18 ex DUNDRUM | Dundrum [T41,T42] | BLACKROCK |  | 53.3099 | -6.2381
MV/LV Substation CL***096 |  | 10 kV | _ | LV | 200 kVA :Kiosk Substation | 0.2 | --> | 0.2 | 0 | 0 | Constrained,otherwise capacity available =154kVA. | --> | 0.19 | 0 | 0.008151 | 0 | 0 | Constrained,otherwise capacity available =206.9kW. | --> | C14 ex COLLIGAN | Colligan [T41,T42] | DUNGARVAN |  | 52.094 | -7.6052
MV/LV Substation CL***097 |  | 10 kV | _ | LV | 630 kVA :Kiosk Substation | 0.63 | --> | 0.63 | 0.5 | 1.4 |  | --> | 0.5985 | 0 | 0.006669 | 0.5 | 0 |  | --> | C15 ex RINEANNA | Rineanna [T41,T42] | DRUMLINE |  | 52.7021 | -8.8813
MV/LV Substation CL***098 |  | 20 kV | _ | LV | 100 kVA :Pole Substation | 0.1 | --> | 0.1 | 0 | 0 | Constrained,otherwise capacity available =94kVA. | --> | 0.095 | 0 | 0 | 0.10091 | 0 |  | --> | E20 ex GARRANACANTY | Garranacanty [T421,T422] | TIPPERARY |  | 52.4771 | -7.9731
MV/LV Substation CL***098Z |  | 20 kV | _ | LV | 50 kVA :Pole Substation | 0.05 | --> | 0.05 | 0.04 | 2.9 |  | --> | 0.0475 | 0 | 0 | 0 | 0 | Constrained,otherwise capacity available =51.5kW. | --> | E19 ex TELAYDON | Telaydon [T42,T421] | LISDRUM |  | 54.3172 | -6.9067
MV/LV Substation CL***100 |  | 10 kV | _ | LV | 50 kVA :Pole Substation | 0.05 | --> | 0.05 | 0.043 | 0.4 |  | --> | 0.0475 | 0 | 0 | 0 | 0 | Constrained,otherwise capacity available =51.1kW. | --> | C14 ex SWINFORD | Swinford [T41,T42] | CASTLEBAR |  | 53.9835 | -8.8767
MV/LV Substation CL***101 |  | 10 kV | _ | LV | 400 kVA :Building Structure | 0.4 | --> | 0.4 | 0.323 | 7.2 |  | --> | 0.38 | 0 | 0 | 0.41153 | 0 |  | --> | C22 ex LIBERTY STREET | Liberty Street [T101,T102] | LIBERTY STREET |  | 51.8959 | -8.4786
MV/LV Substation CL***101Y |  | 10 kV | _ | LV | 50 kVA :Pole Substation | 0.05 | --> | 0.05 | 0 | 0 | Constrained,otherwise capacity available =46kVA. | --> | 0.0475 | 0 | 0 | 0.050604 | 0 |  | --> | C21 ex PORTARLINGTON | Portarlington [T43] | BLAKE |  | 53.1253 | -7.13
MV/LV Substation CL***102X |  | 10 kV | _ | LV | 100 kVA :Pole Substation | 0.1 | --> | 0.1 | 0 | 0 | Constrained,otherwise capacity available =72kVA. | --> | 0.095 | 0 | 0 | 0.072493 | 0 | Constrained,otherwise capacity available =104.2kW. | --> | C16 ex TOOMEVARA | Toomevara [T42] | NENAGH |  | 52.8825 | -7.9886
MV/LV Substation CL***106Z |  | 10 kV | _ | LV | 50 kVA :Pole Substation | 0.05 | --> | 0.05 | 0 | 0 | Constrained,otherwise capacity available =47kVA. | --> | 0.0475 | 0 | 0 | 0.050453 | 0 |  | --> | C17 ex AGHAMORE | Aghamore [T41,T42] | LANESBORO |  | 53.731 | -7.9111
MV/LV Substation CL***107 |  | 10 kV | _ | LV | 630 kVA :Building Structure | 0.63 | --> | 0.63 | 0.269 | 1.9 |  | --> | 0.5985 | 0 | 0.026676 | 0.5 | 0 |  | --> | C12 ex FAIRVIEW | Fairview [T41] | MCDERMOTT |  | 53.3605 | -6.205
MV/LV Substation CL***107 |  | 10 kV | _ | LV | 400 kVA :Kiosk Substation | 0.4 | --> | 0.4 | 0 | 0 | Constrained,otherwise capacity available =285kVA. | --> | 0.38 | 0 | 0.01482 | 0.4171 | 0 |  | --> | C16 ex CAHIRCALLA | Cahircalla [T41,T42] | ENNIS |  | 52.8424 | -8.9922
MV/LV Substation CL***107Y |  | 20 kV | _ | LV | 50 kVA :Pole Substation | 0.05 | --> | 0.05 | 0 | 0 | Constrained,otherwise capacity available =42kVA. | --> | 0.0475 | 0 | 0 | 0 | 0 | Constrained,otherwise capacity available =51.2kW. | --> | E13 ex FOXHOLE | Foxhole [T421,T422] | DUNGARVAN |  | 51.9783 | -7.7202
MV/LV Substation CL***108 |  | 10 kV | _ | LV | 100 kVA :Pole Substation | 0.1 | --> | 0.1 | 0.053 | 6.4 |  | --> | 0.095 | 0 | 0.035568 | 0.10689 | 0 |  | --> | C19 ex BUSHFIELD | Bushfield [T41,T42] | ATHLONE |  | 53.4326 | -7.9199
MV/LV Substation CL***108Y |  | 10 kV | _ | LV | 200 kVA :Kiosk Substation | 0.2 | --> | 0.2 | 0 | 0 | Constrained,otherwise capacity available =140kVA. | --> | 0.19 | 0 | 0 | 0.20891 | 0 |  | --> | C16 ex NEWBROOK | Newbrook [T42] | MULLINGAR |  | 53.5187 | -7.361
MV/LV Substation CL***109 |  | 10 kV | _ | LV | 400 kVA :Kiosk Substation | 0.4 | --> | 0.4 | 0.348 | 2.9 |  | --> | 0.38 | 0 | 0 | 0.40782 | 0 |  | --> | C12 ex ABBEYLAND | Abbeyland [T41,T42] | NAVAN |  | 53.6645 | -6.6761
MV/LV Substation CL***109Y |  | 10 kV | _ | LV | 200 kVA :Kiosk Substation | 0.2 | --> | 0.2 | 0 | 0 | Constrained,otherwise capacity available =152kVA. | --> | 0.19 | 0 | 0.02964 | 0.20716 | 0 |  | --> | C16 ex NEWBROOK | Newbrook [T42] | MULLINGAR |  | 53.5175 | -7.3604
MV/LV Substation CL***110 |  | 10 kV | _ | LV | 400 kVA :Kiosk Substation | 0.4 | --> | 0.4 | 0.376 | 2.9 |  | --> | 0.38 | 0 | 0 | 0.40363 | 0 |  | --> | C12 ex ABBEYLAND | Abbeyland [T41,T42] | NAVAN |  | 53.6651 | -6.6765
MV/LV Substation CL***110X |  | 20 kV | _ | LV | 100 kVA :Pole Substation | 0.1 | --> | 0.1 | 0 | 0 | Constrained,otherwise capacity available =98kVA. | --> | 0.095 | 0 | 0 | 0.1003 | 0 |  | --> | C24 ex ATHLONE | Athlone [T41,T42] | ATHLONE |  | 53.3685 | -8.0201
MV/LV Substation CL***111 |  | 20 kV | _ | LV | 200 kVA :Pole Substation | 0.2 | --> | 0.2 | 0.112 | 3.1 |  | --> | 0.19 | 0 | 0.004446 | 0.21294 | 0 |  | --> | E11 ex LUMCLOON | Lumcloon [T421,T422] | DALLOW |  | 53.2246 | -7.879
MV/LV Substation CL***111Z |  | 10 kV | _ | LV | 200 kVA :Kiosk Substation | 0.2 | --> | 0.2 | 0 | 0 | Constrained,otherwise capacity available =166kVA. | --> | 0.19 | 0 | 0.008892 | 0.2051 | 0 |  | --> | C31 ex CLONSHAUGH | Clonshaugh [T41,T42] | FINGLAS |  | 53.4022 | -6.2067
MV/LV Substation CL***113Y |  | 10 kV | _ | LV | 100 kVA :Pole Substation | 0.1 | --> | 0.1 | 0 | 0 | Constrained,otherwise capacity available =77kVA. | --> | 0.095 | 0 | 0.002964 | 0.10343 | 0 |  | --> | C18 ex LITTLE MILLS | Little Mills [T41] | DUNDALK |  | 53.9553 | -6.3815
MV/LV Substation CL***114 |  | 10 kV | _ | LV | 100 kVA :Pole Substation | 0.1 | --> | 0.1 | 0 | 0 | Constrained,otherwise capacity available =75kVA. | --> | 0.095 | 0 | 0 | 0 | 0 | Constrained,otherwise capacity available =103.7kW. | --> | C11 ex GARDEN CITY | Garden City [T41,T42] | ARKLOW |  | 52.6841 | -6.2815
MV/LV Substation CL***114X |  | 20 kV | _ | LV | 50 kVA :Pole Substation | 0.05 | --> | 0.05 | 0 | 0 | Constrained,otherwise capacity available =42kVA. | --> | 0.0475 | 0 | 0 | 0.0512 | 0 |  | --> | E13 ex BALTINGLASS | Baltinglass [T421,T422] | STRATFORD |  | 52.928 | -6.7097
MV/LV Substation CL***115 |  | 10 kV | _ | LV | 400 kVA :Kiosk Substation | 0.4 | --> | 0.4 | 0 | 0 | Constrained,otherwise capacity available =253kVA. | --> | 0.38 | 0 | 0.003705 | 0.42173 | 0 |  | --> | C20 ex FAIRHILL | Fairhill [T42] | KILBARRY |  | 51.9065 | -8.4627
MV/LV Substation CL***115Y |  | 20 kV | _ | LV | 50 kVA :Pole Substation | 0.05 | --> | 0.05 | 0.05 | 17.8 |  | --> | 0.0475 | 0 | 0 | 0.05 | 0 |  | --> | E22 ex BANOGE | Banoge [T121,T122] | BANOGE |  | 52.6415 | -6.3478
MV/LV Substation CL***115Z |  | 20 kV | _ | LV | 50 kVA :Pole Substation | 0.05 | --> | 0.05 | 0.046 | 1 |  | --> | 0.0475 | 0 | 0 | 0.050604 | 0 |  | --> | E12 ex LONGFORD | Longford [T421,T422] | RICHMOND |  | 53.7909 | -7.7644
MV/LV Substation CL***117X |  | 20 kV | _ | LV | 100 kVA :Pole Substation | 0.1 | --> | 0.1 | 0.049 | 2.5 |  | --> | 0.095 | 0 | 0 | 0.10746 | 0 |  | --> | E18 ex EDGEWORTHSTOWN | Edgeworthstown [T421,T422] | RICHMOND |  | 53.7028 | -7.6123
MV/LV Substation CL***118X |  | 10 kV | _ | LV | 200 kVA :Kiosk Substation | 0.2 | --> | 0.2 | 0 | 0 | Constrained,otherwise capacity available =133kVA. | --> | 0.19 | 0 | 0.003705 | 0.20993 | 0 |  | --> | C18 ex PALMERSTOWN | Palmerstown [T41,T42] | FINGLAS |  | 53.3449 | -6.3669
MV/LV Substation CL***118X |  | 10 kV | _ | LV | 200 kVA :Kiosk Substation | 0.2 | --> | 0.2 | 0.169 | 2.3 |  | --> | 0.19 | 0 | 0 | 0.20465 | 0 |  | --> | C16 ex BALLYRICKARD | Ballyrickard [T41,T42] | TRALEE |  | 52.2835 | -9.7267
MV/LV Substation CL***119X |  | 20 kV | _ | LV | 50 kVA :Pole Substation | 0.05 | --> | 0.05 | 0.049 | 1.3 |  | --> | 0.0475 | 0 | 0 | 0.050152 | 0 |  | --> | E16 ex BALLYCROSSAUN | Ballycrossaun [T421,T422] | SOMERSET |  | 53.0955 | -8.2132
MV/LV Substation CL***120Y |  | 20 kV | _ | LV | 50 kVA :Pole Substation | 0.05 | --> | 0.05 | 0.048 | 0.6 |  | --> | 0.0475 | 0 | 0 | 0 | 0 | Constrained,otherwise capacity available =50.3kW. | --> | E23 ex LAWLESSTOWN | Lawlesstown [T42,T421] | DOON |  | 52.2799 | -7.732
MV/LV Substation CL***120Y |  | 10 kV | _ | LV | 400 kVA :Building Structure | 0.4 | --> | 0.4 | 0 | 0 | Constrained,otherwise capacity available =327kVA. | --> | 0.38 | 0 | 0.004446 | 0.41094 | 0 |  | --> | C15 ex CAHIRCALLA | Cahircalla [T41,T42] | ENNIS |  | 52.8362 | -8.9695
MV/LV Substation CL***121 |  | 10 kV | _ | LV | 630 kVA :Building Structure | 0.63 | --> | 0.63 | 0.5 | 3.1 |  | --> | 0.5985 | 0 | 0 | 0.5 | 0 |  | --> | E11 ex LUMCLOON | Lumcloon [T421,T422] | DALLOW |  | 53.1827 | -7.8764
MV/LV Substation CL***121 |  | 10 kV | _ | LV | 25 kVA :Pole Substation | 0.025 | --> | 0.025 | 0 | 0 | Constrained,otherwise capacity available =25kVA. | --> | 0.02375 | 0 | 0 | 0.025 | 0 |  | --> | C15 ex ENNIS NORTH | Ennis North [T41,T42] | ENNIS |  | 52.8539 | -8.9986
MV/LV Substation CL***122Y |  | 10 kV | _ | LV | 400 kVA :Kiosk Substation | 0.4 | --> | 0.4 | 0.376 | 6.4 |  | --> | 0.38 | 0 | 0.00741 | 0.40363 | 0 |  | --> | C14 ex GARRYCASTLE | Garrycastle [T41,T42] | ATHLONE |  | 53.4252 | -7.9179
MV/LV Substation CL***122Y |  | 10 kV | _ | LV | 400 kVA :Kiosk Substation | 0.4 | --> | 0.4 | 0 | 0 | Constrained,otherwise capacity available =359kVA. | --> | 0.38 | 0 | 0 | 0.40618 | 0 |  | --> | C19 ex KILMORE | Kilmore [T101,T102,T103] | FINGLAS |  | 53.4106 | -6.2386
MV/LV Substation CL***125 |  | 10 kV | _ | LV | 50 kVA :Pole Substation | 0.05 | --> | 0.05 | 0.044 | 3 |  | --> | 0.0475 | 0 | 0 | 0.050903 | 0 |  | --> | C25 ex NENAGH | Nenagh [T41,T42] | NENAGH |  | 52.8606 | -8.1202
MV/LV Substation CL***126 |  | 20 kV | _ | LV | 50 kVA :Pole Substation | 0.05 | --> | 0.05 | 0.036 | 0.2 |  | --> | 0.0475 | 0 | 0 | 0 | 0 | Constrained,otherwise capacity available =52.1kW. | --> | E15 ex BEALISTOWN | Bealistown [T421,T422] | GREAT ISLAND |  | 52.2971 | -6.7726
MV/LV Substation CL***126Y |  | 10 kV | _ | LV | 50 kVA :Pole Substation | 0.05 | --> | 0.05 | 0.045 | 0.8 |  | --> | 0.0475 | 0 | 0 | 0.050753 | 0 |  | --> | C17 ex MILLTOWN MALBAY | Milltown Malbay [T42] | TULLABRACK |  | 52.8048 | -9.3213
MV/LV Substation CL***127 |  | 10 kV | _ | LV | 50 kVA :Pole Substation | 0.05 | --> | 0.05 | 0 | 0 | Constrained,otherwise capacity available =46kVA. | --> | 0.0475 | 0 | 0 | 0.050604 | 0 |  | --> | C20 ex COOLCORCORAN | Coolcorcoran [T41,T42] | KNOCKEARAGH |  | 52.0979 | -9.4718
MV/LV Substation CL***127Y |  | 10 kV | _ | LV | 200 kVA :Kiosk Substation | 0.2 | --> | 0.2 | 0.075 | 3.1 |  | --> | 0.19 | 0 | 0.014079 | 0.21813 | 0 |  | --> | C14 ex BELLFIELD | Bellfield [T41,T42] | CRANE |  | 52.512 | -6.5734
MV/LV Substation CL***128Z |  | 10 kV | _ | LV | 200 kVA :Kiosk Substation | 0.2 | --> | 0.2 | 0 | 0 | Constrained,otherwise capacity available =141kVA. | --> | 0.19 | 0 | 0.003705 | 0 | 0 | Constrained,otherwise capacity available =208.8kW. | --> | C15 ex PALLAS | Pallas [T41,T42] | PORTLAOISE |  | 53.0473 | -7.3227
MV/LV Substation CL***129Z |  | 10 kV | _ | LV | 400 kVA :Kiosk Substation | 0.4 | --> | 0.4 | 0 | 0 | Constrained,otherwise capacity available =340kVA. | --> | 0.38 | 0 | 0.032604 | 0 | 0 | Constrained,otherwise capacity available =409kW. | --> | C15 ex PALLAS | Pallas [T41,T42] | PORTLAOISE |  | 53.046 | -7.3198
MV/LV Substation CL***130 |  | 10 kV | _ | LV | 630 kVA :Building Structure | 0.63 | --> | 0.63 | 0 | 0 | Constrained,otherwise capacity available =321kVA. | --> | 0.5985 | 0 | 0.021489 | 0.5 | 0 |  | --> | C12 ex SEMPERIT | Semperit [T41,T42,T43] | GRANGE CASTLE |  | 53.342 | -6.3663
MV/LV Substation CL***130 |  | 20 kV | _ | LV | 50 kVA :Pole Substation | 0.05 | --> | 0.05 | 0 | 0 | Constrained,otherwise capacity available =43kVA. | --> | 0.0475 | 0 | 0.003705 | 0 | 0 | Constrained,otherwise capacity available =51.1kW. | --> | E17 ex SPRINGS | Springs [T421,T422] | DUNGARVAN |  | 52.1134 | -7.539
MV/LV Substation CL***130Y |  | 20 kV | _ | LV | 50 kVA :Pole Substation | 0.05 | --> | 0.05 | 0.045 | 2.9 |  | --> | 0.0475 | 0 | 0 | 0 | 0 | Constrained,otherwise capacity available =50.8kW. | --> | E13 ex TELAYDON | Telaydon [T42,T421] | LISDRUM |  | 54.2737 | -7.0375
MV/LV Substation CL***131X |  | 20 kV | _ | LV | 200 kVA :Pole Substation | 0.2 | --> | 0.2 | 0 | 0 | Constrained,otherwise capacity available =164kVA. | --> | 0.19 | 0 | 0.018525 | 0.20539 | 0 |  | --> | E19 ex GARRANACANTY | Garranacanty [T421,T422] | TIPPERARY |  | 52.419 | -8.1918
MV/LV Substation CL***131X |  | 20 kV | _ | LV | 100 kVA :Pole Substation | 0.1 | --> | 0.1 | 0 | 0 | Constrained,otherwise capacity available =95kVA. | --> | 0.095 | 0 | 0 | 0.10076 | 0 |  | --> | C15 ex BALLYHAUNIS | Ballyhaunis [T41,T42] | DALTON |  | 53.6797 | -8.7438
MV/LV Substation CL***134Y |  | 10 kV | _ | LV | 50 kVA :Pole Substation | 0.05 | --> | 0.05 | 0 | 0 | Constrained,otherwise capacity available =30kVA. | --> | 0.0475 | 0 | 0 | 0.052949 | 0 |  | --> | C17 ex ATHBOY | Athboy [T42] | NAVAN |  | 53.6782 | -6.9539
MV/LV Substation CL***135Z |  | 10 kV | _ | LV | 50 kVA :Pole Substation | 0.05 | --> | 0.05 | 0 | 0 | Constrained,otherwise capacity available =48kVA. | --> | 0.0475 | 0 | 0 | 0 | 0 | Constrained,otherwise capacity available =50.3kW. | --> | C16 ex PALLAS | Pallas [T41,T42] | PORTLAOISE |  | 53.0543 | -7.3535
MV/LV Substation CL***137X |  | 10 kV | _ | LV | 50 kVA :Pole Substation | 0.05 | --> | 0.05 | 0.043 | 11.9 |  | --> | 0.0475 | 0 | 0.003705 | 0.051052 | 0 |  | --> | C28 ex SALTHILL | Salthill [T101,T102] | SALTHILL |  | 53.2485 | -9.1891
MV/LV Substation CL***137Y |  | 20 kV | _ | LV | 50 kVA :Pole Substation | 0.05 | --> | 0.05 | 0 | 0 | Constrained,otherwise capacity available =27kVA. | --> | 0.0475 | 0 | 0 | 0.053377 | 0 |  | --> | C11 ex ENNIS NORTH | Ennis North [T41,T42] | ENNIS |  | 52.9165 | -9.0517
MV/LV Substation CL***138Y |  | 20 kV | _ | LV | 50 kVA :Pole Substation | 0.05 | --> | 0.05 | 0 | 0 | Constrained,otherwise capacity available =50kVA. | --> | 0.0475 | 0 | 0 | 0.05 | 0 |  | --> | C24 ex ATHLONE | Athlone [T41,T42] | ATHLONE |  | 53.3691 | -8.0311
MV/LV Substation CL***139 |  | 10 kV | _ | LV | 400 kVA :Kiosk Substation | 0.4 | --> | 0.4 | 0.15247 | 0.2 | Constrained,otherwise capacity available =265kVA. | --> | 0.38 | 0 | 0.03705 | 0.42 | 0 |  | --> | C11 ex SANDYFORD | Sandyford [T41,T42] | CARRICKMINES |  | 53.2765 | -6.2346
MV/LV Substation CL***139Y |  | 20 kV | _ | LV | 50 kVA :Pole Substation | 0.05 | --> | 0.05 | 0 | 0 | Constrained,otherwise capacity available =50kVA. | --> | 0.0475 | 0 | 0 | 0.05 | 0 |  | --> | C16 ex HOLYCROSS ROAD | Holycross Road [T41,T42] | THURLES |  | 52.6015 | -7.9595
MV/LV Substation CL***140 |  | 10 kV | _ | LV | 400 kVA :Kiosk Substation | 0.4 | --> | 0.4 | 0.15247 | 0.2 | Constrained,otherwise capacity available =284kVA. | --> | 0.38 | 0 | 0.060762 | 0.41724 | 0 |  | --> | C11 ex SANDYFORD | Sandyford [T41,T42] | CARRICKMINES |  | 53.2767 | -6.2372
MV/LV Substation CL***141 |  | 20 kV | _ | LV | 400 kVA :Kiosk Substation | 0.4 | --> | 0.4 | 0 | 0 | Constrained,otherwise capacity available =372kVA. | --> | 0.38 | 0 | 0.011115 | 0 | 0 | Constrained,otherwise capacity available =404.2kW. | --> | E12 ex SPRINGS | Springs [T421,T422] | DUNGARVAN |  | 52.0822 | -7.6409
MV/LV Substation CL***142X |  | 10 kV | _ | LV | 630 kVA :Building Structure | 0.63 | --> | 0.63 | 0.15247 | 0.2 | Constrained,otherwise capacity available =396kVA. | --> | 0.5985 | 0 | 0.097812 | 0.5 | 0 |  | --> | C17 ex SANDYFORD | Sandyford [T41,T42] | CARRICKMINES |  | 53.2634 | -6.2269
MV/LV Substation CL***142Y |  | 10 kV | _ | LV | 400 kVA :Kiosk Substation | 0.4 | --> | 0.4 | 0 | 0 | Constrained,otherwise capacity available =359kVA. | --> | 0.38 | 0 | 0 | 0.40618 | 0 |  | --> | C18 ex TRAMORE | Tramore [T41,T42] | BUTLERSTOWN |  | 52.1677 | -7.1624
MV/LV Substation CL***144 |  | 10 kV | _ | LV | 400 kVA :Kiosk Substation | 0.4 | --> | 0.4 | 0.315 | 2.3 |  | --> | 0.38 | 0 | 0.014079 | 0.41271 | 0 |  | --> | C18 ex BALLYRICKARD | Ballyrickard [T41,T42] | TRALEE |  | 52.2791 | -9.7077
MV/LV Substation CL***145 |  | 20 kV | _ | LV | 50 kVA :Pole Substation | 0.05 | --> | 0.05 | 0.05 | 3 |  | --> | 0.0475 | 0 | 0 | 0 | 0 | Constrained,otherwise capacity available =50kW. | --> | E14 ex MOVILLE | Moville [T421,T422] | TRILLICK |  | 55.1694 | -7.1098
MV/LV Substation CL***146 |  | 10 kV | _ | LV | 100 kVA :Pole Substation | 0.1 | --> | 0.1 | 0.096 | 1.1 |  | --> | 0.095 | 0 | 0 | 0 | 0 | Constrained,otherwise capacity available =100.6kW. | --> | C19 ex NEWCASTLEWEST | Newcastlewest [T41,T42] | RATHKEALE |  | 52.4007 | -9.0402
MV/LV Substation CL***146Y |  | 20 kV | _ | LV | 50 kVA :Pole Substation | 0.05 | --> | 0.05 | 0 | 0 | Constrained,otherwise capacity available =37kVA. | --> | 0.0475 | 0 | 0 | 0.051937 | 0 |  | --> | E16 ex GLENAMADDY | Glenamaddy [T422] | ATHLONE |  | 53.5608 | -8.6433
MV/LV Substation CL***147 |  | 20 kV | _ | LV | 630 kVA :Kiosk Substation | 0.63 | --> | 0.63 | 0.5 | 16.1 |  | --> | 0.5985 | 0 | 0.00741 | 0.5 | 0 |  | --> | E17 ex WEXFORD | Wexford [T121,T122] | WEXFORD |  | 52.3384 | -6.5654
MV/LV Substation CL***147X |  | 10 kV | _ | LV | 400 kVA :Kiosk Substation | 0.4 | --> | 0.4 | 0.316 | 16.1 |  | --> | 0.38 | 0 | 0.003705 | 0.41256 | 0 |  | --> | E14 ex WEXFORD | Wexford [T121,T122] | WEXFORD |  | 52.3322 | -6.497
MV/LV Substation CL***147X |  | 10 kV | _ | LV | 400 kVA :Kiosk Substation | 0.4 | --> | 0.4 | 0.15247 | 0.2 | Constrained,otherwise capacity available =320kVA. | --> | 0.38 | 0 | 0.004446 | 0.41197 | 0 |  | --> | C17 ex SANDYFORD | Sandyford [T41,T42] | CARRICKMINES |  | 53.263 | -6.2223
MV/LV Substation CL***147Z |  | 10 kV | _ | LV | 200 kVA :Pole Substation | 0.2 | --> | 0.2 | 0 | 0 | Constrained,otherwise capacity available =158kVA. | --> | 0.19 | 0 | 0.025935 | 0 | 0 | Constrained,otherwise capacity available =206.3kW. | --> | C18 ex PORTARLINGTON | Portarlington [T41,T42] | PORTLAOISE |  | 53.1845 | -7.2778
MV/LV Substation CL***147Z |  | 10 kV | _ | LV | 200 kVA :Kiosk Substation | 0.2 | --> | 0.2 | 0.176 | 4.6 |  | --> | 0.19 | 0 | 0.008892 | 0.20361 | 0 |  | --> | C36 ex CASTLEVIEW | Castleview [T101,T102] | CASTLEVIEW |  | 51.9001 | -8.3444
MV/LV Substation CL***148X |  | 10 kV | _ | LV | 200 kVA :Kiosk Substation | 0.2 | --> | 0.2 | 0.148 | 16.1 |  | --> | 0.19 | 0 | 0.003705 | 0.20775 | 0 |  | --> | E14 ex WEXFORD | Wexford [T121,T122] | WEXFORD |  | 52.3346 | -6.4927
MV/LV Substation CL***149Z |  | 20 kV | _ | LV | 200 kVA :Kiosk Substation | 0.2 | --> | 0.2 | 0.163 | 1 |  | --> | 0.19 | 0 | 0.011115 | 0.20554 | 0 |  | --> | E21 ex LONGFORD | Longford [T421,T422] | RICHMOND |  | 53.7629 | -7.8318
MV/LV Substation CL***151X |  | 10 kV | _ | LV | 400 kVA :Kiosk Substation | 0.4 | --> | 0.4 | 0 | 0 | Constrained,otherwise capacity available =315kVA. | --> | 0.38 | 0 | 0.002964 | 0.41271 | 0 |  | --> | C12 ex SEMPERIT | Semperit [T41,T42,T43] | GRANGE CASTLE |  | 53.3391 | -6.3679
MV/LV Substation CL***152 |  | 10 kV | _ | LV | 400 kVA :Kiosk Substation | 0.4 | --> | 0.4 | 0 | 0 | Constrained,otherwise capacity available =291kVA. | --> | 0.38 | 0 | 0.021489 | 0.41622 | 0 |  | --> | C19 ex POLLERTON | Pollerton [T41,T42] | CARLOW |  | 52.8346 | -6.9181
MV/LV Substation CL***153 |  | 10 kV | _ | LV | 400 kVA :Kiosk Substation | 0.4 | --> | 0.4 | 0.259 | 4.3 |  | --> | 0.38 | 0 | 0.065208 | 0.42086 | 0 |  | --> | C24 ex DEANSGRANGE | Deansgrange [T41,T42] | CARRICKMINES |  | 53.2715 | -6.1598
MV/LV Substation CL***156X |  | 20 kV | _ | LV | 50 kVA :Pole Substation | 0.05 | --> | 0.05 | 0 | 0 | Constrained,otherwise capacity available =46kVA. | --> | 0.0475 | 0 | 0 | 0.050604 | 0 |  | --> | E25 ex PATRICKSWELL | Patrickswell [T421,T422] | LIMERICK |  | 52.6308 | -8.7364
MV/LV Substation CL***157Y |  | 20 kV | _ | LV | 50 kVA :Pole Substation | 0.05 | --> | 0.05 | 0 | 0 | Constrained,otherwise capacity available =39kVA. | --> | 0.0475 | 0 | 0 | 0.051643 | 0 |  | --> | E20 ex GARRANACANTY | Garranacanty [T421,T422] | TIPPERARY |  | 52.4852 | -7.9622
MV/LV Substation CL***157Z |  | 10 kV | _ | LV | 200 kVA :Kiosk Substation | 0.2 | --> | 0.2 | 0.13336 | 0.1 | Constrained,otherwise capacity available =164kVA. | --> | 0.19 | 0 | 0.016302 | 0.20539 | 0 |  | --> | C14 ex BALLYMAHON | Ballymahon [T41,T42] | ATHLONE |  | 53.6192 | -7.8136
MV/LV Substation CL***158 |  | 10 kV | _ | LV | 200 kVA :Kiosk Substation | 0.2 | --> | 0.2 | 0.168 | 0.9 |  | --> | 0.19 | 0 | 0 | 0 | 0 | Constrained,otherwise capacity available =204.8kW. | --> | C18 ex SPA ROAD | Spa Road [T41,T42] | DOON |  | 52.3601 | -7.6588
MV/LV Substation CL***158 |  | 10 kV | _ | LV | 50 kVA :Pole Substation | 0.05 | --> | 0.05 | 0 | 0 | Constrained,otherwise capacity available =44kVA. | --> | 0.0475 | 0 | 0 | 0.050903 | 0 |  | --> | C13 ex CHARLESTOWN | Charlestown [T41] | TONROE |  | 53.9318 | -8.8372
MV/LV Substation CL***159 |  | 20 kV | _ | LV | 400 kVA :Kiosk Substation | 0.4 | --> | 0.4 | 0 | 0 | Constrained,otherwise capacity available =340kVA. | --> | 0.38 | 0 | 0.008892 | 0.40901 | 0 |  | --> | C23 ex TUAM NORTH | Tuam North [T41,T42] | CLOON |  | 53.5304 | -8.8548
MV/LV Substation CL***160Z |  | 10 kV | _ | LV | 200 kVA :Kiosk Substation | 0.2 | --> | 0.2 | 0 | 0 | Constrained,otherwise capacity available =151kVA. | --> | 0.19 | 0 | 0.003705 | 0.20731 | 0 |  | --> | C13 ex DOCK ROAD | Dock Road [T41,T42] | LIMERICK |  | 52.6349 | -8.6652
MV/LV Substation CL***162Y |  | 10 kV | _ | LV | 50 kVA :Pole Substation | 0.05 | --> | 0.05 | 0.047 | 18.7 |  | --> | 0.0475 | 0 | 0 | 0.050453 | 0 |  | --> | C18 ex ARKLOW | Arklow [T101,T102] | ARKLOW |  | 52.8682 | -6.1068
MV/LV Substation CL***162Z |  | 20 kV | _ | LV | 200 kVA :Pole Substation | 0.2 | --> | 0.2 | 0 | 0 | Constrained,otherwise capacity available =200kVA. | --> | 0.19 | 0 | 0 | 0.2 | 0 |  | --> | E21 ex ASHBOURNE | Ashbourne [T421,T422] | FINGLAS |  | 53.5184 | -6.3182
MV/LV Substation CL***163 |  | 10 kV | _ | LV | 25 kVA :Pole Substation | 0.025 | --> | 0.025 | 0.023 | 18.7 |  | --> | 0.02375 | 0 | 0 | 0.025302 | 0 |  | --> | C18 ex ARKLOW | Arklow [T101,T102] | ARKLOW |  | 52.8676 | -6.1027
MV/LV Substation CL***163Y |  | 10 kV | _ | LV | 200 kVA :Kiosk Substation | 0.2 | --> | 0.2 | 0.178 | 0.8 |  | --> | 0.19 | 0 | 0 | 0.20331 | 0 |  | --> | C18 ex MILLTOWN MALBAY | Milltown Malbay [T42] | TULLABRACK |  | 52.8532 | -9.3991
MV/LV Substation CL***163Z |  | 10 kV | _ | LV | 50 kVA :Pole Substation | 0.05 | --> | 0.05 | 0 | 0 | Constrained,otherwise capacity available =38kVA. | --> | 0.0475 | 0 | 0 | 0 | 0 | Constrained,otherwise capacity available =51.8kW. | --> | C18 ex PORTARLINGTON | Portarlington [T41,T42] | PORTLAOISE |  | 53.1736 | -7.2591
MV/LV Substation CL***164 |  | 10 kV | _ | LV | 400 kVA :Kiosk Substation | 0.4 | --> | 0.4 | 0.29 | 2.4 |  | --> | 0.38 | 0 | 0.021489 | 0.41637 | 0 |  | --> | C16 ex BRAY | Bray [T41,T42] | FASSAROE |  | 53.1907 | -6.1297
MV/LV Substation CL***164Y |  | 20 kV | _ | LV | 200 kVA :Kiosk Substation | 0.2 | --> | 0.2 | 0 | 0 | Constrained,otherwise capacity available =138kVA. | --> | 0.19 | 0 | 0.009633 | 0.2092 | 0 |  | --> | E14 ex DALTON | Dalton [T421,T422] | DALTON |  | 53.7346 | -8.991
MV/LV Substation CL***165 |  | 10 kV | _ | LV | 50 kVA :Pole Substation | 0.05 | --> | 0.05 | 0 | 0 | Constrained,otherwise capacity available =29kVA. | --> | 0.0475 | 0 | 0.00741 | 0.053092 | 0 |  | --> | C14 ex DRUMQUIN | Drumquin [T42] | ENNIS |  | 52.8033 | -8.9696
MV/LV Substation CL***165X |  | 10 kV | _ | LV | 50 kVA :Pole Substation | 0.05 | --> | 0.05 | 0 | 0 | Constrained,otherwise capacity available =47kVA. | --> | 0.0475 | 0 | 0 | 0 | 0 | Constrained,otherwise capacity available =50.5kW. | --> | C13 ex DONEGAL | Donegal [T41,T42] | CATHALEENS FALL |  | 54.6612 | -8.0789
MV/LV Substation CL***165Y |  | 10 kV | _ | LV | 100 kVA :Pole Substation | 0.1 | --> | 0.1 | 0 | 0 | Constrained,otherwise capacity available =100kVA. | --> | 0.095 | 0 | 0 | 0 | 0 | Constrained,otherwise capacity available =100kW. | --> | C11 ex GARDEN CITY | Garden City [T41,T42] | ARKLOW |  | 52.6741 | -6.2738
MV/LV Substation CL***166 |  | 10 kV | _ | LV | 50 kVA :Pole Substation | 0.05 | --> | 0.05 | 0.047 | 3 |  | --> | 0.0475 | 0 | 0 | 0.050453 | 0 |  | --> | C21 ex NENAGH | Nenagh [T41,T42] | NENAGH |  | 52.886 | -8.3288
MV/LV Substation CL***166 |  | 10 kV | _ | LV | 1000 kVA :Building Structure | 1 | --> | 1 | 0.5 | 1 |  | --> | 0.95 | 0 | 0 | 0.5 | 0 |  | --> | C14 ex NEWMARKET (DR) | Newmarket (dr) [T41] | FRANCIS STREET |  | 53.3328 | -6.2859
MV/LV Substation CL***167X |  | 10 kV | _ | LV | 50 kVA :Pole Substation | 0.05 | --> | 0.05 | 0 | 0 | Constrained,otherwise capacity available =35kVA. | --> | 0.0475 | 0 | 0 | 0.052228 | 0 |  | --> | C28 ex CLAREGALWAY | Claregalway [T42,T421] | GALWAY 110KV |  | 53.3472 | -8.9428
MV/LV Substation CL***168 |  | 20 kV | _ | LV | 50 kVA :Pole Substation | 0.05 | --> | 0.05 | 0.05 | 3.1 |  | --> | 0.0475 | 0 | 0 | 0.05 | 0 |  | --> | E11 ex LUMCLOON | Lumcloon [T421,T422] | DALLOW |  | 53.226 | -7.8931
MV/LV Substation CL***168X |  | 10 kV | _ | LV | 400 kVA :Kiosk Substation | 0.4 | --> | 0.4 | 0 | 0 | Constrained,otherwise capacity available =347kVA. | --> | 0.38 | 0 | 0.00741 | 0.40797 | 0 |  | --> | C18 ex ATHBOY | Athboy [T42] | NAVAN |  | 53.6223 | -6.9285
MV/LV Substation CL***168Y |  | 10 kV | _ | LV | 200 kVA :Building Structure | 0.2 | --> | 0.2 | 0.135 | 3 |  | --> | 0.19 | 0 | 0 | 0.20964 | 0 |  | --> | C21 ex NENAGH | Nenagh [T41,T42] | NENAGH |  | 52.8613 | -8.2126
MV/LV Substation CL***170Y |  | 10 kV | _ | LV | 400 kVA :Kiosk Substation | 0.4 | --> | 0.4 | 0 | 0 | Constrained,otherwise capacity available =288kVA. | --> | 0.38 | 0 | 0.00741 | 0.41666 | 0 |  | --> | C18 ex HOLYCROSS ROAD | Holycross Road [T41,T42] | THURLES |  | 52.6884 | -7.8166
MV/LV Substation CL***172X |  | 10 kV | _ | LV | 630 kVA :Building Structure | 0.63 | --> | 0.63 | 0 | 0 | Constrained,otherwise capacity available =500kVA. | --> | 0.5985 | 0 | 0.02223 | 0.5 | 0 |  | --> | C16 ex LITTLE BRAY | Little Bray [T41,T42] | FASSAROE |  | 53.2313 | -6.1233
MV/LV Substation CL***173 |  | 10 kV | _ | LV | 200 kVA :Kiosk Substation | 0.2 | --> | 0.2 | 0.177 | 1 |  | --> | 0.19 | 0 | 0 | 0.20346 | 0 |  | --> | C16 ex TYCOR | Tycor [T41,T42] | WATERFORD |  | 52.2468 | -7.136
MV/LV Substation CL***174Y |  | 10 kV | _ | LV | 100 kVA :Pole Substation | 0.1 | --> | 0.1 | 0 | 0 | Constrained,otherwise capacity available =76kVA. | --> | 0.095 | 0 | 0.005928 | 0.10358 | 0 |  | --> | C19 ex ROSCOMMON | Roscommon [T41,T42] | LANESBORO |  | 53.6418 | -8.1715
MV/LV Substation CL***174Z |  | 10 kV | _ | LV | 400 kVA :Kiosk Substation | 0.4 | --> | 0.4 | 0 | 0 | Constrained,otherwise capacity available =319kVA. | --> | 0.38 | 0 | 0.002223 | 0.41212 | 0 |  | --> | C19 ex ROSEHILL | Rosehill [T41,T42] | KILKENNY |  | 52.6396 | -7.2511
MV/LV Substation CL***175 |  | 10 kV | _ | LV | 630 kVA :Kiosk Substation | 0.63 | --> | 0.63 | 0 | 0 | Constrained,otherwise capacity available =325kVA. | --> | 0.5985 | 0 | 0.005187 | 0.5 | 0 |  | --> | C19 ex DENNEHYS CROSS | Dennehys Cross [T41,T42] | TRABEG |  | 51.8827 | -8.4961
MV/LV Substation CL***175X |  | 10 kV | _ | LV | 50 kVA :Pole Substation | 0.05 | --> | 0.05 | 0 | 0 | Constrained,otherwise capacity available =23kVA. | --> | 0.0475 | 0 | 0 | 0.05394 | 0 |  | --> | C17 ex DUNLEER | Dunleer [T41,T42] | DRYBRIDGE |  | 53.8444 | -6.3881
MV/LV Substation CL***177Y |  | 10 kV | _ | LV | 400 kVA :Kiosk Substation | 0.4 | --> | 0.4 | 0 | 0 | Constrained,otherwise capacity available =361kVA. | --> | 0.38 | 0 | 0.010374 | 0.40588 | 0 |  | --> | C18 ex TRAMORE | Tramore [T41,T42] | BUTLERSTOWN |  | 52.1664 | -7.166
MV/LV Substation CL***179Y |  | 20 kV | _ | LV | 400 kVA :Kiosk Substation | 0.4 | --> | 0.4 | 0 | 0 | Constrained,otherwise capacity available =357kVA. | --> | 0.38 | 0 | 0 | 0 | 0 | Constrained,otherwise capacity available =406.5kW. | --> | E22 ex ROSCREA | Roscrea [T41,T42] | IKERRIN |  | 52.9834 | -7.9237
MV/LV Substation CL***179Z |  | 10 kV | _ | LV | 200 kVA :Kiosk Substation | 0.2 | --> | 0.2 | 0 | 0 | Constrained,otherwise capacity available =126kVA. | --> | 0.19 | 0 | 0 | 0.21094 | 0 |  | --> | C20 ex CLONDALKIN | Clondalkin [T41,T42,T44] | INCHICORE 220KV |  | 53.3228 | -6.3951
MV/LV Substation CL***182X |  | 10 kV | _ | LV | 200 kVA :Kiosk Substation | 0.2 | --> | 0.2 | 0.163 | 4.3 |  | --> | 0.19 | 0 | 0.00741 | 0.20554 | 0 |  | --> | C24 ex DEANSGRANGE | Deansgrange [T41,T42] | CARRICKMINES |  | 53.2617 | -6.169
MV/LV Substation CL***183X |  | 20 kV | _ | LV | 50 kVA :Pole Substation | 0.05 | --> | 0.05 | 0 | 0 | Constrained,otherwise capacity available =45kVA. | --> | 0.0475 | 0 | 0 | 0.050753 | 0 |  | --> | E18 ex INCH | Inch [T421,T422] | OUGHTRAGH |  | 52.1527 | -10.0557
MV/LV Substation CL***184 |  | 10 kV | _ | LV | 200 kVA :Pole Substation | 0.2 | --> | 0.2 | 0 | 0 | Constrained,otherwise capacity available =165kVA. | --> | 0.19 | 0 | 0.011856 | 0.20525 | 0 |  | --> | C12 ex ROSCOMMON | Roscommon [T41,T42] | LANESBORO |  | 53.637 | -8.1818
MV/LV Substation CL***186X |  | 20 kV | _ | LV | 50 kVA :Pole Substation | 0.05 | --> | 0.05 | 0.049 | 4.4 |  | --> | 0.0475 | 0 | 0 | 0 | 0 | Constrained,otherwise capacity available =50.2kW. | --> | E19 ex STRANORLAR | Stranorlar [T421,T422] | LETTERKENNY |  | 54.8391 | -7.9318
MV/LV Substation CL***186Y |  | 20 kV | _ | LV | 50 kVA :Pole Substation | 0.05 | --> | 0.05 | 0.05 | 4.4 |  | --> | 0.0475 | 0 | 0 | 0.05 | 0 |  | --> | E17 ex CRANE | Crane [T122] | CRANE |  | 52.5412 | -6.3823
MV/LV Substation CL***187 |  | 10 kV | _ | LV | 400 kVA :Building Structure | 0.4 | --> | 0.4 | 0.306 | 4.1 |  | --> | 0.38 | 0 | 0.030381 | 0.41403 | 0 |  | --> | C18 ex BALLYMUN | Ballymun [T41,T42] | FINGLAS |  | 53.3885 | -6.2713
MV/LV Substation CL***189Z |  | 10 kV | _ | LV | 400 kVA :Kiosk Substation | 0.4 | --> | 0.4 | 0 | 0 | Constrained,otherwise capacity available =353kVA. | --> | 0.38 | 0 | 0.009633 | 0.40707 | 0 |  | --> | C26 ex STEPHENSTOWN | Stephenstown [T101,T102] | FINGLAS |  | 53.5871 | -6.187
MV/LV Substation CL***191 |  | 10 kV | _ | LV | 400 kVA :Kiosk Substation | 0.4 | --> | 0.4 | 0.301 | 4.1 |  | --> | 0.38 | 0 | 0.017043 | 0.41476 | 0 |  | --> | C13 ex AGHAGAD | Aghagad [T41,T42] | SLIGO |  | 54.4289 | -8.4526
MV/LV Substation CL***192 |  | 20 kV | _ | LV | 200 kVA :Kiosk Substation | 0.2 | --> | 0.2 | 0 | 0 | Constrained,otherwise capacity available =195kVA. | --> | 0.19 | 0 | 0 | 0 | 0 | Constrained,otherwise capacity available =200.8kW. | --> | E17 ex SPRINGS | Springs [T421,T422] | DUNGARVAN |  | 52.0926 | -7.548
MV/LV Substation CL***192 |  | 20 kV | _ | LV | 50 kVA :Pole Substation | 0.05 | --> | 0.05 | 0.046 | 0.9 |  | --> | 0.0475 | 0 | 0 | 0.050604 | 0 |  | --> | E17 ex RATHMORE | Rathmore [T42,T421] | KNOCKEARAGH |  | 52.0571 | -9.0682
MV/LV Substation CL***193Z |  | 20 kV | _ | LV | 50 kVA :Pole Substation | 0.05 | --> | 0.05 | 0 | 0 | Constrained,otherwise capacity available =40kVA. | --> | 0.0475 | 0 | 0 | 0.051496 | 0 |  | --> | E15 ex JULIANSTOWN | Julianstown [T421,T422] | DRYBRIDGE |  | 53.6192 | -6.2733
MV/LV Substation CL***194Y |  | 20 kV | _ | LV | 100 kVA :Pole Substation | 0.1 | --> | 0.1 | 0.083 | 13.5 |  | --> | 0.095 | 0 | 0.011856 | 0.10255 | 0 |  | --> | C19 ex ENNIS | Ennis [T101,T102] | ENNIS |  | 52.8214 | -8.8662
MV/LV Substation CL***196 |  | 10 kV | _ | LV | 50 kVA :Pole Substation | 0.05 | --> | 0.05 | 0.039 | 4.1 |  | --> | 0.0475 | 0 | 0.004446 | 0.051643 | 0 |  | --> | C13 ex AGHAGAD | Aghagad [T41,T42] | SLIGO |  | 54.4331 | -8.4583
MV/LV Substation CL***196X |  | 10 kV | _ | LV | 200 kVA :Building Structure | 0.2 | --> | 0.2 | 0 | 0 | Constrained,otherwise capacity available =200kVA. | --> | 0.19 | 0 | 0 | 0.2 | 0 |  | --> | C17 ex PALMERSTOWN | Palmerstown [T41,T42] | FINGLAS |  | 53.3346 | -6.393
MV/LV Substation CL***198 |  | 10 kV | _ | LV | 100 kVA :Pole Substation | 0.1 | --> | 0.1 | 0 | 0 | Constrained,otherwise capacity available =82kVA. | --> | 0.095 | 0 | 0 | 0 | 0 | Constrained,otherwise capacity available =102.7kW. | --> | C11 ex GARDEN CITY | Garden City [T41,T42] | ARKLOW |  | 52.7042 | -6.2816
MV/LV Substation CL***198X |  | 10 kV | _ | LV | 630 kVA :Building Structure | 0.63 | --> | 0.63 | 0.5 | 1.9 |  | --> | 0.5985 | 0 | 0 | 0.5 | 0 |  | --> | C12 ex FAIRVIEW | Fairview [T41] | MCDERMOTT |  | 53.3643 | -6.2065
MV/LV Substation CL***199X |  | 10 kV | _ | LV | 200 kVA :Kiosk Substation | 0.2 | --> | 0.2 | 0 | 0 | Constrained,otherwise capacity available =148kVA. | --> | 0.19 | 0 | 0 | 0.20775 | 0 |  | --> | C23 ex CLONMINCH | Clonminch [T41,T422] | THORNSBERRY |  | 53.2686 | -7.4742
MV/LV Substation CL***199Y |  | 20 kV | _ | LV | 50 kVA :Pole Substation | 0.05 | --> | 0.05 | 0 | 0 | Constrained,otherwise capacity available =50kVA. | --> | 0.0475 | 0 | 0 | 0 | 0 | Constrained,otherwise capacity available =50kW. | --> | C15 ex CLOONLOUGH | Cloonlough [T41,T42] | BARRYMORE |  | 52.2582 | -8.341
MV/LV Substation CL***200 |  | 20 kV | _ | LV | 50 kVA :Pole Substation | 0.05 | --> | 0.05 | 0.05 | 1.4 |  | --> | 0.0475 | 0 | 0 | 0.05 | 0 |  | --> | E12 ex CONG | Cong [T421,T422] | CLOON |  | 53.5426 | -9.3075
MV/LV Substation CL***200Y |  | 20 kV | _ | LV | 100 kVA :Pole Substation | 0.1 | --> | 0.1 | 0.1 | 5.9 |  | --> | 0.095 | 0 | 0 | 0.1 | 0 |  | --> | C14 ex CASHEL | Cashel [T41,T42] | CAHIR |  | 52.5965 | -8.0036
MV/LV Substation CL***202Y |  | 20 kV | _ | LV | 200 kVA :Pole Substation | 0.2 | --> | 0.2 | 0.199 | 2.6 |  | --> | 0.19 | 0 | 0 | 0.20015 | 0 |  | --> | C17 ex KILLESHANDRA | Killeshandra [T41,T42] | GORTAWEE |  | 54.0777 | -7.5971
MV/LV Substation CL***204X |  | 10 kV | _ | LV | 50 kVA :Pole Substation | 0.05 | --> | 0.05 | 0 | 0 | Constrained,otherwise capacity available =40kVA. | --> | 0.0475 | 0 | 0 | 0.051496 | 0 |  | --> | C26 ex KYLEERAGH | Kyleeragh [T41,T42] | NENAGH |  | 52.947 | -8.2298
MV/LV Substation CL***205 |  | 20 kV | _ | LV | 50 kVA :Pole Substation | 0.05 | --> | 0.05 | 0.043 | 1.3 |  | --> | 0.0475 | 0 | 0.003705 | 0.051052 | 0 |  | --> | E23 ex ATHBOY | Athboy [T423] | NAVAN |  | 53.5916 | -6.9135
MV/LV Substation CL***205X |  | 10 kV | _ | LV | 630 kVA :Kiosk Substation | 0.63 | --> | 0.63 | 0.5 | 5.8 |  | --> | 0.5985 | 0 | 0.019266 | 0.5 | 0 |  | --> | C14 ex OAKFIELD | Oakfield [T41,T42] | SLIGO |  | 54.2468 | -8.4774
MV/LV Substation CL***206 |  | 20 kV | _ | LV | 100 kVA :Pole Substation | 0.1 | --> | 0.1 | 0.077 | 1.5 |  | --> | 0.095 | 0 | 0 | 0.10343 | 0 |  | --> | E17 ex ACHILL | Achill [T422] | CARROWBEG |  | 53.8752 | -9.946
MV/LV Substation CL***206 |  | 10 kV | _ | LV | 50 kVA :Pole Substation | 0.05 | --> | 0.05 | 0.023 | 3.1 |  | --> | 0.0475 | 0 | 0 | 0.05394 | 0 |  | --> | C14 ex BELLFIELD | Bellfield [T41,T42] | CRANE |  | 52.5083 | -6.5559
MV/LV Substation CL***206X |  | 10 kV | _ | LV | 630 kVA :Kiosk Substation | 0.63 | --> | 0.63 | 0 | 0 | Constrained,otherwise capacity available =466kVA. | --> | 0.5985 | 0 | 0 | 0.5 | 0 |  | --> | C12 ex WHITESTOWN | Whitestown [T41,T42] | COOKSTOWN |  | 53.2798 | -6.4015
MV/LV Substation CL***207X |  | 10 kV | _ | LV | 630 kVA :Building Structure | 0.63 | --> | 0.63 | 0 | 0 | Constrained,otherwise capacity available =500kVA. | --> | 0.5985 | 0 | 0.00741 | 0.5 | 0 |  | --> | C22 ex MONEENAGEISHA | Moneenageisha [T41,T42] | GALWAY 110KV |  | 53.2835 | -9.0254
MV/LV Substation CL***208Y |  | 10 kV | _ | LV | 50 kVA :Pole Substation | 0.05 | --> | 0.05 | 0 | 0 | Constrained,otherwise capacity available =39kVA. | --> | 0.0475 | 0 | 0 | 0 | 0 | Constrained,otherwise capacity available =51.6kW. | --> | C13 ex ROSCREA | Roscrea [T41,T42] | IKERRIN |  | 52.9728 | -7.7946
MV/LV Substation CL***209X |  | 20 kV | _ | LV | 50 kVA :Pole Substation | 0.05 | --> | 0.05 | 0 | 0 | Constrained,otherwise capacity available =48kVA. | --> | 0.0475 | 0 | 0 | 0.050303 | 0 |  | --> | C24 ex ATHLONE | Athlone [T41,T42] | ATHLONE |  | 53.3672 | -8.0443
MV/LV Substation CL***209Y |  | 20 kV | _ | LV | 50 kVA :Pole Substation | 0.05 | --> | 0.05 | 0 | 0 | Constrained,otherwise capacity available =48kVA. | --> | 0.0475 | 0 | 0 | 0.050303 | 0 |  | --> | E18 ex COLLOONEY | Collooney [T421,T422] | SLIGO |  | 54.0786 | -8.3816
MV/LV Substation CL***210X |  | 10 kV | _ | LV | 50 kVA :Pole Substation | 0.05 | --> | 0.05 | 0 | 0 | Constrained,otherwise capacity available =39kVA. | --> | 0.0475 | 0 | 0 | 0.051643 | 0 |  | --> | C18 ex DUNLEER | Dunleer [T41,T42] | DRYBRIDGE |  | 53.8395 | -6.3936
MV/LV Substation CL***210X |  | 10 kV | _ | LV | 50 kVA :Pole Substation | 0.05 | --> | 0.05 | 0.043 | 1.6 |  | --> | 0.0475 | 0 | 0 | 0 | 0 | Constrained,otherwise capacity available =51.1kW. | --> | C15 ex DERRYBEG | Derrybeg [T41,T42] | ARDNAGAPPARY |  | 55.0705 | -8.2789
MV/LV Substation CL***211X |  | 20 kV | _ | LV | 100 kVA :Pole Substation | 0.1 | --> | 0.1 | 0.026 | 2.8 |  | --> | 0.095 | 0 | 0 | 0.1 | 0 |  | --> | E21 ex CLARA | Clara [T421,T422] | THORNSBERRY |  | 53.3538 | -7.6457
MV/LV Substation CL***212Y |  | 20 kV | _ | LV | 50 kVA :Pole Substation | 0.05 | --> | 0.05 | 0.043 | 11.9 |  | --> | 0.0475 | 0 | 0.008151 | 0.051052 | 0 |  | --> | C27 ex SALTHILL | Salthill [T101,T102] | SALTHILL |  | 53.3219 | -9.162
MV/LV Substation CL***213X |  | 10 kV | _ | LV | 50 kVA :Pole Substation | 0.05 | --> | 0.05 | 0 | 0 | Constrained,otherwise capacity available =50kVA. | --> | 0.0475 | 0 | 0 | 0.05 | 0 |  | --> | C20 ex ENNISTYMON | Ennistymon [T41,T42] | ENNIS |  | 52.8745 | -9.2411
MV/LV Substation CL***213Y |  | 20 kV | _ | LV | 400 kVA :Kiosk Substation | 0.4 | --> | 0.4 | 0 | 0 | Constrained,otherwise capacity available =268kVA. | --> | 0.38 | 0 | 0.046683 | 0.41956 | 0 |  | --> | E17 ex JULIANSTOWN | Julianstown [T421,T422] | DRYBRIDGE |  | 53.7003 | -6.2574
MV/LV Substation CL***213Y |  | 10 kV | _ | LV | 400 kVA :Building Structure | 0.4 | --> | 0.4 | 0 | 0 | Constrained,otherwise capacity available =361kVA. | --> | 0.38 | 0 | 0 | 0.40588 | 0 |  | --> | C14 ex CLONAKILTY | Clonakilty [T41,T42] | DUNMANWAY |  | 51.6213 | -8.9269
MV/LV Substation CL***213Z |  | 20 kV | _ | LV | 50 kVA :Pole Substation | 0.05 | --> | 0.05 | 0.049 | 1.3 |  | --> | 0.0475 | 0 | 0 | 0.050152 | 0 |  | --> | C17 ex ROOSKY | Roosky [T41] | RICHMOND |  | 53.7851 | -7.919
MV/LV Substation CL***213Z |  | 10 kV | _ | LV | 400 kVA :Kiosk Substation | 0.4 | --> | 0.4 | 0 | 0 | Constrained,otherwise capacity available =320kVA. | --> | 0.38 | 0 | 0 | 0.41197 | 0 |  | --> | C18 ex MACETOWN | Macetown [T101,T102] | MACETOWN |  | 53.4112 | -6.4387
MV/LV Substation CL***214 |  | 10 kV | _ | LV | 50 kVA :Pole Substation | 0.05 | --> | 0.05 | 0 | 0 |  | --> | 0.0475 | 0 | 0.028158 | 0 | 0 | Constrained,otherwise capacity available =59.8kW. | --> | C15 ex DRUMBEAR | Drumbear [T41,T42] | LISDRUM |  | 54.2071 | -6.8432
MV/LV Substation CL***214Z |  | 20 kV | _ | LV | 200 kVA :Pole Substation | 0.2 | --> | 0.2 | 0.189 | 1.1 |  | --> | 0.19 | 0 | 0 | 0.20166 | 0 |  | --> | E24 ex BIRR | Birr [T41,T422] | DALLOW |  | 53.1768 | -7.7204
MV/LV Substation CL***214Z |  | 10 kV | _ | LV | 400 kVA :Kiosk Substation | 0.4 | --> | 0.4 | 0 | 0 | Constrained,otherwise capacity available =320kVA. | --> | 0.38 | 0 | 0.002964 | 0.41197 | 0 |  | --> | C13 ex DOUGLAS | Douglas [T41,T42] | TRABEG |  | 51.874 | -8.4347
MV/LV Substation CL***215 |  | 10 kV | _ | LV | 400 kVA :Kiosk Substation | 0.4 | --> | 0.4 | 0.378 | 0.9 |  | --> | 0.38 | 0 | 0 | 0.40333 | 0 |  | --> | C12 ex COES ROAD | Coes Road [T41,T42] | DUNDALK |  | 54.0042 | -6.3766
MV/LV Substation CL***216X |  | 10 kV | _ | LV | 630 kVA :Kiosk Substation | 0.63 | --> | 0.63 | 0 | 0 | Constrained,otherwise capacity available =461kVA. | --> | 0.5985 | 0 | 0.001482 | 0.5 | 0 |  | --> | C12 ex WHITESTOWN | Whitestown [T41,T42] | COOKSTOWN |  | 53.2793 | -6.3969
MV/LV Substation CL***217 |  | 10 kV | _ | LV | 400 kVA :Kiosk Substation | 0.4 | --> | 0.4 | 0.314 | 1.5 |  | --> | 0.38 | 0 | 0.014079 | 0.41285 | 0 |  | --> | C17 ex BALLYARD | Ballyard [T41,T42] | TRALEE |  | 52.2585 | -9.6955
MV/LV Substation CL***217Y |  | 20 kV | _ | LV | 50 kVA :Pole Substation | 0.05 | --> | 0.05 | 0 | 0 | Constrained,otherwise capacity available =44kVA. | --> | 0.0475 | 0 | 0.017784 | 0 | 0 | Constrained,otherwise capacity available =50.9kW. | --> | E12 ex EMYVALE | Emyvale [T422] | LISDRUM |  | 54.3409 | -7.0461
MV/LV Substation CL***217Z |  | 10 kV | _ | LV | 400 kVA :Building Structure | 0.4 | --> | 0.4 | 0 | 0 | Constrained,otherwise capacity available =395kVA. | --> | 0.38 | 0 | 0.03705 | 0.40076 | 0 |  | --> | C14 ex DOCK ROAD | Dock Road [T41,T42] | LIMERICK |  | 52.6697 | -8.6993
MV/LV Substation CL***218Z |  | 10 kV | _ | LV | 400 kVA :Kiosk Substation | 0.4 | --> | 0.4 | 0.384 | 1.8 |  | --> | 0.38 | 0 | 0.03705 | 0.40242 | 0 |  | --> | C18 ex CAHERDAVIN | Caherdavin [T41,T42] | ARDNACRUSHA |  | 52.6624 | -8.6785
MV/LV Substation CL***219Y |  | 20 kV | _ | LV | 50 kVA :Pole Substation | 0.05 | --> | 0.05 | 0 | 0 | Constrained,otherwise capacity available =50kVA. | --> | 0.0475 | 0 | 0 | 0.05 | 0 |  | --> | C17 ex KYLEERAGH | Kyleeragh [T41,T42] | NENAGH |  | 53.0193 | -8.2098
MV/LV Substation CL***222 |  | 10 kV | _ | LV | 630 kVA :Kiosk Substation | 0.63 | --> | 0.63 | 0.5 | 3.3 |  | --> | 0.5985 | 0 | 0 | 0.5 | 0 |  | --> | C06 ex PEMBROKE | Pembroke [T41,T42,T43,T44] | RINGSEND |  | 53.3272 | -6.2387
MV/LV Substation CL***224 |  | 10 kV | _ | LV | 50 kVA :Pole Substation | 0.05 | --> | 0.05 | 0.031 | 4.5 |  | --> | 0.0475 | 0 | 0 | 0.052806 | 0 |  | --> | C14 ex MALLOW | Mallow [T41,T42] | MALLOW |  | 52.1653 | -8.6486
MV/LV Substation CL***225X |  | 20 kV | _ | LV | 200 kVA :Kiosk Substation | 0.2 | --> | 0.2 | 0.156 | 1.6 |  | --> | 0.19 | 0 | 0 | 0.20657 | 0 |  | --> | E13 ex CARRIGALLEN | Carrigallen [T421] | CARRICK ON SHANNON |  | 53.9809 | -7.6484
MV/LV Substation CL***225X |  | 10 kV | _ | LV | 630 kVA :Building Structure | 0.63 | --> | 0.63 | 0 | 0 | Constrained,otherwise capacity available =492kVA. | --> | 0.5985 | 0 | 0.02964 | 0.5 | 0 |  | --> | C28 ex CLONDALKIN | Clondalkin [T41,T42,T44] | INCHICORE 220KV |  | 53.3302 | -6.3901
MV/LV Substation CL***225X |  | 10 kV | _ | LV | 50 kVA :Pole Substation | 0.05 | --> | 0.05 | 0.04 | 1.8 |  | --> | 0.0475 | 0 | 0 | 0.051496 | 0 |  | --> | C18 ex CAHERDAVIN | Caherdavin [T41,T42] | ARDNACRUSHA |  | 52.664 | -8.6687
MV/LV Substation CL***225Y |  | 10 kV | _ | LV | 100 kVA :Pole Substation | 0.1 | --> | 0.1 | 0 | 0 | Constrained,otherwise capacity available =100kVA. | --> | 0.095 | 0 | 0 | 0 | 0 | Constrained,otherwise capacity available =100kW. | --> | C11 ex PORTARLINGTON | Portarlington [T41,T42] | PORTLAOISE |  | 53.2165 | -7.1389
MV/LV Substation CL***226 |  | 10 kV | _ | LV | 100 kVA :Pole Substation | 0.1 | --> | 0.1 | 0.084 | 2 |  | --> | 0.095 | 0 | 0.008151 | 0.1024 | 0 |  | --> | C12 ex CAUSEWAY | Causeway [T41,T42] | TRALEE |  | 52.4641 | -9.7244
MV/LV Substation CL***227Z |  | 10 kV | _ | LV | 200 kVA :Pole Substation | 0.2 | --> | 0.2 | 0 | 0 | Constrained,otherwise capacity available =189kVA. | --> | 0.19 | 0 | 0 | 0 | 0 | Constrained,otherwise capacity available =201.7kW. | --> | C11 ex TEMPLEMORE | Templemore [T41,T42] | IKERRIN |  | 52.7962 | -7.8231
MV/LV Substation CL***229Y |  | 10 kV | _ | LV | 400 kVA :Building Structure | 0.4 | --> | 0.4 | 0 | 0 | Constrained,otherwise capacity available =400kVA. | --> | 0.38 | 0 | 0 | 0.4 | 0 |  | --> | C17 ex GARRYOWEN | Garryowen [T41,T42] | LIMERICK |  | 52.6645 | -8.6126
MV/LV Substation CL***229Y |  | 10 kV | _ | LV | 400 kVA :Kiosk Substation | 0.4 | --> | 0.4 | 0 | 0 | Constrained,otherwise capacity available =322kVA. | --> | 0.38 | 0 | 0.033345 | 0.41167 | 0 |  | --> | C18 ex TRAMORE | Tramore [T41,T42] | BUTLERSTOWN |  | 52.167 | -7.1672
MV/LV Substation CL***230X |  | 10 kV | _ | LV | 630 kVA :Kiosk Substation | 0.63 | --> | 0.63 | 0 | 0 | Constrained,otherwise capacity available =500kVA. | --> | 0.5985 | 0 | 0 | 0.5 | 0 |  | --> | C13 ex DRUMCONDRA | Drumcondra [T41,T42] | MCDERMOTT |  | 53.3692 | -6.2537
MV/LV Substation CL***230Y |  | 10 kV | _ | LV | 400 kVA :Kiosk Substation | 0.4 | --> | 0.4 | 0.367 | 13.5 |  | --> | 0.38 | 0 | 0.02964 | 0.40498 | 0 |  | --> | C12 ex ENNIS | Ennis [T101,T102] | ENNIS |  | 52.8502 | -8.9757
MV/LV Substation CL***234 |  | 20 kV | _ | LV | 50 kVA :Pole Substation | 0.05 | --> | 0.05 | 0.023 | 8.2 |  | --> | 0.0475 | 0 | 0 | 0.05394 | 0 |  | --> | C17 ex MOUNT MISERY | Mount Misery [T41,T42] | WATERFORD |  | 52.2867 | -7.1206
MV/LV Substation CL***234X |  | 10 kV | _ | LV | 100 kVA :Pole Substation | 0.1 | --> | 0.1 | 0 | 0 | Constrained,otherwise capacity available =100kVA. | --> | 0.095 | 0 | 0 | 0.1 | 0 |  | --> | C14 ex CARRICK ON SHANNON | Carrick On Shannon [T41,T42] | CARRICK ON SHANNON |  | 53.9573 | -8.0902
MV/LV Substation CL***234Z |  | 20 kV | _ | LV | 400 kVA :Kiosk Substation | 0.4 | --> | 0.4 | 0 | 0 | Constrained,otherwise capacity available =231kVA. | --> | 0.38 | 0 | 0.016302 | 0.42488 | 0 |  | --> | E18 ex WHITECHURCH | Whitechurch [T421,T422] | KILBARRY |  | 52.012 | -8.6082
MV/LV Substation CL***235X |  | 10 kV | _ | LV | 400 kVA :Building Structure | 0.4 | --> | 0.4 | 0 | 0 | Constrained,otherwise capacity available =370kVA. | --> | 0.38 | 0 | 0 | 0.4 | 0 |  | --> | C28 ex CLAREGALWAY | Claregalway [T42,T421] | GALWAY 110KV |  | 53.3438 | -8.9437
MV/LV Substation CL***236 |  | 20 kV | _ | LV | 100 kVA :Pole Substation | 0.1 | --> | 0.1 | 0.062 | 17.7 |  | --> | 0.095 | 0 | 0.005928 | 0.10561 | 0 |  | --> | E13 ex COOLROE | Coolroe [T121,T122] | COOLROE |  | 51.8796 | -8.6335
MV/LV Substation CL***236Y |  | 20 kV | _ | LV | 100 kVA :Pole Substation | 0.1 | --> | 0.1 | 0.1 | 7.2 |  | --> | 0.095 | 0 | 0 | 0.1 | 0 |  | --> | C06 ex AHANE | Ahane [T102] | AHANE |  | 52.6758 | -8.5292
MV/LV Substation CL***238 |  | 20 kV | _ | LV | 200 kVA :Pole Substation | 0.2 | --> | 0.2 | 0.093 | 1.4 |  | --> | 0.19 | 0 | 0.010374 | 0.21562 | 0 |  | --> | E12 ex CONG | Cong [T421,T422] | CLOON |  | 53.5455 | -9.3659
MV/LV Substation CL***238Y |  | 20 kV | _ | LV | 50 kVA :Pole Substation | 0.05 | --> | 0.05 | 0 | 0 | Constrained,otherwise capacity available =50kVA. | --> | 0.0475 | 0 | 0 | 0.05 | 0 |  | --> | E15 ex CREAGH | Creagh [T421,T422] | ATHLONE |  | 53.3239 | -8.0353
MV/LV Substation CL***239Z |  | 10 kV | _ | LV | 200 kVA :Kiosk Substation | 0.2 | --> | 0.2 | 0 | 0 | Constrained,otherwise capacity available =182kVA. | --> | 0.19 | 0 | 0 | 0.20271 | 0 |  | --> | C20 ex CLONSHAUGH | Clonshaugh [T41,T42] | FINGLAS |  | 53.4055 | -6.2158
MV/LV Substation CL***242 |  | 10 kV | _ | LV | 50 kVA :Pole Substation | 0.05 | --> | 0.05 | 0 | 0 | Constrained,otherwise capacity available =26kVA. | --> | 0.0475 | 0 | 0.003705 | 0.053518 | 0 |  | --> | C16 ex ATHENRY | Athenry [T41,T42] | GALWAY 110KV |  | 53.3071 | -8.7396
MV/LV Substation CL***242Y |  | 10 kV | _ | LV | 50 kVA :Pole Substation | 0.05 | --> | 0.05 | 0 | 0 | Constrained,otherwise capacity available =50kVA. | --> | 0.0475 | 0 | 0 | 0.05 | 0 |  | --> | C22 ex ROSCOMMON | Roscommon [T41,T42] | LANESBORO |  | 53.6722 | -8.0292
MV/LV Substation CL***243 |  | 20 kV | _ | LV | 50 kVA :Pole Substation | 0.05 | --> | 0.05 | 0 | 0 | Constrained,otherwise capacity available =50kVA. | --> | 0.0475 | 0 | 0 | 0.05 | 0 |  | --> | E23 ex ATHENRY | Athenry [T423] | GALWAY 110KV |  | 53.2875 | -8.522
MV/LV Substation CL***244 |  | 20 kV | _ | LV | 200 kVA :Pole Substation | 0.2 | --> | 0.2 | 0 | 0 | Constrained,otherwise capacity available =177kVA. | --> | 0.19 | 0 | 0 | 0 | 0 | Constrained,otherwise capacity available =203.5kW. | --> | E17 ex SPRINGS | Springs [T421,T422] | DUNGARVAN |  | 52.0957 | -7.547
MV/LV Substation CL***244Y |  | 10 kV | _ | LV | 100 kVA :Pole Substation | 0.1 | --> | 0.1 | 0.098 | 1.6 |  | --> | 0.095 | 0 | 0 | 0 | 0 | Constrained,otherwise capacity available =100.3kW. | --> | C18 ex FOYNES | Foynes [T41,T42] | RATHKEALE |  | 52.6021 | -8.9985
MV/LV Substation CL***247 |  | 10 kV | _ | LV | 50 kVA :Pole Substation | 0.05 | --> | 0.05 | 0 | 0 | Constrained,otherwise capacity available =41kVA. | --> | 0.0475 | 0 | 0 | 0.051348 | 0 |  | --> | C26 ex KYLEERAGH | Kyleeragh [T41,T42] | NENAGH |  | 52.9422 | -8.2276
MV/LV Substation CL***248X |  | 10 kV | _ | LV | 50 kVA :Pole Substation | 0.05 | --> | 0.05 | 0 | 0 | Constrained,otherwise capacity available =40kVA. | --> | 0.0475 | 0 | 0 | 0 | 0 | Constrained,otherwise capacity available =51.5kW. | --> | C15 ex DRUMBEAR | Drumbear [T41,T42] | LISDRUM |  | 54.2292 | -6.858
MV/LV Substation CL***248Y |  | 20 kV | _ | LV | 100 kVA :Pole Substation | 0.1 | --> | 0.1 | 0 | 0 | Constrained,otherwise capacity available =96kVA. | --> | 0.095 | 0 | 0 | 0.10061 | 0 |  | --> | E20 ex BALLINDERRY | Ballinderry [T41,T422] | MULLINGAR |  | 53.4947 | -7.3458
MV/LV Substation CL***252Y |  | 20 kV | _ | LV | 400 kVA :Kiosk Substation | 0.4 | --> | 0.4 | 0.342 | 1.1 |  | --> | 0.38 | 0 | 0.01482 | 0.40871 | 0 |  | --> | C17 ex GILLOGUE | Gillogue [T41,T42] | ARDNACRUSHA |  | 52.7267 | -8.5507
MV/LV Substation CL***255 |  | 10 kV | _ | LV | 200 kVA :Pole Substation | 0.2 | --> | 0.2 | 0 | 0 | Constrained,otherwise capacity available =169kVA. | --> | 0.19 | 0 | 0.002964 | 0 | 0 | Constrained,otherwise capacity available =204.7kW. | --> | C11 ex GARDEN CITY | Garden City [T41,T42] | ARKLOW |  | 52.6873 | -6.2745
MV/LV Substation CL***257 |  | 10 kV | _ | LV | 50 kVA :Pole Substation | 0.05 | --> | 0.05 | 0 | 0 | Constrained,otherwise capacity available =45kVA. | --> | 0.0475 | 0 | 0 | 0 | 0 | Constrained,otherwise capacity available =50.8kW. | --> | C22 ex LISMORE | Lismore [T41,T42] | DUNGARVAN |  | 52.1666 | -7.9839
MV/LV Substation CL***257X |  | 10 kV | _ | LV | 200 kVA :Kiosk Substation | 0.2 | --> | 0.2 | 0 | 0 | Constrained,otherwise capacity available =183kVA. | --> | 0.19 | 0 | 0 | 0.20256 | 0 |  | --> | C17 ex BALLYBEGGAN | Ballybeggan [T43,T44] | TRALEE |  | 52.2762 | -9.6807
MV/LV Substation CL***257Z |  | 20 kV | _ | LV | 50 kVA :Pole Substation | 0.05 | --> | 0.05 | 0 | 0 | Constrained,otherwise capacity available =43kVA. | --> | 0.0475 | 0 | 0 | 0.051052 | 0 |  | --> | E18 ex WHITECHURCH | Whitechurch [T421,T422] | KILBARRY |  | 52.0139 | -8.6004
MV/LV Substation CL***258 |  | 10 kV | _ | LV | 50 kVA :Pole Substation | 0.05 | --> | 0.05 | 0 | 0 | Constrained,otherwise capacity available =43kVA. | --> | 0.0475 | 0 | 0 | 0 | 0 | Constrained,otherwise capacity available =51.1kW. | --> | C11 ex GARDEN CITY | Garden City [T41,T42] | ARKLOW |  | 52.6857 | -6.2656
MV/LV Substation CL***261X |  | 10 kV | _ | LV | 630 kVA :Kiosk Substation | 0.63 | --> | 0.63 | 0.496 | 5.3 |  | --> | 0.5985 | 0 | 0 | 0.5 | 0 |  | --> | C11 ex BALLYTIVNAN | Ballytivnan [T41,T42] | SLIGO |  | 54.2824 | -8.4619
MV/LV Substation CL***261Y |  | 10 kV | _ | LV | 400 kVA :Kiosk Substation | 0.4 | --> | 0.4 | 0.288 | 13.5 |  | --> | 0.38 | 0 | 0.010374 | 0.41666 | 0 |  | --> | C18 ex ENNIS | Ennis [T101,T102] | ENNIS |  | 52.8589 | -8.9588
MV/LV Substation CL***262X |  | 10 kV | _ | LV | 630 kVA :Kiosk Substation | 0.63 | --> | 0.63 | 0.468 | 5.3 |  | --> | 0.5985 | 0 | 0 | 0.5 | 0 |  | --> | C11 ex BALLYTIVNAN | Ballytivnan [T41,T42] | SLIGO |  | 54.2825 | -8.4604
MV/LV Substation CL***273X |  | 10 kV | _ | LV | 400 kVA :Kiosk Substation | 0.4 | --> | 0.4 | 0.332 | 2.3 |  | --> | 0.38 | 0 | 0.00741 | 0.4102 | 0 |  | --> | C16 ex BALLYRICKARD | Ballyrickard [T41,T42] | TRALEE |  | 52.2733 | -9.7218
MV/LV Substation CL***274X |  | 10 kV | _ | LV | 50 kVA :Pole Substation | 0.05 | --> | 0.05 | 0 | 0 | Constrained,otherwise capacity available =50kVA. | --> | 0.0475 | 0 | 0 | 0.05 | 0 |  | --> | C16 ex CLONES | Clones [T41,T42] | SHANKILL |  | 54.1906 | -7.2244
MV/LV Substation CL***274Y |  | 10 kV | _ | LV | 400 kVA :Kiosk Substation | 0.4 | --> | 0.4 | 0.286 | 1.1 |  | --> | 0.38 | 0 | 0.022971 | 0.41695 | 0 |  | --> | C16 ex GILLOGUE | Gillogue [T41,T42] | ARDNACRUSHA |  | 52.6857 | -8.5982
MV/LV Substation CL***277 |  | 20 kV | _ | LV | 200 kVA :Pole Substation | 0.2 | --> | 0.2 | 0.1 | 3.1 |  | --> | 0.19 | 0 | 0.026676 | 0.21464 | 0 |  | --> | E11 ex LUMCLOON | Lumcloon [T421,T422] | DALLOW |  | 53.2253 | -7.8817
MV/LV Substation CL***277Z |  | 20 kV | _ | LV | 400 kVA :Kiosk Substation | 0.4 | --> | 0.4 | 0 | 0 | Constrained,otherwise capacity available =328kVA. | --> | 0.38 | 0 | 0.005928 | 0.41079 | 0 |  | --> | E16 ex ASHBOURNE | Ashbourne [T421,T422] | FINGLAS |  | 53.5129 | -6.4052
MV/LV Substation CL***278 |  | 20 kV | _ | LV | 100 kVA :Pole Substation | 0.1 | --> | 0.1 | 0.095 | 0.3 |  | --> | 0.095 | 0 | 0 | 0.10076 | 0 |  | --> | C18 ex BALLYMOTE | Ballymote [T41] | SLIGO |  | 54.1538 | -8.4853
MV/LV Substation CL***278Z |  | 20 kV | _ | LV | 400 kVA :Kiosk Substation | 0.4 | --> | 0.4 | 0 | 0 | Constrained,otherwise capacity available =331kVA. | --> | 0.38 | 0 | 0.003705 | 0.41034 | 0 |  | --> | E16 ex ASHBOURNE | Ashbourne [T421,T422] | FINGLAS |  | 53.5137 | -6.4065
MV/LV Substation CL***279X |  | 10 kV | _ | LV | 630 kVA :Kiosk Substation | 0.63 | --> | 0.63 | 0 | 0 | Constrained,otherwise capacity available =459kVA. | --> | 0.5985 | 0 | 0 | 0.5 | 0 |  | --> | C14 ex DRUMCONDRA | Drumcondra [T41,T42] | MCDERMOTT |  | 53.3626 | -6.2514
MV/LV Substation CL***279Z |  | 20 kV | _ | LV | 200 kVA :Pole Substation | 0.2 | --> | 0.2 | 0 | 0 | Constrained,otherwise capacity available =85kVA. | --> | 0.19 | 0 | 0 | 0.21674 | 0 |  | --> | E15 ex JULIANSTOWN | Julianstown [T421,T422] | DRYBRIDGE |  | 53.6209 | -6.2871
MV/LV Substation CL***280 |  | 20 kV | _ | LV | 50 kVA :Pole Substation | 0.05 | --> | 0.05 | 0.047 | 17.8 |  | --> | 0.0475 | 0 | 0 | 0.050453 | 0 |  | --> | E13 ex BANOGE | Banoge [T121,T122] | BANOGE |  | 52.555 | -6.2569
MV/LV Substation CL***280X |  | 10 kV | _ | LV | 400 kVA :Kiosk Substation | 0.4 | --> | 0.4 | 0 | 0 | Constrained,otherwise capacity available =335kVA. | --> | 0.38 | 0 | 0 | 0.37742 | 0 | Constrained,otherwise capacity available =409.8kW. | --> | C23 ex CASTLEISLAND | Castleisland [T41,T42] | TRALEE |  | 52.24 | -9.4588
MV/LV Substation CL***282 |  | 20 kV | _ | LV | 50 kVA :Pole Substation | 0.05 | --> | 0.05 | 0.033 | 6.2 |  | --> | 0.0475 | 0 | 0.019266 | 0 | 0 | Constrained,otherwise capacity available =52.5kW. | --> | E28 ex MILFORD (MWR) | Milford (mwr) [T422] | CHARLEVILLE |  | 52.3908 | -8.8894
MV/LV Substation CL***283X |  | 20 kV | _ | LV | 200 kVA :Kiosk Substation | 0.2 | --> | 0.2 | 0.184 | 1 |  | --> | 0.19 | 0 | 0 | 0 | 0 | Constrained,otherwise capacity available =202.4kW. | --> | C18 ex BOYLE | Boyle [T41,T42] | CARRICK ON SHANNON |  | 53.908 | -8.2188
MV/LV Substation CL***283X |  | 20 kV | _ | LV | 50 kVA :Pole Substation | 0.05 | --> | 0.05 | 0.046 | 2.8 |  | --> | 0.0475 | 0 | 0 | 0.050604 | 0 |  | --> | E13 ex BALLYRAGGET | Ballyragget [T421,T422] | BALLYRAGGET |  | 52.7557 | -7.4109
MV/LV Substation CL***283Y |  | 20 kV | _ | LV | 630 kVA :Kiosk Substation | 0.63 | --> | 0.63 | 0.5 | 1.1 |  | --> | 0.5985 | 0 | 0.00741 | 0.5 | 0 |  | --> | E12 ex BUNCLODY | Bunclody [T421,T422] | CRANE |  | 52.6562 | -6.6559
MV/LV Substation CL***284Z |  | 10 kV | _ | LV | 400 kVA :Kiosk Substation | 0.4 | --> | 0.4 | 0 | 0 | Constrained,otherwise capacity available =327kVA. | --> | 0.38 | 0 | 0 | 0.41094 | 0 |  | --> | C20 ex CLONSHAUGH | Clonshaugh [T41,T42] | FINGLAS |  | 53.409 | -6.2139
MV/LV Substation CL***286Y |  | 10 kV | _ | LV | 200 kVA :Kiosk Substation | 0.2 | --> | 0.2 | 0.125 | 18.7 |  | --> | 0.19 | 0 | 0.025194 | 0.21108 | 0 |  | --> | C19 ex ARKLOW | Arklow [T101,T102] | ARKLOW |  | 52.8086 | -6.1402
MV/LV Substation CL***286Y |  | 20 kV | _ | LV | 50 kVA :Pole Substation | 0.05 | --> | 0.05 | 0 | 0 | Constrained,otherwise capacity available =40kVA. | --> | 0.0475 | 0 | 0 | 0.051496 | 0 |  | --> | E21 ex DALTON | Dalton [T421,T422] | DALTON |  | 53.7655 | -9.0565
MV/LV Substation CL***286Z |  | 20 kV | _ | LV | 50 kVA :Pole Substation | 0.05 | --> | 0.05 | 0 | 0 | Constrained,otherwise capacity available =35kVA. | --> | 0.0475 | 0 | 0 | 0.052228 | 0 |  | --> | C16 ex HOLYCROSS ROAD | Holycross Road [T41,T42] | THURLES |  | 52.6287 | -7.9515
MV/LV Substation CL***287Y |  | 20 kV | _ | LV | 50 kVA :Pole Substation | 0.05 | --> | 0.05 | 0 | 0 | Constrained,otherwise capacity available =49kVA. | --> | 0.0475 | 0 | 0 | 0.050152 | 0 |  | --> | E14 ex DALTON | Dalton [T421,T422] | DALTON |  | 53.8111 | -8.9389
MV/LV Substation CL***288 |  | 20 kV | _ | LV | 50 kVA :Pole Substation | 0.05 | --> | 0.05 | 0.039 | 17.7 |  | --> | 0.0475 | 0 | 0.00741 | 0.051643 | 0 |  | --> | E13 ex COOLROE | Coolroe [T121,T122] | COOLROE |  | 51.8494 | -8.6858
MV/LV Substation CL***288 |  | 10 kV | _ | LV | 400 kVA :Kiosk Substation | 0.4 | --> | 0.4 | 0.289 | 1.8 |  | --> | 0.38 | 0 | 0.020748 | 0.41651 | 0 |  | --> | C11 ex MOYLISH | Moylish [T41,T42] | ARDNACRUSHA |  | 52.6797 | -8.6452
MV/LV Substation CL***288 |  | 10 kV | _ | LV | 50 kVA :Pole Substation | 0.05 | --> | 0.05 | 0.047 | 0.8 |  | --> | 0.0475 | 0 | 0 | 0.050453 | 0 |  | --> | C15 ex MILLTOWN MALBAY | Milltown Malbay [T42] | TULLABRACK |  | 52.7955 | -9.4406
MV/LV Substation CL***296X |  | 10 kV | _ | LV | 200 kVA :Pole Substation | 0.2 | --> | 0.2 | 0.164 | 11 |  | --> | 0.19 | 0 | 0 | 0.20539 | 0 |  | --> | C22 ex CLOON | Cloon [T42,T421] | CLOON |  | 53.4827 | -8.8405
MV/LV Substation CL***296Y |  | 10 kV | _ | LV | 400 kVA :Kiosk Substation | 0.4 | --> | 0.4 | 0 | 0 | Constrained,otherwise capacity available =317kVA. | --> | 0.38 | 0 | 0.002964 | 0 | 0 | Constrained,otherwise capacity available =412.4kW. | --> | C11 ex COLLIGAN | Colligan [T41,T42] | DUNGARVAN |  | 52.1018 | -7.6017
MV/LV Substation CL***296Z |  | 10 kV | _ | LV | 200 kVA :Pole Substation | 0.2 | --> | 0.2 | 0.182 | 9.5 |  | --> | 0.19 | 0 | 0 | 0.20271 | 0 |  | --> | C14 ex BANDON | Bandon [T101,T42] | BANDON |  | 51.7408 | -8.7295
MV/LV Substation CL***296Z |  | 10 kV | _ | LV | 400 kVA :Kiosk Substation | 0.4 | --> | 0.4 | 0 | 0 | Constrained,otherwise capacity available =301kVA. | --> | 0.38 | 0 | 0.014079 | 0.41476 | 0 |  | --> | C19 ex ROSEHILL | Rosehill [T41,T42] | KILKENNY |  | 52.6391 | -7.2527
MV/LV Substation CL***298X |  | 10 kV | _ | LV | 200 kVA :Kiosk Substation | 0.2 | --> | 0.2 | 0 | 0 | Constrained,otherwise capacity available =191kVA. | --> | 0.19 | 0 | 0.003705 | 0 | 0 | Constrained,otherwise capacity available =201.4kW. | --> | C19 ex MILFORD (NR) | Milford (nr) [T41,T42] | LETTERKENNY |  | 55.1035 | -7.5321
MV/LV Substation CL***300 |  | 10 kV | _ | LV | 400 kVA :Kiosk Substation | 0.4 | --> | 0.4 | 0 | 0 | Constrained,otherwise capacity available =229kVA. | --> | 0.38 | 0 | 0 | 0.42516 | 0 |  | --> | C11 ex MERVILLE | Merville [T41,T42] | FINGLAS |  | 53.3804 | -6.2946
MV/LV Substation CL***300X |  | 20 kV | _ | LV | 50 kVA :Pole Substation | 0.05 | --> | 0.05 | 0.049 | 2 |  | --> | 0.0475 | 0 | 0 | 0 | 0 | Constrained,otherwise capacity available =50.2kW. | --> | E12 ex RATHKEALE | Rathkeale [T421,T422] | RATHKEALE |  | 52.4305 | -8.9266
MV/LV Substation CL***301X |  | 10 kV | _ | LV | 400 kVA :Kiosk Substation | 0.4 | --> | 0.4 | 0 | 0 | Constrained,otherwise capacity available =293kVA. | --> | 0.38 | 0 | 0 | 0.41593 | 0 |  | --> | C11 ex BALLAGHADERREEN | Ballaghaderreen [T41,T42] | TONROE |  | 53.9006 | -8.5739
MV/LV Substation CL***301Y |  | 10 kV | _ | LV | 400 kVA :Kiosk Substation | 0.4 | --> | 0.4 | 0.304 | 1.8 |  | --> | 0.38 | 0 | 0.003705 | 0.41432 | 0 |  | --> | C16 ex MOYLISH | Moylish [T41,T42] | ARDNACRUSHA |  | 52.6804 | -8.6626
MV/LV Substation CL***302Y |  | 10 kV | _ | LV | 100 kVA :Pole Substation | 0.1 | --> | 0.1 | 0 | 0 | Constrained,otherwise capacity available =54kVA. | --> | 0.095 | 0 | 0 | 0.10675 | 0 |  | --> | C19 ex ROSCOMMON | Roscommon [T41,T42] | LANESBORO |  | 53.6534 | -8.2599
MV/LV Substation CL***303 |  | 10 kV | _ | LV | 100 kVA :Pole Substation | 0.1 | --> | 0.1 | 0.07 | 2.8 |  | --> | 0.095 | 0 | 0.003705 | 0.10446 | 0 |  | --> | E14 ex CLARA | Clara [T421,T422] | THORNSBERRY |  | 53.3448 | -7.5935
MV/LV Substation CL***303Z |  | 10 kV | _ | LV | 400 kVA :Kiosk Substation | 0.4 | --> | 0.4 | 0.13336 | 0.1 | Constrained,otherwise capacity available =353kVA. | --> | 0.38 | 0 | 0.002964 | 0.40707 | 0 |  | --> | C18 ex BALLYMAHON | Ballymahon [T41,T42] | ATHLONE |  | 53.5553 | -7.7661
MV/LV Substation CL***307 |  | 20 kV | _ | LV | 400 kVA :Kiosk Substation | 0.4 | --> | 0.4 | 0 | 0 | Constrained,otherwise capacity available =349kVA. | --> | 0.38 | 0 | 0.003705 | 0.40767 | 0 |  | --> | C23 ex TUAM NORTH | Tuam North [T41,T42] | CLOON |  | 53.5287 | -8.8562
MV/LV Substation CL***307X |  | 10 kV | _ | LV | 630 kVA :Kiosk Substation | 0.63 | --> | 0.63 | 0 | 0 | Constrained,otherwise capacity available =500kVA. | --> | 0.5985 | 0 | 0.004446 | 0.5 | 0 |  | --> | C14 ex DRUMCONDRA | Drumcondra [T41,T42] | MCDERMOTT |  | 53.3642 | -6.2478
MV/LV Substation CL***308 |  | 10 kV | _ | LV | 200 kVA :Kiosk Substation | 0.2 | --> | 0.2 | 0.102 | 4 |  | --> | 0.19 | 0 | 0.010374 | 0.21436 | 0 |  | --> | C15 ex BALLINCLEA | Ballinclea [T41] | CHERRYWOOD |  | 53.2763 | -6.097
MV/LV Substation CL***309X |  | 20 kV | _ | LV | 100 kVA :Pole Substation | 0.1 | --> | 0.1 | 0 | 0 | Constrained,otherwise capacity available =75kVA. | --> | 0.095 | 0 | 0.005928 | 0.10373 | 0 |  | --> | E21 ex CURRALEIGH | Curraleigh [T421,T422] | KILBARRY |  | 51.9221 | -8.6432
MV/LV Substation CL***310 |  | 20 kV | _ | LV | 200 kVA :Pole Substation | 0.2 | --> | 0.2 | 0 | 0 | Constrained,otherwise capacity available =46kVA. | --> | 0.19 | 0 | 0 | 0 | 0 | Constrained,otherwise capacity available =222.1kW. | --> | E13 ex CARNDONAGH | Carndonagh [T421,T422] | TRILLICK |  | 55.2639 | -7.4116
MV/LV Substation CL***310X |  | 20 kV | _ | LV | 50 kVA :Pole Substation | 0.05 | --> | 0.05 | 0 | 0 | Constrained,otherwise capacity available =28kVA. | --> | 0.0475 | 0 | 0 | 0.053235 | 0 |  | --> | E21 ex CURRALEIGH | Curraleigh [T421,T422] | KILBARRY |  | 51.9266 | -8.6378
MV/LV Substation CL***311Z |  | 20 kV | _ | LV | 200 kVA :Building Structure | 0.2 | --> | 0.2 | 0.181 | 17.7 |  | --> | 0.19 | 0 | 0 | 0.20286 | 0 |  | --> | E12 ex COOLROE | Coolroe [T121,T122] | COOLROE |  | 51.8715 | -8.651
MV/LV Substation CL***312X |  | 10 kV | _ | LV | 50 kVA :Pole Substation | 0.05 | --> | 0.05 | 0.048 | 6.4 |  | --> | 0.0475 | 0 | 0 | 0.050303 | 0 |  | --> | C11 ex GARRYCASTLE | Garrycastle [T41,T42] | ATHLONE |  | 53.413 | -7.9072
MV/LV Substation CL***312X |  | 10 kV | _ | LV | 50 kVA :Pole Substation | 0.05 | --> | 0.05 | 0 | 0 | Constrained,otherwise capacity available =50kVA. | --> | 0.0475 | 0 | 0 | 0.05 | 0 |  | --> | C28 ex CLAREGALWAY | Claregalway [T42,T421] | GALWAY 110KV |  | 53.3234 | -8.9748
MV/LV Substation CL***312Y |  | 20 kV | _ | LV | 100 kVA :Pole Substation | 0.1 | --> | 0.1 | 0.079 | 0.6 |  | --> | 0.095 | 0 | 0 | 0 | 0 | Constrained,otherwise capacity available =103.1kW. | --> | E23 ex LAWLESSTOWN | Lawlesstown [T42,T421] | DOON |  | 52.4093 | -7.7552
MV/LV Substation CL***314X |  | 20 kV | _ | LV | 400 kVA :Kiosk Substation | 0.4 | --> | 0.4 | 0.361 | 1.3 |  | --> | 0.38 | 0 | 0.024453 | 0.29347 | 0 | Constrained,otherwise capacity available =405.9kW. | --> | E23 ex ATHBOY | Athboy [T423] | NAVAN |  | 53.5334 | -6.9661
MV/LV Substation CL***315 |  | 20 kV | _ | LV | 50 kVA :Pole Substation | 0.05 | --> | 0.05 | 0.025 | 0.6 |  | --> | 0.0475 | 0 | 0 | 0 | 0 | Constrained,otherwise capacity available =53.7kW. | --> | E23 ex LAWLESSTOWN | Lawlesstown [T42,T421] | DOON |  | 52.3689 | -7.7206
MV/LV Substation CL***315 |  | 20 kV | _ | LV | 200 kVA :Pole Substation | 0.2 | --> | 0.2 | 0.15 | 17.8 |  | --> | 0.19 | 0 | 0.05187 | 0.20745 | 0 |  | --> | E22 ex BANOGE | Banoge [T121,T122] | BANOGE |  | 52.6197 | -6.4181
MV/LV Substation CL***315X |  | 20 kV | _ | LV | 50 kVA :Pole Substation | 0.05 | --> | 0.05 | 0.049 | 1.6 |  | --> | 0.0475 | 0 | 0 | 0.050152 | 0 |  | --> | E11 ex CARRIGALLEN | Carrigallen [T421] | CARRICK ON SHANNON |  | 54.0714 | -7.7759
MV/LV Substation CL***316 |  | 10 kV | _ | LV | 100 kVA :Pole Substation | 0.1 | --> | 0.1 | 0 | 0 | Constrained,otherwise capacity available =64kVA. | --> | 0.095 | 0 | 0 | 0.10532 | 0 |  | --> | C16 ex CLONES | Clones [T41,T42] | SHANKILL |  | 54.1783 | -7.2538
MV/LV Substation CL***316 |  | 10 kV | _ | LV | 200 kVA :Kiosk Substation | 0.2 | --> | 0.2 | 0.037 | 4.3 |  | --> | 0.19 | 0 | 0.031122 | 0.2233 | 0 |  | --> | C24 ex DEANSGRANGE | Deansgrange [T41,T42] | CARRICKMINES |  | 53.2619 | -6.1714
MV/LV Substation CL***316Y |  | 20 kV | _ | LV | 50 kVA :Pole Substation | 0.05 | --> | 0.05 | 0 | 0 | Constrained,otherwise capacity available =44kVA. | --> | 0.0475 | 0 | 0 | 0.050903 | 0 |  | --> | C22 ex ENNISTYMON | Ennistymon [T41,T42] | ENNIS |  | 52.9805 | -9.1833
MV/LV Substation CL***316Z |  | 20 kV | _ | LV | 100 kVA :Pole Substation | 0.1 | --> | 0.1 | 0.097 | 1 |  | --> | 0.095 | 0 | 0 | 0.10045 | 0 |  | --> | E21 ex LONGFORD | Longford [T421,T422] | RICHMOND |  | 53.7608 | -7.8332
MV/LV Substation CL***319Y |  | 10 kV | _ | LV | 200 kVA :Kiosk Substation | 0.2 | --> | 0.2 | 0.181 | 18.7 |  | --> | 0.19 | 0 | 0.006669 | 0.20286 | 0 |  | --> | C19 ex ARKLOW | Arklow [T101,T102] | ARKLOW |  | 52.809 | -6.1429
MV/LV Substation CL***321 |  | 20 kV | _ | LV | 50 kVA :Pole Substation | 0.05 | --> | 0.05 | 0 | 0 | Constrained,otherwise capacity available =50kVA. | --> | 0.0475 | 0 | 0 | 0 | 0 | Constrained,otherwise capacity available =50kW. | --> | C15 ex MOUNTRATH | Mountrath [T41,T42] | PORTLAOISE |  | 52.9741 | -7.4749
MV/LV Substation CL***322Y |  | 10 kV | _ | LV | 100 kVA :Pole Substation | 0.1 | --> | 0.1 | 0 | 0 | Constrained,otherwise capacity available =75kVA. | --> | 0.095 | 0 | 0 | 0 | 0 | Constrained,otherwise capacity available =103.7kW. | --> | C16 ex PALLAS | Pallas [T41,T42] | PORTLAOISE |  | 53.0211 | -7.3397
MV/LV Substation CL***324 |  | 10 kV | _ | LV | 400 kVA :Kiosk Substation | 0.4 | --> | 0.4 | 0.302 | 11.9 |  | --> | 0.38 | 0 | 0.026676 | 0.41461 | 0 |  | --> | C26 ex SALTHILL | Salthill [T101,T102] | SALTHILL |  | 53.2637 | -9.1072
MV/LV Substation CL***324Z |  | 10 kV | _ | LV | 50 kVA :Pole Substation | 0.05 | --> | 0.05 | 0 | 0 | Constrained,otherwise capacity available =46kVA. | --> | 0.0475 | 0 | 0 | 0.050604 | 0 |  | --> | C14 ex COOLMINE | Coolmine [T41,T42] | FINGLAS |  | 53.3817 | -6.4132
MV/LV Substation CL***326 |  | 10 kV | _ | LV | 50 kVA :Pole Substation | 0.05 | --> | 0.05 | 0 | 0 | Constrained,otherwise capacity available =48kVA. | --> | 0.0475 | 0 | 0 | 0.050303 | 0 |  | --> | C11 ex LOUGHTAGALLA | Loughtagalla [T41,T42] | THURLES |  | 52.6953 | -7.7146
MV/LV Substation CL***326Y |  | 10 kV | _ | LV | 200 kVA :Kiosk Substation | 0.2 | --> | 0.2 | 0 | 0 | Constrained,otherwise capacity available =178kVA. | --> | 0.19 | 0 | 0 | 0.20331 | 0 |  | --> | C19 ex POLLERTON | Pollerton [T41,T42] | CARLOW |  | 52.8362 | -6.9143
MV/LV Substation CL***326Y |  | 20 kV | _ | LV | 100 kVA :Pole Substation | 0.1 | --> | 0.1 | 0 | 0 | Constrained,otherwise capacity available =82kVA. | --> | 0.095 | 0 | 0 | 0 | 0 | Constrained,otherwise capacity available =102.7kW. | --> | C18 ex COOLCARRON | Coolcarron [T41,T42] | BARRYMORE |  | 52.1404 | -8.2144
MV/LV Substation CL***326Z |  | 10 kV | _ | LV | 200 kVA :Pole Substation | 0.2 | --> | 0.2 | 0 | 0 | Constrained,otherwise capacity available =189kVA. | --> | 0.19 | 0 | 0 | 0.20166 | 0 |  | --> | C30 ex KINSALE | Kinsale [T41,T42] | BANDON |  | 51.7041 | -8.6242
MV/LV Substation CL***327 |  | 20 kV | _ | LV | 100 kVA :Pole Substation | 0.1 | --> | 0.1 | 0.1 | 0.6 |  | --> | 0.095 | 0 | 0 | 0 | 0 | Constrained,otherwise capacity available =100kW. | --> | E23 ex LAWLESSTOWN | Lawlesstown [T42,T421] | DOON |  | 52.3711 | -7.7884
MV/LV Substation CL***328X |  | 20 kV | _ | LV | 50 kVA :Pole Substation | 0.05 | --> | 0.05 | 0 | 0 | Constrained,otherwise capacity available =37kVA. | --> | 0.0475 | 0 | 0 | 0 | 0 | Constrained,otherwise capacity available =51.9kW. | --> | E17 ex BUNCRANA | Buncrana [T421,T422] | TRILLICK |  | 55.1547 | -7.4125
MV/LV Substation CL***328Y |  | 10 kV | _ | LV | 400 kVA :Kiosk Substation | 0.4 | --> | 0.4 | 0.286 | 2.9 |  | --> | 0.38 | 0 | 0 | 0.41695 | 0 |  | --> | C11 ex ABBEYLAND | Abbeyland [T41,T42] | NAVAN |  | 53.6477 | -6.7011
MV/LV Substation CL***329X |  | 10 kV | _ | LV | 630 kVA :Kiosk Substation | 0.63 | --> | 0.63 | 0.5 | 5.3 |  | --> | 0.5985 | 0 | 0 | 0.5 | 0 |  | --> | C11 ex BALLYTIVNAN | Ballytivnan [T41,T42] | SLIGO |  | 54.2822 | -8.4584
MV/LV Substation CL***330X |  | 20 kV | _ | LV | 50 kVA :Pole Substation | 0.05 | --> | 0.05 | 0 | 0 | Constrained,otherwise capacity available =44kVA. | --> | 0.0475 | 0 | 0 | 0.050903 | 0 |  | --> | E11 ex KILCOLGAN | Kilcolgan [T42,T421] | GALWAY 110KV |  | 53.1585 | -9.0109
MV/LV Substation CL***330Z |  | 20 kV | _ | LV | 50 kVA :Pole Substation | 0.05 | --> | 0.05 | 0 | 0 | Constrained,otherwise capacity available =35kVA. | --> | 0.0475 | 0 | 0 | 0.052228 | 0 |  | --> | C15 ex DELVIN | Delvin [T41,T42] | MULLINGAR |  | 53.5351 | -7.1941
MV/LV Substation CL***331 |  | 10 kV | _ | LV | 50 kVA :Pole Substation | 0.05 | --> | 0.05 | 0 | 0 | Constrained,otherwise capacity available =41kVA. | --> | 0.0475 | 0 | 0 | 0 | 0 | Constrained,otherwise capacity available =51.3kW. | --> | C20 ex TEMPLEMORE | Templemore [T41,T42] | IKERRIN |  | 52.8392 | -7.85
MV/LV Substation CL***331Y |  | 20 kV | _ | LV | 50 kVA :Pole Substation | 0.05 | --> | 0.05 | 0 | 0 | Constrained,otherwise capacity available =50kVA. | --> | 0.0475 | 0 | 0 | 0.05 | 0 |  | --> | C18 ex CLONES | Clones [T41,T42] | SHANKILL |  | 54.1356 | -7.2187
MV/LV Substation CL***334 |  | 20 kV | _ | LV | 50 kVA :Pole Substation | 0.05 | --> | 0.05 | 0.048 | 1.6 |  | --> | 0.0475 | 0 | 0 | 0.050303 | 0 |  | --> | E11 ex CARRIGALLEN | Carrigallen [T421] | CARRICK ON SHANNON |  | 54.0409 | -7.6776
MV/LV Substation CL***334 |  | 10 kV | _ | LV | 100 kVA :Pole Substation | 0.1 | --> | 0.1 | 0.099 | 2 |  | --> | 0.095 | 0 | 0 | 0.10015 | 0 |  | --> | C12 ex CAUSEWAY | Causeway [T41,T42] | TRALEE |  | 52.4584 | -9.727
MV/LV Substation CL***335 |  | 20 kV | _ | LV | 400 kVA :Building Structure | 0.4 | --> | 0.4 | 0.303 | 1.2 |  | --> | 0.38 | 0 | 0 | 0.41447 | 0 |  | --> | E21 ex CRATLOE | Cratloe [T421,T422] | ARDNACRUSHA |  | 52.743 | -8.7717
MV/LV Substation CL***336 |  | 10 kV | _ | LV | 400 kVA :Kiosk Substation | 0.4 | --> | 0.4 | 0.304 | 11.9 |  | --> | 0.38 | 0 | 0.020748 | 0.41432 | 0 |  | --> | C29 ex SALTHILL | Salthill [T101,T102] | SALTHILL |  | 53.2761 | -9.0856
MV/LV Substation CL***337 |  | 10 kV | _ | LV | 400 kVA :Kiosk Substation | 0.4 | --> | 0.4 | 0 | 0 | Constrained,otherwise capacity available =319kVA. | --> | 0.38 | 0 | 0.019266 | 0.41212 | 0 |  | --> | C20 ex COLLEGE PARK | College Park [T101,T102,T103] | COLLEGE PARK |  | 53.387 | -6.3828
MV/LV Substation CL***337 |  | 10 kV | _ | LV | 200 kVA :Pole Substation | 0.2 | --> | 0.2 | 0.146 | 1.3 |  | --> | 0.19 | 0 | 0.003705 | 0.20804 | 0 |  | --> | C26 ex CLIFDEN | Clifden [T41,T42] | SCREEB |  | 53.4931 | -10.0213
MV/LV Substation CL***342 |  | 10 kV | _ | LV | 400 kVA :Building Structure | 0.4 | --> | 0.4 | 0 | 0 | Constrained,otherwise capacity available =370kVA. | --> | 0.38 | 0 | 0 | 0.40453 | 0 |  | --> | C15 ex CAHIRCALLA | Cahircalla [T41,T42] | ENNIS |  | 52.8245 | -8.9684
MV/LV Substation CL***343 |  | 20 kV | _ | LV | 50 kVA :Pole Substation | 0.05 | --> | 0.05 | 0 | 0 | Constrained,otherwise capacity available =45kVA. | --> | 0.0475 | 0 | 0 | 0.050753 | 0 |  | --> | C21 ex CASTLEISLAND | Castleisland [T41,T42] | TRALEE |  | 52.2045 | -9.5052
MV/LV Substation CL***344X |  | 10 kV | _ | LV | 400 kVA :Kiosk Substation | 0.4 | --> | 0.4 | 0 | 0 | Constrained,otherwise capacity available =376kVA. | --> | 0.38 | 0 | 0 | 0.40363 | 0 |  | --> | C18 ex KILCOLGAN | Kilcolgan [T42,T421] | GALWAY 110KV |  | 53.2271 | -8.8809
MV/LV Substation CL***348Z |  | 10 kV | _ | LV | 400 kVA :Kiosk Substation | 0.4 | --> | 0.4 | 0 | 0 | Constrained,otherwise capacity available =278kVA. | --> | 0.38 | 0 | 0.002964 | 0.41811 | 0 |  | --> | C18 ex DOUGLAS | Douglas [T41,T42] | TRABEG |  | 51.8685 | -8.407
MV/LV Substation CL***349 |  | 10 kV | _ | LV | 100 kVA :Pole Substation | 0.1 | --> | 0.1 | 0 | 0 | Constrained,otherwise capacity available =98kVA. | --> | 0.095 | 0 | 0 | 0.1003 | 0 |  | --> | C12 ex SALLINS | Sallins [T41,T42] | GRIFFINRATH |  | 53.2874 | -6.698
MV/LV Substation CL***349Z |  | 10 kV | _ | LV | 400 kVA :Kiosk Substation | 0.4 | --> | 0.4 | 0 | 0 | Constrained,otherwise capacity available =260kVA. | --> | 0.38 | 0 | 0.01482 | 0.42072 | 0 |  | --> | C18 ex SALLINS | Sallins [T41,T42] | GRIFFINRATH |  | 53.3029 | -6.696
MV/LV Substation CL***352Y |  | 10 kV | _ | LV | 50 kVA :Pole Substation | 0.05 | --> | 0.05 | 0 | 0 | Constrained,otherwise capacity available =41kVA. | --> | 0.0475 | 0 | 0.002964 | 0.051348 | 0 |  | --> | C20 ex CELBRIDGE | Celbridge [T41,T42] | GRIFFINRATH |  | 53.2961 | -6.5883
MV/LV Substation CL***355 |  | 20 kV | _ | LV | 50 kVA :Pole Substation | 0.05 | --> | 0.05 | 0 | 0 | Constrained,otherwise capacity available =47kVA. | --> | 0.0475 | 0 | 0 | 0.050453 | 0 |  | --> | C17 ex CLONES | Clones [T41,T42] | SHANKILL |  | 54.1754 | -7.2124
MV/LV Substation CL***360 |  | 20 kV | _ | LV | 50 kVA :Pole Substation | 0.05 | --> | 0.05 | 0.041 | 0.2 |  | --> | 0.0475 | 0 | 0.004446 | 0 | 0 | Constrained,otherwise capacity available =51.3kW. | --> | C12 ex ROSSGEIR | Rossgeir [T41,T42] | LETTERKENNY |  | 54.7969 | -7.5518
MV/LV Substation CL***361 |  | 20 kV | _ | LV | 50 kVA :Pole Substation | 0.05 | --> | 0.05 | 0 | 0 | Constrained,otherwise capacity available =50kVA. | --> | 0.0475 | 0 | 0 | 0.05 | 0 |  | --> | E18 ex CLONMINCH | Clonminch [T41,T422] | THORNSBERRY |  | 53.2341 | -7.5081
MV/LV Substation CL***361 |  | 10 kV | _ | LV | 400 kVA :Kiosk Substation | 0.4 | --> | 0.4 | 0.285 | 2.8 |  | --> | 0.38 | 0 | 0.034827 | 0.4171 | 0 |  | --> | C23 ex MOUNT MERRION | Mount Merrion [T41,T42] | CARRICKMINES |  | 53.2913 | -6.2145
MV/LV Substation CL***368X |  | 20 kV | _ | LV | 400 kVA :Kiosk Substation | 0.4 | --> | 0.4 | 0 | 0 | Constrained,otherwise capacity available =378kVA. | --> | 0.38 | 0 | 0 | 0 | 0 | Constrained,otherwise capacity available =403.3kW. | --> | E14 ex BUNCRANA | Buncrana [T421,T422] | TRILLICK |  | 55.1534 | -7.4442
MV/LV Substation CL***369 |  | 20 kV | _ | LV | 50 kVA :Pole Substation | 0.05 | --> | 0.05 | 0 | 0 | Constrained,otherwise capacity available =47kVA. | --> | 0.0475 | 0 | 0 | 0.050453 | 0 |  | --> | E17 ex BALLINROBE | Ballinrobe [T421,T422] | DALTON |  | 53.6459 | -9.1609
MV/LV Substation CL***370 |  | 20 kV | _ | LV | 50 kVA :Pole Substation | 0.05 | --> | 0.05 | 0 | 0 | Constrained,otherwise capacity available =37kVA. | --> | 0.0475 | 0 | 0 | 0.051937 | 0 |  | --> | E20 ex BALLINDERRY | Ballinderry [T41,T422] | MULLINGAR |  | 53.5067 | -7.3481
MV/LV Substation CL***370X |  | 10 kV | _ | LV | 1000 kVA :Building Structure | 1 | --> | 1 | 0.5 | 1.7 |  | --> | 0.95 | 0 | 0 | 0.5 | 0 |  | --> | C22 ex SOUTH KING STREET | South King Street [T41,T42] | FRANCIS STREET |  | 53.3363 | -6.2618
MV/LV Substation CL***371 |  | 10 kV | _ | LV | 200 kVA :Kiosk Substation | 0.2 | --> | 0.2 | 0.12 | 1.5 |  | --> | 0.19 | 0 | 0 | 0.2118 | 0 |  | --> | C20 ex BALLYARD | Ballyard [T41,T42] | TRALEE |  | 52.2642 | -9.6965
MV/LV Substation CL***371 |  | 10 kV | _ | LV | 50 kVA :Pole Substation | 0.05 | --> | 0.05 | 0.038 | 3.4 |  | --> | 0.0475 | 0 | 0 | 0.05179 | 0 |  | --> | C15 ex GLENGOOLE | Glengoole [T41] | THURLES |  | 52.6454 | -7.5899
MV/LV Substation CL***372 |  | 10 kV | _ | LV | 400 kVA :Kiosk Substation | 0.4 | --> | 0.4 | 0 | 0 | Constrained,otherwise capacity available =359kVA. | --> | 0.38 | 0 | 0 | 0.40618 | 0 |  | --> | C17 ex KILMORE | Kilmore [T101,T102,T103] | FINGLAS |  | 53.4044 | -6.2176
MV/LV Substation CL***372Y |  | 10 kV | _ | LV | 100 kVA :Pole Substation | 0.1 | --> | 0.1 | 0 | 0 | Constrained,otherwise capacity available =51kVA. | --> | 0.095 | 0 | 0.045201 | 0.10718 | 0 |  | --> | C19 ex CARRICKMACROSS | Carrickmacross [T41,T42] | MEATH HILL |  | 53.949 | -6.7596
MV/LV Substation CL***374 |  | 10 kV | _ | LV | 630 kVA :Kiosk Substation | 0.63 | --> | 0.63 | 0.5 | 4.6 |  | --> | 0.5985 | 0 | 0 | 0.5 | 0 |  | --> | C21 ex DUN LAOGHAIRE | Dun Laoghaire [T41,T42] | BLACKROCK |  | 53.2898 | -6.1314
MV/LV Substation CL***375X |  | 10 kV | _ | LV | 50 kVA :Pole Substation | 0.05 | --> | 0.05 | 0.045 | 3.7 |  | --> | 0.0475 | 0 | 0 | 0.050753 | 0 |  | --> | C12 ex KILFLYNN | Kilflynn [T41,T42] | TRALEE |  | 52.3875 | -9.5772
MV/LV Substation CL***376 |  | 10 kV | _ | LV | 50 kVA :Pole Substation | 0.05 | --> | 0.05 | 0 | 0 | Constrained,otherwise capacity available =23kVA. | --> | 0.0475 | 0 | 0 | 0.05394 | 0 |  | --> | C23 ex ATHLONE | Athlone [T41,T42] | ATHLONE |  | 53.4353 | -7.9423
MV/LV Substation CL***379X |  | 10 kV | _ | LV | 630 kVA :Building Structure | 0.63 | --> | 0.63 | 0 | 0 | Constrained,otherwise capacity available =500kVA. | --> | 0.5985 | 0 | 0.004446 | 0.5 | 0 |  | --> | C14 ex CLONTARF | Clontarf [T42] | FINGLAS |  | 53.3632 | -6.1789
MV/LV Substation CL***381X |  | 10 kV | _ | LV | 100 kVA :Pole Substation | 0.1 | --> | 0.1 | 0 | 0 | Constrained,otherwise capacity available =85kVA. | --> | 0.095 | 0 | 0 | 0.10225 | 0 |  | --> | C17 ex BISHOPSTOWN | Bishopstown [T41,T42] | KILBARRY |  | 51.8881 | -8.5652
MV/LV Substation CL***382 |  | 20 kV | _ | LV | 50 kVA :Pole Substation | 0.05 | --> | 0.05 | 0 | 0 | Constrained,otherwise capacity available =45kVA. | --> | 0.0475 | 0 | 0 | 0.050753 | 0 |  | --> | E20 ex EDENDERRY | Edenderry [T421,T422] | BLAKE |  | 53.3306 | -7.1749
MV/LV Substation CL***382X |  | 10 kV | _ | LV | 630 kVA :Building Structure | 0.63 | --> | 0.63 | 0 | 0 | Constrained,otherwise capacity available =500kVA. | --> | 0.5985 | 0 | 0 | 0.5 | 0 |  | --> | C17 ex CRANMORE | Cranmore [T41,T42] | SLIGO |  | 54.2728 | -8.4775
MV/LV Substation CL***382Y |  | 10 kV | _ | LV | 630 kVA :Building Structure | 0.63 | --> | 0.63 | 0.5 | 11 |  | --> | 0.5985 | 0 | 0.003705 | 0.5 | 0 |  | --> | C22 ex CLOON | Cloon [T42,T421] | CLOON |  | 53.5092 | -8.849
MV/LV Substation CL***383 |  | 10 kV | _ | LV | 630 kVA :Building Structure | 0.63 | --> | 0.63 | 0 | 0 | Constrained,otherwise capacity available =500kVA. | --> | 0.5985 | 0 | 0 | 0.5 | 0 |  | --> | C22 ex UNIDARE | Unidare [T41,T42] | FINGLAS |  | 53.3955 | -6.3013
MV/LV Substation CL***383X |  | 10 kV | _ | LV | 200 kVA :Kiosk Substation | 0.2 | --> | 0.2 | 0.186 | 0.9 |  | --> | 0.19 | 0 | 0 | 0.20211 | 0 |  | --> | C16 ex CLONARD | Clonard [T41,T42] | WEXFORD |  | 52.3309 | -6.4878
MV/LV Substation CL***386Y |  | 20 kV | _ | LV | 100 kVA :Pole Substation | 0.1 | --> | 0.1 | 0 | 0 | Constrained,otherwise capacity available =99kVA. | --> | 0.095 | 0 | 0 | 0 | 0 | Constrained,otherwise capacity available =100.2kW. | --> | E17 ex SPRINGS | Springs [T421,T422] | DUNGARVAN |  | 52.0964 | -7.5446
MV/LV Substation CL***387 |  | 10 kV | _ | LV | 400 kVA :Kiosk Substation | 0.4 | --> | 0.4 | 0.094 | 1.9 |  | --> | 0.38 | 0 | 0.015561 | 0.44391 | 0 |  | --> | C18 ex FAIRVIEW | Fairview [T41] | MCDERMOTT |  | 53.373 | -6.2211
MV/LV Substation CL***387Y |  | 20 kV | _ | LV | 50 kVA :Pole Substation | 0.05 | --> | 0.05 | 0 | 0 | Constrained,otherwise capacity available =50kVA. | --> | 0.0475 | 0 | 0 | 0.05 | 0 |  | --> | C16 ex HOLYCROSS ROAD | Holycross Road [T41,T42] | THURLES |  | 52.615 | -7.9486
MV/LV Substation CL***389Y |  | 10 kV | _ | LV | 50 kVA :Pole Substation | 0.05 | --> | 0.05 | 0.045 | 0.1 |  | --> | 0.0475 | 0 | 0 | 0.050753 | 0 |  | --> | C14 ex BALLYMAHON | Ballymahon [T41,T42] | ATHLONE |  | 53.6081 | -7.7999
MV/LV Substation CL***392Y |  | 20 kV | _ | LV | 400 kVA :Kiosk Substation | 0.4 | --> | 0.4 | 0.349 | 0.6 |  | --> | 0.38 | 0 | 0 | 0.40767 | 0 |  | --> | E15 ex FERNS | Ferns [T421] | CRANE |  | 52.5869 | -6.5008
MV/LV Substation CL***394 |  | 10 kV | _ | LV | 25 kVA :Pole Substation | 0.025 | --> | 0.025 | 0.009 | 3.1 |  | --> | 0.02375 | 0 | 0 | 0.027318 | 0 |  | --> | E11 ex LUMCLOON | Lumcloon [T421,T422] | DALLOW |  | 53.2132 | -7.9032
MV/LV Substation CL***394Y |  | 20 kV | _ | LV | 200 kVA :Kiosk Substation | 0.2 | --> | 0.2 | 0 | 0 | Constrained,otherwise capacity available =166kVA. | --> | 0.19 | 0 | 0.004446 | 0.2051 | 0 |  | --> | E17 ex EDENDERRY | Edenderry [T421,T422] | BLAKE |  | 53.3477 | -7.0461
MV/LV Substation CL***4001 |  | 20 kV | _ | LV | 50 kVA :Pole Substation | 0.05 | --> | 0.05 | 0 | 0 | Constrained,otherwise capacity available =47kVA. | --> | 0.0475 | 0 | 0 | 0.050453 | 0 |  | --> | C11 ex ENNIS NORTH | Ennis North [T41,T42] | ENNIS |  | 52.9054 | -8.9986
MV/LV Substation CL***4002 |  | 10 kV | _ | LV | 50 kVA :Pole Substation | 0.05 | --> | 0.05 | 0.048 | 4.6 |  | --> | 0.0475 | 0 | 0 | 0.050303 | 0 |  | --> | C36 ex CASTLEVIEW | Castleview [T101,T102] | CASTLEVIEW |  | 51.8913 | -8.3384
MV/LV Substation CL***4005 |  | 20 kV | _ | LV | 50 kVA :Pole Substation | 0.05 | --> | 0.05 | 0.05 | 0.1 |  | --> | 0.0475 | 0 | 0 | 0.05 | 0 |  | --> | E12 ex KILCULLEN | Kilcullen [T41,T42,T424] | STRATFORD |  | 53.0813 | -6.7756
MV/LV Substation CL***4014 |  | 10 kV | _ | LV | 50 kVA :Pole Substation | 0.05 | --> | 0.05 | 0 | 0 | Constrained,otherwise capacity available =50kVA. | --> | 0.0475 | 0 | 0 | 0.05 | 0 |  | --> | C22 ex CARRIGTWOHILL | Carrigtwohill [T42] | COW CROSS |  | 51.9048 | -8.2382
MV/LV Substation CL***4016 |  | 20 kV | _ | LV | 50 kVA :Pole Substation | 0.05 | --> | 0.05 | 0 | 0 | Constrained,otherwise capacity available =20kVA. | --> | 0.0475 | 0 | 0 | 0.054359 | 0 |  | --> | E18 ex MILLTOWN (SR) | Milltown (sr) [T421,T422] | OUGHTRAGH |  | 52.1768 | -9.6106
MV/LV Substation CL***4018 |  | 10 kV | _ | LV | 100 kVA :Pole Substation | 0.1 | --> | 0.1 | 0.077 | 1.4 |  | --> | 0.095 | 0 | 0 | 0.10343 | 0 |  | --> | C11 ex CROSSMOLINA | Crossmolina [T41,T42] | MOY |  | 53.9976 | -9.3496
MV/LV Substation CL***4019 |  | 20 kV | _ | LV | 50 kVA :Pole Substation | 0.05 | --> | 0.05 | 0.049 | 2.8 |  | --> | 0.0475 | 0 | 0 | 0.050152 | 0 |  | --> | E21 ex CLARA | Clara [T421,T422] | THORNSBERRY |  | 53.3498 | -7.6244
MV/LV Substation CL***401Z |  | 10 kV | _ | LV | 630 kVA :Building Structure | 0.63 | --> | 0.63 | 0 | 0 | Constrained,otherwise capacity available =500kVA. | --> | 0.5985 | 0 | 0 | 0.5 | 0 |  | --> | C25 ex KILBARRY | Kilbarry [T101,T43] | KILBARRY |  | 51.9018 | -8.5168
MV/LV Substation CL***402 |  | 10 kV | _ | LV | 50 kVA :Pole Substation | 0.05 | --> | 0.05 | 0 | 0 | Constrained,otherwise capacity available =38kVA. | --> | 0.0475 | 0 | 0.01482 | 0.05179 | 0 |  | --> | C12 ex ROSCOMMON | Roscommon [T41,T42] | LANESBORO |  | 53.6381 | -8.1984
MV/LV Substation CL***4022 |  | 10 kV | _ | LV | 1000 kVA :Building Structure | 1 | --> | 1 | 0.5 | 20.8 |  | --> | 0.95 | 0 | 0 | 0.5 | 0 |  | --> | C21 ex HEUSTON SQUARE | Heuston Square [T101,T102] | INCHICORE 220KV |  | 53.3466 | -6.3073
MV/LV Substation CL***4022 |  | 20 kV | _ | LV | 50 kVA :Pole Substation | 0.05 | --> | 0.05 | 0 | 0 | Constrained,otherwise capacity available =36kVA. | --> | 0.0475 | 0 | 0 | 0.052083 | 0 |  | --> | C17 ex KYLEERAGH | Kyleeragh [T41,T42] | NENAGH |  | 52.9274 | -8.183
MV/LV Substation CL***4023 |  | 20 kV | _ | LV | 50 kVA :Pole Substation | 0.05 | --> | 0.05 | 0 | 0 | Constrained,otherwise capacity available =50kVA. | --> | 0.0475 | 0 | 0 | 0.05 | 0 |  | --> | E18 ex BEALNABLATH | Bealnablath [T421] | BANDON |  | 51.8422 | -8.8603
MV/LV Substation CL***4024 |  | 20 kV | _ | LV | 50 kVA :Pole Substation | 0.05 | --> | 0.05 | 0.048 | 1.1 |  | --> | 0.0475 | 0 | 0 | 0.050303 | 0 |  | --> | E12 ex BIRR | Birr [T41,T422] | DALLOW |  | 53.0279 | -7.7499
MV/LV Substation CL***4025 |  | 10 kV | _ | LV | 1000 kVA :Building Structure | 1 | --> | 1 | 0.5 | 20.8 |  | --> | 0.95 | 0 | 0 | 0.5 | 0 |  | --> | C21 ex HEUSTON SQUARE | Heuston Square [T101,T102] | INCHICORE 220KV |  | 53.3461 | -6.3047
MV/LV Substation CL***4026 |  | 10 kV | _ | LV | 100 kVA :Pole Substation | 0.1 | --> | 0.1 | 0 | 0 | Constrained,otherwise capacity available =91kVA. | --> | 0.095 | 0 | 0 | 0 | 0 | Constrained,otherwise capacity available =101.4kW. | --> | C14 ex GARDEN CITY | Garden City [T41,T42] | ARKLOW |  | 52.6792 | -6.2881
MV/LV Substation CL***4026 |  | 10 kV | _ | LV | 400 kVA :Kiosk Substation | 0.4 | --> | 0.4 | 0.397 | 13.5 |  | --> | 0.38 | 0 | 0.002964 | 0.40046 | 0 |  | --> | C21 ex ENNIS | Ennis [T101,T102] | ENNIS |  | 52.9369 | -8.8954
MV/LV Substation CL***4026 |  | 10 kV | _ | LV | 50 kVA :Pole Substation | 0.05 | --> | 0.05 | 0 | 0 | Constrained,otherwise capacity available =44kVA. | --> | 0.0475 | 0 | 0.003705 | 0.050903 | 0 |  | --> | C24 ex GORESBRIDGE | Goresbridge [T41,T42] | KILKENNY |  | 52.626 | -7.0774
MV/LV Substation CL***402X |  | 10 kV | _ | LV | 50 kVA :Pole Substation | 0.05 | --> | 0.05 | 0.031 | 4.1 |  | --> | 0.0475 | 0 | 0 | 0.052806 | 0 |  | --> | C13 ex AGHAGAD | Aghagad [T41,T42] | SLIGO |  | 54.4194 | -8.4768
MV/LV Substation CL***402Z |  | 10 kV | _ | LV | 200 kVA :Kiosk Substation | 0.2 | --> | 0.2 | 0.036794 | 0 | Constrained,otherwise capacity available =143kVA. | --> | 0.19 | 0 | 0.012597 | 0.20848 | 0 |  | --> | C19 ex CALLAN | Callan [T41,T42] | KILKENNY |  | 52.5421 | -7.3952
MV/LV Substation CL***4034 |  | 10 kV | _ | LV | 100 kVA :Pole Substation | 0.1 | --> | 0.1 | 0.1 | 0.4 |  | --> | 0.095 | 0 | 0 | 0 | 0 | Constrained,otherwise capacity available =100kW. | --> | C15 ex KILMAGIG | Kilmagig [T42] | ARKLOW |  | 52.82 | -6.2536
MV/LV Substation CL***4034 |  | 10 kV | _ | LV | 400 kVA :Building Structure | 0.4 | --> | 0.4 | 0.4 | 2.1 |  | --> | 0.38 | 0 | 0 | 0.4 | 0 |  | --> | C13 ex BUTTEVANT | Buttevant [T41,T42] | MALLOW |  | 52.2127 | -8.629
MV/LV Substation CL***4036 |  | 20 kV | _ | LV | 50 kVA :Pole Substation | 0.05 | --> | 0.05 | 0.049 | 1.6 |  | --> | 0.0475 | 0 | 0 | 0.050152 | 0 |  | --> | E17 ex CARRIGALLEN | Carrigallen [T421] | CARRICK ON SHANNON |  | 53.9446 | -7.7829
MV/LV Substation CL***4036 |  | 20 kV | _ | LV | 50 kVA :Pole Substation | 0.05 | --> | 0.05 | 0 | 0 | Constrained,otherwise capacity available =50kVA. | --> | 0.0475 | 0 | 0 | 0.05 | 0 |  | --> | E25 ex PATRICKSWELL | Patrickswell [T421,T422] | LIMERICK |  | 52.6268 | -8.7305
MV/LV Substation CL***4038 |  | 10 kV | _ | LV | 100 kVA :Pole Substation | 0.1 | --> | 0.1 | 0.082 | 1.5 |  | --> | 0.095 | 0 | 0 | 0.1027 | 0 |  | --> | C13 ex SMEARLA | Smearla [T41,T42] | TRIEN |  | 52.4529 | -9.4875
MV/LV Substation CL***403Y |  | 10 kV | _ | LV | 200 kVA :Kiosk Substation | 0.2 | --> | 0.2 | 0 | 0 | Constrained,otherwise capacity available =147kVA. | --> | 0.19 | 0 | 0.011856 | 0 | 0 | Constrained,otherwise capacity available =207.9kW. | --> | C18 ex RATHDOWNEY | Rathdowney [T42] | IKERRIN |  | 52.8588 | -7.6796
MV/LV Substation CL***4040 |  | 10 kV | _ | LV | 50 kVA :Pole Substation | 0.05 | --> | 0.05 | 0.049 | 0.3 |  | --> | 0.0475 | 0 | 0 | 0.050152 | 0 |  | --> | C18 ex BANAGHER | Banagher [T41,T42] | DALLOW |  | 53.1678 | -7.93
MV/LV Substation CL***4041 |  | 10 kV | _ | LV | 400 kVA :Building Structure | 0.4 | --> | 0.4 | 0.4 | 4.3 |  | --> | 0.38 | 0 | 0 | 0.4 | 0 |  | --> | C24 ex DEANSGRANGE | Deansgrange [T41,T42] | CARRICKMINES |  | 53.2698 | -6.1583
MV/LV Substation CL***4045 |  | 10 kV | _ | LV | 50 kVA :Pole Substation | 0.05 | --> | 0.05 | 0.045 | 1 |  | --> | 0.0475 | 0 | 0 | 0 | 0 | Constrained,otherwise capacity available =50.8kW. | --> | C12 ex BOYLE | Boyle [T41,T42] | CARRICK ON SHANNON |  | 53.8624 | -8.4003
MV/LV Substation CL***4049 |  | 10 kV | _ | LV | 400 kVA :Building Structure | 0.4 | --> | 0.4 | 0 | 0 | Constrained,otherwise capacity available =306kVA. | --> | 0.38 | 0 | 0 | 0.41403 | 0 |  | --> | C18 ex BALGADDY | Balgaddy [T41,T42] | GRANGE CASTLE |  | 53.3363 | -6.4265
MV/LV Substation CL***404X |  | 10 kV | _ | LV | 1000 kVA :Building Structure | 1 | --> | 1 | 0 | 0 | Constrained,otherwise capacity available =500kVA. | --> | 0.95 | 0 | 0.00741 | 0.5 | 0 |  | --> | C28 ex CLAREGALWAY | Claregalway [T42,T421] | GALWAY 110KV |  | 53.3354 | -8.9376
MV/LV Substation CL***405 |  | 10 kV | _ | LV | 200 kVA :Pole Substation | 0.2 | --> | 0.2 | 0 | 0 | Constrained,otherwise capacity available =44kVA. | --> | 0.19 | 0 | 0.004446 | 0.22236 | 0 |  | --> | C18 ex KILCOLGAN | Kilcolgan [T42,T421] | GALWAY 110KV |  | 53.2279 | -8.8808
MV/LV Substation CL***4054 |  | 10 kV | _ | LV | 50 kVA :Pole Substation | 0.05 | --> | 0.05 | 0.033 | 5 |  | --> | 0.0475 | 0 | 0.02223 | 0.052518 | 0 |  | --> | C14 ex MCDONAGH | Mcdonagh [T41,T42] | KILKENNY |  | 52.6434 | -7.1387
MV/LV Substation CL***4056 |  | 20 kV | _ | LV | 400 kVA :Kiosk Substation | 0.4 | --> | 0.4 | 0 | 0 | Constrained,otherwise capacity available =395kVA. | --> | 0.38 | 0 | 0 | 0 | 0 | Constrained,otherwise capacity available =400.8kW. | --> | E18 ex CARNDONAGH | Carndonagh [T421,T422] | TRILLICK |  | 55.2418 | -7.2692
MV/LV Substation CL***4058 |  | 10 kV | _ | LV | 400 kVA :Kiosk Substation | 0.4 | --> | 0.4 | 0.4 | 13.4 |  | --> | 0.38 | 0 | 0 | 0.4 | 0 |  | --> | C18 ex POTTERY ROAD | Pottery Road [T101,T102] | CARRICKMINES |  | 53.2716 | -6.1256
MV/LV Substation CL***4058 |  | 20 kV | _ | LV | 50 kVA :Pole Substation | 0.05 | --> | 0.05 | 0 | 0 | Constrained,otherwise capacity available =48kVA. | --> | 0.0475 | 0 | 0 | 0.050303 | 0 |  | --> | C12 ex BALLAGHADERREEN | Ballaghaderreen [T41,T42] | TONROE |  | 53.8303 | -8.6309
MV/LV Substation CL***4059 |  | 20 kV | _ | LV | 50 kVA :Pole Substation | 0.05 | --> | 0.05 | 0 | 0 | Constrained,otherwise capacity available =50kVA. | --> | 0.0475 | 0 | 0 | 0.05 | 0 |  | --> | E18 ex BEALNABLATH | Bealnablath [T421] | BANDON |  | 51.8389 | -8.8727
MV/LV Substation CL***405X |  | 10 kV | _ | LV | 1000 kVA :Building Structure | 1 | --> | 1 | 0 | 0 | Constrained,otherwise capacity available =500kVA. | --> | 0.95 | 0 | 0.00741 | 0.5 | 0 |  | --> | C28 ex CLAREGALWAY | Claregalway [T42,T421] | GALWAY 110KV |  | 53.3339 | -8.9405
MV/LV Substation CL***4062 |  | 20 kV | _ | LV | 100 kVA :Pole Substation | 0.1 | --> | 0.1 | 0 | 0 | Constrained,otherwise capacity available =72kVA. | --> | 0.095 | 0 | 0 | 0 | 0 | Constrained,otherwise capacity available =100kW. | --> | C12 ex BANTRY | Bantry [T41,T42] | BALLYLICKY |  | 51.6466 | -9.4688
MV/LV Substation CL***4062 |  | 20 kV | _ | LV | 50 kVA :Pole Substation | 0.05 | --> | 0.05 | 0.05 | 1.7 |  | --> | 0.0475 | 0 | 0 | 0.05 | 0 |  | --> | E62 ex ATHY | Athy [T101,T102] | ATHY |  | 53.0241 | -6.9638
MV/LV Substation CL***4062 |  | 10 kV | _ | LV | 50 kVA :Pole Substation | 0.05 | --> | 0.05 | 0 | 0 | Constrained,otherwise capacity available =42kVA. | --> | 0.0475 | 0 | 0.004446 | 0.0512 | 0 |  | --> | C20 ex BALLYGAR | Ballygar [T41,T42] | ATHLONE |  | 53.5411 | -8.3076
MV/LV Substation CL***4067 |  | 10 kV | _ | LV | 50 kVA :Pole Substation | 0.05 | --> | 0.05 | 0.05 | 4 |  | --> | 0.0475 | 0 | 0 | 0.05 | 0 |  | --> | C17 ex BALLYJAMESDUFF | Ballyjamesduff [T41,T42] | SHANKILL |  | 53.8642 | -7.2507
MV/LV Substation CL***4071 |  | 10 kV | _ | LV | 50 kVA :Pole Substation | 0.05 | --> | 0.05 | 0 | 0 | Constrained,otherwise capacity available =46kVA. | --> | 0.0475 | 0 | 0.018525 | 0.050604 | 0 |  | --> | C16 ex CLAREGALWAY | Claregalway [T42,T421] | GALWAY 110KV |  | 53.3673 | -8.9144
MV/LV Substation CL***4071 |  | 10 kV | _ | LV | 400 kVA :Kiosk Substation | 0.4 | --> | 0.4 | 0 | 0 | Constrained,otherwise capacity available =340kVA. | --> | 0.38 | 0 | 0 | 0.40901 | 0 |  | --> | C22 ex LEIXLIP | Leixlip [T41,T42] | GRIFFINRATH |  | 53.3643 | -6.5108
MV/LV Substation CL***4075 |  | 10 kV | _ | LV | 100 kVA :Pole Substation | 0.1 | --> | 0.1 | 0 | 0 | Constrained,otherwise capacity available =100kVA. | --> | 0.095 | 0 | 0 | 0 | 0 | Constrained,otherwise capacity available =100kW. | --> | C11 ex GARDEN CITY | Garden City [T41,T42] | ARKLOW |  | 52.6825 | -6.2733
MV/LV Substation CL***4076 |  | 20 kV | _ | LV | 50 kVA :Pole Substation | 0.05 | --> | 0.05 | 0 | 0 | Constrained,otherwise capacity available =42kVA. | --> | 0.0475 | 0 | 0.002223 | 0.0512 | 0 |  | --> | E20 ex EDENDERRY | Edenderry [T421,T422] | BLAKE |  | 53.2805 | -7.0689
MV/LV Substation CL***4076 |  | 20 kV | _ | LV | 200 kVA :Kiosk Substation | 0.2 | --> | 0.2 | 0.193 | 6.5 |  | --> | 0.19 | 0 | 0 | 0.20106 | 0 |  | --> | C16 ex OUGHTERARD | Oughterard [T41,T42] | SCREEB |  | 53.3537 | -9.334
MV/LV Substation CL***407X |  | 10 kV | _ | LV | 400 kVA :Building Structure | 0.4 | --> | 0.4 | 0 | 0 | Constrained,otherwise capacity available =400kVA. | --> | 0.38 | 0 | 0 | 0.4 | 0 |  | --> | C28 ex CLONDALKIN | Clondalkin [T41,T42,T44] | INCHICORE 220KV |  | 53.3346 | -6.3902
MV/LV Substation CL***4080 |  | 20 kV | _ | LV | 50 kVA :Pole Substation | 0.05 | --> | 0.05 | 0 | 0 | Constrained,otherwise capacity available =34kVA. | --> | 0.0475 | 0 | 0 | 0.052373 | 0 |  | --> | E16 ex FINEA | Finea [T421,T422] | SHANKILL |  | 53.8414 | -7.4657
MV/LV Substation CL***4082 |  | 10 kV | _ | LV | 100 kVA :Pole Substation | 0.1 | --> | 0.1 | 0 | 0 | Constrained,otherwise capacity available =77kVA. | --> | 0.095 | 0 | 0 | 0.10343 | 0 |  | --> | C28 ex CLAREGALWAY | Claregalway [T42,T421] | GALWAY 110KV |  | 53.348 | -8.9567
MV/LV Substation CL***4083 |  | 10 kV | _ | LV | 50 kVA :Pole Substation | 0.05 | --> | 0.05 | 0 | 0 | Constrained,otherwise capacity available =48kVA. | --> | 0.0475 | 0 | 0 | 0.050303 | 0 |  | --> | C28 ex CLAREGALWAY | Claregalway [T42,T421] | GALWAY 110KV |  | 53.346 | -8.9476
MV/LV Substation CL***4083 |  | 20 kV | _ | LV | 50 kVA :Pole Substation | 0.05 | --> | 0.05 | 0 | 0 | Constrained,otherwise capacity available =45kVA. | --> | 0.0475 | 0 | 0.00741 | 0.050753 | 0 |  | --> | E11 ex KILCOLGAN | Kilcolgan [T42,T421] | GALWAY 110KV |  | 53.1297 | -8.9274
MV/LV Substation CL***4086 |  | 20 kV | _ | LV | 400 kVA :Kiosk Substation | 0.4 | --> | 0.4 | 0 | 0 | Constrained,otherwise capacity available =225kVA. | --> | 0.38 | 0 | 0.042237 | 0.42573 | 0 |  | --> | C21 ex TRAMORE | Tramore [T41,T42] | BUTLERSTOWN |  | 52.167 | -7.1698
MV/LV Substation CL***4088 |  | 10 kV | _ | LV | 50 kVA :Pole Substation | 0.05 | --> | 0.05 | 0 | 0 | Constrained,otherwise capacity available =50kVA. | --> | 0.0475 | 0 | 0 | 0.05 | 0 |  | --> | C11 ex PORTLAW | Portlaw [T41,T42] | BUTLERSTOWN |  | 52.2998 | -7.3252
MV/LV Substation CL***4088 |  | 10 kV | _ | LV | 50 kVA :Pole Substation | 0.05 | --> | 0.05 | 0 | 0 | Constrained,otherwise capacity available =50kVA. | --> | 0.0475 | 0 | 0 | 0 | 0 | Constrained,otherwise capacity available =50kW. | --> | C16 ex PALLAS | Pallas [T41,T42] | PORTLAOISE |  | 53.0389 | -7.3205
MV/LV Substation CL***4090 |  | 20 kV | _ | LV | 50 kVA :Pole Substation | 0.05 | --> | 0.05 | 0 | 0 | Constrained,otherwise capacity available =27kVA. | --> | 0.0475 | 0 | 0 | 0.053377 | 0 |  | --> | E18 ex GURRANEBANE | Gurranebane [T421,T422] | OUGHTRAGH |  | 51.8535 | -10.253
MV/LV Substation CL***4091 |  | 10 kV | _ | LV | 400 kVA :Building Structure | 0.4 | --> | 0.4 | 0 | 0 | Constrained,otherwise capacity available =353kVA. | --> | 0.38 | 0 | 0.003705 | 0.40707 | 0 |  | --> | C20 ex COLLINSTOWN | Collinstown [T41,T42] | GRANGE (DR) |  | 53.4281 | -6.2149
MV/LV Substation CL***4091 |  | 10 kV | _ | LV | 50 kVA :Pole Substation | 0.05 | --> | 0.05 | 0 | 0 | Constrained,otherwise capacity available =50kVA. | --> | 0.0475 | 0 | 0 | 0.05 | 0 |  | --> | C24 ex GORESBRIDGE | Goresbridge [T41,T42] | KILKENNY |  | 52.6326 | -7.0526
MV/LV Substation CL***4093 |  | 20 kV | _ | LV | 50 kVA :Pole Substation | 0.05 | --> | 0.05 | 0 | 0 | Constrained,otherwise capacity available =49kVA. | --> | 0.0475 | 0 | 0 | 0 | 0 | Constrained,otherwise capacity available =50.2kW. | --> | E17 ex BUNCRANA | Buncrana [T421,T422] | TRILLICK |  | 55.1516 | -7.4088
MV/LV Substation CL***4095 |  | 20 kV | _ | LV | 50 kVA :Pole Substation | 0.05 | --> | 0.05 | 0 | 0 | Constrained,otherwise capacity available =50kVA. | --> | 0.0475 | 0 | 0 | 0.05 | 0 |  | --> | C16 ex HOLYCROSS ROAD | Holycross Road [T41,T42] | THURLES |  | 52.6135 | -7.932
MV/LV Substation CL***4096 |  | 10 kV | _ | LV | 400 kVA :Kiosk Substation | 0.4 | --> | 0.4 | 0 | 0 | Constrained,otherwise capacity available =348kVA. | --> | 0.38 | 0 | 0 | 0.40782 | 0 |  | --> | C20 ex CLONDALKIN | Clondalkin [T41,T42,T44] | INCHICORE 220KV |  | 53.3179 | -6.3924
MV/LV Substation CL***4096 |  | 20 kV | _ | LV | 50 kVA :Pole Substation | 0.05 | --> | 0.05 | 0.038 | 1.2 |  | --> | 0.0475 | 0 | 0 | 0.05179 | 0 |  | --> | E18 ex CRATLOE | Cratloe [T421,T422] | ARDNACRUSHA |  | 52.7097 | -8.8381
MV/LV Substation CL***4097 |  | 20 kV | _ | LV | 50 kVA :Pole Substation | 0.05 | --> | 0.05 | 0.05 | 3.1 |  | --> | 0.0475 | 0 | 0 | 0.05 | 0 |  | --> | E11 ex LUMCLOON | Lumcloon [T421,T422] | DALLOW |  | 53.264 | -7.9869
MV/LV Substation CL***4098 |  | 20 kV | _ | LV | 50 kVA :Pole Substation | 0.05 | --> | 0.05 | 0.05 | 1 |  | --> | 0.0475 | 0 | 0 | 0.05 | 0 |  | --> | E11 ex LONGFORD | Longford [T421,T422] | RICHMOND |  | 53.7206 | -7.8269
MV/LV Substation CL***410 |  | 20 kV | _ | LV | 50 kVA :Pole Substation | 0.05 | --> | 0.05 | 0.049 | 2 |  | --> | 0.0475 | 0 | 0 | 0.050152 | 0 |  | --> | E16 ex MOHILL | Mohill [T421,T422] | CARRICK ON SHANNON |  | 53.8532 | -7.9074
MV/LV Substation CL***4100 |  | 20 kV | _ | LV | 50 kVA :Pole Substation | 0.05 | --> | 0.05 | 0 | 0 | Constrained,otherwise capacity available =50kVA. | --> | 0.0475 | 0 | 0 | 0.05 | 0 |  | --> | C26 ex STEPHENSTOWN | Stephenstown [T101,T102] | FINGLAS |  | 53.5917 | -6.2861
MV/LV Substation CL***4101 |  | 10 kV | _ | LV | 630 kVA :Kiosk Substation | 0.63 | --> | 0.63 | 0.38033 | 0.4 | Constrained,otherwise capacity available =500kVA. | --> | 0.5985 | 0 | 0.011115 | 0.5 | 0 |  | --> | C14 ex CARRICKMINES | Carrickmines [T41,T42] | CARRICKMINES |  | 53.2552 | -6.2034
MV/LV Substation CL***4102 |  | 10 kV | _ | LV | 630 kVA :Kiosk Substation | 0.63 | --> | 0.63 | 0.38033 | 0.4 | Constrained,otherwise capacity available =467kVA. | --> | 0.5985 | 0 | 0.010374 | 0.5 | 0 |  | --> | C14 ex CARRICKMINES | Carrickmines [T41,T42] | CARRICKMINES |  | 53.2559 | -6.2022
MV/LV Substation CL***4104 |  | 10 kV | _ | LV | 50 kVA :Pole Substation | 0.05 | --> | 0.05 | 0 | 0 | Constrained,otherwise capacity available =50kVA. | --> | 0.0475 | 0 | 0 | 0.05 | 0 |  | --> | C18 ex KILCOLGAN | Kilcolgan [T42,T421] | GALWAY 110KV |  | 53.2485 | -8.8715
MV/LV Substation CL***4108 |  | 10 kV | _ | LV | 50 kVA :Pole Substation | 0.05 | --> | 0.05 | 0.041 | 0.7 |  | --> | 0.0475 | 0 | 0 | 0.051348 | 0 |  | --> | C16 ex KILRUSH | Kilrush [T41,T42] | TULLABRACK |  | 52.6407 | -9.572
MV/LV Substation CL***4108 |  | 10 kV | _ | LV | 50 kVA :Pole Substation | 0.05 | --> | 0.05 | 0 | 0 | Constrained,otherwise capacity available =44kVA. | --> | 0.0475 | 0 | 0 | 0.050903 | 0 |  | --> | C18 ex MIDLETON | Midleton [T101,T102] | MIDLETON |  | 51.9678 | -8.2641
MV/LV Substation CL***410Y |  | 10 kV | _ | LV | 400 kVA :Kiosk Substation | 0.4 | --> | 0.4 | 0 | 0 | Constrained,otherwise capacity available =335kVA. | --> | 0.38 | 0 | 0.012597 | 0 | 0 | Constrained,otherwise capacity available =409.8kW. | --> | C32 ex CLOYNE | Cloyne [T41] | MIDLETON |  | 51.861 | -8.1208
MV/LV Substation CL***4110 |  | 20 kV | _ | LV | 50 kVA :Pole Substation | 0.05 | --> | 0.05 | 0.047 | 1.1 |  | --> | 0.0475 | 0 | 0 | 0.050453 | 0 |  | --> | E12 ex BIRR | Birr [T41,T422] | DALLOW |  | 53.0739 | -7.7948
MV/LV Substation CL***4112 |  | 10 kV | _ | LV | 630 kVA :Kiosk Substation | 0.63 | --> | 0.63 | 0.38033 | 0.4 | Constrained,otherwise capacity available =500kVA. | --> | 0.5985 | 0 | 0 | 0.5 | 0 |  | --> | C14 ex CARRICKMINES | Carrickmines [T41,T42] | CARRICKMINES |  | 53.2536 | -6.2039
MV/LV Substation CL***4112 |  | 10 kV | _ | LV | 50 kVA :Pole Substation | 0.05 | --> | 0.05 | 0 | 0 | Constrained,otherwise capacity available =50kVA. | --> | 0.0475 | 0 | 0 | 0 | 0 | Constrained,otherwise capacity available =50kW. | --> | C13 ex CURRAGLASS | Curraglass [T41] | BARRYMORE |  | 52.0942 | -8.0204
MV/LV Substation CL***4115 |  | 10 kV | _ | LV | 50 kVA :Pole Substation | 0.05 | --> | 0.05 | 0 | 0 | Constrained,otherwise capacity available =50kVA. | --> | 0.0475 | 0 | 0 | 0 | 0 | Constrained,otherwise capacity available =50kW. | --> | C12 ex MOUNTRATH | Mountrath [T41,T42] | PORTLAOISE |  | 53.0116 | -7.4202
MV/LV Substation CL***4119 |  | 20 kV | _ | LV | 100 kVA :Pole Substation | 0.1 | --> | 0.1 | 0 | 0 | Constrained,otherwise capacity available =98kVA. | --> | 0.095 | 0 | 0 | 0.1003 | 0 |  | --> | C21 ex CASTLEISLAND | Castleisland [T41,T42] | TRALEE |  | 52.2069 | -9.4984
MV/LV Substation CL***412 |  | 20 kV | _ | LV | 50 kVA :Pole Substation | 0.05 | --> | 0.05 | 0 | 0 | Constrained,otherwise capacity available =40kVA. | --> | 0.0475 | 0 | 0.003705 | 0.051496 | 0 |  | --> | C26 ex STEPHENSTOWN | Stephenstown [T101,T102] | FINGLAS |  | 53.6045 | -6.2084
MV/LV Substation CL***4121 |  | 10 kV | _ | LV | 400 kVA :Kiosk Substation | 0.4 | --> | 0.4 | 0.4 | 1.5 |  | --> | 0.38 | 0 | 0 | 0.4 | 0 |  | --> | C22 ex BALLYARD | Ballyard [T41,T42] | TRALEE |  | 52.2645 | -9.7326
MV/LV Substation CL***4122 |  | 20 kV | _ | LV | 200 kVA :Pole Substation | 0.2 | --> | 0.2 | 0 | 0 | Constrained,otherwise capacity available =183kVA. | --> | 0.19 | 0 | 0 | 0.20256 | 0 |  | --> | C12 ex DUNLEER | Dunleer [T41,T42] | DRYBRIDGE |  | 53.7886 | -6.2412
MV/LV Substation CL***4122 |  | 10 kV | _ | LV | 50 kVA :Pole Substation | 0.05 | --> | 0.05 | 0 | 0 | Constrained,otherwise capacity available =47kVA. | --> | 0.0475 | 0 | 0 | 0.050453 | 0 |  | --> | C14 ex CLONAKILTY | Clonakilty [T41,T42] | DUNMANWAY |  | 51.6374 | -8.8963
MV/LV Substation CL***4123 |  | 20 kV | _ | LV | 50 kVA :Pole Substation | 0.05 | --> | 0.05 | 0 | 0 | Constrained,otherwise capacity available =33kVA. | --> | 0.0475 | 0 | 0.003705 | 0 | 0 | Constrained,otherwise capacity available =52.5kW. | --> | E18 ex SPRINGS | Springs [T421,T422] | DUNGARVAN |  | 52.0472 | -7.5851
MV/LV Substation CL***4124 |  | 10 kV | _ | LV | 400 kVA :Kiosk Substation | 0.4 | --> | 0.4 | 0 | 0 | Constrained,otherwise capacity available =400kVA. | --> | 0.38 | 0 | 0 | 0.4 | 0 |  | --> | E15 ex WHITECHURCH | Whitechurch [T421,T422] | KILBARRY |  | 51.9374 | -8.5664
MV/LV Substation CL***4125 |  | 20 kV | _ | LV | 50 kVA :Pole Substation | 0.05 | --> | 0.05 | 0 | 0 | Constrained,otherwise capacity available =50kVA. | --> | 0.0475 | 0 | 0 | 0.05 | 0 |  | --> | C24 ex ATHLONE | Athlone [T41,T42] | ATHLONE |  | 53.3684 | -8.0351
MV/LV Substation CL***4125 |  | 10 kV | _ | LV | 400 kVA :Kiosk Substation | 0.4 | --> | 0.4 | 0 | 0 | Constrained,otherwise capacity available =359kVA. | --> | 0.38 | 0 | 0 | 0.40618 | 0 |  | --> | E15 ex WHITECHURCH | Whitechurch [T421,T422] | KILBARRY |  | 51.9364 | -8.5659
MV/LV Substation CL***4128 |  | 20 kV | _ | LV | 50 kVA :Pole Substation | 0.05 | --> | 0.05 | 0.04 | 1.2 |  | --> | 0.0475 | 0 | 0.011115 | 0.051496 | 0 |  | --> | E18 ex CRATLOE | Cratloe [T421,T422] | ARDNACRUSHA |  | 52.7104 | -8.8315
MV/LV Substation CL***4129 |  | 10 kV | _ | LV | 400 kVA :Kiosk Substation | 0.4 | --> | 0.4 | 0.351 | 13.5 |  | --> | 0.38 | 0 | 0.003705 | 0.40737 | 0 |  | --> | C21 ex ENNIS | Ennis [T101,T102] | ENNIS |  | 52.941 | -8.897
MV/LV Substation CL***412Y |  | 10 kV | _ | LV | 400 kVA :Kiosk Substation | 0.4 | --> | 0.4 | 0.371 | 18.7 |  | --> | 0.38 | 0 | 0 | 0.40438 | 0 |  | --> | C19 ex ARKLOW | Arklow [T101,T102] | ARKLOW |  | 52.8078 | -6.1412
MV/LV Substation CL***412Z |  | 20 kV | _ | LV | 50 kVA :Pole Substation | 0.05 | --> | 0.05 | 0.05 | 1 |  | --> | 0.0475 | 0 | 0 | 0.05 | 0 |  | --> | E17 ex LONGFORD | Longford [T421,T422] | RICHMOND |  | 53.7619 | -7.7464
MV/LV Substation CL***4130 |  | 10 kV | _ | LV | 400 kVA :Kiosk Substation | 0.4 | --> | 0.4 | 0 | 0 | Constrained,otherwise capacity available =386kVA. | --> | 0.38 | 0 | 0.042978 | 0.40212 | 0 |  | --> | C18 ex STICKILLEN | Stickillen [T41,T42] | DRYBRIDGE |  | 53.8525 | -6.5274
MV/LV Substation CL***4135 |  | 20 kV | _ | LV | 50 kVA :Pole Substation | 0.05 | --> | 0.05 | 0.05 | 1.1 |  | --> | 0.0475 | 0 | 0 | 0.05 | 0 |  | --> | E18 ex BIRR | Birr [T41,T422] | DALLOW |  | 53.1011 | -7.9811
MV/LV Substation CL***4136 |  | 20 kV | _ | LV | 50 kVA :Pole Substation | 0.05 | --> | 0.05 | 0.05 | 4.4 |  | --> | 0.0475 | 0 | 0 | 0.05 | 0 |  | --> | E17 ex CRANE | Crane [T122] | CRANE |  | 52.5464 | -6.3627
MV/LV Substation CL***4139 |  | 20 kV | _ | LV | 50 kVA :Pole Substation | 0.05 | --> | 0.05 | 0 | 0 | Constrained,otherwise capacity available =50kVA. | --> | 0.0475 | 0 | 0 | 0.05 | 0 |  | --> | E16 ex GLENAMADDY | Glenamaddy [T422] | ATHLONE |  | 53.5573 | -8.6514
MV/LV Substation CL***413X |  | 10 kV | _ | LV | 100 kVA :Pole Substation | 0.1 | --> | 0.1 | 0 | 0 | Constrained,otherwise capacity available =7kVA. | --> | 0.095 | 0 | 0.011115 | 0.072493 | 0 | Constrained,otherwise capacity available =113.2kW. | --> | C15 ex TOOMEVARA | Toomevara [T42] | NENAGH |  | 52.9425 | -8.036
MV/LV Substation CL***414 |  | 10 kV | _ | LV | 400 kVA :Kiosk Substation | 0.4 | --> | 0.4 | 0.346 | 2.3 |  | --> | 0.38 | 0 | 0.022971 | 0.40812 | 0 |  | --> | C16 ex BALLYRICKARD | Ballyrickard [T41,T42] | TRALEE |  | 52.2818 | -9.7286
MV/LV Substation CL***4142 |  | 20 kV | _ | LV | 400 kVA :Kiosk Substation | 0.4 | --> | 0.4 | 0 | 0 | Constrained,otherwise capacity available =299kVA. | --> | 0.38 | 0 | 0.00741 | 0.41505 | 0 |  | --> | E18 ex CURRALEIGH | Curraleigh [T421,T422] | KILBARRY |  | 51.9077 | -8.5619
MV/LV Substation CL***4147 |  | 20 kV | _ | LV | 400 kVA :Kiosk Substation | 0.4 | --> | 0.4 | 0 | 0 | Constrained,otherwise capacity available =374kVA. | --> | 0.38 | 0 | 0.028899 | 0.40393 | 0 |  | --> | C11 ex LOUGHSHINNY | Loughshinny [T41,T42] | GLASMORE |  | 53.5311 | -6.1631
MV/LV Substation CL***4149 |  | 20 kV | _ | LV | 400 kVA :Kiosk Substation | 0.4 | --> | 0.4 | 0 | 0 | Constrained,otherwise capacity available =400kVA. | --> | 0.38 | 0 | 0 | 0 | 0 | Constrained,otherwise capacity available =400kW. | --> | E13 ex CARNDONAGH | Carndonagh [T421,T422] | TRILLICK |  | 55.2629 | -7.4143
MV/LV Substation CL***414X |  | 10 kV | _ | LV | 200 kVA :Pole Substation | 0.2 | --> | 0.2 | 0 | 0 | Constrained,otherwise capacity available =159kVA. | --> | 0.19 | 0 | 0.001482 | 0.072493 | 0 | Constrained,otherwise capacity available =206.1kW. | --> | C15 ex TOOMEVARA | Toomevara [T42] | NENAGH |  | 52.9446 | -8.0436
MV/LV Substation CL***4150 |  | 10 kV | _ | LV | 1000 kVA :Building Structure | 1 | --> | 1 | 0 | 0 | Constrained,otherwise capacity available =500kVA. | --> | 0.95 | 0 | 0 | 0.5 | 0 |  | --> | C18 ex BALLYCOOLIN | Ballycoolin [T41,T42,T43] | FINGLAS |  | 53.4065 | -6.3712
MV/LV Substation CL***4152 |  | 10 kV | _ | LV | 630 kVA :Building Structure | 0.63 | --> | 0.63 | 0.5 | 1.5 |  | --> | 0.5985 | 0 | 0 | 0.5 | 0 |  | --> | C13 ex SMEARLA | Smearla [T41,T42] | TRIEN |  | 52.4512 | -9.4942
MV/LV Substation CL***4153 |  | 20 kV | _ | LV | 400 kVA :Kiosk Substation | 0.4 | --> | 0.4 | 0 | 0 | Constrained,otherwise capacity available =396kVA. | --> | 0.38 | 0 | 0 | 0.40061 | 0 |  | --> | C21 ex TRAMORE | Tramore [T41,T42] | BUTLERSTOWN |  | 52.1683 | -7.1699
MV/LV Substation CL***4156 |  | 10 kV | _ | LV | 630 kVA :Kiosk Substation | 0.63 | --> | 0.63 | 0.5 | 4.5 |  | --> | 0.5985 | 0 | 0.003705 | 0.5 | 0 |  | --> | C21 ex MALLOW | Mallow [T41,T42] | MALLOW |  | 52.1516 | -8.6283
MV/LV Substation CL***4158 |  | 10 kV | _ | LV | 400 kVA :Kiosk Substation | 0.4 | --> | 0.4 | 0 | 0 | Constrained,otherwise capacity available =318kVA. | --> | 0.38 | 0 | 0.004446 | 0.41226 | 0 |  | --> | C13 ex MALAHIDE | Malahide [T41,T42] | GLASMORE |  | 53.4394 | -6.1812
MV/LV Substation CL***415Y |  | 20 kV | _ | LV | 630 kVA :Kiosk Substation | 0.63 | --> | 0.63 | 0 | 0 | Constrained,otherwise capacity available =500kVA. | --> | 0.5985 | 0 | 0 | 0.5 | 0 |  | --> | E11 ex EDENDERRY | Edenderry [T421,T422] | BLAKE |  | 53.3449 | -7.0468
MV/LV Substation CL***4160 |  | 10 kV | _ | LV | 630 kVA :Kiosk Substation | 0.63 | --> | 0.63 | 0 | 0 | Constrained,otherwise capacity available =500kVA. | --> | 0.5985 | 0 | 0 | 0.5 | 0 |  | --> | C12 ex TRAMORE | Tramore [T41,T42] | BUTLERSTOWN |  | 52.1446 | -7.1682
MV/LV Substation CL***4164 |  | 10 kV | _ | LV | 400 kVA :Kiosk Substation | 0.4 | --> | 0.4 | 0 | 0 | Constrained,otherwise capacity available =341kVA. | --> | 0.38 | 0 | 0.006669 | 0.40886 | 0 |  | --> | C16 ex CLONAKILTY | Clonakilty [T41,T42] | DUNMANWAY |  | 51.6217 | -8.8845
MV/LV Substation CL***4166 |  | 10 kV | _ | LV | 400 kVA :Building Structure | 0.4 | --> | 0.4 | 0.368 | 3.9 |  | --> | 0.38 | 0 | 0.1482 | 0.40483 | 0 |  | --> | C21 ex MARSHES | Marshes [T41,T42] | DUNDALK |  | 53.9598 | -6.3979
MV/LV Substation CL***4169 |  | 20 kV | _ | LV | 50 kVA :Pole Substation | 0.05 | --> | 0.05 | 0 | 0 | Constrained,otherwise capacity available =43kVA. | --> | 0.0475 | 0 | 0.01482 | 0.051052 | 0 |  | --> | E20 ex GARRANACANTY | Garranacanty [T421,T422] | TIPPERARY |  | 52.5597 | -8.0033
MV/LV Substation CL***416Y |  | 10 kV | _ | LV | 400 kVA :Kiosk Substation | 0.4 | --> | 0.4 | 0.298 | 14.3 |  | --> | 0.38 | 0 | 0.037791 | 0.4152 | 0 |  | --> | C21 ex KILLOTERAN | Killoteran [T101,T102] | KILLOTERAN |  | 52.2522 | -7.1529
MV/LV Substation CL***4171 |  | 20 kV | _ | LV | 400 kVA :Kiosk Substation | 0.4 | --> | 0.4 | 0 | 0 | Constrained,otherwise capacity available =400kVA. | --> | 0.38 | 0 | 0 | 0 | 0 | Constrained,otherwise capacity available =400kW. | --> | E20 ex FOXHOLE | Foxhole [T421,T422] | DUNGARVAN |  | 51.9329 | -8.0496
MV/LV Substation CL***4172 |  | 20 kV | _ | LV | 200 kVA :Pole Substation | 0.2 | --> | 0.2 | 0 | 0 | Constrained,otherwise capacity available =200kVA. | --> | 0.19 | 0 | 0 | 0.2 | 0 |  | --> | C17 ex TULLA | Tulla [T41,T42] | ENNIS |  | 52.8666 | -8.7628
MV/LV Substation CL***4172 |  | 10 kV | _ | LV | 400 kVA :Kiosk Substation | 0.4 | --> | 0.4 | 0 | 0 | Constrained,otherwise capacity available =344kVA. | --> | 0.38 | 0 | 0 | 0.40841 | 0 |  | --> | C15 ex ENNIS NORTH | Ennis North [T41,T42] | ENNIS |  | 52.8558 | -8.9887
MV/LV Substation CL***4172 |  | 10 kV | _ | LV | 400 kVA :Building Structure | 0.4 | --> | 0.4 | 0 | 0 | Constrained,otherwise capacity available =400kVA. | --> | 0.38 | 0 | 0 | 0.4 | 0 |  | --> | C23 ex MACETOWN | Macetown [T101,T102] | MACETOWN |  | 53.4128 | -6.4472
MV/LV Substation CL***4173 |  | 10 kV | _ | LV | 1000 kVA :Building Structure | 1 | --> | 1 | 0 | 0 | Constrained,otherwise capacity available =500kVA. | --> | 0.95 | 0 | 0 | 0.5 | 0 |  | --> | C26 ex BALLYCOOLIN | Ballycoolin [T41,T42,T43] | FINGLAS |  | 53.4066 | -6.3712
MV/LV Substation CL***4173 |  | 20 kV | _ | LV | 100 kVA :Pole Substation | 0.1 | --> | 0.1 | 0.099 | 0.5 |  | --> | 0.095 | 0 | 0 | 0.10015 | 0 |  | --> | E11 ex ARDFINNAN | Ardfinnan [T421] | CAHIR |  | 52.2765 | -7.9973
MV/LV Substation CL***4174 |  | 20 kV | _ | LV | 50 kVA :Pole Substation | 0.05 | --> | 0.05 | 0 | 0 | Constrained,otherwise capacity available =50kVA. | --> | 0.0475 | 0 | 0 | 0.05 | 0 |  | --> | C15 ex DELVIN | Delvin [T41,T42] | MULLINGAR |  | 53.5713 | -7.0831
MV/LV Substation CL***4177 |  | 20 kV | _ | LV | 50 kVA :Pole Substation | 0.05 | --> | 0.05 | 0 | 0 | Constrained,otherwise capacity available =39kVA. | --> | 0.0475 | 0 | 0.011856 | 0.051643 | 0 |  | --> | C18 ex DEERPARK | Deerpark [T41,T42] | BALLYDINE |  | 52.4604 | -7.5983
MV/LV Substation CL***417Y |  | 10 kV | _ | LV | 400 kVA :Kiosk Substation | 0.4 | --> | 0.4 | 0.384 | 14.3 |  | --> | 0.38 | 0 | 0 | 0.40242 | 0 |  | --> | C21 ex KILLOTERAN | Killoteran [T101,T102] | KILLOTERAN |  | 52.2508 | -7.1523
MV/LV Substation CL***418 |  | 10 kV | _ | LV | 50 kVA :Pole Substation | 0.05 | --> | 0.05 | 0.038 | 2.8 |  | --> | 0.0475 | 0 | 0 | 0.05179 | 0 |  | --> | C19 ex RECESS | Recess [T41] | SCREEB |  | 53.401 | -9.9192
MV/LV Substation CL***4181 |  | 20 kV | _ | LV | 50 kVA :Pole Substation | 0.05 | --> | 0.05 | 0.05 | 1.1 |  | --> | 0.0475 | 0 | 0 | 0.05 | 0 |  | --> | E18 ex BIRR | Birr [T41,T422] | DALLOW |  | 53.0953 | -7.9637
MV/LV Substation CL***4182 |  | 20 kV | _ | LV | 400 kVA :Kiosk Substation | 0.4 | --> | 0.4 | 0 | 0 | Constrained,otherwise capacity available =319kVA. | --> | 0.38 | 0 | 0.02964 | 0.41212 | 0 |  | --> | C11 ex KILDARE | Kildare [T41,T42] | NEWBRIDGE |  | 53.1386 | -7.0504
MV/LV Substation CL***4183 |  | 20 kV | _ | LV | 100 kVA :Pole Substation | 0.1 | --> | 0.1 | 0.065 | 1.1 |  | --> | 0.095 | 0 | 0 | 0.10518 | 0 |  | --> | E18 ex BIRR | Birr [T41,T422] | DALLOW |  | 53.0004 | -8.0787
MV/LV Substation CL***4184 |  | 10 kV | _ | LV | 400 kVA :Kiosk Substation | 0.4 | --> | 0.4 | 0.4 | 11.9 |  | --> | 0.38 | 0 | 0 | 0.4 | 0 |  | --> | C17 ex SALTHILL | Salthill [T101,T102] | SALTHILL |  | 53.2706 | -9.1242
MV/LV Substation CL***4188 |  | 10 kV | _ | LV | 50 kVA :Pole Substation | 0.05 | --> | 0.05 | 0 | 0 | Constrained,otherwise capacity available =50kVA. | --> | 0.0475 | 0 | 0 | 0.05 | 0 |  | --> | C15 ex BISHOPSTOWN | Bishopstown [T41,T42] | KILBARRY |  | 51.9019 | -8.5266
MV/LV Substation CL***4189 |  | 20 kV | _ | LV | 200 kVA :Pole Substation | 0.2 | --> | 0.2 | 0.186 | 0.5 |  | --> | 0.19 | 0 | 0 | 0.20211 | 0 |  | --> | E15 ex ARDFINNAN | Ardfinnan [T421] | CAHIR |  | 52.3097 | -7.8856
MV/LV Substation CL***418X |  | 10 kV | _ | LV | 50 kVA :Pole Substation | 0.05 | --> | 0.05 | 0 | 0 | Constrained,otherwise capacity available =31kVA. | --> | 0.0475 | 0 | 0 | 0.052806 | 0 |  | --> | C15 ex CASTLECOMER | Castlecomer [T41,T42] | BALLYRAGGET |  | 52.8619 | -7.1644
MV/LV Substation CL***418X |  | 10 kV | _ | LV | 50 kVA :Pole Substation | 0.05 | --> | 0.05 | 0 | 0 | Constrained,otherwise capacity available =49kVA. | --> | 0.0475 | 0 | 0 | 0.050152 | 0 |  | --> | C28 ex CLAREGALWAY | Claregalway [T42,T421] | GALWAY 110KV |  | 53.325 | -8.973
MV/LV Substation CL***4190 |  | 10 kV | _ | LV | 50 kVA :Pole Substation | 0.05 | --> | 0.05 | 0 | 0 | Constrained,otherwise capacity available =38kVA. | --> | 0.0475 | 0 | 0.020007 | 0 | 0 | Constrained,otherwise capacity available =51.8kW. | --> | C18 ex PORTARLINGTON | Portarlington [T41,T42] | PORTLAOISE |  | 53.1847 | -7.2828
MV/LV Substation CL***4190 |  | 10 kV | _ | LV | 630 kVA :Kiosk Substation | 0.63 | --> | 0.63 | 0 | 0 | Constrained,otherwise capacity available =500kVA. | --> | 0.5985 | 0 | 0 | 0.5 | 0 |  | --> | C20 ex KILMEADEN | Kilmeaden [T42] | BUTLERSTOWN |  | 52.2288 | -7.2309
MV/LV Substation CL***4190 |  | 20 kV | _ | LV | 50 kVA :Pole Substation | 0.05 | --> | 0.05 | 0.05 | 1.1 |  | --> | 0.0475 | 0 | 0 | 0.05 | 0 |  | --> | E18 ex BIRR | Birr [T41,T422] | DALLOW |  | 53.0991 | -7.9643
MV/LV Substation CL***4195 |  | 10 kV | _ | LV | 630 kVA :Kiosk Substation | 0.63 | --> | 0.63 | 0 | 0 | Constrained,otherwise capacity available =488kVA. | --> | 0.5985 | 0 | 0 | 0.5 | 0 |  | --> | C11 ex COOLMINE | Coolmine [T41,T42] | FINGLAS |  | 53.3823 | -6.3992
MV/LV Substation CL***420 |  | 20 kV | _ | LV | 50 kVA :Pole Substation | 0.05 | --> | 0.05 | 0 | 0 | Constrained,otherwise capacity available =50kVA. | --> | 0.0475 | 0 | 0 | 0.05 | 0 |  | --> | E17 ex HEADFORD | Headford [T41,T42] | CLOON |  | 53.4509 | -9.0939
MV/LV Substation CL***4202 |  | 10 kV | _ | LV | 400 kVA :Building Structure | 0.4 | --> | 0.4 | 0 | 0 | Constrained,otherwise capacity available =383kVA. | --> | 0.38 | 0 | 0.02964 | 0.40015 | 0 |  | --> | C16 ex CLONAKILTY | Clonakilty [T41,T42] | DUNMANWAY |  | 51.6309 | -8.8767
MV/LV Substation CL***4207 |  | 20 kV | _ | LV | 100 kVA :Pole Substation | 0.1 | --> | 0.1 | 0.095 | 13.5 |  | --> | 0.095 | 0 | 0 | 0.10076 | 0 |  | --> | C19 ex ENNIS | Ennis [T101,T102] | ENNIS |  | 52.8368 | -8.8529
MV/LV Substation CL***4209 |  | 10 kV | _ | LV | 1000 kVA :Building Structure | 1 | --> | 1 | 0 | 0 | Constrained,otherwise capacity available =500kVA. | --> | 0.95 | 0 | 0 | 0.5 | 0 |  | --> | C17 ex KILBARRY | Kilbarry [T101,T43] | KILBARRY |  | 51.9131 | -8.4713
MV/LV Substation CL***420X |  | 10 kV | _ | LV | 50 kVA :Pole Substation | 0.05 | --> | 0.05 | 0.047 | 0.2 |  | --> | 0.0475 | 0 | 0 | 0 | 0 | Constrained,otherwise capacity available =50.5kW. | --> | C16 ex ROSSGEIR | Rossgeir [T41,T42] | LETTERKENNY |  | 54.9511 | -7.4338
MV/LV Substation CL***4211 |  | 20 kV | _ | LV | 50 kVA :Pole Substation | 0.05 | --> | 0.05 | 0.05 | 6.4 |  | --> | 0.0475 | 0 | 0 | 0.05 | 0 |  | --> | C22 ex BUSHFIELD | Bushfield [T41,T42] | ATHLONE |  | 53.5378 | -7.8155
MV/LV Substation CL***4219 |  | 10 kV | _ | LV | 630 kVA :Kiosk Substation | 0.63 | --> | 0.63 | 0 | 0 | Constrained,otherwise capacity available =500kVA. | --> | 0.5985 | 0 | 0 | 0.5 | 0 |  | --> | C28 ex CLAREGALWAY | Claregalway [T42,T421] | GALWAY 110KV |  | 53.3387 | -8.9356
MV/LV Substation CL***4221 |  | 10 kV | _ | LV | 630 kVA :Kiosk Substation | 0.63 | --> | 0.63 | 0 | 0 | Constrained,otherwise capacity available =500kVA. | --> | 0.5985 | 0 | 0 | 0.5 | 0 |  | --> | C20 ex KILMEADEN | Kilmeaden [T42] | BUTLERSTOWN |  | 52.2293 | -7.2339
MV/LV Substation CL***4223 |  | 10 kV | _ | LV | 400 kVA :Kiosk Substation | 0.4 | --> | 0.4 | 0 | 0 | Constrained,otherwise capacity available =379kVA. | --> | 0.38 | 0 | 0 | 0.40318 | 0 |  | --> | C18 ex CLONES | Clones [T41,T42] | SHANKILL |  | 54.1769 | -7.2339
MV/LV Substation CL***4227 |  | 20 kV | _ | LV | 400 kVA :Kiosk Substation | 0.4 | --> | 0.4 | 0.391 | 1.8 |  | --> | 0.38 | 0 | 0 | 0.40136 | 0 |  | --> | E12 ex BIRDHILL | Birdhill [T421,T422] | ARDNACRUSHA |  | 52.8015 | -8.4402
MV/LV Substation CL***4227 |  | 20 kV | _ | LV | 400 kVA :Kiosk Substation | 0.4 | --> | 0.4 | 0 | 0 | Constrained,otherwise capacity available =377kVA. | --> | 0.38 | 0 | 0.04446 | 0.40348 | 0 |  | --> | C11 ex LOUGHSHINNY | Loughshinny [T41,T42] | GLASMORE |  | 53.532 | -6.1634
MV/LV Substation CL***4227 |  | 10 kV | _ | LV | 50 kVA :Pole Substation | 0.05 | --> | 0.05 | 0.049 | 1 |  | --> | 0.0475 | 0 | 0 | 0.050152 | 0 |  | --> | E19 ex LONGFORD | Longford [T421,T422] | RICHMOND |  | 53.7131 | -7.828
MV/LV Substation CL***422X |  | 10 kV | _ | LV | 100 kVA :Pole Substation | 0.1 | --> | 0.1 | 0.089 | 7.9 |  | --> | 0.095 | 0 | 0 | 0.10166 | 0 |  | --> | C11 ex DUNMANWAY | Dunmanway [T422,T43] | DUNMANWAY |  | 51.7039 | -9.134
MV/LV Substation CL***4231 |  | 10 kV | _ | LV | 50 kVA :Pole Substation | 0.05 | --> | 0.05 | 0 | 0 | Constrained,otherwise capacity available =50kVA. | --> | 0.0475 | 0 | 0 | 0.05 | 0 |  | --> | C17 ex AGHAMORE | Aghamore [T41,T42] | LANESBORO |  | 53.7166 | -7.8828
MV/LV Substation CL***4231 |  | 10 kV | _ | LV | 400 kVA :Kiosk Substation | 0.4 | --> | 0.4 | 0 | 0 | Constrained,otherwise capacity available =396kVA. | --> | 0.38 | 0 | 0 | 0.40061 | 0 |  | --> | C14 ex COOLMINE | Coolmine [T41,T42] | FINGLAS |  | 53.3842 | -6.4275
MV/LV Substation CL***4234 |  | 20 kV | _ | LV | 50 kVA :Pole Substation | 0.05 | --> | 0.05 | 0.032 | 2.8 |  | --> | 0.0475 | 0 | 0 | 0.052662 | 0 |  | --> | E13 ex BALLYRAGGET | Ballyragget [T421,T422] | BALLYRAGGET |  | 52.7536 | -7.3823
MV/LV Substation CL***4244 |  | 10 kV | _ | LV | 1000 kVA :Building Structure | 1 | --> | 1 | 0 | 0 | Constrained,otherwise capacity available =500kVA. | --> | 0.95 | 0 | 0 | 0.5 | 0 |  | --> | C12 ex SUTTON | Sutton [T41,T42] | GRANGE (DR) |  | 53.3891 | -6.0787
MV/LV Substation CL***4245 |  | 10 kV | _ | LV | 1000 kVA :Building Structure | 1 | --> | 1 | 0 | 0 | Constrained,otherwise capacity available =500kVA. | --> | 0.95 | 0 | 0 | 0.5 | 0 |  | --> | C12 ex SUTTON | Sutton [T41,T42] | GRANGE (DR) |  | 53.3891 | -6.0786
MV/LV Substation CL***425 |  | 10 kV | _ | LV | 200 kVA :Building Structure | 0.2 | --> | 0.2 | 0 | 0 | Constrained,otherwise capacity available =200kVA. | --> | 0.19 | 0 | 0 | 0.2 | 0 |  | --> | C16 ex DRUMCONDRA | Drumcondra [T41,T42] | MCDERMOTT |  | 53.3649 | -6.2534
MV/LV Substation CL***4255 |  | 10 kV | _ | LV | 400 kVA :Kiosk Substation | 0.4 | --> | 0.4 | 0.397 | 0.9 |  | --> | 0.38 | 0 | 0 | 0.40046 | 0 |  | --> | C16 ex CLONARD | Clonard [T41,T42] | WEXFORD |  | 52.3299 | -6.4874
MV/LV Substation CL***4255 |  | 10 kV | _ | LV | 50 kVA :Pole Substation | 0.05 | --> | 0.05 | 0.044 | 2.8 |  | --> | 0.0475 | 0 | 0 | 0.050903 | 0 |  | --> | E16 ex BALLYRAGGET | Ballyragget [T421,T422] | BALLYRAGGET |  | 52.8542 | -7.3522
MV/LV Substation CL***425X |  | 20 kV | _ | LV | 50 kVA :Pole Substation | 0.05 | --> | 0.05 | 0 | 0 | Constrained,otherwise capacity available =41kVA. | --> | 0.0475 | 0 | 0 | 0.051348 | 0 |  | --> | E18 ex DALTON | Dalton [T421,T422] | DALTON |  | 53.6999 | -8.9912
MV/LV Substation CL***4264 |  | 10 kV | _ | LV | 400 kVA :Kiosk Substation | 0.4 | --> | 0.4 | 0 | 0 | Constrained,otherwise capacity available =352kVA. | --> | 0.38 | 0 | 0.11411 | 0.40722 | 0 |  | --> | C17 ex SALLINS | Sallins [T41,T42] | GRIFFINRATH |  | 53.295 | -6.6998
MV/LV Substation CL***4264 |  | 10 kV | _ | LV | 50 kVA :Pole Substation | 0.05 | --> | 0.05 | 0 | 0 | Constrained,otherwise capacity available =50kVA. | --> | 0.0475 | 0 | 0 | 0.05 | 0 |  | --> | C11 ex DERRYCRAMPH | Derrycramph [T41,T42] | SHANKILL |  | 53.9577 | -7.1715
MV/LV Substation CL***4266 |  | 10 kV | _ | LV | 400 kVA :Kiosk Substation | 0.4 | --> | 0.4 | 0.295 | 2.9 |  | --> | 0.38 | 0 | 0.10448 | 0.41564 | 0 |  | --> | C12 ex ABBEYLAND | Abbeyland [T41,T42] | NAVAN |  | 53.669 | -6.6896
MV/LV Substation CL***4269 |  | 10 kV | _ | LV | 100 kVA :Pole Substation | 0.1 | --> | 0.1 | 0 | 0 | Constrained,otherwise capacity available =98kVA. | --> | 0.095 | 0 | 0.003705 | 0.1003 | 0 |  | --> | C24 ex GORESBRIDGE | Goresbridge [T41,T42] | KILKENNY |  | 52.5909 | -7.1014
MV/LV Substation CL***426X |  | 20 kV | _ | LV | 50 kVA :Pole Substation | 0.05 | --> | 0.05 | 0.047 | 1.1 |  | --> | 0.0475 | 0 | 0.019266 | 0.050453 | 0 |  | --> | E12 ex BIRR | Birr [T41,T422] | DALLOW |  | 53.1062 | -7.7723
MV/LV Substation CL***426X |  | 20 kV | _ | LV | 200 kVA :Pole Substation | 0.2 | --> | 0.2 | 0.2 | 2.8 |  | --> | 0.19 | 0 | 0 | 0.2 | 0 |  | --> | E21 ex CLARA | Clara [T421,T422] | THORNSBERRY |  | 53.3399 | -7.6352
MV/LV Substation CL***4276 |  | 20 kV | _ | LV | 400 kVA :Kiosk Substation | 0.4 | --> | 0.4 | 0 | 0 | Constrained,otherwise capacity available =364kVA. | --> | 0.38 | 0 | 0 | 0.40543 | 0 |  | --> | E21 ex CURRALEIGH | Curraleigh [T421,T422] | KILBARRY |  | 51.9284 | -8.6135
MV/LV Substation CL***4278 |  | 10 kV | _ | LV | 630 kVA :Kiosk Substation | 0.63 | --> | 0.63 | 0.5 | 6 |  | --> | 0.5985 | 0 | 0 | 0.5 | 0 |  | --> | C23 ex PELLETSTOWN | Pelletstown [T101,T102] | FINGLAS |  | 53.3853 | -6.3714
MV/LV Substation CL***428 |  | 10 kV | _ | LV | 50 kVA :Pole Substation | 0.05 | --> | 0.05 | 0.04 | 3.5 |  | --> | 0.0475 | 0 | 0 | 0 | 0 | Constrained,otherwise capacity available =51.5kW. | --> | E14 ex DUNFIRTH | Dunfirth [T122] | DUNFIRTH |  | 53.3762 | -6.8217
MV/LV Substation CL***428 |  | 10 kV | _ | LV | 630 kVA :Kiosk Substation | 0.63 | --> | 0.63 | 0 | 0 | Constrained,otherwise capacity available =500kVA. | --> | 0.5985 | 0 | 0.010374 | 0.5 | 0 |  | --> | C13 ex GLASNEVIN | Glasnevin [T41] | FINGLAS |  | 53.3773 | -6.2716
MV/LV Substation CL***4281 |  | 10 kV | _ | LV | 630 kVA :Kiosk Substation | 0.63 | --> | 0.63 | 0 | 0 | Constrained,otherwise capacity available =500kVA. | --> | 0.5985 | 0 | 0.005928 | 0 | 0 | Constrained,otherwise capacity available =500kW. | --> | C11 ex GARDEN CITY | Garden City [T41,T42] | ARKLOW |  | 52.6766 | -6.2747
MV/LV Substation CL***4281 |  | 20 kV | _ | LV | 50 kVA :Pole Substation | 0.05 | --> | 0.05 | 0 | 0 | Constrained,otherwise capacity available =48kVA. | --> | 0.0475 | 0 | 0 | 0.050303 | 0 |  | --> | E21 ex ASHBOURNE | Ashbourne [T421,T422] | FINGLAS |  | 53.5294 | -6.3271
MV/LV Substation CL***4283 |  | 10 kV | _ | LV | 50 kVA :Pole Substation | 0.05 | --> | 0.05 | 0 | 0 | Constrained,otherwise capacity available =50kVA. | --> | 0.0475 | 0 | 0 | 0.05 | 0 |  | --> | C16 ex CASTLECOMER | Castlecomer [T41,T42] | BALLYRAGGET |  | 52.8745 | -7.2897
MV/LV Substation CL***4288 |  | 10 kV | _ | LV | 400 kVA :Kiosk Substation | 0.4 | --> | 0.4 | 0 | 0 | Constrained,otherwise capacity available =363kVA. | --> | 0.38 | 0 | 0 | 0.40558 | 0 |  | --> | C17 ex DOUGLAS | Douglas [T41,T42] | TRABEG |  | 51.8682 | -8.4356
MV/LV Substation CL***428Z |  | 20 kV | _ | LV | 50 kVA :Pole Substation | 0.05 | --> | 0.05 | 0.047 | 2.9 |  | --> | 0.0475 | 0 | 0 | 0 | 0 | Constrained,otherwise capacity available =50.5kW. | --> | E13 ex TELAYDON | Telaydon [T42,T421] | LISDRUM |  | 54.2357 | -7.0969
MV/LV Substation CL***4297 |  | 20 kV | _ | LV | 50 kVA :Pole Substation | 0.05 | --> | 0.05 | 0 | 0 | Constrained,otherwise capacity available =42kVA. | --> | 0.0475 | 0 | 0 | 0 | 0 | Constrained,otherwise capacity available =51.2kW. | --> | E22 ex ROSCREA | Roscrea [T41,T42] | IKERRIN |  | 52.9547 | -7.8826
MV/LV Substation CL***429X |  | 20 kV | _ | LV | 200 kVA :Pole Substation | 0.2 | --> | 0.2 | 0 | 0 | Constrained,otherwise capacity available =127kVA. | --> | 0.19 | 0 | 0.011115 | 0.21079 | 0 |  | --> | E20 ex EDENDERRY | Edenderry [T421,T422] | BLAKE |  | 53.261 | -7.0863
MV/LV Substation CL***429Z |  | 10 kV | _ | LV | 400 kVA :Kiosk Substation | 0.4 | --> | 0.4 | 0 | 0 | Constrained,otherwise capacity available =400kVA. | --> | 0.38 | 0 | 0 | 0 | 0 | Constrained,otherwise capacity available =400kW. | --> | C14 ex DRUMBEAR | Drumbear [T41,T42] | LISDRUM |  | 54.2456 | -6.9522
MV/LV Substation CL***430 |  | 20 kV | _ | LV | 200 kVA :Pole Substation | 0.2 | --> | 0.2 | 0.164 | 0.3 |  | --> | 0.19 | 0 | 0 | 0.20539 | 0 |  | --> | E31 ex TRIM | Trim [T421] | NAVAN |  | 53.543 | -6.8954
MV/LV Substation CL***4300 |  | 10 kV | _ | LV | 630 kVA :Kiosk Substation | 0.63 | --> | 0.63 | 0.5 | 3.9 |  | --> | 0.5985 | 0 | 0.016302 | 0.5 | 0 |  | --> | C22 ex GALWAY 110KV | Galway 110kv [T102,T103] | GALWAY 110KV |  | 53.2904 | -8.9938
MV/LV Substation CL***4302 |  | 10 kV | _ | LV | 50 kVA :Pole Substation | 0.05 | --> | 0.05 | 0 | 0 | Constrained,otherwise capacity available =43kVA. | --> | 0.0475 | 0 | 0 | 0 | 0 | Constrained,otherwise capacity available =51.1kW. | --> | C12 ex MOUNTRATH | Mountrath [T41,T42] | PORTLAOISE |  | 53.024 | -7.4241
MV/LV Substation CL***430X |  | 10 kV | _ | LV | 50 kVA :Pole Substation | 0.05 | --> | 0.05 | 0.029 | 0.2 |  | --> | 0.0475 | 0 | 0 | 0 | 0 | Constrained,otherwise capacity available =53.1kW. | --> | C16 ex ROSSGEIR | Rossgeir [T41,T42] | LETTERKENNY |  | 54.9448 | -7.4566
MV/LV Substation CL***431 |  | 20 kV | _ | LV | 100 kVA :Pole Substation | 0.1 | --> | 0.1 | 0 | 0 | Constrained,otherwise capacity available =37kVA. | --> | 0.095 | 0 | 0.002964 | 0.10913 | 0 |  | --> | C15 ex BALLYHAUNIS | Ballyhaunis [T41,T42] | DALTON |  | 53.6866 | -8.752
MV/LV Substation CL***4311 |  | 10 kV | _ | LV | 50 kVA :Pole Substation | 0.05 | --> | 0.05 | 0 | 0 | Constrained,otherwise capacity available =48kVA. | --> | 0.0475 | 0 | 0 | 0 | 0 | Constrained,otherwise capacity available =50.3kW. | --> | C11 ex PORTARLINGTON | Portarlington [T41,T42] | PORTLAOISE |  | 53.2177 | -7.1726
MV/LV Substation CL***4315 |  | 10 kV | _ | LV | 400 kVA :Kiosk Substation | 0.4 | --> | 0.4 | 0.4 | 3.9 |  | --> | 0.38 | 0 | 0 | 0.4 | 0 |  | --> | C21 ex MARSHES | Marshes [T41,T42] | DUNDALK |  | 53.9602 | -6.3969
MV/LV Substation CL***4317 |  | 10 kV | _ | LV | 630 kVA :Kiosk Substation | 0.63 | --> | 0.63 | 0.5 | 2.9 |  | --> | 0.5985 | 0 | 0.047424 | 0.5 | 0 |  | --> | C12 ex ABBEYLAND | Abbeyland [T41,T42] | NAVAN |  | 53.6706 | -6.6921
MV/LV Substation CL***431X |  | 20 kV | _ | LV | 100 kVA :Pole Substation | 0.1 | --> | 0.1 | 0 | 0 | Constrained,otherwise capacity available =94kVA. | --> | 0.095 | 0 | 0 | 0.10091 | 0 |  | --> | C15 ex KANTURK | Kanturk [T41,T42] | GLENLARA |  | 52.1376 | -8.8582
MV/LV Substation CL***4320 |  | 10 kV | _ | LV | 630 kVA :Kiosk Substation | 0.63 | --> | 0.63 | 0 | 0 | Constrained,otherwise capacity available =500kVA. | --> | 0.5985 | 0 | 0.004446 | 0.5 | 0 |  | --> | C14 ex COOLMINE | Coolmine [T41,T42] | FINGLAS |  | 53.3834 | -6.4173
MV/LV Substation CL***4323 |  | 10 kV | _ | LV | 50 kVA :Pole Substation | 0.05 | --> | 0.05 | 0.048 | 3 |  | --> | 0.0475 | 0 | 0 | 0.050303 | 0 |  | --> | C25 ex NENAGH | Nenagh [T41,T42] | NENAGH |  | 52.7757 | -8.0795
MV/LV Substation CL***433 |  | 10 kV | _ | LV | 100 kVA :Pole Substation | 0.1 | --> | 0.1 | 0 | 0 | Constrained,otherwise capacity available =99kVA. | --> | 0.095 | 0 | 0 | 0 | 0 | Constrained,otherwise capacity available =100.2kW. | --> | C13 ex DONEGAL | Donegal [T41,T42] | CATHALEENS FALL |  | 54.6679 | -8.059
MV/LV Substation CL***4336 |  | 20 kV | _ | LV | 400 kVA :Kiosk Substation | 0.4 | --> | 0.4 | 0 | 0 | Constrained,otherwise capacity available =398kVA. | --> | 0.38 | 0 | 0 | 0.4003 | 0 |  | --> | E54 ex GRANGE CASTLE | Grange Castle [T124] | INCHICORE 220KV |  | 53.3313 | -6.4075
MV/LV Substation CL***4341 |  | 10 kV | _ | LV | 50 kVA :Pole Substation | 0.05 | --> | 0.05 | 0 | 0 | Constrained,otherwise capacity available =48kVA. | --> | 0.0475 | 0 | 0.00741 | 0.050303 | 0 |  | --> | C21 ex PORTARLINGTON | Portarlington [T43] | BLAKE |  | 53.1229 | -7.118
MV/LV Substation CL***4342 |  | 10 kV | _ | LV | 1000 kVA :Building Structure | 1 | --> | 1 | 0.5 | 20.8 |  | --> | 0.95 | 0 | 0 | 0.5 | 0 |  | --> | C21 ex HEUSTON SQUARE | Heuston Square [T101,T102] | INCHICORE 220KV |  | 53.3449 | -6.3069
MV/LV Substation CL***4347 |  | 20 kV | _ | LV | 400 kVA :Kiosk Substation | 0.4 | --> | 0.4 | 0 | 0 | Constrained,otherwise capacity available =309kVA. | --> | 0.38 | 0 | 0 | 0.41359 | 0 |  | --> | E21 ex ADAMSTOWN | Adamstown [T121,T122] | INCHICORE 220KV |  | 53.3319 | -6.4088
MV/LV Substation CL***4348 |  | 10 kV | _ | LV | 400 kVA :Kiosk Substation | 0.4 | --> | 0.4 | 0 | 0 | Constrained,otherwise capacity available =400kVA. | --> | 0.38 | 0 | 0 | 0.4 | 0 |  | --> | C17 ex PALMERSTOWN | Palmerstown [T41,T42] | FINGLAS |  | 53.3446 | -6.3847
MV/LV Substation CL***4355 |  | 10 kV | _ | LV | 50 kVA :Pole Substation | 0.05 | --> | 0.05 | 0 | 0 | Constrained,otherwise capacity available =50kVA. | --> | 0.0475 | 0 | 0 | 0 | 0 | Constrained,otherwise capacity available =50kW. | --> | C18 ex TEMPLEMORE | Templemore [T41,T42] | IKERRIN |  | 52.8224 | -7.787
MV/LV Substation CL***435X |  | 10 kV | _ | LV | 630 kVA :Kiosk Substation | 0.63 | --> | 0.63 | 0 | 0 | Constrained,otherwise capacity available =500kVA. | --> | 0.5985 | 0 | 0 | 0.5 | 0 |  | --> | C11 ex CLONTARF | Clontarf [T42] | FINGLAS |  | 53.3743 | -6.2183
MV/LV Substation CL***4360 |  | 10 kV | _ | LV | 1000 kVA :Building Structure | 1 | --> | 1 | 0 | 0 | Constrained,otherwise capacity available =500kVA. | --> | 0.95 | 0 | 0 | 0.5 | 0 |  | --> | C11 ex GLOUCESTER PLACE | Gloucester Place [T41,T42] | MCDERMOTT |  | 53.3496 | -6.259
MV/LV Substation CL***4360 |  | 10 kV | _ | LV | 100 kVA :Pole Substation | 0.1 | --> | 0.1 | 0.074 | 1.3 |  | --> | 0.095 | 0 | 0 | 0.10387 | 0 |  | --> | C17 ex LOUGHANALLA | Loughanalla [T41,T42] | MULLINGAR |  | 53.6833 | -7.3035
MV/LV Substation CL***4361 |  | 10 kV | _ | LV | 1000 kVA :Building Structure | 1 | --> | 1 | 0 | 0 | Constrained,otherwise capacity available =500kVA. | --> | 0.95 | 0 | 0 | 0.5 | 0 |  | --> | C11 ex GLOUCESTER PLACE | Gloucester Place [T41,T42] | MCDERMOTT |  | 53.3496 | -6.2591
MV/LV Substation CL***4362 |  | 10 kV | _ | LV | 1000 kVA :Building Structure | 1 | --> | 1 | 0 | 0 | Constrained,otherwise capacity available =500kVA. | --> | 0.95 | 0 | 0 | 0.5 | 0 |  | --> | C11 ex GLOUCESTER PLACE | Gloucester Place [T41,T42] | MCDERMOTT |  | 53.3496 | -6.2588
MV/LV Substation CL***4365 |  | 10 kV | _ | LV | 400 kVA :Kiosk Substation | 0.4 | --> | 0.4 | 0.4 | 0.9 |  | --> | 0.38 | 0 | 0 | 0.4 | 0 |  | --> | C19 ex CLONARD | Clonard [T41,T42] | WEXFORD |  | 52.3267 | -6.4929
MV/LV Substation CL***4370 |  | 10 kV | _ | LV | 50 kVA :Pole Substation | 0.05 | --> | 0.05 | 0 | 0 | Constrained,otherwise capacity available =50kVA. | --> | 0.0475 | 0 | 0 | 0 | 0 | Constrained,otherwise capacity available =50kW. | --> | C15 ex MOUNTMELLICK | Mountmellick [T41,T42] | PORTLAOISE |  | 53.0991 | -7.3621
MV/LV Substation CL***4373 |  | 10 kV | _ | LV | 50 kVA :Pole Substation | 0.05 | --> | 0.05 | 0.05 | 3.5 |  | --> | 0.0475 | 0 | 0 | 0 | 0 | Constrained,otherwise capacity available =50kW. | --> | E14 ex DUNFIRTH | Dunfirth [T122] | DUNFIRTH |  | 53.3741 | -6.8164
MV/LV Substation CL***4375 |  | 20 kV | _ | LV | 50 kVA :Pole Substation | 0.05 | --> | 0.05 | 0 | 0 | Constrained,otherwise capacity available =49kVA. | --> | 0.0475 | 0 | 0 | 0.050152 | 0 |  | --> | E11 ex ACADEMY STREET | Academy Street [T421,T422,T44] | NAVAN |  | 53.5909 | -6.5359
MV/LV Substation CL***4376 |  | 20 kV | _ | LV | 200 kVA :Pole Substation | 0.2 | --> | 0.2 | 0 | 0 | Constrained,otherwise capacity available =133kVA. | --> | 0.19 | 0 | 0 | 0.20993 | 0 |  | --> | E20 ex EDENDERRY | Edenderry [T421,T422] | BLAKE |  | 53.2894 | -7.0881
MV/LV Substation CL***437X |  | 10 kV | _ | LV | 400 kVA :Kiosk Substation | 0.4 | --> | 0.4 | 0 | 0 | Constrained,otherwise capacity available =392kVA. | --> | 0.38 | 0 | 0 | 0.40121 | 0 |  | --> | C11 ex CLONTARF | Clontarf [T42] | FINGLAS |  | 53.3728 | -6.2146
MV/LV Substation CL***4387 |  | 20 kV | _ | LV | 50 kVA :Pole Substation | 0.05 | --> | 0.05 | 0 | 0 | Constrained,otherwise capacity available =50kVA. | --> | 0.0475 | 0 | 0 | 0 | 0 | Constrained,otherwise capacity available =50kW. | --> | E14 ex CASTLELYONS | Castlelyons [T421,T422] | BARRYMORE |  | 52.0881 | -8.2291
MV/LV Substation CL***4390 |  | 10 kV | _ | LV | 630 kVA :Building Structure | 0.63 | --> | 0.63 | 0.437 | 1.8 |  | --> | 0.5985 | 0 | 0 | 0.5 | 0 |  | --> | C20 ex CAHERDAVIN | Caherdavin [T41,T42] | ARDNACRUSHA |  | 52.6759 | -8.6826
MV/LV Substation CL***4390 |  | 20 kV | _ | LV | 400 kVA :Kiosk Substation | 0.4 | --> | 0.4 | 0 | 0 | Constrained,otherwise capacity available =221kVA. | --> | 0.38 | 0 | 0 | 0.4263 | 0 |  | --> | E21 ex ADAMSTOWN | Adamstown [T121,T122] | INCHICORE 220KV |  | 53.3333 | -6.4087
MV/LV Substation CL***4391 |  | 20 kV | _ | LV | 100 kVA :Pole Substation | 0.1 | --> | 0.1 | 0.098 | 1.2 |  | --> | 0.095 | 0 | 0 | 0.1003 | 0 |  | --> | E18 ex CRATLOE | Cratloe [T421,T422] | ARDNACRUSHA |  | 52.703 | -8.8363
MV/LV Substation CL***4393 |  | 10 kV | _ | LV | 400 kVA :Kiosk Substation | 0.4 | --> | 0.4 | 0 | 0 | Constrained,otherwise capacity available =400kVA. | --> | 0.38 | 0 | 0 | 0.4 | 0 |  | --> | C16 ex NEWBROOK | Newbrook [T42] | MULLINGAR |  | 53.5184 | -7.3582
MV/LV Substation CL***4393 |  | 20 kV | _ | LV | 50 kVA :Pole Substation | 0.05 | --> | 0.05 | 0.05 | 0.2 |  | --> | 0.0475 | 0 | 0 | 0 | 0 | Constrained,otherwise capacity available =50kW. | --> | E15 ex BEALISTOWN | Bealistown [T421,T422] | GREAT ISLAND |  | 52.2671 | -6.7843
MV/LV Substation CL***4395 |  | 10 kV | _ | LV | 400 kVA :Kiosk Substation | 0.4 | --> | 0.4 | 0 | 0 | Constrained,otherwise capacity available =267kVA. | --> | 0.38 | 0 | 0 | 0.41971 | 0 |  | --> | C19 ex CLONMINCH | Clonminch [T41,T422] | THORNSBERRY |  | 53.2563 | -7.4875
MV/LV Substation CL***440Y |  | 20 kV | _ | LV | 50 kVA :Pole Substation | 0.05 | --> | 0.05 | 0 | 0 | Constrained,otherwise capacity available =46kVA. | --> | 0.0475 | 0 | 0.004446 | 0.050604 | 0 |  | --> | E19 ex SLANE | Slane [T421] | DRYBRIDGE |  | 53.7322 | -6.6999
MV/LV Substation CL***440Z |  | 10 kV | _ | LV | 100 kVA :Pole Substation | 0.1 | --> | 0.1 | 0.091 | 13.1 |  | --> | 0.095 | 0 | 0.00741 | 0.10136 | 0 |  | --> | C23 ex MONREAD | Monread [T101,T102] | MONREAD |  | 53.2239 | -6.7781
MV/LV Substation CL***441X |  | 20 kV | _ | LV | 50 kVA :Pole Substation | 0.05 | --> | 0.05 | 0 | 0 | Constrained,otherwise capacity available =50kVA. | --> | 0.0475 | 0 | 0 | 0.05 | 0 |  | --> | E14 ex BALLINROBE | Ballinrobe [T421,T422] | DALTON |  | 53.6448 | -9.2105
MV/LV Substation CL***442 |  | 10 kV | _ | LV | 50 kVA :Pole Substation | 0.05 | --> | 0.05 | 0.036 | 0.9 |  | --> | 0.0475 | 0 | 0 | 0.052083 | 0 |  | --> | C22 ex ROSS CARBERY | Ross Carbery [T41,T42] | DUNMANWAY |  | 51.5827 | -9.1239
MV/LV Substation CL***442X |  | 10 kV | _ | LV | 100 kVA :Pole Substation | 0.1 | --> | 0.1 | 0.084 | 1.3 |  | --> | 0.095 | 0 | 0 | 0.1024 | 0 |  | --> | C27 ex CLIFDEN | Clifden [T41,T42] | SCREEB |  | 53.4881 | -10.0073
MV/LV Substation CL***443 |  | 10 kV | _ | LV | 50 kVA :Pole Substation | 0.05 | --> | 0.05 | 0 | 0 | Constrained,otherwise capacity available =43kVA. | --> | 0.0475 | 0 | 0.005928 | 0.051052 | 0 |  | --> | C12 ex GRANAGH | Granagh [T41,T42] | WATERFORD |  | 52.326 | -7.2506
MV/LV Substation CL***444 |  | 20 kV | _ | LV | 50 kVA :Pole Substation | 0.05 | --> | 0.05 | 0 | 0 | Constrained,otherwise capacity available =45kVA. | --> | 0.0475 | 0 | 0 | 0 | 0 | Constrained,otherwise capacity available =50.8kW. | --> | C18 ex PORTARLINGTON | Portarlington [T41,T42] | PORTLAOISE |  | 53.1941 | -7.2814
MV/LV Substation CL***445 |  | 10 kV | _ | LV | 100 kVA :Pole Substation | 0.1 | --> | 0.1 | 0 | 0 | Constrained,otherwise capacity available =88kVA. | --> | 0.095 | 0 | 0 | 0 | 0 | Constrained,otherwise capacity available =101.8kW. | --> | C11 ex GARDEN CITY | Garden City [T41,T42] | ARKLOW |  | 52.6836 | -6.2678
MV/LV Substation CL***445 |  | 20 kV | _ | LV | 100 kVA :Pole Substation | 0.1 | --> | 0.1 | 0.091 | 10.9 |  | --> | 0.095 | 0 | 0.00741 | 0.10136 | 0 |  | --> | C24 ex MULLINGAR | Mullingar [T101,T102] | MULLINGAR |  | 53.5966 | -7.4049
MV/LV Substation CL***4455 |  | 20 kV | _ | LV | 50 kVA :Pole Substation | 0.05 | --> | 0.05 | 0.05 | 4.4 |  | --> | 0.0475 | 0 | 0 | 0 | 0 | Constrained,otherwise capacity available =50kW. | --> | E19 ex STRANORLAR | Stranorlar [T421,T422] | LETTERKENNY |  | 54.8364 | -7.9275
MV/LV Substation CL***4456 |  | 10 kV | _ | LV | 630 kVA :Kiosk Substation | 0.63 | --> | 0.63 | 0.5 | 0.9 |  | --> | 0.5985 | 0 | 0 | 0.5 | 0 |  | --> | C15 ex CLONARD | Clonard [T41,T42] | WEXFORD |  | 52.3329 | -6.4795
MV/LV Substation CL***4466 |  | 10 kV | _ | LV | 400 kVA :Kiosk Substation | 0.4 | --> | 0.4 | 0.354 | 2.9 |  | --> | 0.38 | 0 | 0.026676 | 0.40692 | 0 |  | --> | C12 ex ABBEYLAND | Abbeyland [T41,T42] | NAVAN |  | 53.6686 | -6.6902
MV/LV Substation CL***4470 |  | 10 kV | _ | LV | 400 kVA :Kiosk Substation | 0.4 | --> | 0.4 | 0.38 | 2.9 |  | --> | 0.38 | 0 | 0.025935 | 0.40302 | 0 |  | --> | C12 ex ABBEYLAND | Abbeyland [T41,T42] | NAVAN |  | 53.6691 | -6.6932
MV/LV Substation CL***447X |  | 20 kV | _ | LV | 200 kVA :Pole Substation | 0.2 | --> | 0.2 | 0.155 | 2.8 |  | --> | 0.19 | 0 | 0 | 0.20672 | 0 |  | --> | E21 ex CLARA | Clara [T421,T422] | THORNSBERRY |  | 53.3453 | -7.6203
MV/LV Substation CL***4485 |  | 10 kV | _ | LV | 630 kVA :Kiosk Substation | 0.63 | --> | 0.63 | 0 | 0 | Constrained,otherwise capacity available =500kVA. | --> | 0.5985 | 0 | 0.072618 | 0.5 | 0 |  | --> | C11 ex ROSEHILL | Rosehill [T41,T42] | KILKENNY |  | 52.6608 | -7.2669
MV/LV Substation CL***4486 |  | 10 kV | _ | LV | 630 kVA :Kiosk Substation | 0.63 | --> | 0.63 | 0 | 0 | Constrained,otherwise capacity available =500kVA. | --> | 0.5985 | 0 | 0.11782 | 0.5 | 0 |  | --> | C11 ex ROSEHILL | Rosehill [T41,T42] | KILKENNY |  | 52.6622 | -7.2662
MV/LV Substation CL***449 |  | 10 kV | _ | LV | 200 kVA :Pole Substation | 0.2 | --> | 0.2 | 0.193 | 0.9 |  | --> | 0.19 | 0 | 0.004446 | 0.20106 | 0 |  | --> | C12 ex WOODFORD | Woodford [T41,T42] | KNOCKEARAGH |  | 52.0359 | -9.4119
MV/LV Substation CL***4503 |  | 20 kV | _ | LV | 200 kVA :Pole Substation | 0.2 | --> | 0.2 | 0.142 | 1.3 |  | --> | 0.19 | 0 | 0.10152 | 0.20862 | 0 |  | --> | C16 ex LOUGHANALLA | Loughanalla [T41,T42] | MULLINGAR |  | 53.6476 | -7.216
MV/LV Substation CL***450X |  | 10 kV | _ | LV | 400 kVA :Kiosk Substation | 0.4 | --> | 0.4 | 0 | 0 | Constrained,otherwise capacity available =295kVA. | --> | 0.38 | 0 | 0.019266 | 0.41564 | 0 |  | --> | C19 ex CLONMINCH | Clonminch [T41,T422] | THORNSBERRY |  | 53.2603 | -7.4822
MV/LV Substation CL***452X |  | 20 kV | _ | LV | 50 kVA :Pole Substation | 0.05 | --> | 0.05 | 0 | 0 | Constrained,otherwise capacity available =37kVA. | --> | 0.0475 | 0 | 0.003705 | 0.051937 | 0 |  | --> | E18 ex GARRANACANTY | Garranacanty [T421,T422] | TIPPERARY |  | 52.5534 | -8.2098
MV/LV Substation CL***452X |  | 20 kV | _ | LV | 50 kVA :Pole Substation | 0.05 | --> | 0.05 | 0.049 | 2.4 |  | --> | 0.0475 | 0 | 0 | 0.050152 | 0 |  | --> | C19 ex GRAIGUE | Graigue [T41,T42] | CARLOW |  | 52.8055 | -6.9988
MV/LV Substation CL***453 |  | 10 kV | _ | LV | 200 kVA :Pole Substation | 0.2 | --> | 0.2 | 0.122 | 1.6 |  | --> | 0.19 | 0 | 0.003705 | 0 | 0 | Constrained,otherwise capacity available =211.5kW. | --> | C13 ex DERRYBEG | Derrybeg [T41,T42] | ARDNAGAPPARY |  | 55.0616 | -8.3001
MV/LV Substation CL***453Z |  | 10 kV | _ | LV | 630 kVA :Building Structure | 0.63 | --> | 0.63 | 0 | 0 | Constrained,otherwise capacity available =500kVA. | --> | 0.5985 | 0 | 0 | 0.5 | 0 |  | --> | C22 ex GRANGE (DR) | Grange (dr) [T41,T42] | GRANGE (DR) |  | 53.3989 | -6.1828
MV/LV Substation CL***454 |  | 20 kV | _ | LV | 400 kVA :Kiosk Substation | 0.4 | --> | 0.4 | 0 | 0 | Constrained,otherwise capacity available =375kVA. | --> | 0.38 | 0 | 0.003705 | 0.40378 | 0 |  | --> | E15 ex DINGLE | Dingle [T421,T422] | OUGHTRAGH |  | 52.1681 | -10.4036
MV/LV Substation CL***454 |  | 20 kV | _ | LV | 100 kVA :Pole Substation | 0.1 | --> | 0.1 | 0 | 0 | Constrained,otherwise capacity available =74kVA. | --> | 0.095 | 0 | 0 | 0.10387 | 0 |  | --> | E13 ex GORT | Gort [T41,T42] | ENNIS |  | 53.0919 | -8.7729
MV/LV Substation CL***454Y |  | 10 kV | _ | LV | 630 kVA :Kiosk Substation | 0.63 | --> | 0.63 | 0 | 0 | Constrained,otherwise capacity available =500kVA. | --> | 0.5985 | 0 | 0.010374 | 0.5 | 0 |  | --> | C12 ex ROSCOMMON | Roscommon [T41,T42] | LANESBORO |  | 53.6365 | -8.1756
MV/LV Substation CL***454Z |  | 10 kV | _ | LV | 630 kVA :Building Structure | 0.63 | --> | 0.63 | 0 | 0 | Constrained,otherwise capacity available =500kVA. | --> | 0.5985 | 0 | 0 | 0.5 | 0 |  | --> | C22 ex GRANGE (DR) | Grange (dr) [T41,T42] | GRANGE (DR) |  | 53.3989 | -6.1809
MV/LV Substation CL***455Z |  | 10 kV | _ | LV | 630 kVA :Building Structure | 0.63 | --> | 0.63 | 0 | 0 | Constrained,otherwise capacity available =500kVA. | --> | 0.5985 | 0 | 0 | 0.5 | 0 |  | --> | C22 ex GRANGE (DR) | Grange (dr) [T41,T42] | GRANGE (DR) |  | 53.3996 | -6.1801
MV/LV Substation CL***4571 |  | 10 kV | _ | LV | 1000 kVA :Building Structure | 1 | --> | 1 | 0.5 | 1.5 |  | --> | 0.95 | 0 | 0 | 0.5 | 0 |  | --> | C12 ex MARROWBONE LANE | Marrowbone Lane [T42] | INCHICORE 220KV |  | 53.3387 | -6.2764
MV/LV Substation CL***4572 |  | 10 kV | _ | LV | 1000 kVA :Building Structure | 1 | --> | 1 | 0.5 | 1.5 |  | --> | 0.95 | 0 | 0 | 0.5 | 0 |  | --> | C12 ex MARROWBONE LANE | Marrowbone Lane [T42] | INCHICORE 220KV |  | 53.3387 | -6.2763
MV/LV Substation CL***457X |  | 20 kV | _ | LV | 50 kVA :Pole Substation | 0.05 | --> | 0.05 | 0.047 | 2.4 |  | --> | 0.0475 | 0 | 0.003705 | 0.050453 | 0 |  | --> | C19 ex GRAIGUE | Graigue [T41,T42] | CARLOW |  | 52.8081 | -6.9687
MV/LV Substation CL***458 |  | 10 kV | _ | LV | 50 kVA :Pole Substation | 0.05 | --> | 0.05 | 0.05 | 8.2 |  | --> | 0.0475 | 0 | 0 | 0.05 | 0 |  | --> | C13 ex MOUNT MISERY | Mount Misery [T41,T42] | WATERFORD |  | 52.261 | -7.084
MV/LV Substation CL***458X |  | 20 kV | _ | LV | 50 kVA :Pole Substation | 0.05 | --> | 0.05 | 0 | 0 | Constrained,otherwise capacity available =50kVA. | --> | 0.0475 | 0 | 0 | 0.05 | 0 |  | --> | C12 ex BALLAGHADERREEN | Ballaghaderreen [T41,T42] | TONROE |  | 53.8236 | -8.5878
MV/LV Substation CL***458Y |  | 20 kV | _ | LV | 200 kVA :Kiosk Substation | 0.2 | --> | 0.2 | 0 | 0 | Constrained,otherwise capacity available =164kVA. | --> | 0.19 | 0 | 0 | 0.20539 | 0 |  | --> | E17 ex EDENDERRY | Edenderry [T421,T422] | BLAKE |  | 53.3473 | -7.0444
MV/LV Substation CL***460 |  | 10 kV | _ | LV | 400 kVA :Kiosk Substation | 0.4 | --> | 0.4 | 0.329 | 1.5 |  | --> | 0.38 | 0 | 0.035568 | 0.41064 | 0 |  | --> | C22 ex BALLYARD | Ballyard [T41,T42] | TRALEE |  | 52.2573 | -9.712
MV/LV Substation CL***460Y |  | 20 kV | _ | LV | 200 kVA :Pole Substation | 0.2 | --> | 0.2 | 0 | 0 | Constrained,otherwise capacity available =142kVA. | --> | 0.19 | 0 | 0 | 0.20862 | 0 |  | --> | E18 ex BALLINDERRY | Ballinderry [T41,T422] | MULLINGAR |  | 53.5201 | -7.292
MV/LV Substation CL***461Y |  | 10 kV | _ | LV | 200 kVA :Kiosk Substation | 0.2 | --> | 0.2 | 0.154 | 3.9 |  | --> | 0.19 | 0 | 0.002964 | 0.20687 | 0 |  | --> | C11 ex MARSHES | Marshes [T41,T42] | DUNDALK |  | 53.9849 | -6.3834
MV/LV Substation CL***461Z |  | 20 kV | _ | LV | 200 kVA :Kiosk Substation | 0.2 | --> | 0.2 | 0 | 0 | Constrained,otherwise capacity available =162kVA. | --> | 0.19 | 0 | 0.008892 | 0.20569 | 0 |  | --> | E11 ex WHITECHURCH | Whitechurch [T421,T422] | KILBARRY |  | 52.0444 | -8.7214
MV/LV Substation CL***462X |  | 10 kV | _ | LV | 100 kVA :Pole Substation | 0.1 | --> | 0.1 | 0 | 0 | Constrained,otherwise capacity available =96kVA. | --> | 0.095 | 0 | 0 | 0.10061 | 0 |  | --> | C17 ex CAPPAMORE | Cappamore [T41,T42] | ARDNACRUSHA |  | 52.558 | -8.4051
MV/LV Substation CL***462Y |  | 20 kV | _ | LV | 200 kVA :Pole Substation | 0.2 | --> | 0.2 | 0.142 | 16.1 |  | --> | 0.19 | 0 | 0 | 0.20862 | 0 |  | --> | E21 ex WEXFORD | Wexford [T121,T122] | WEXFORD |  | 52.3839 | -6.4463
MV/LV Substation CL***463X |  | 10 kV | _ | LV | 400 kVA :Kiosk Substation | 0.4 | --> | 0.4 | 0.37 | 3.9 |  | --> | 0.38 | 0 | 0 | 0.40453 | 0 |  | --> | C22 ex GALWAY 110KV | Galway 110kv [T102,T103] | GALWAY 110KV |  | 53.2887 | -8.9996
MV/LV Substation CL***464 |  | 10 kV | _ | LV | 400 kVA :Kiosk Substation | 0.4 | --> | 0.4 | 0 | 0 | Constrained,otherwise capacity available =237kVA. | --> | 0.38 | 0 | 0.012597 | 0.42402 | 0 |  | --> | C19 ex CLONMINCH | Clonminch [T41,T422] | THORNSBERRY |  | 53.2624 | -7.4825
MV/LV Substation CL***464Z |  | 10 kV | _ | LV | 1000 kVA :Building Structure | 1 | --> | 1 | 0 | 0 | Constrained,otherwise capacity available =500kVA. | --> | 0.95 | 0 | 0 | 0.5 | 0 |  | --> | C15 ex CLONSHAUGH | Clonshaugh [T41,T42] | FINGLAS |  | 53.4055 | -6.2232
MV/LV Substation CL***465 |  | 10 kV | _ | LV | 630 kVA :Kiosk Substation | 0.63 | --> | 0.63 | 0 | 0 | Constrained,otherwise capacity available =366kVA. | --> | 0.5985 | 0 | 0.027417 | 0.5 | 0 |  | --> | C12 ex GLASNEVIN | Glasnevin [T41] | FINGLAS |  | 53.3646 | -6.2653
MV/LV Substation CL***465 |  | 10 kV | _ | LV | 400 kVA :Kiosk Substation | 0.4 | --> | 0.4 | 0.38 | 3.9 |  | --> | 0.38 | 0 | 0 | 0.40302 | 0 |  | --> | C28 ex GALWAY 110KV | Galway 110kv [T102,T103] | GALWAY 110KV |  | 53.3001 | -9.0329
MV/LV Substation CL***465Z |  | 10 kV | _ | LV | 1000 kVA :Building Structure | 1 | --> | 1 | 0 | 0 | Constrained,otherwise capacity available =500kVA. | --> | 0.95 | 0 | 0 | 0.5 | 0 |  | --> | C15 ex CLONSHAUGH | Clonshaugh [T41,T42] | FINGLAS |  | 53.4046 | -6.2223
MV/LV Substation CL***466 |  | 10 kV | _ | LV | 50 kVA :Pole Substation | 0.05 | --> | 0.05 | 0 | 0 | Constrained,otherwise capacity available =2kVA. | --> | 0.0475 | 0 | 0 | 0.056786 | 0 |  | --> | C20 ex CAVAN | Cavan [T42,T421] | SHANKILL |  | 53.9886 | -7.2358
MV/LV Substation CL***468X |  | 10 kV | _ | LV | 200 kVA :Pole Substation | 0.2 | --> | 0.2 | 0 | 0 | Constrained,otherwise capacity available =149kVA. | --> | 0.19 | 0 | 0.005928 | 0.2076 | 0 |  | --> | C15 ex GARRYSPILLANE | Garryspillane [T41] | TIPPERARY |  | 52.3702 | -8.3408
MV/LV Substation CL***469 |  | 10 kV | _ | LV | 50 kVA :Pole Substation | 0.05 | --> | 0.05 | 0.039 | 2 |  | --> | 0.0475 | 0 | 0 | 0.051643 | 0 |  | --> | C12 ex CAUSEWAY | Causeway [T41,T42] | TRALEE |  | 52.4728 | -9.6808
MV/LV Substation CL***470X |  | 10 kV | _ | LV | 100 kVA :Pole Substation | 0.1 | --> | 0.1 | 0 | 0 | Constrained,otherwise capacity available =86kVA. | --> | 0.095 | 0 | 0 | 0.1021 | 0 |  | --> | C15 ex SCARTEEN | Scarteen [T41,T42] | MALLOW |  | 52.1296 | -8.6658
MV/LV Substation CL***473 |  | 20 kV | _ | LV | 400 kVA :Kiosk Substation | 0.4 | --> | 0.4 | 0.32 | 3.6 |  | --> | 0.38 | 0 | 0.011115 | 0.41197 | 0 |  | --> | E20 ex ENNISCRONE | Enniscrone [T421,T422] | MOY |  | 54.2249 | -9.0935
MV/LV Substation CL***473X |  | 20 kV | _ | LV | 50 kVA :Pole Substation | 0.05 | --> | 0.05 | 0.039 | 2 |  | --> | 0.0475 | 0 | 0 | 0 | 0 | Constrained,otherwise capacity available =51.6kW. | --> | E11 ex RATHKEALE | Rathkeale [T421,T422] | RATHKEALE |  | 52.6058 | -8.9824
MV/LV Substation CL***474Y |  | 20 kV | _ | LV | 50 kVA :Pole Substation | 0.05 | --> | 0.05 | 0 | 0 | Constrained,otherwise capacity available =49kVA. | --> | 0.0475 | 0 | 0 | 0.050152 | 0 |  | --> | E19 ex EDENDERRY | Edenderry [T421,T422] | BLAKE |  | 53.3938 | -7.016
MV/LV Substation CL***4755 |  | 20 kV | _ | LV | 630 kVA :Kiosk Substation | 0.63 | --> | 0.63 | 0.5 | 1.3 |  | --> | 0.5985 | 0 | 0.021489 | 0.5 | 0 |  | --> | C16 ex LOUGHANALLA | Loughanalla [T41,T42] | MULLINGAR |  | 53.6474 | -7.216
MV/LV Substation CL***476 |  | 10 kV | _ | LV | 400 kVA :Kiosk Substation | 0.4 | --> | 0.4 | 0 | 0 | Constrained,otherwise capacity available =387kVA. | --> | 0.38 | 0 | 0.019266 | 0.40197 | 0 |  | --> | E16 ex DRUMLINE | Drumline [T421,T422] | DRUMLINE |  | 52.7087 | -8.858
MV/LV Substation CL***476X |  | 10 kV | _ | LV | 200 kVA :Kiosk Substation | 0.2 | --> | 0.2 | 0 | 0 | Constrained,otherwise capacity available =161kVA. | --> | 0.19 | 0 | 0.002223 | 0.20584 | 0 |  | --> | C14 ex CARRICK ON SHANNON | Carrick On Shannon [T41,T42] | CARRICK ON SHANNON |  | 53.955 | -8.093
MV/LV Substation CL***478X |  | 10 kV | _ | LV | 50 kVA :Pole Substation | 0.05 | --> | 0.05 | 0 | 0 | Constrained,otherwise capacity available =4kVA. | --> | 0.0475 | 0 | 0.011115 | 0.056523 | 0 |  | --> | C12 ex LOUGHTAGALLA | Loughtagalla [T41,T42] | THURLES |  | 52.666 | -7.8051
MV/LV Substation CL***478X |  | 20 kV | _ | LV | 100 kVA :Pole Substation | 0.1 | --> | 0.1 | 0.084 | 0.6 |  | --> | 0.095 | 0 | 0 | 0.1024 | 0 |  | --> | E17 ex FERNS | Ferns [T421] | CRANE |  | 52.617 | -6.4741
MV/LV Substation CL***480Y |  | 20 kV | _ | LV | 400 kVA :Building Structure | 0.4 | --> | 0.4 | 0 | 0 | Constrained,otherwise capacity available =400kVA. | --> | 0.38 | 0 | 0 | 0 | 0 | Constrained,otherwise capacity available =400kW. | --> | E13 ex FOXHOLE | Foxhole [T421,T422] | DUNGARVAN |  | 51.9486 | -7.7154
MV/LV Substation CL***481 |  | 20 kV | _ | LV | 150 kVA :Pole Substation | 0.15 | --> | 0.15 | 0 | 0 | Constrained,otherwise capacity available =150kVA. | --> | 0.1425 | 0 | 0 | 0.15 | 0 |  | --> | C15 ex BALLYHAUNIS | Ballyhaunis [T41,T42] | DALTON |  | 53.737 | -8.6434
MV/LV Substation CL***481 |  | 10 kV | _ | LV | 50 kVA :Pole Substation | 0.05 | --> | 0.05 | 0.01 | 2.3 |  | --> | 0.0475 | 0 | 0.021489 | 0.055725 | 0 |  | --> | C17 ex BALLYRICKARD | Ballyrickard [T41,T42] | TRALEE |  | 52.3204 | -9.7757
MV/LV Substation CL***481Y |  | 10 kV | _ | LV | 200 kVA :Kiosk Substation | 0.2 | --> | 0.2 | 0.18 | 2.4 |  | --> | 0.19 | 0 | 0 | 0.20301 | 0 |  | --> | C11 ex GRAIGUE | Graigue [T41,T42] | CARLOW |  | 52.8305 | -6.9345
MV/LV Substation CL***482Y |  | 20 kV | _ | LV | 400 kVA :Kiosk Substation | 0.4 | --> | 0.4 | 0.315 | 2.4 |  | --> | 0.38 | 0 | 0.027417 | 0.41271 | 0 |  | --> | C19 ex GRAIGUE | Graigue [T41,T42] | CARLOW |  | 52.8187 | -6.9353
MV/LV Substation CL***483Z |  | 10 kV | _ | LV | 400 kVA :Building Structure | 0.4 | --> | 0.4 | 0 | 0 | Constrained,otherwise capacity available =354kVA. | --> | 0.38 | 0 | 0.002223 | 0.40692 | 0 |  | --> | C12 ex SEMPERIT | Semperit [T41,T42,T43] | GRANGE CASTLE |  | 53.3409 | -6.3665
MV/LV Substation CL***484 |  | 10 kV | _ | LV | 400 kVA :Kiosk Substation | 0.4 | --> | 0.4 | 0.235 | 13.4 |  | --> | 0.38 | 0 | 0.028158 | 0.42431 | 0 |  | --> | C19 ex POTTERY ROAD | Pottery Road [T101,T102] | CARRICKMINES |  | 53.2775 | -6.1583
MV/LV Substation CL***485 |  | 10 kV | _ | LV | 100 kVA :Pole Substation | 0.1 | --> | 0.1 | 0.094 | 0.8 |  | --> | 0.095 | 0 | 0 | 0.10091 | 0 |  | --> | C15 ex MILLTOWN MALBAY | Milltown Malbay [T42] | TULLABRACK |  | 52.7617 | -9.4685
MV/LV Substation CL***487 |  | 20 kV | _ | LV | 50 kVA :Pole Substation | 0.05 | --> | 0.05 | 0.044 | 1.6 |  | --> | 0.0475 | 0 | 0 | 0.050903 | 0 |  | --> | E17 ex CARRIGALLEN | Carrigallen [T421] | CARRICK ON SHANNON |  | 53.9491 | -7.79
MV/LV Substation CL***489 |  | 20 kV | _ | LV | 100 kVA :Pole Substation | 0.1 | --> | 0.1 | 0.096 | 1.6 |  | --> | 0.095 | 0 | 0 | 0.10061 | 0 |  | --> | E17 ex CARRIGALLEN | Carrigallen [T421] | CARRICK ON SHANNON |  | 53.9342 | -7.7854
MV/LV Substation CL***489Z |  | 10 kV | _ | LV | 630 kVA :Building Structure | 0.63 | --> | 0.63 | 0 | 0 | Constrained,otherwise capacity available =500kVA. | --> | 0.5985 | 0 | 0 | 0.5 | 0 |  | --> | C21 ex GRANGE (DR) | Grange (dr) [T41,T42] | GRANGE (DR) |  | 53.404 | -6.1513
MV/LV Substation CL***490X |  | 20 kV | _ | LV | 200 kVA :Kiosk Substation | 0.2 | --> | 0.2 | 0 | 0 | Constrained,otherwise capacity available =155kVA. | --> | 0.19 | 0 | 0.01482 | 0 | 0 | Constrained,otherwise capacity available =206.7kW. | --> | C11 ex MOUNTMELLICK | Mountmellick [T41,T42] | PORTLAOISE |  | 53.1464 | -7.5173
MV/LV Substation CL***490Y |  | 20 kV | _ | LV | 50 kVA :Pole Substation | 0.05 | --> | 0.05 | 0 | 0 | Constrained,otherwise capacity available =47kVA. | --> | 0.0475 | 0 | 0 | 0.050453 | 0 |  | --> | E19 ex SLANE | Slane [T421] | DRYBRIDGE |  | 53.737 | -6.7014
MV/LV Substation CL***490Y |  | 10 kV | _ | LV | 50 kVA :Pole Substation | 0.05 | --> | 0.05 | 0 | 0 | Constrained,otherwise capacity available =38kVA. | --> | 0.0475 | 0 | 0.00741 | 0 | 0 | Constrained,otherwise capacity available =51.8kW. | --> | C15 ex RATHDOWNEY | Rathdowney [T42] | IKERRIN |  | 52.8595 | -7.6018
MV/LV Substation CL***490Z |  | 10 kV | _ | LV | 630 kVA :Building Structure | 0.63 | --> | 0.63 | 0 | 0 | Constrained,otherwise capacity available =500kVA. | --> | 0.5985 | 0 | 0 | 0.5 | 0 |  | --> | C21 ex GRANGE (DR) | Grange (dr) [T41,T42] | GRANGE (DR) |  | 53.404 | -6.1513
MV/LV Substation CL***492Y |  | 20 kV | _ | LV | 200 kVA :Pole Substation | 0.2 | --> | 0.2 | 0 | 0 | Constrained,otherwise capacity available =185kVA. | --> | 0.19 | 0 | 0 | 0 | 0 | Constrained,otherwise capacity available =202.3kW. | --> | C11 ex MOUNTMELLICK | Mountmellick [T41,T42] | PORTLAOISE |  | 53.1455 | -7.5158
MV/LV Substation CL***492Y |  | 20 kV | _ | LV | 200 kVA :Kiosk Substation | 0.2 | --> | 0.2 | 0.163 | 0.2 |  | --> | 0.19 | 0 | 0.00741 | 0 | 0 | Constrained,otherwise capacity available =205.5kW. | --> | E15 ex BEALISTOWN | Bealistown [T421,T422] | GREAT ISLAND |  | 52.2957 | -6.7688
MV/LV Substation CL***494 |  | 20 kV | _ | LV | 100 kVA :Pole Substation | 0.1 | --> | 0.1 | 0 | 0 | Constrained,otherwise capacity available =99kVA. | --> | 0.095 | 0 | 0 | 0.10015 | 0 |  | --> | E25 ex TALBOTS INCH | Talbots Inch [T41,T42] | KILKENNY |  | 52.7184 | -7.3741
MV/LV Substation CL***494 |  | 20 kV | _ | LV | 200 kVA :Pole Substation | 0.2 | --> | 0.2 | 0 | 0 | Constrained,otherwise capacity available =145kVA. | --> | 0.19 | 0 | 0 | 0 | 0 | Constrained,otherwise capacity available =208.2kW. | --> | E11 ex MACROOM | Macroom [T422] | MACROOM |  | 51.9093 | -8.7751
MV/LV Substation CL***494Y |  | 20 kV | _ | LV | 50 kVA :Pole Substation | 0.05 | --> | 0.05 | 0 | 0 | Constrained,otherwise capacity available =50kVA. | --> | 0.0475 | 0 | 0 | 0.05 | 0 |  | --> | C24 ex ATHLONE | Athlone [T41,T42] | ATHLONE |  | 53.3666 | -8.0265
MV/LV Substation CL***494Z |  | 10 kV | _ | LV | 630 kVA :Building Structure | 0.63 | --> | 0.63 | 0.5 | 4.1 |  | --> | 0.5985 | 0 | 0.008151 | 0.5 | 0 |  | --> | C14 ex BALLYMUN | Ballymun [T41,T42] | FINGLAS |  | 53.3956 | -6.2722
MV/LV Substation CL***495 |  | 20 kV | _ | LV | 50 kVA :Pole Substation | 0.05 | --> | 0.05 | 0 | 0 | Constrained,otherwise capacity available =49kVA. | --> | 0.0475 | 0 | 0 | 0.050152 | 0 |  | --> | E17 ex BALLINROBE | Ballinrobe [T421,T422] | DALTON |  | 53.6534 | -9.1298
MV/LV Substation CL***495 |  | 20 kV | _ | LV | 630 kVA :Building Structure | 0.63 | --> | 0.63 | 0 | 0 | Constrained,otherwise capacity available =500kVA. | --> | 0.5985 | 0 | 0 | 0.5 | 0 |  | --> | C11 ex DRUMQUIN | Drumquin [T42] | ENNIS |  | 52.7853 | -9.0874
MV/LV Substation CL***495Z |  | 10 kV | _ | LV | 1000 kVA :Building Structure | 1 | --> | 1 | 0 | 0 | Constrained,otherwise capacity available =500kVA. | --> | 0.95 | 0 | 0 | 0.5 | 0 |  | --> | C22 ex GRANGE (DR) | Grange (dr) [T41,T42] | GRANGE (DR) |  | 53.4 | -6.182
MV/LV Substation CL***496Y |  | 10 kV | _ | LV | 50 kVA :Pole Substation | 0.05 | --> | 0.05 | 0.048 | 12.2 |  | --> | 0.0475 | 0 | 0 | 0.050303 | 0 |  | --> | C19 ex BALLYBEG | Ballybeg [T101,T102] | CARRICKMINES |  | 53.0179 | -6.0675
MV/LV Substation CL***497 |  | 20 kV | _ | LV | 100 kVA :Pole Substation | 0.1 | --> | 0.1 | 0 | 0 | Constrained,otherwise capacity available =30kVA. | --> | 0.095 | 0 | 0 | 0 | 0 | Constrained,otherwise capacity available =110.1kW. | --> | E11 ex MACROOM | Macroom [T422] | MACROOM |  | 51.9082 | -8.7831
MV/LV Substation CL***497 |  | 20 kV | _ | LV | 100 kVA :Pole Substation | 0.1 | --> | 0.1 | 0.084 | 4.2 |  | --> | 0.095 | 0 | 0 | 0.1024 | 0 |  | --> | E14 ex ERRIGAL | Errigal [T41,T422] | SHANKILL |  | 54.0289 | -7.0293
MV/LV Substation CL***498X |  | 10 kV | _ | LV | 50 kVA :Pole Substation | 0.05 | --> | 0.05 | 0 | 0 | Constrained,otherwise capacity available =50kVA. | --> | 0.0475 | 0 | 0.004446 | 0.05 | 0 |  | --> | C20 ex BALLYGAR | Ballygar [T41,T42] | ATHLONE |  | 53.5479 | -8.3021
MV/LV Substation CL***500X |  | 20 kV | _ | LV | 100 kVA :Pole Substation | 0.1 | --> | 0.1 | 0.049 | 1.1 |  | --> | 0.095 | 0 | 0.003705 | 0.10746 | 0 |  | --> | C17 ex GILLOGUE | Gillogue [T41,T42] | ARDNACRUSHA |  | 52.7232 | -8.5524
MV/LV Substation CL***501 |  | 10 kV | _ | LV | 50 kVA :Pole Substation | 0.05 | --> | 0.05 | 0.045 | 1.5 |  | --> | 0.0475 | 0 | 0.003705 | 0.050753 | 0 |  | --> | C15 ex SCREEB | Screeb [T41] | SCREEB |  | 53.3233 | -9.8178
MV/LV Substation CL***503X |  | 10 kV | _ | LV | 200 kVA :Pole Substation | 0.2 | --> | 0.2 | 0.12 | 9.5 |  | --> | 0.19 | 0 | 0.015561 | 0.2118 | 0 |  | --> | C14 ex BANDON | Bandon [T101,T42] | BANDON |  | 51.7379 | -8.7398
MV/LV Substation CL***503X |  | 20 kV | _ | LV | 50 kVA :Pole Substation | 0.05 | --> | 0.05 | 0.042 | 6 |  | --> | 0.0475 | 0 | 0 | 0 | 0 | Constrained,otherwise capacity available =51.2kW. | --> | C14 ex ARDGEEHA | Ardgeeha [T41,T42] | DOON |  | 52.4358 | -7.7054
MV/LV Substation CL***504X |  | 10 kV | _ | LV | 400 kVA :Kiosk Substation | 0.4 | --> | 0.4 | 0 | 0 | Constrained,otherwise capacity available =296kVA. | --> | 0.38 | 0 | 0.003705 | 0.41549 | 0 |  | --> | C19 ex HEADFORD ROAD | Headford Road [T41,T42] | GALWAY 110KV |  | 53.2776 | -9.0472
MV/LV Substation CL***505 |  | 20 kV | _ | LV | 50 kVA :Pole Substation | 0.05 | --> | 0.05 | 0 | 0 | Constrained,otherwise capacity available =46kVA. | --> | 0.0475 | 0 | 0 | 0 | 0 | Constrained,otherwise capacity available =50.6kW. | --> | E13 ex CARNDONAGH | Carndonagh [T421,T422] | TRILLICK |  | 55.2544 | -7.3715
MV/LV Substation CL***506 |  | 20 kV | _ | LV | 100 kVA :Pole Substation | 0.1 | --> | 0.1 | 0.07 | 0.6 |  | --> | 0.095 | 0 | 0 | 0 | 0 | Constrained,otherwise capacity available =104.5kW. | --> | E23 ex LAWLESSTOWN | Lawlesstown [T42,T421] | DOON |  | 52.4129 | -7.7552
MV/LV Substation CL***508X |  | 20 kV | _ | LV | 50 kVA :Pole Substation | 0.05 | --> | 0.05 | 0.044 | 2.9 |  | --> | 0.0475 | 0 | 0 | 0 | 0 | Constrained,otherwise capacity available =50.9kW. | --> | E19 ex TELAYDON | Telaydon [T42,T421] | LISDRUM |  | 54.3021 | -6.8937
MV/LV Substation CL***508Y |  | 20 kV | _ | LV | 50 kVA :Pole Substation | 0.05 | --> | 0.05 | 0 | 0 | Constrained,otherwise capacity available =38kVA. | --> | 0.0475 | 0 | 0 | 0 | 0 | Constrained,otherwise capacity available =51.8kW. | --> | E22 ex ROSCREA | Roscrea [T41,T42] | IKERRIN |  | 52.9573 | -7.8776
MV/LV Substation CL***508Z |  | 10 kV | _ | LV | 630 kVA :Kiosk Substation | 0.63 | --> | 0.63 | 0 | 0 | Constrained,otherwise capacity available =478kVA. | --> | 0.5985 | 0 | 0.103 | 0.5 | 0 |  | --> | C18 ex SALLINS | Sallins [T41,T42] | GRIFFINRATH |  | 53.3026 | -6.6979
MV/LV Substation CL***509X |  | 20 kV | _ | LV | 400 kVA :Kiosk Substation | 0.4 | --> | 0.4 | 0 | 0 | Constrained,otherwise capacity available =212kVA. | --> | 0.38 | 0 | 0.006669 | 0.42758 | 0 |  | --> | E19 ex KILCOCK | Kilcock [T421,T422] | GRIFFINRATH |  | 53.3994 | -6.6705
MV/LV Substation CL***510Y |  | 10 kV | _ | LV | 400 kVA :Kiosk Substation | 0.4 | --> | 0.4 | 0.375 | 1.8 |  | --> | 0.38 | 0 | 0 | 0.40378 | 0 |  | --> | C18 ex CAHERDAVIN | Caherdavin [T41,T42] | ARDNACRUSHA |  | 52.6703 | -8.6631
MV/LV Substation CL***512 |  | 20 kV | _ | LV | 50 kVA :Pole Substation | 0.05 | --> | 0.05 | 0.035 | 0.6 |  | --> | 0.0475 | 0 | 0 | 0 | 0 | Constrained,otherwise capacity available =52.2kW. | --> | E23 ex LAWLESSTOWN | Lawlesstown [T42,T421] | DOON |  | 52.411 | -7.7637
MV/LV Substation CL***513X |  | 10 kV | _ | LV | 630 kVA :Kiosk Substation | 0.63 | --> | 0.63 | 0 | 0 | Constrained,otherwise capacity available =500kVA. | --> | 0.5985 | 0 | 0.008151 | 0.5 | 0 |  | --> | C18 ex ORANMORE | Oranmore [T41,T44] | GALWAY 110KV |  | 53.2668 | -8.9213
MV/LV Substation CL***513X |  | 10 kV | _ | LV | 630 kVA :Building Structure | 0.63 | --> | 0.63 | 0.496 | 1.3 |  | --> | 0.5985 | 0 | 0 | 0.5 | 0 |  | --> | C27 ex CLIFDEN | Clifden [T41,T42] | SCREEB |  | 53.4885 | -10.0168
MV/LV Substation CL***514 |  | 20 kV | _ | LV | 50 kVA :Pole Substation | 0.05 | --> | 0.05 | 0 | 0 | Constrained,otherwise capacity available =48kVA. | --> | 0.0475 | 0 | 0.004446 | 0 | 0 | Constrained,otherwise capacity available =50.3kW. | --> | E12 ex EMYVALE | Emyvale [T422] | LISDRUM |  | 54.3167 | -7.0368
MV/LV Substation CL***514Z |  | 10 kV | _ | LV | 400 kVA :Kiosk Substation | 0.4 | --> | 0.4 | 0 | 0 | Constrained,otherwise capacity available =394kVA. | --> | 0.38 | 0 | 0.0741 | 0.40091 | 0 |  | --> | C17 ex DELVIN | Delvin [T41,T42] | MULLINGAR |  | 53.6663 | -7.0196
MV/LV Substation CL***515X |  | 10 kV | _ | LV | 400 kVA :Kiosk Substation | 0.4 | --> | 0.4 | 0 | 0 | Constrained,otherwise capacity available =356kVA. | --> | 0.38 | 0 | 0 | 0.40663 | 0 |  | --> | C14 ex BALLYMOUNT | Ballymount [T41,T42] | INCHICORE 220KV |  | 53.3223 | -6.3555
MV/LV Substation CL***516X |  | 10 kV | _ | LV | 400 kVA :Kiosk Substation | 0.4 | --> | 0.4 | 0.286 | 5.5 |  | --> | 0.38 | 0 | 0.002964 | 0 | 0 | Constrained,otherwise capacity available =417kW. | --> | C14 ex GORTLEE | Gortlee [T41,T42] | LETTERKENNY |  | 54.9684 | -7.7672
MV/LV Substation CL***516Y |  | 10 kV | _ | LV | 50 kVA :Pole Substation | 0.05 | --> | 0.05 | 0 | 0 | Constrained,otherwise capacity available =44kVA. | --> | 0.0475 | 0 | 0 | 0 | 0 | Constrained,otherwise capacity available =50.9kW. | --> | C18 ex TEMPLEMORE | Templemore [T41,T42] | IKERRIN |  | 52.826 | -7.7658
MV/LV Substation CL***518 |  | 10 kV | _ | LV | 50 kVA :Pole Substation | 0.05 | --> | 0.05 | 0.031 | 4.5 |  | --> | 0.0475 | 0 | 0 | 0.052806 | 0 |  | --> | C14 ex MALLOW | Mallow [T41,T42] | MALLOW |  | 52.1671 | -8.6592
MV/LV Substation CL***518X |  | 20 kV | _ | LV | 100 kVA :Pole Substation | 0.1 | --> | 0.1 | 0.096 | 6 |  | --> | 0.095 | 0 | 0 | 0 | 0 | Constrained,otherwise capacity available =100.6kW. | --> | C14 ex ARDGEEHA | Ardgeeha [T41,T42] | DOON |  | 52.4736 | -7.6243
MV/LV Substation CL***518Y |  | 20 kV | _ | LV | 50 kVA :Pole Substation | 0.05 | --> | 0.05 | 0.05 | 2.4 |  | --> | 0.0475 | 0 | 0 | 0.05 | 0 |  | --> | C19 ex GRAIGUE | Graigue [T41,T42] | CARLOW |  | 52.779 | -6.941
MV/LV Substation CL***518Z |  | 20 kV | _ | LV | 630 kVA :Kiosk Substation | 0.63 | --> | 0.63 | 0 | 0 | Constrained,otherwise capacity available =500kVA. | --> | 0.5985 | 0 | 0 | 0.5 | 0 |  | --> | E19 ex EDENDERRY | Edenderry [T421,T422] | BLAKE |  | 53.454 | -7.0963
MV/LV Substation CL***521X |  | 20 kV | _ | LV | 50 kVA :Pole Substation | 0.05 | --> | 0.05 | 0.05 | 11.9 |  | --> | 0.0475 | 0 | 0 | 0.05 | 0 |  | --> | C27 ex SALTHILL | Salthill [T101,T102] | SALTHILL |  | 53.3196 | -9.1592
MV/LV Substation CL***521Y |  | 20 kV | _ | LV | 100 kVA :Pole Substation | 0.1 | --> | 0.1 | 0 | 0 | Constrained,otherwise capacity available =100kVA. | --> | 0.095 | 0 | 0 | 0.1 | 0 |  | --> | E15 ex CLONROCHE | Clonroche [T421,T422] | WEXFORD |  | 52.4435 | -6.8015
MV/LV Substation CL***522 |  | 20 kV | _ | LV | 50 kVA :Pole Substation | 0.05 | --> | 0.05 | 0 | 0 | Constrained,otherwise capacity available =28kVA. | --> | 0.0475 | 0 | 0 | 0.053235 | 0 |  | --> | E16 ex CLONROCHE | Clonroche [T421,T422] | WEXFORD |  | 52.4573 | -6.7122
MV/LV Substation CL***522X |  | 10 kV | _ | LV | 100 kVA :Pole Substation | 0.1 | --> | 0.1 | 0 | 0 | Constrained,otherwise capacity available =99kVA. | --> | 0.095 | 0 | 0 | 0 | 0 | Constrained,otherwise capacity available =100.2kW. | --> | C19 ex LISMORE | Lismore [T41,T42] | DUNGARVAN |  | 52.142 | -8.0923
MV/LV Substation CL***525 |  | 20 kV | _ | LV | 50 kVA :Pole Substation | 0.05 | --> | 0.05 | 0.04 | 1 |  | --> | 0.0475 | 0 | 0.00741 | 0.051496 | 0 |  | --> | E18 ex LONGFORD | Longford [T421,T422] | RICHMOND |  | 53.7447 | -7.8019
MV/LV Substation CL***525Y |  | 10 kV | _ | LV | 50 kVA :Pole Substation | 0.05 | --> | 0.05 | 0 | 0 | Constrained,otherwise capacity available =48kVA. | --> | 0.0475 | 0 | 0 | 0 | 0 | Constrained,otherwise capacity available =50.3kW. | --> | C12 ex MOUNTRATH | Mountrath [T41,T42] | PORTLAOISE |  | 53.0146 | -7.3526
MV/LV Substation CL***527X |  | 20 kV | _ | LV | 200 kVA :Kiosk Substation | 0.2 | --> | 0.2 | 0 | 0 | Constrained,otherwise capacity available =134kVA. | --> | 0.19 | 0 | 0.023712 | 0.20978 | 0 |  | --> | E17 ex ACADEMY STREET | Academy Street [T421,T422,T44] | NAVAN |  | 53.5929 | -6.7257
MV/LV Substation CL***527X |  | 10 kV | _ | LV | 400 kVA :Kiosk Substation | 0.4 | --> | 0.4 | 0.368 | 2.8 |  | --> | 0.38 | 0 | 0.005187 | 0.40483 | 0 |  | --> | E14 ex CLARA | Clara [T421,T422] | THORNSBERRY |  | 53.3375 | -7.6068
MV/LV Substation CL***527Y |  | 10 kV | _ | LV | 50 kVA :Pole Substation | 0.05 | --> | 0.05 | 0.048 | 0.1 |  | --> | 0.0475 | 0 | 0 | 0.050303 | 0 |  | --> | C13 ex BALLYMAHON | Ballymahon [T41,T42] | ATHLONE |  | 53.5797 | -7.7373
MV/LV Substation CL***528 |  | 10 kV | _ | LV | 50 kVA :Pole Substation | 0.05 | --> | 0.05 | 0 | 2.1 |  | --> | 0.0475 | 0 | 0 | 0 | 0 | Constrained,otherwise capacity available =57.9kW. | --> | C11 ex NEWTOWNCUNNINGHAM | Newtowncunningham [T41,T42] | LETTERKENNY |  | 54.9696 | -7.4423
MV/LV Substation CL***530 |  | 20 kV | _ | LV | 50 kVA :Pole Substation | 0.05 | --> | 0.05 | 0.021 | 6 |  | --> | 0.0475 | 0 | 0.02964 | 0 | 0 | Constrained,otherwise capacity available =54.2kW. | --> | C14 ex ARDGEEHA | Ardgeeha [T41,T42] | DOON |  | 52.3837 | -7.709
MV/LV Substation CL***531 |  | 20 kV | _ | LV | 200 kVA :Pole Substation | 0.2 | --> | 0.2 | 0 | 0 | Constrained,otherwise capacity available =101kVA. | --> | 0.19 | 0 | 0 | 0.2145 | 0 |  | --> | E15 ex CLONROCHE | Clonroche [T421,T422] | WEXFORD |  | 52.4492 | -6.7189
MV/LV Substation CL***531Y |  | 20 kV | _ | LV | 50 kVA :Pole Substation | 0.05 | --> | 0.05 | 0.043 | 2.5 |  | --> | 0.0475 | 0 | 0 | 0.051052 | 0 |  | --> | E12 ex BAGENALSTOWN | Bagenalstown [T421,T422] | CARLOW |  | 52.7065 | -6.9855
MV/LV Substation CL***532 |  | 20 kV | _ | LV | 100 kVA :Pole Substation | 0.1 | --> | 0.1 | 0 | 0 | Constrained,otherwise capacity available =34kVA. | --> | 0.095 | 0 | 0 | 0.10955 | 0 |  | --> | E15 ex CLONROCHE | Clonroche [T421,T422] | WEXFORD |  | 52.4479 | -6.7228
MV/LV Substation CL***532X |  | 10 kV | _ | LV | 100 kVA :Pole Substation | 0.1 | --> | 0.1 | 0 | 0 | Constrained,otherwise capacity available =82kVA. | --> | 0.095 | 0 | 0 | 0.1027 | 0 |  | --> | C15 ex STICKILLEN | Stickillen [T41,T42] | DRYBRIDGE |  | 53.8468 | -6.6564
MV/LV Substation CL***532Z |  | 10 kV | _ | LV | 400 kVA :Kiosk Substation | 0.4 | --> | 0.4 | 0 | 0 | Constrained,otherwise capacity available =350kVA. | --> | 0.38 | 0 | 0 | 0.40752 | 0 |  | --> | C22 ex UNIDARE | Unidare [T41,T42] | FINGLAS |  | 53.3932 | -6.3
MV/LV Substation CL***533X |  | 10 kV | _ | LV | 200 kVA :Kiosk Substation | 0.2 | --> | 0.2 | 0.139 | 11.9 |  | --> | 0.19 | 0 | 0 | 0.20906 | 0 |  | --> | C26 ex SALTHILL | Salthill [T101,T102] | SALTHILL |  | 53.2674 | -9.1075
MV/LV Substation CL***533Z |  | 10 kV | _ | LV | 630 kVA :Building Structure | 0.63 | --> | 0.63 | 0 | 0 | Constrained,otherwise capacity available =500kVA. | --> | 0.5985 | 0 | 0 | 0.5 | 0 |  | --> | C19 ex CLONDALKIN | Clondalkin [T41,T42,T44] | INCHICORE 220KV |  | 53.3216 | -6.3988
MV/LV Substation CL***534 |  | 10 kV | _ | LV | 200 kVA :Pole Substation | 0.2 | --> | 0.2 | 0 | 0 | Constrained,otherwise capacity available =171kVA. | --> | 0.19 | 0 | 0.00741 | 0.20436 | 0 |  | --> | C14 ex DRUMQUIN | Drumquin [T42] | ENNIS |  | 52.799 | -8.9746
MV/LV Substation CL***534X |  | 10 kV | _ | LV | 1000 kVA :Building Structure | 1 | --> | 1 | 0.5 | 11.1 |  | --> | 0.95 | 0 | 0.021489 | 0.5 | 0 |  | --> | C12 ex CABRA | Cabra [T101,T102] | FINGLAS |  | 53.3771 | -6.3173
MV/LV Substation CL***535 |  | 10 kV | _ | LV | 200 kVA :Pole Substation | 0.2 | --> | 0.2 | 0 | 0 | Constrained,otherwise capacity available =157kVA. | --> | 0.19 | 0 | 0.020748 | 0.20643 | 0 |  | --> | C12 ex AGHAMORE | Aghamore [T41,T42] | LANESBORO |  | 53.7003 | -8.0111
MV/LV Substation CL***536X |  | 20 kV | _ | LV | 50 kVA :Pole Substation | 0.05 | --> | 0.05 | 0 | 0 | Constrained,otherwise capacity available =47kVA. | --> | 0.0475 | 0 | 0 | 0 | 0 | Constrained,otherwise capacity available =50.5kW. | --> | C14 ex KNOCKAPHUNTA | Knockaphunta [T41,T42] | CASTLEBAR |  | 53.8192 | -9.3576
MV/LV Substation CL***537Y |  | 10 kV | _ | LV | 400 kVA :Building Structure | 0.4 | --> | 0.4 | 0.396 | 3.8 |  | --> | 0.38 | 0 | 0 | 0.40061 | 0 |  | --> | C13 ex WATERFORD | Waterford [T41,T42] | WATERFORD |  | 52.2625 | -7.1182
MV/LV Substation CL***539X |  | 10 kV | _ | LV | 400 kVA :Kiosk Substation | 0.4 | --> | 0.4 | 0 | 0 | Constrained,otherwise capacity available =190kVA. | --> | 0.38 | 0 | 0 | 0.43068 | 0 |  | --> | C22 ex BALLYMOUNT | Ballymount [T41,T42] | INCHICORE 220KV |  | 53.3182 | -6.3663
MV/LV Substation CL***539Y |  | 10 kV | _ | LV | 200 kVA :Pole Substation | 0.2 | --> | 0.2 | 0 | 0 | Constrained,otherwise capacity available =176kVA. | --> | 0.19 | 0 | 0 | 0.20361 | 0 |  | --> | C16 ex CLONES | Clones [T41,T42] | SHANKILL |  | 54.1804 | -7.2304
MV/LV Substation CL***541X |  | 10 kV | _ | LV | 33 kVA :Building Structure | 0.033 | --> | 0.033 | 0 | 0 |  | --> | 0.03135 | 0 | 0 | 0.040459 | 0 |  | --> | C16 ex ENNISTYMON | Ennistymon [T41,T42] | ENNIS |  | 52.9719 | -9.4262
MV/LV Substation CL***542X |  | 20 kV | _ | LV | 50 kVA :Pole Substation | 0.05 | --> | 0.05 | 0 | 0 | Constrained,otherwise capacity available =44kVA. | --> | 0.0475 | 0 | 0 | 0.050903 | 0 |  | --> | E18 ex CLONROCHE | Clonroche [T421,T422] | WEXFORD |  | 52.4282 | -6.6101
MV/LV Substation CL***543Y |  | 10 kV | _ | LV | 630 kVA :Kiosk Substation | 0.63 | --> | 0.63 | 0.484 | 5.7 |  | --> | 0.5985 | 0 | 0 | 0.5 | 0 |  | --> | C20 ex RAMPARTS | Ramparts [T41,T42] | DUNDALK |  | 54.0058 | -6.4032
MV/LV Substation CL***544X |  | 10 kV | _ | LV | 200 kVA :Kiosk Substation | 0.2 | --> | 0.2 | 0 | 0 | Constrained,otherwise capacity available =135kVA. | --> | 0.19 | 0 | 0.017784 | 0 | 0 | Constrained,otherwise capacity available =209.6kW. | --> | C14 ex GARDEN CITY | Garden City [T41,T42] | ARKLOW |  | 52.6799 | -6.2791
MV/LV Substation CL***544Y |  | 20 kV | _ | LV | 50 kVA :Pole Substation | 0.05 | --> | 0.05 | 0.048 | 1.2 |  | --> | 0.0475 | 0 | 0 | 0.050303 | 0 |  | --> | E18 ex CRATLOE | Cratloe [T421,T422] | ARDNACRUSHA |  | 52.7184 | -8.797
MV/LV Substation CL***545X |  | 10 kV | _ | LV | 100 kVA :Pole Substation | 0.1 | --> | 0.1 | 0 | 0 | Constrained,otherwise capacity available =58kVA. | --> | 0.095 | 0 | 0 | 0.10618 | 0 |  | --> | C17 ex PALMERSTOWN | Palmerstown [T41,T42] | FINGLAS |  | 53.3365 | -6.3866
MV/LV Substation CL***546 |  | 10 kV | _ | LV | 1000 kVA :Building Structure | 1 | --> | 1 | 0 | 0 | Constrained,otherwise capacity available =500kVA. | --> | 0.95 | 0 | 0 | 0.5 | 0 |  | --> | C21 ex BALLYCOOLIN | Ballycoolin [T41,T42,T43] | FINGLAS |  | 53.4084 | -6.3559
MV/LV Substation CL***546Y |  | 20 kV | _ | LV | 200 kVA :Pole Substation | 0.2 | --> | 0.2 | 0 | 0 | Constrained,otherwise capacity available =200kVA. | --> | 0.19 | 0 | 0 | 0 | 0 | Constrained,otherwise capacity available =200kW. | --> | E12 ex EMYVALE | Emyvale [T422] | LISDRUM |  | 54.3501 | -7.042
MV/LV Substation CL***548X |  | 10 kV | _ | LV | 100 kVA :Pole Substation | 0.1 | --> | 0.1 | 0 | 0 | Constrained,otherwise capacity available =98kVA. | --> | 0.095 | 0 | 0 | 0.1003 | 0 |  | --> | C21 ex CARRICKMACROSS | Carrickmacross [T41,T42] | MEATH HILL |  | 53.9445 | -6.6684
MV/LV Substation CL***548Y |  | 20 kV | _ | LV | 50 kVA :Pole Substation | 0.05 | --> | 0.05 | 0.047 | 1.1 |  | --> | 0.0475 | 0 | 0 | 0.050453 | 0 |  | --> | E22 ex BUNCLODY | Bunclody [T421,T422] | CRANE |  | 52.6966 | -6.6451
MV/LV Substation CL***549 |  | 20 kV | _ | LV | 50 kVA :Pole Substation | 0.05 | --> | 0.05 | 0 | 0 | Constrained,otherwise capacity available =46kVA. | --> | 0.0475 | 0 | 0 | 0.050604 | 0 |  | --> | C16 ex HOLYCROSS ROAD | Holycross Road [T41,T42] | THURLES |  | 52.6228 | -7.9371
MV/LV Substation CL***550 |  | 10 kV | _ | LV | 50 kVA :Pole Substation | 0.05 | --> | 0.05 | 0.05 | 13.5 |  | --> | 0.0475 | 0 | 0 | 0.05 | 0 |  | --> | C21 ex ENNIS | Ennis [T101,T102] | ENNIS |  | 52.8855 | -8.9491
MV/LV Substation CL***550X |  | 20 kV | _ | LV | 200 kVA :Kiosk Substation | 0.2 | --> | 0.2 | 0 | 0 | Constrained,otherwise capacity available =185kVA. | --> | 0.19 | 0 | 0 | 0.20226 | 0 |  | --> | C14 ex CARRICK ON SHANNON | Carrick On Shannon [T41,T42] | CARRICK ON SHANNON |  | 53.9939 | -8.0676
MV/LV Substation CL***551 |  | 20 kV | _ | LV | 50 kVA :Pole Substation | 0.05 | --> | 0.05 | 0 | 0 | Constrained,otherwise capacity available =42kVA. | --> | 0.0475 | 0 | 0 | 0.0512 | 0 |  | --> | C16 ex HOLYCROSS ROAD | Holycross Road [T41,T42] | THURLES |  | 52.626 | -7.9396
MV/LV Substation CL***551Z |  | 20 kV | _ | LV | 50 kVA :Pole Substation | 0.05 | --> | 0.05 | 0 | 0 | Constrained,otherwise capacity available =43kVA. | --> | 0.0475 | 0 | 0 | 0 | 0 | Constrained,otherwise capacity available =51.1kW. | --> | E18 ex FOXHOLE | Foxhole [T421,T422] | DUNGARVAN |  | 52.0093 | -7.8239
MV/LV Substation CL***552Y |  | 10 kV | _ | LV | 50 kVA :Pole Substation | 0.05 | --> | 0.05 | 0.049 | 0.1 |  | --> | 0.0475 | 0 | 0 | 0.050152 | 0 |  | --> | C12 ex BALLYMAHON | Ballymahon [T41,T42] | ATHLONE |  | 53.6386 | -7.9037
MV/LV Substation CL***554 |  | 20 kV | _ | LV | 100 kVA :Pole Substation | 0.1 | --> | 0.1 | 0 | 0 | Constrained,otherwise capacity available =96kVA. | --> | 0.095 | 0 | 0 | 0.10061 | 0 |  | --> | E16 ex GLENAMADDY | Glenamaddy [T422] | ATHLONE |  | 53.5585 | -8.6509
MV/LV Substation CL***554 |  | 20 kV | _ | LV | 50 kVA :Pole Substation | 0.05 | --> | 0.05 | 0.041 | 2.8 |  | --> | 0.0475 | 0 | 0.011115 | 0.051348 | 0 |  | --> | E14 ex BANGOR ERRIS | Bangor Erris [T421] | BELLACORICK |  | 54.1591 | -9.758
MV/LV Substation CL***554Z |  | 10 kV | _ | LV | 400 kVA :Kiosk Substation | 0.4 | --> | 0.4 | 0 | 0 | Constrained,otherwise capacity available =371kVA. | --> | 0.38 | 0 | 0 | 0.40438 | 0 |  | --> | C24 ex KILBARRY | Kilbarry [T101,T43] | KILBARRY |  | 51.9133 | -8.485
MV/LV Substation CL***555 |  | 20 kV | _ | LV | 200 kVA :Pole Substation | 0.2 | --> | 0.2 | 0 | 0 | Constrained,otherwise capacity available =191kVA. | --> | 0.19 | 0 | 0 | 0.20136 | 0 |  | --> | E18 ex CURRALEIGH | Curraleigh [T421,T422] | KILBARRY |  | 51.9112 | -8.5463
MV/LV Substation CL***558X |  | 10 kV | _ | LV | 50 kVA :Pole Substation | 0.05 | --> | 0.05 | 0 | 0 | Constrained,otherwise capacity available =48kVA. | --> | 0.0475 | 0 | 0.002223 | 0.050303 | 0 |  | --> | C11 ex ATHENRY | Athenry [T41,T42] | GALWAY 110KV |  | 53.2828 | -8.7917
MV/LV Substation CL***558X |  | 20 kV | _ | LV | 50 kVA :Pole Substation | 0.05 | --> | 0.05 | 0.05 | 2.8 |  | --> | 0.0475 | 0 | 0 | 0.05 | 0 |  | --> | E21 ex CLARA | Clara [T421,T422] | THORNSBERRY |  | 53.3855 | -7.6919
MV/LV Substation CL***559 |  | 10 kV | _ | LV | 50 kVA :Pole Substation | 0.05 | --> | 0.05 | 0.046 | 2.2 |  | --> | 0.0475 | 0 | 0 | 0.050604 | 0 |  | --> | C13 ex CASTLETOWNROCHE | Castletownroche [T41] | MALLOW |  | 52.1489 | -8.4869
MV/LV Substation CL***559X |  | 20 kV | _ | LV | 200 kVA :Pole Substation | 0.2 | --> | 0.2 | 0.2 | 17.7 |  | --> | 0.19 | 0 | 0 | 0.2 | 0 |  | --> | E13 ex COOLROE | Coolroe [T121,T122] | COOLROE |  | 51.8794 | -8.6341
MV/LV Substation CL***562Y |  | 20 kV | _ | LV | 200 kVA :Pole Substation | 0.2 | --> | 0.2 | 0 | 0 | Constrained,otherwise capacity available =175kVA. | --> | 0.19 | 0 | 0.00741 | 0.20376 | 0 |  | --> | E11 ex EDENDERRY | Edenderry [T421,T422] | BLAKE |  | 53.3513 | -7.052
MV/LV Substation CL***565 |  | 10 kV | _ | LV | 100 kVA :Pole Substation | 0.1 | --> | 0.1 | 0 | 0 | Constrained,otherwise capacity available =83kVA. | --> | 0.095 | 0 | 0.004446 | 0.10255 | 0 |  | --> | C12 ex PARKMORE | Parkmore [T41,T42] | GALWAY 110KV |  | 53.3194 | -8.9943
MV/LV Substation CL***566 |  | 10 kV | _ | LV | 400 kVA :Kiosk Substation | 0.4 | --> | 0.4 | 0.293 | 1.4 |  | --> | 0.38 | 0 | 0.023712 | 0.41593 | 0 |  | --> | C15 ex RINEANNA | Rineanna [T41,T42] | DRUMLINE |  | 52.7045 | -8.8669
MV/LV Substation CL***567 |  | 20 kV | _ | LV | 400 kVA :Kiosk Substation | 0.4 | --> | 0.4 | 0.14764 | 0.1 | Constrained,otherwise capacity available =335kVA. | --> | 0.38 | 0 | 0.020007 | 0.40975 | 0 |  | --> | E12 ex KILCULLEN | Kilcullen [T41,T42,T424] | STRATFORD |  | 53.0828 | -6.7991
MV/LV Substation CL***567X |  | 10 kV | _ | LV | 100 kVA :Pole Substation | 0.1 | --> | 0.1 | 0.085 | 5 |  | --> | 0.095 | 0 | 0 | 0.10225 | 0 |  | --> | C14 ex MCDONAGH | Mcdonagh [T41,T42] | KILKENNY |  | 52.6468 | -7.1438
MV/LV Substation CL***568 |  | 10 kV | _ | LV | 200 kVA :Pole Substation | 0.2 | --> | 0.2 | 0.147 | 11 |  | --> | 0.19 | 0 | 0.016302 | 0.20789 | 0 |  | --> | C14 ex CLOON | Cloon [T42,T421] | CLOON |  | 53.4357 | -8.8531
MV/LV Substation CL***568X |  | 10 kV | _ | LV | 50 kVA :Pole Substation | 0.05 | --> | 0.05 | 0.046 | 1.4 |  | --> | 0.0475 | 0 | 0 | 0.050604 | 0 |  | --> | C11 ex CROSSMOLINA | Crossmolina [T41,T42] | MOY |  | 54.0854 | -9.3094
MV/LV Substation CL***571X |  | 10 kV | _ | LV | 50 kVA :Pole Substation | 0.05 | --> | 0.05 | 0.031 | 5 |  | --> | 0.0475 | 0 | 0 | 0.052806 | 0 |  | --> | C14 ex MCDONAGH | Mcdonagh [T41,T42] | KILKENNY |  | 52.6553 | -7.1477
MV/LV Substation CL***573 |  | 20 kV | _ | LV | 50 kVA :Pole Substation | 0.05 | --> | 0.05 | 0.042 | 1 |  | --> | 0.0475 | 0 | 0.002964 | 0.0512 | 0 |  | --> | E17 ex LONGFORD | Longford [T421,T422] | RICHMOND |  | 53.7567 | -7.7925
MV/LV Substation CL***573Y |  | 20 kV | _ | LV | 50 kVA :Pole Substation | 0.05 | --> | 0.05 | 0 | 0 | Constrained,otherwise capacity available =48kVA. | --> | 0.0475 | 0 | 0 | 0.050303 | 0 |  | --> | E20 ex CLONMINCH | Clonminch [T41,T422] | THORNSBERRY |  | 53.2695 | -7.3832
MV/LV Substation CL***575 |  | 10 kV | _ | LV | 50 kVA :Pole Substation | 0.05 | --> | 0.05 | 0.045 | 2.4 |  | --> | 0.0475 | 0 | 0 | 0.050753 | 0 |  | --> | C18 ex GURTEEN | Gurteen [T41] | TONROE |  | 53.972 | -8.4111
MV/LV Substation CL***575X |  | 10 kV | _ | LV | 50 kVA :Pole Substation | 0.05 | --> | 0.05 | 0 | 0 | Constrained,otherwise capacity available =50kVA. | --> | 0.0475 | 0 | 0 | 0.05 | 0 |  | --> | C15 ex SCARTEEN | Scarteen [T41,T42] | MALLOW |  | 52.116 | -8.6761
MV/LV Substation CL***575X |  | 20 kV | _ | LV | 100 kVA :Pole Substation | 0.1 | --> | 0.1 | 0.096 | 5.9 |  | --> | 0.095 | 0 | 0 | 0.10061 | 0 |  | --> | C14 ex CASHEL | Cashel [T41,T42] | CAHIR |  | 52.5918 | -7.9605
MV/LV Substation CL***575Y |  | 10 kV | _ | LV | 630 kVA :Kiosk Substation | 0.63 | --> | 0.63 | 0 | 0 | Constrained,otherwise capacity available =500kVA. | --> | 0.5985 | 0 | 0 | 0.5 | 0 |  | --> | C23 ex CLONMINCH | Clonminch [T41,T422] | THORNSBERRY |  | 53.2679 | -7.467
MV/LV Substation CL***578 |  | 20 kV | _ | LV | 50 kVA :Pole Substation | 0.05 | --> | 0.05 | 0 | 0 | Constrained,otherwise capacity available =41kVA. | --> | 0.0475 | 0 | 0 | 0.051348 | 0 |  | --> | C12 ex BALLAGHADERREEN | Ballaghaderreen [T41,T42] | TONROE |  | 53.8316 | -8.6254
MV/LV Substation CL***578 |  | 20 kV | _ | LV | 200 kVA :Pole Substation | 0.2 | --> | 0.2 | 0.027 | 0.5 |  | --> | 0.19 | 0 | 0.003705 | 0.22464 | 0 |  | --> | E11 ex ARDFINNAN | Ardfinnan [T421] | CAHIR |  | 52.2766 | -7.9967
MV/LV Substation CL***578X |  | 10 kV | _ | LV | 630 kVA :Building Structure | 0.63 | --> | 0.63 | 0.5 | 11.9 |  | --> | 0.5985 | 0 | 0 | 0.5 | 0 |  | --> | C26 ex SALTHILL | Salthill [T101,T102] | SALTHILL |  | 53.2693 | -9.1087
MV/LV Substation CL***579 |  | 10 kV | _ | LV | 400 kVA :Kiosk Substation | 0.4 | --> | 0.4 | 0.292 | 2.4 |  | --> | 0.38 | 0 | 0.003705 | 0.41608 | 0 |  | --> | C20 ex GRAIGUE | Graigue [T41,T42] | CARLOW |  | 52.8499 | -6.9804
MV/LV Substation CL***580 |  | 20 kV | _ | LV | 50 kVA :Pole Substation | 0.05 | --> | 0.05 | 0 | 0 | Constrained,otherwise capacity available =22kVA. | --> | 0.0475 | 0 | 0.015561 | 0.05408 | 0 |  | --> | E16 ex MANORHAMILTON | Manorhamilton [T422] | SLIGO |  | 54.3067 | -8.1839
MV/LV Substation CL***580 |  | 20 kV | _ | LV | 50 kVA :Pole Substation | 0.05 | --> | 0.05 | 0.039 | 11.9 |  | --> | 0.0475 | 0 | 0 | 0.051643 | 0 |  | --> | C27 ex SALTHILL | Salthill [T101,T102] | SALTHILL |  | 53.323 | -9.1648
MV/LV Substation CL***582Z |  | 20 kV | _ | LV | 630 kVA :Building Structure | 0.63 | --> | 0.63 | 0.5 | 1.3 |  | --> | 0.5985 | 0 | 0 | 0.5 | 0 |  | --> | C16 ex LOUGHANALLA | Loughanalla [T41,T42] | MULLINGAR |  | 53.664 | -7.2787
MV/LV Substation CL***584 |  | 10 kV | _ | LV | 50 kVA :Pole Substation | 0.05 | --> | 0.05 | 0.043 | 2.4 |  | --> | 0.0475 | 0 | 0 | 0.051052 | 0 |  | --> | C20 ex GRAIGUE | Graigue [T41,T42] | CARLOW |  | 52.8506 | -7.0181
MV/LV Substation CL***584 |  | 10 kV | _ | LV | 50 kVA :Pole Substation | 0.05 | --> | 0.05 | 0 | 0 | Constrained,otherwise capacity available =36kVA. | --> | 0.0475 | 0 | 0.003705 | 0.052083 | 0 |  | --> | C17 ex CAPPAMORE | Cappamore [T41,T42] | ARDNACRUSHA |  | 52.5569 | -8.4031
MV/LV Substation CL***584X |  | 10 kV | _ | LV | 630 kVA :Building Structure | 0.63 | --> | 0.63 | 0.5 | 1.7 |  | --> | 0.5985 | 0 | 0 | 0.5 | 0 |  | --> | C17 ex SOUTH KING STREET | South King Street [T41,T42] | FRANCIS STREET |  | 53.3417 | -6.2619
MV/LV Substation CL***585Y |  | 10 kV | _ | LV | 200 kVA :Kiosk Substation | 0.2 | --> | 0.2 | 0.034 | 6.4 |  | --> | 0.19 | 0 | 0.033345 | 0.2237 | 0 |  | --> | C19 ex BUSHFIELD | Bushfield [T41,T42] | ATHLONE |  | 53.4312 | -7.9212
MV/LV Substation CL***585Y |  | 10 kV | _ | LV | 50 kVA :Pole Substation | 0.05 | --> | 0.05 | 0 | 0 | Constrained,otherwise capacity available =32kVA. | --> | 0.0475 | 0 | 0 | 0 | 0 | Constrained,otherwise capacity available =52.7kW. | --> | C11 ex PORTARLINGTON | Portarlington [T41,T42] | PORTLAOISE |  | 53.2073 | -7.128
MV/LV Substation CL***587 |  | 20 kV | _ | LV | 50 kVA :Pole Substation | 0.05 | --> | 0.05 | 0 | 0 | Constrained,otherwise capacity available =21kVA. | --> | 0.0475 | 0 | 0.004446 | 0 | 0 | Constrained,otherwise capacity available =54.2kW. | --> | E14 ex BUNCRANA | Buncrana [T421,T422] | TRILLICK |  | 55.1544 | -7.4483
MV/LV Substation CL***587Y |  | 10 kV | _ | LV | 400 kVA :Kiosk Substation | 0.4 | --> | 0.4 | 0 | 0 | Constrained,otherwise capacity available =370kVA. | --> | 0.38 | 0 | 0.002964 | 0.40453 | 0 |  | --> | C18 ex CARRICKMACROSS | Carrickmacross [T41,T42] | MEATH HILL |  | 53.9759 | -6.7089
MV/LV Substation CL***587Y |  | 10 kV | _ | LV | 50 kVA :Pole Substation | 0.05 | --> | 0.05 | 0.05 | 3.9 |  | --> | 0.0475 | 0 | 0 | 0.05 | 0 |  | --> | C21 ex MARSHES | Marshes [T41,T42] | DUNDALK |  | 53.9549 | -6.3964
MV/LV Substation CL***588Z |  | 10 kV | _ | LV | 400 kVA :Kiosk Substation | 0.4 | --> | 0.4 | 0 | 0 | Constrained,otherwise capacity available =298kVA. | --> | 0.38 | 0 | 0.009633 | 0.4152 | 0 |  | --> | C12 ex SEMPERIT | Semperit [T41,T42,T43] | GRANGE CASTLE |  | 53.3385 | -6.3616
MV/LV Substation CL***589Y |  | 10 kV | _ | LV | 50 kVA :Pole Substation | 0.05 | --> | 0.05 | 0 | 0 | Constrained,otherwise capacity available =49kVA. | --> | 0.0475 | 0 | 0.00741 | 0.050152 | 0 |  | --> | C18 ex CLONES | Clones [T41,T42] | SHANKILL |  | 54.1659 | -7.2378
MV/LV Substation CL***590 |  | 10 kV | _ | LV | 100 kVA :Pole Substation | 0.1 | --> | 0.1 | 0 | 0 | Constrained,otherwise capacity available =91kVA. | --> | 0.095 | 0 | 0.004446 | 0.10136 | 0 |  | --> | C19 ex KILDARE | Kildare [T41,T42] | NEWBRIDGE |  | 53.1973 | -7.0357
MV/LV Substation CL***591 |  | 20 kV | _ | LV | 25 kVA :Pole Substation | 0.025 | --> | 0.025 | 0 | 0 | Constrained,otherwise capacity available =25kVA. | --> | 0.02375 | 0 | 0 | 0 | 0 | Constrained,otherwise capacity available =25kW. | --> | E22 ex ROSCREA | Roscrea [T41,T42] | IKERRIN |  | 52.9539 | -7.8488
MV/LV Substation CL***591X |  | 10 kV | _ | LV | 50 kVA :Pole Substation | 0.05 | --> | 0.05 | 0 | 0 | Constrained,otherwise capacity available =43kVA. | --> | 0.0475 | 0 | 0 | 0.051052 | 0 |  | --> | C15 ex CARRICK ON SHANNON | Carrick On Shannon [T41,T42] | CARRICK ON SHANNON |  | 53.9422 | -8.1404
MV/LV Substation CL***591Y |  | 10 kV | _ | LV | 200 kVA :Kiosk Substation | 0.2 | --> | 0.2 | 0.129 | 2.7 |  | --> | 0.19 | 0 | 0 | 0.2105 | 0 |  | --> | C13 ex OLDCASTLE | Oldcastle [T41,T422] | MULLINGAR |  | 53.7681 | -7.1535
MV/LV Substation CL***592 |  | 10 kV | _ | LV | 100 kVA :Pole Substation | 0.1 | --> | 0.1 | 0 | 0 | Constrained,otherwise capacity available =73kVA. | --> | 0.095 | 0 | 0.008151 | 0.10402 | 0 |  | --> | C14 ex CLONAKILTY | Clonakilty [T41,T42] | DUNMANWAY |  | 51.6173 | -8.9079
MV/LV Substation CL***592X |  | 10 kV | _ | LV | 200 kVA :Pole Substation | 0.2 | --> | 0.2 | 0.168 | 3.9 |  | --> | 0.19 | 0 | 0.01482 | 0.2048 | 0 |  | --> | C21 ex MARSHES | Marshes [T41,T42] | DUNDALK |  | 53.9564 | -6.3959
MV/LV Substation CL***593 |  | 20 kV | _ | LV | 50 kVA :Pole Substation | 0.05 | --> | 0.05 | 0 | 0 | Constrained,otherwise capacity available =14kVA. | --> | 0.0475 | 0 | 0.009633 | 0.055184 | 0 |  | --> | E21 ex CURRALEIGH | Curraleigh [T421,T422] | KILBARRY |  | 51.9309 | -8.6201
MV/LV Substation CL***593X |  | 10 kV | _ | LV | 200 kVA :Pole Substation | 0.2 | --> | 0.2 | 0.198 | 1.3 |  | --> | 0.19 | 0 | 0 | 0.2003 | 0 |  | --> | C21 ex CASTLEREA | Castlerea [T41,T42] | CARRICK ON SHANNON |  | 53.6883 | -8.4006
MV/LV Substation CL***595 |  | 20 kV | _ | LV | 50 kVA :Pole Substation | 0.05 | --> | 0.05 | 0.048 | 0.6 |  | --> | 0.0475 | 0 | 0 | 0 | 0 | Constrained,otherwise capacity available =50.3kW. | --> | E25 ex LAWLESSTOWN | Lawlesstown [T42,T421] | DOON |  | 52.3752 | -7.7157
MV/LV Substation CL***595 |  | 20 kV | _ | LV | 50 kVA :Pole Substation | 0.05 | --> | 0.05 | 0.026 | 0.2 |  | --> | 0.0475 | 0 | 0 | 0 | 0 | Constrained,otherwise capacity available =53.5kW. | --> | C12 ex ROSSGEIR | Rossgeir [T41,T42] | LETTERKENNY |  | 54.794 | -7.5533
MV/LV Substation CL***595Y |  | 10 kV | _ | LV | 50 kVA :Pole Substation | 0.05 | --> | 0.05 | 0 | 0 | Constrained,otherwise capacity available =49kVA. | --> | 0.0475 | 0 | 0 | 0.050152 | 0 |  | --> | C16 ex CLONES | Clones [T41,T42] | SHANKILL |  | 54.1807 | -7.2528
MV/LV Substation CL***596 |  | 10 kV | _ | LV | 630 kVA :Building Structure | 0.63 | --> | 0.63 | 0.468 | 4.6 |  | --> | 0.5985 | 0 | 0 | 0.5 | 0 |  | --> | C18 ex DUN LAOGHAIRE | Dun Laoghaire [T41,T42] | BLACKROCK |  | 53.2951 | -6.1468
MV/LV Substation CL***597 |  | 10 kV | _ | LV | 50 kVA :Pole Substation | 0.05 | --> | 0.05 | 0.025 | 9.5 |  | --> | 0.0475 | 0 | 0.002964 | 0.053659 | 0 |  | --> | C14 ex BANDON | Bandon [T101,T42] | BANDON |  | 51.7443 | -8.7204
MV/LV Substation CL***598X |  | 10 kV | _ | LV | 50 kVA :Pole Substation | 0.05 | --> | 0.05 | 0 | 0 | Constrained,otherwise capacity available =48kVA. | --> | 0.0475 | 0 | 0 | 0.050303 | 0 |  | --> | C15 ex STICKILLEN | Stickillen [T41,T42] | DRYBRIDGE |  | 53.8474 | -6.6563
MV/LV Substation CL***599X |  | 10 kV | _ | LV | 200 kVA :Building Structure | 0.2 | --> | 0.2 | 0 | 0 | Constrained,otherwise capacity available =134kVA. | --> | 0.19 | 0 | 0 | 0.20978 | 0 |  | --> | C25 ex KILBARRY | Kilbarry [T101,T43] | KILBARRY |  | 51.9039 | -8.5129
MV/LV Substation CL***599X |  | 10 kV | _ | LV | 200 kVA :Kiosk Substation | 0.2 | --> | 0.2 | 0 | 0 | Constrained,otherwise capacity available =137kVA. | --> | 0.19 | 0 | 0.036309 | 0.20935 | 0 |  | --> | C15 ex STICKILLEN | Stickillen [T41,T42] | DRYBRIDGE |  | 53.8517 | -6.5263
MV/LV Substation CL***599X |  | 20 kV | _ | LV | 100 kVA :Pole Substation | 0.1 | --> | 0.1 | 0 | 0 | Constrained,otherwise capacity available =83kVA. | --> | 0.095 | 0 | 0 | 0.10255 | 0 |  | --> | E20 ex EDENDERRY | Edenderry [T421,T422] | BLAKE |  | 53.3577 | -7.2284
MV/LV Substation CL***603 |  | 10 kV | _ | LV | 200 kVA :Kiosk Substation | 0.2 | --> | 0.2 | 0 | 0 | Constrained,otherwise capacity available =178kVA. | --> | 0.19 | 0 | 0 | 0.20331 | 0 |  | --> | C17 ex DELVIN | Delvin [T41,T42] | MULLINGAR |  | 53.6671 | -7.0184
MV/LV Substation CL***605 |  | 10 kV | _ | LV | 200 kVA :Kiosk Substation | 0.2 | --> | 0.2 | 0 | 0 | Constrained,otherwise capacity available =122kVA. | --> | 0.19 | 0 | 0.012597 | 0.072493 | 0 | Constrained,otherwise capacity available =211.5kW. | --> | C15 ex TOOMEVARA | Toomevara [T42] | NENAGH |  | 52.9429 | -8.0408
MV/LV Substation CL***606 |  | 10 kV | _ | LV | 630 kVA :Kiosk Substation | 0.63 | --> | 0.63 | 0.5 | 11.1 |  | --> | 0.5985 | 0 | 0.009633 | 0.5 | 0 |  | --> | C14 ex CABRA | Cabra [T101,T102] | FINGLAS |  | 53.3704 | -6.2816
MV/LV Substation CL***607 |  | 10 kV | _ | LV | 630 kVA :Kiosk Substation | 0.63 | --> | 0.63 | 0.5 | 11.1 |  | --> | 0.5985 | 0 | 0.002964 | 0.5 | 0 |  | --> | C14 ex CABRA | Cabra [T101,T102] | FINGLAS |  | 53.3705 | -6.2837
MV/LV Substation CL***607 |  | 20 kV | _ | LV | 50 kVA :Pole Substation | 0.05 | --> | 0.05 | 0.045 | 5.9 |  | --> | 0.0475 | 0 | 0 | 0.050753 | 0 |  | --> | C14 ex CASHEL | Cashel [T41,T42] | CAHIR |  | 52.6029 | -7.9762
MV/LV Substation CL***607X |  | 20 kV | _ | LV | 100 kVA :Pole Substation | 0.1 | --> | 0.1 | 0.062 | 1.2 |  | --> | 0.095 | 0 | 0.00741 | 0.10561 | 0 |  | --> | E18 ex CRATLOE | Cratloe [T421,T422] | ARDNACRUSHA |  | 52.7169 | -8.8384
MV/LV Substation CL***608 |  | 10 kV | _ | LV | 630 kVA :Kiosk Substation | 0.63 | --> | 0.63 | 0.5 | 11.1 |  | --> | 0.5985 | 0 | 0.020007 | 0.5 | 0 |  | --> | C14 ex CABRA | Cabra [T101,T102] | FINGLAS |  | 53.3706 | -6.2851
MV/LV Substation CL***608X |  | 20 kV | _ | LV | 50 kVA :Pole Substation | 0.05 | --> | 0.05 | 0 | 0 | Constrained,otherwise capacity available =50kVA. | --> | 0.0475 | 0 | 0 | 0.05 | 0 |  | --> | E33 ex CAPPAMORE | Cappamore [T41,T42] | ARDNACRUSHA |  | 52.5387 | -8.2808
MV/LV Substation CL***608Y |  | 10 kV | _ | LV | 400 kVA :Building Structure | 0.4 | --> | 0.4 | 0 | 0 | Constrained,otherwise capacity available =400kVA. | --> | 0.38 | 0 | 0 | 0.4 | 0 |  | --> | C16 ex CREGG ROAD | Cregg Road [T41,T42] | BALLYDINE |  | 52.3489 | -7.3894
MV/LV Substation CL***609 |  | 10 kV | _ | LV | 630 kVA :Kiosk Substation | 0.63 | --> | 0.63 | 0.5 | 11.1 |  | --> | 0.5985 | 0 | 0.005928 | 0.5 | 0 |  | --> | C14 ex CABRA | Cabra [T101,T102] | FINGLAS |  | 53.3712 | -6.2865
MV/LV Substation CL***611 |  | 10 kV | _ | LV | 630 kVA :Kiosk Substation | 0.63 | --> | 0.63 | 0.5 | 11.1 |  | --> | 0.5985 | 0 | 0.017784 | 0.5 | 0 |  | --> | C14 ex CABRA | Cabra [T101,T102] | FINGLAS |  | 53.3698 | -6.2838
MV/LV Substation CL***612 |  | 20 kV | _ | LV | 100 kVA :Pole Substation | 0.1 | --> | 0.1 | 0 | 0 | Constrained,otherwise capacity available =62kVA. | --> | 0.095 | 0 | 0.011115 | 0.10561 | 0 |  | --> | E17 ex DALTON | Dalton [T421,T422] | DALTON |  | 53.7243 | -8.9789
MV/LV Substation CL***612 |  | 10 kV | _ | LV | 50 kVA :Pole Substation | 0.05 | --> | 0.05 | 0 | 0 | Constrained,otherwise capacity available =36kVA. | --> | 0.0475 | 0 | 0 | 0.052083 | 0 |  | --> | C11 ex SKIBBEREEN | Skibbereen [T41,T42] | DUNMANWAY |  | 51.5941 | -9.2868
MV/LV Substation CL***612Z |  | 10 kV | _ | LV | 200 kVA :Kiosk Substation | 0.2 | --> | 0.2 | 0 | 0 | Constrained,otherwise capacity available =178kVA. | --> | 0.19 | 0 | 0 | 0 | 0 | Constrained,otherwise capacity available =203.3kW. | --> | E11 ex KNOCKMULLEN | Knockmullen [T42,T421] | GREAT ISLAND |  | 52.3967 | -6.9273
MV/LV Substation CL***613 |  | 20 kV | _ | LV | 100 kVA :Pole Substation | 0.1 | --> | 0.1 | 0 | 0 | Constrained,otherwise capacity available =95kVA. | --> | 0.095 | 0 | 0 | 0.10076 | 0 |  | --> | E17 ex DALTON | Dalton [T421,T422] | DALTON |  | 53.7225 | -8.9761
MV/LV Substation CL***614 |  | 20 kV | _ | LV | 50 kVA :Pole Substation | 0.05 | --> | 0.05 | 0.044 | 1.5 |  | --> | 0.0475 | 0 | 0 | 0.050903 | 0 |  | --> | C16 ex SCREEB | Screeb [T41] | SCREEB |  | 53.2923 | -9.5603
MV/LV Substation CL***615X |  | 20 kV | _ | LV | 50 kVA :Pole Substation | 0.05 | --> | 0.05 | 0 | 0 | Constrained,otherwise capacity available =50kVA. | --> | 0.0475 | 0 | 0 | 0.05 | 0 |  | --> | E13 ex GORT | Gort [T41,T42] | ENNIS |  | 53.0692 | -8.7834
MV/LV Substation CL***616 |  | 10 kV | _ | LV | 200 kVA :Kiosk Substation | 0.2 | --> | 0.2 | 0.143 | 3.9 |  | --> | 0.19 | 0 | 0.013338 | 0.20848 | 0 |  | --> | C22 ex GALWAY 110KV | Galway 110kv [T102,T103] | GALWAY 110KV |  | 53.2881 | -9.003
MV/LV Substation CL***617 |  | 10 kV | _ | LV | 630 kVA :Building Structure | 0.63 | --> | 0.63 | 0.5 | 0.8 |  | --> | 0.5985 | 0 | 0 | 0.5 | 0 |  | --> | C12 ex DONNYBROOK | Donnybrook [T41,T42] | MILLTOWN (DR) |  | 53.314 | -6.2353
MV/LV Substation CL***618 |  | 20 kV | _ | LV | 100 kVA :Pole Substation | 0.1 | --> | 0.1 | 0 | 0 | Constrained,otherwise capacity available =56kVA. | --> | 0.095 | 0 | 0.005928 | 0.10647 | 0 |  | --> | E25 ex PATRICKSWELL | Patrickswell [T421,T422] | LIMERICK |  | 52.633 | -8.7296
MV/LV Substation CL***618X |  | 20 kV | _ | LV | 50 kVA :Pole Substation | 0.05 | --> | 0.05 | 0 | 0 | Constrained,otherwise capacity available =28kVA. | --> | 0.0475 | 0 | 0 | 0.053235 | 0 |  | --> | E18 ex CURRALEIGH | Curraleigh [T421,T422] | KILBARRY |  | 51.9174 | -8.618
MV/LV Substation CL***619 |  | 20 kV | _ | LV | 100 kVA :Pole Substation | 0.1 | --> | 0.1 | 0 | 0 | Constrained,otherwise capacity available =90kVA. | --> | 0.095 | 0 | 0 | 0 | 0 | Constrained,otherwise capacity available =101.5kW. | --> | E22 ex ROSCREA | Roscrea [T41,T42] | IKERRIN |  | 53.0033 | -7.8736
MV/LV Substation CL***622 |  | 10 kV | _ | LV | 50 kVA :Pole Substation | 0.05 | --> | 0.05 | 0 | 0 | Constrained,otherwise capacity available =25kVA. | --> | 0.0475 | 0 | 0.002223 | 0.053659 | 0 |  | --> | C12 ex BALLYBEGGAN | Ballybeggan [T43,T44] | TRALEE |  | 52.2487 | -9.6455
MV/LV Substation CL***622X |  | 10 kV | _ | LV | 50 kVA :Pole Substation | 0.05 | --> | 0.05 | 0 | 0 | Constrained,otherwise capacity available =37kVA. | --> | 0.0475 | 0 | 0 | 0 | 0 | Constrained,otherwise capacity available =51.9kW. | --> | C22 ex LISMORE | Lismore [T41,T42] | DUNGARVAN |  | 52.1738 | -7.9831
MV/LV Substation CL***622X |  | 10 kV | _ | LV | 400 kVA :Kiosk Substation | 0.4 | --> | 0.4 | 0.301 | 3.9 |  | --> | 0.38 | 0 | 0 | 0.41476 | 0 |  | --> | C28 ex GALWAY 110KV | Galway 110kv [T102,T103] | GALWAY 110KV |  | 53.2989 | -9.0243
MV/LV Substation CL***624 |  | 10 kV | _ | LV | 50 kVA :Pole Substation | 0.05 | --> | 0.05 | 0.049 | 4.4 |  | --> | 0.0475 | 0 | 0 | 0.050152 | 0 |  | --> | E14 ex CRANE | Crane [T122] | CRANE |  | 52.5603 | -6.6316
MV/LV Substation CL***627 |  | 20 kV | _ | LV | 200 kVA :Pole Substation | 0.2 | --> | 0.2 | 0.2 | 2.8 |  | --> | 0.19 | 0 | 0 | 0.2 | 0 |  | --> | C13 ex RECESS | Recess [T41] | SCREEB |  | 53.5614 | -9.8923
MV/LV Substation CL***628 |  | 10 kV | _ | LV | 100 kVA :Pole Substation | 0.1 | --> | 0.1 | 0.067 | 3 |  | --> | 0.095 | 0 | 0 | 0.10489 | 0 |  | --> | C21 ex NENAGH | Nenagh [T41,T42] | NENAGH |  | 52.885 | -8.345
MV/LV Substation CL***628X |  | 10 kV | _ | LV | 200 kVA :Pole Substation | 0.2 | --> | 0.2 | 0 | 0 | Constrained,otherwise capacity available =200kVA. | --> | 0.19 | 0 | 0 | 0.2 | 0 |  | --> | C11 ex COOLMINE | Coolmine [T41,T42] | FINGLAS |  | 53.3754 | -6.415
MV/LV Substation CL***629 |  | 20 kV | _ | LV | 200 kVA :Pole Substation | 0.2 | --> | 0.2 | 0 | 0 | Constrained,otherwise capacity available =154kVA. | --> | 0.19 | 0 | 0.00741 | 0.20687 | 0 |  | --> | E11 ex BEALNABLATH | Bealnablath [T421] | BANDON |  | 51.8477 | -8.7793
MV/LV Substation CL***630X |  | 10 kV | _ | LV | 50 kVA :Pole Substation | 0.05 | --> | 0.05 | 0 | 0 | Constrained,otherwise capacity available =34kVA. | --> | 0.0475 | 0 | 0.004446 | 0.052373 | 0 |  | --> | C15 ex STICKILLEN | Stickillen [T41,T42] | DRYBRIDGE |  | 53.8082 | -6.6685
MV/LV Substation CL***631X |  | 20 kV | _ | LV | 50 kVA :Pole Substation | 0.05 | --> | 0.05 | 0 | 0 | Constrained,otherwise capacity available =39kVA. | --> | 0.0475 | 0 | 0 | 0.051643 | 0 |  | --> | E18 ex GARRANACANTY | Garranacanty [T421,T422] | TIPPERARY |  | 52.5281 | -8.2741
MV/LV Substation CL***632 |  | 20 kV | _ | LV | 200 kVA :Pole Substation | 0.2 | --> | 0.2 | 0 | 0 | Constrained,otherwise capacity available =45kVA. | --> | 0.19 | 0 | 0.006669 | 0 | 0 | Constrained,otherwise capacity available =222.2kW. | --> | C11 ex MOUNTMELLICK | Mountmellick [T41,T42] | PORTLAOISE |  | 53.1492 | -7.5248
MV/LV Substation CL***632Y |  | 10 kV | _ | LV | 400 kVA :Kiosk Substation | 0.4 | --> | 0.4 | 0 | 0 | Constrained,otherwise capacity available =272kVA. | --> | 0.38 | 0 | 0 | 0.41898 | 0 |  | --> | C16 ex CLONES | Clones [T41,T42] | SHANKILL |  | 54.1813 | -7.2312
MV/LV Substation CL***634Y |  | 10 kV | _ | LV | 400 kVA :Kiosk Substation | 0.4 | --> | 0.4 | 0.233 | 16.1 |  | --> | 0.38 | 0 | 0.022971 | 0.42459 | 0 |  | --> | E14 ex WEXFORD | Wexford [T121,T122] | WEXFORD |  | 52.3313 | -6.4955
MV/LV Substation CL***635X |  | 20 kV | _ | LV | 50 kVA :Pole Substation | 0.05 | --> | 0.05 | 0 | 0 | Constrained,otherwise capacity available =44kVA. | --> | 0.0475 | 0 | 0 | 0.050903 | 0 |  | --> | C18 ex CLONES | Clones [T41,T42] | SHANKILL |  | 54.1562 | -7.2388
MV/LV Substation CL***637X |  | 10 kV | _ | LV | 50 kVA :Pole Substation | 0.05 | --> | 0.05 | 0.022 | 12.2 |  | --> | 0.0475 | 0 | 0 | 0.05408 | 0 |  | --> | C17 ex BALLYBEG | Ballybeg [T101,T102] | CARRICKMINES |  | 52.9461 | -6.0179
MV/LV Substation CL***638X |  | 20 kV | _ | LV | 50 kVA :Pole Substation | 0.05 | --> | 0.05 | 0.05 | 1.7 |  | --> | 0.0475 | 0 | 0 | 0.05 | 0 |  | --> | E13 ex NEWPORT | Newport [T421] | CARROWBEG |  | 53.9425 | -9.4222
MV/LV Substation CL***638Y |  | 10 kV | _ | LV | 50 kVA :Pole Substation | 0.05 | --> | 0.05 | 0 | 0 | Constrained,otherwise capacity available =47kVA. | --> | 0.0475 | 0 | 0 | 0.050453 | 0 |  | --> | C16 ex TOOMEVARA | Toomevara [T42] | NENAGH |  | 52.8585 | -8.0837
MV/LV Substation CL***640X |  | 20 kV | _ | LV | 50 kVA :Pole Substation | 0.05 | --> | 0.05 | 0 | 0 | Constrained,otherwise capacity available =49kVA. | --> | 0.0475 | 0 | 0 | 0.050152 | 0 |  | --> | C11 ex ENNIS NORTH | Ennis North [T41,T42] | ENNIS |  | 52.9607 | -9.0793
MV/LV Substation CL***643Y |  | 10 kV | _ | LV | 630 kVA :Kiosk Substation | 0.63 | --> | 0.63 | 0 | 0 | Constrained,otherwise capacity available =492kVA. | --> | 0.5985 | 0 | 0.02964 | 0.5 | 0 |  | --> | C18 ex CAVAN | Cavan [T42,T421] | SHANKILL |  | 53.9891 | -7.3758
MV/LV Substation CL***644Y |  | 10 kV | _ | LV | 200 kVA :Kiosk Substation | 0.2 | --> | 0.2 | 0 | 0 | Constrained,otherwise capacity available =154kVA. | --> | 0.19 | 0 | 0.00741 | 0.20687 | 0 |  | --> | C23 ex CREGG ROAD | Cregg Road [T41,T42] | BALLYDINE |  | 52.3512 | -7.3357
MV/LV Substation CL***645 |  | 10 kV | _ | LV | 200 kVA :Pole Substation | 0.2 | --> | 0.2 | 0.109 | 1.5 |  | --> | 0.19 | 0 | 0.00741 | 0.21336 | 0 |  | --> | C13 ex SMEARLA | Smearla [T41,T42] | TRIEN |  | 52.4575 | -9.4897
MV/LV Substation CL***645X |  | 10 kV | _ | LV | 50 kVA :Pole Substation | 0.05 | --> | 0.05 | 0.046 | 9.5 |  | --> | 0.0475 | 0 | 0 | 0.050604 | 0 |  | --> | C18 ex BANDON | Bandon [T101,T42] | BANDON |  | 51.7914 | -8.6872
MV/LV Substation CL***647 |  | 20 kV | _ | LV | 100 kVA :Pole Substation | 0.1 | --> | 0.1 | 0 | 0 | Constrained,otherwise capacity available =93kVA. | --> | 0.095 | 0 | 0.003705 | 0 | 0 | Constrained,otherwise capacity available =101.1kW. | --> | E17 ex SPRINGS | Springs [T421,T422] | DUNGARVAN |  | 52.1139 | -7.5676
MV/LV Substation CL***647 |  | 20 kV | _ | LV | 200 kVA :Pole Substation | 0.2 | --> | 0.2 | 0 | 0 | Constrained,otherwise capacity available =168kVA. | --> | 0.19 | 0 | 0 | 0.2048 | 0 |  | --> | C15 ex MOATE | Moate [T41,T42] | ATHLONE |  | 53.3942 | -7.7116
MV/LV Substation CL***647Y |  | 20 kV | _ | LV | 200 kVA :Kiosk Substation | 0.2 | --> | 0.2 | 0.174 | 3.5 |  | --> | 0.19 | 0 | 0 | 0 | 0 | Constrained,otherwise capacity available =203.9kW. | --> | E12 ex DUNFIRTH | Dunfirth [T122] | DUNFIRTH |  | 53.4141 | -6.9237
MV/LV Substation CL***648X |  | 20 kV | _ | LV | 50 kVA :Pole Substation | 0.05 | --> | 0.05 | 0 | 0 | Constrained,otherwise capacity available =39kVA. | --> | 0.0475 | 0 | 0 | 0 | 0 | Constrained,otherwise capacity available =51.6kW. | --> | C11 ex MOUNTMELLICK | Mountmellick [T41,T42] | PORTLAOISE |  | 53.142 | -7.49
MV/LV Substation CL***648Z |  | 20 kV | _ | LV | 50 kVA :Pole Substation | 0.05 | --> | 0.05 | 0 | 0 | Constrained,otherwise capacity available =50kVA. | --> | 0.0475 | 0 | 0 | 0.05 | 0 |  | --> | E12 ex KILCOCK | Kilcock [T421,T422] | GRIFFINRATH |  | 53.4228 | -6.5733
MV/LV Substation CL***650X |  | 20 kV | _ | LV | 50 kVA :Pole Substation | 0.05 | --> | 0.05 | 0.048 | 3 |  | --> | 0.0475 | 0 | 0 | 0 | 0 | Constrained,otherwise capacity available =50.3kW. | --> | E14 ex CHARLEVILLE | Charleville [T421,T422] | CHARLEVILLE |  | 52.3564 | -8.7803
MV/LV Substation CL***650X |  | 20 kV | _ | LV | 50 kVA :Pole Substation | 0.05 | --> | 0.05 | 0 | 0 | Constrained,otherwise capacity available =50kVA. | --> | 0.0475 | 0 | 0 | 0 | 0 | Constrained,otherwise capacity available =50kW. | --> | C11 ex MOUNTMELLICK | Mountmellick [T41,T42] | PORTLAOISE |  | 53.1457 | -7.5013
MV/LV Substation CL***651Y |  | 10 kV | _ | LV | 400 kVA :Kiosk Substation | 0.4 | --> | 0.4 | 0 | 0 | Constrained,otherwise capacity available =250kVA. | --> | 0.38 | 0 | 0 | 0 | 0 | Constrained,otherwise capacity available =422.2kW. | --> | E16 ex PORTLAOISE | Portlaoise [T423,T424] | PORTLAOISE |  | 53.025 | -7.319
MV/LV Substation CL***652 |  | 10 kV | _ | LV | 100 kVA :Pole Substation | 0.1 | --> | 0.1 | 0 | 0 | Constrained,otherwise capacity available =76kVA. | --> | 0.095 | 0 | 0.003705 | 0.10358 | 0 |  | --> | C12 ex PARKMORE | Parkmore [T41,T42] | GALWAY 110KV |  | 53.3224 | -8.9891
MV/LV Substation CL***653Z |  | 10 kV | _ | LV | 200 kVA :Pole Substation | 0.2 | --> | 0.2 | 0 | 0 | Constrained,otherwise capacity available =145kVA. | --> | 0.19 | 0 | 0.020007 | 0.20818 | 0 |  | --> | C20 ex KILDARE | Kildare [T41,T42] | NEWBRIDGE |  | 53.167 | -6.9023
MV/LV Substation CL***656Y |  | 10 kV | _ | LV | 50 kVA :Pole Substation | 0.05 | --> | 0.05 | 0 | 0 | Constrained,otherwise capacity available =47kVA. | --> | 0.0475 | 0 | 0.00741 | 0 | 0 | Constrained,otherwise capacity available =50.5kW. | --> | C17 ex ROSCREA | Roscrea [T41,T42] | IKERRIN |  | 52.9332 | -7.8022
MV/LV Substation CL***658Y |  | 20 kV | _ | LV | 100 kVA :Pole Substation | 0.1 | --> | 0.1 | 0.039 | 5.9 |  | --> | 0.095 | 0 | 0 | 0.10886 | 0 |  | --> | C14 ex CASHEL | Cashel [T41,T42] | CAHIR |  | 52.6011 | -8.0017
MV/LV Substation CL***660Z |  | 10 kV | _ | LV | 50 kVA :Pole Substation | 0.05 | --> | 0.05 | 0 | 0 | Constrained,otherwise capacity available =49kVA. | --> | 0.0475 | 0 | 0 | 0.050152 | 0 |  | --> | C14 ex GORESBRIDGE | Goresbridge [T41,T42] | KILKENNY |  | 52.609 | -6.9245
MV/LV Substation CL***661 |  | 20 kV | _ | LV | 200 kVA :Pole Substation | 0.2 | --> | 0.2 | 0 | 0 | Constrained,otherwise capacity available =178kVA. | --> | 0.19 | 0 | 0.012597 | 0.20331 | 0 |  | --> | E15 ex DINGLE | Dingle [T421,T422] | OUGHTRAGH |  | 52.1536 | -10.4528
MV/LV Substation CL***661 |  | 20 kV | _ | LV | 50 kVA :Pole Substation | 0.05 | --> | 0.05 | 0.016 | 6 |  | --> | 0.0475 | 0 | 0.003705 | 0 | 0 | Constrained,otherwise capacity available =54.9kW. | --> | C14 ex ARDGEEHA | Ardgeeha [T41,T42] | DOON |  | 52.4752 | -7.5982
MV/LV Substation CL***663X |  | 10 kV | _ | LV | 630 kVA :Building Structure | 0.63 | --> | 0.63 | 0 | 0 | Constrained,otherwise capacity available =500kVA. | --> | 0.5985 | 0 | 0 | 0.5 | 0 |  | --> | C16 ex CAHIRCALLA | Cahircalla [T41,T42] | ENNIS |  | 52.8398 | -8.9887
MV/LV Substation CL***664X |  | 20 kV | _ | LV | 50 kVA :Pole Substation | 0.05 | --> | 0.05 | 0.048 | 1 |  | --> | 0.0475 | 0 | 0 | 0.050303 | 0 |  | --> | E13 ex LONGFORD | Longford [T421,T422] | RICHMOND |  | 53.8569 | -7.6036
MV/LV Substation CL***664Y |  | 10 kV | _ | LV | 200 kVA :Kiosk Substation | 0.2 | --> | 0.2 | 0 | 0 | Constrained,otherwise capacity available =200kVA. | --> | 0.19 | 0 | 0 | 0.2 | 0 |  | --> | C19 ex CLONMINCH | Clonminch [T41,T422] | THORNSBERRY |  | 53.2624 | -7.4803
MV/LV Substation CL***666 |  | 20 kV | _ | LV | 200 kVA :Kiosk Substation | 0.2 | --> | 0.2 | 0 | 0 | Constrained,otherwise capacity available =184kVA. | --> | 0.19 | 0 | 0.018525 | 0 | 0 | Constrained,otherwise capacity available =202.4kW. | --> | E17 ex SPRINGS | Springs [T421,T422] | DUNGARVAN |  | 52.094 | -7.547
MV/LV Substation CL***668 |  | 10 kV | _ | LV | 50 kVA :Pole Substation | 0.05 | --> | 0.05 | 0.049 | 0.9 |  | --> | 0.0475 | 0 | 0 | 0.050152 | 0 |  | --> | C13 ex WOODFORD | Woodford [T41,T42] | KNOCKEARAGH |  | 52.0457 | -9.4468
MV/LV Substation CL***668 |  | 20 kV | _ | LV | 50 kVA :Pole Substation | 0.05 | --> | 0.05 | 0 | 0 | Constrained,otherwise capacity available =44kVA. | --> | 0.0475 | 0 | 0 | 0 | 0 | Constrained,otherwise capacity available =50.9kW. | --> | E17 ex SPRINGS | Springs [T421,T422] | DUNGARVAN |  | 52.1005 | -7.5364
MV/LV Substation CL***669X |  | 10 kV | _ | LV | 400 kVA :Kiosk Substation | 0.4 | --> | 0.4 | 0 | 0 | Constrained,otherwise capacity available =228kVA. | --> | 0.38 | 0 | 0.00741 | 0.42531 | 0 |  | --> | C18 ex STICKILLEN | Stickillen [T41,T42] | DRYBRIDGE |  | 53.8508 | -6.5434
MV/LV Substation CL***670X |  | 20 kV | _ | LV | 50 kVA :Pole Substation | 0.05 | --> | 0.05 | 0.049 | 1 |  | --> | 0.0475 | 0 | 0 | 0.050152 | 0 |  | --> | E17 ex LONGFORD | Longford [T421,T422] | RICHMOND |  | 53.7646 | -7.7319
MV/LV Substation CL***670X |  | 20 kV | _ | LV | 200 kVA :Kiosk Substation | 0.2 | --> | 0.2 | 0.16 | 1.1 |  | --> | 0.19 | 0 | 0 | 0.20598 | 0 |  | --> | C17 ex GILLOGUE | Gillogue [T41,T42] | ARDNACRUSHA |  | 52.7257 | -8.5524
MV/LV Substation CL***672 |  | 10 kV | _ | LV | 630 kVA :Building Structure | 0.63 | --> | 0.63 | 0.5 | 3.3 |  | --> | 0.5985 | 0 | 0 | 0.5 | 0 |  | --> | C14 ex PEMBROKE | Pembroke [T41,T42,T43,T44] | RINGSEND |  | 53.338 | -6.2413
MV/LV Substation CL***677 |  | 10 kV | _ | LV | 1000 kVA :Building Structure | 1 | --> | 1 | 0.5 | 3.3 |  | --> | 0.95 | 0 | 0 | 0.5 | 0 |  | --> | C14 ex PEMBROKE | Pembroke [T41,T42,T43,T44] | RINGSEND |  | 53.3381 | -6.2405
MV/LV Substation CL***677Y |  | 10 kV | _ | LV | 400 kVA :Kiosk Substation | 0.4 | --> | 0.4 | 0 | 0 | Constrained,otherwise capacity available =345kVA. | --> | 0.38 | 0 | 0 | 0 | 0 | Constrained,otherwise capacity available =408.3kW. | --> | C32 ex CLOYNE | Cloyne [T41] | MIDLETON |  | 51.8627 | -8.1213
MV/LV Substation CL***678 |  | 10 kV | _ | LV | 50 kVA :Pole Substation | 0.05 | --> | 0.05 | 0 | 0 | Constrained,otherwise capacity available =48kVA. | --> | 0.0475 | 0 | 0 | 0.050303 | 0 |  | --> | C16 ex CASTLECOMER | Castlecomer [T41,T42] | BALLYRAGGET |  | 52.9045 | -7.2634
MV/LV Substation CL***681X |  | 10 kV | _ | LV | 50 kVA :Pole Substation | 0.05 | --> | 0.05 | 0.033 | 16.1 |  | --> | 0.0475 | 0 | 0.008151 | 0.052518 | 0 |  | --> | E14 ex WEXFORD | Wexford [T121,T122] | WEXFORD |  | 52.3283 | -6.5058
MV/LV Substation CL***683 |  | 20 kV | _ | LV | 50 kVA :Pole Substation | 0.05 | --> | 0.05 | 0 | 0 | Constrained,otherwise capacity available =43kVA. | --> | 0.0475 | 0 | 0 | 0 | 0 | Constrained,otherwise capacity available =51.1kW. | --> | E17 ex SPRINGS | Springs [T421,T422] | DUNGARVAN |  | 52.1115 | -7.5384
MV/LV Substation CL***684X |  | 20 kV | _ | LV | 50 kVA :Pole Substation | 0.05 | --> | 0.05 | 0 | 0 | Constrained,otherwise capacity available =30kVA. | --> | 0.0475 | 0 | 0 | 0.052949 | 0 |  | --> | E17 ex HEADFORD | Headford [T41,T42] | CLOON |  | 53.4502 | -9.0899
MV/LV Substation CL***686Y |  | 10 kV | _ | LV | 200 kVA :Kiosk Substation | 0.2 | --> | 0.2 | 0 | 0 | Constrained,otherwise capacity available =137kVA. | --> | 0.19 | 0 | 0.005187 | 0.20935 | 0 |  | --> | C23 ex CLONMINCH | Clonminch [T41,T422] | THORNSBERRY |  | 53.266 | -7.4749
MV/LV Substation CL***687 |  | 10 kV | _ | LV | 200 kVA :Pole Substation | 0.2 | --> | 0.2 | 0 | 0 | Constrained,otherwise capacity available =182kVA. | --> | 0.19 | 0 | 0 | 0.20271 | 0 |  | --> | C18 ex KILCOLGAN | Kilcolgan [T42,T421] | GALWAY 110KV |  | 53.2394 | -8.8923
MV/LV Substation CL***687X |  | 20 kV | _ | LV | 200 kVA :Pole Substation | 0.2 | --> | 0.2 | 0.135 | 1.1 |  | --> | 0.19 | 0 | 0.012597 | 0.20964 | 0 |  | --> | E22 ex BUNCLODY | Bunclody [T421,T422] | CRANE |  | 52.6942 | -6.646
MV/LV Substation CL***688X |  | 10 kV | _ | LV | 200 kVA :Pole Substation | 0.2 | --> | 0.2 | 0.162 | 4.2 |  | --> | 0.19 | 0 | 0.003705 | 0.20569 | 0 |  | --> | C19 ex ERRIGAL | Errigal [T41,T422] | SHANKILL |  | 54.0797 | -7.0901
MV/LV Substation CL***689 |  | 10 kV | _ | LV | 630 kVA :Kiosk Substation | 0.63 | --> | 0.63 | 0 | 0 | Constrained,otherwise capacity available =340kVA. | --> | 0.5985 | 0 | 0.020748 | 0.5 | 0 |  | --> | C11 ex CLONTARF | Clontarf [T42] | FINGLAS |  | 53.3768 | -6.2134
MV/LV Substation CL***692 |  | 10 kV | _ | LV | 100 kVA :Pole Substation | 0.1 | --> | 0.1 | 0 | 0 | Constrained,otherwise capacity available =92kVA. | --> | 0.095 | 0 | 0.001482 | 0.10121 | 0 |  | --> | C11 ex CASTLECOMER | Castlecomer [T41,T42] | BALLYRAGGET |  | 52.8331 | -7.1914
MV/LV Substation CL***694 |  | 20 kV | _ | LV | 50 kVA :Pole Substation | 0.05 | --> | 0.05 | 0.037 | 0.4 |  | --> | 0.0475 | 0 | 0 | 0.051937 | 0 |  | --> | E17 ex BALLYCONNELL | Ballyconnell [T421,T422] | GORTAWEE |  | 54.0917 | -7.6581
MV/LV Substation CL***694X |  | 20 kV | _ | LV | 100 kVA :Pole Substation | 0.1 | --> | 0.1 | 0.079 | 0.6 |  | --> | 0.095 | 0 | 0 | 0 | 0 | Constrained,otherwise capacity available =103.1kW. | --> | E23 ex LAWLESSTOWN | Lawlesstown [T42,T421] | DOON |  | 52.4068 | -7.7593
MV/LV Substation CL***698X |  | 20 kV | _ | LV | 50 kVA :Pole Substation | 0.05 | --> | 0.05 | 0 | 0 | Constrained,otherwise capacity available =40kVA. | --> | 0.0475 | 0 | 0 | 0.051496 | 0 |  | --> | C18 ex SALLINS | Sallins [T41,T42] | GRIFFINRATH |  | 53.3153 | -6.6839
MV/LV Substation CL***699X |  | 10 kV | _ | LV | 400 kVA :Building Structure | 0.4 | --> | 0.4 | 0.4 | 4.2 |  | --> | 0.38 | 0 | 0 | 0.4 | 0 |  | --> | E15 ex JENKINSTOWN | Jenkinstown [T421,T422] | DUNDALK |  | 54.0801 | -6.3211
MV/LV Substation CL***699Y |  | 10 kV | _ | LV | 50 kVA :Pole Substation | 0.05 | --> | 0.05 | 0 | 0.9 |  | --> | 0.0475 | 0 | 0.009633 | 0.061205 | 0 |  | --> | C19 ex CLONARD | Clonard [T41,T42] | WEXFORD |  | 52.323 | -6.4927
MV/LV Substation CL***700X |  | 10 kV | _ | LV | 50 kVA :Pole Substation | 0.05 | --> | 0.05 | 0 | 0 | Constrained,otherwise capacity available =47kVA. | --> | 0.0475 | 0 | 0 | 0.050453 | 0 |  | --> | C15 ex BISHOPSTOWN | Bishopstown [T41,T42] | KILBARRY |  | 51.8965 | -8.5186
MV/LV Substation CL***702 |  | 20 kV | _ | LV | 200 kVA :Pole Substation | 0.2 | --> | 0.2 | 0.184 | 0.5 |  | --> | 0.19 | 0 | 0 | 0.20241 | 0 |  | --> | E15 ex ARDFINNAN | Ardfinnan [T421] | CAHIR |  | 52.2707 | -7.8023
MV/LV Substation CL***702 |  | 10 kV | _ | LV | 100 kVA :Pole Substation | 0.1 | --> | 0.1 | 0.095 | 6 |  | --> | 0.095 | 0 | 0 | 0 | 0 | Constrained,otherwise capacity available =100.8kW. | --> | C11 ex ARDGEEHA | Ardgeeha [T41,T42] | DOON |  | 52.3633 | -7.7069
MV/LV Substation CL***702Z |  | 10 kV | _ | LV | 400 kVA :Kiosk Substation | 0.4 | --> | 0.4 | 0 | 0 | Constrained,otherwise capacity available =252kVA. | --> | 0.38 | 0 | 0 | 0.42187 | 0 |  | --> | C17 ex SALLINS | Sallins [T41,T42] | GRIFFINRATH |  | 53.2903 | -6.6877
MV/LV Substation CL***703X |  | 10 kV | _ | LV | 400 kVA :Kiosk Substation | 0.4 | --> | 0.4 | 0 | 0 | Constrained,otherwise capacity available =307kVA. | --> | 0.38 | 0 | 0.008151 | 0.41388 | 0 |  | --> | C18 ex STICKILLEN | Stickillen [T41,T42] | DRYBRIDGE |  | 53.8538 | -6.5282
MV/LV Substation CL***703Y |  | 20 kV | _ | LV | 200 kVA :Kiosk Substation | 0.2 | --> | 0.2 | 0 | 0 | Constrained,otherwise capacity available =154kVA. | --> | 0.19 | 0 | 0.015561 | 0 | 0 | Constrained,otherwise capacity available =206.9kW. | --> | C18 ex COOLCARRON | Coolcarron [T41,T42] | BARRYMORE |  | 52.1442 | -8.2244
MV/LV Substation CL***704X |  | 10 kV | _ | LV | 1000 kVA :Building Structure | 1 | --> | 1 | 0.5 | 7 |  | --> | 0.95 | 0 | 0 | 0.5 | 0 |  | --> | C28 ex NORTH QUAYS | North Quays [T101,T102,T103] | POOLBEG |  | 53.3502 | -6.238
MV/LV Substation CL***705Y |  | 20 kV | _ | LV | 200 kVA :Kiosk Substation | 0.2 | --> | 0.2 | 0 | 0 | Constrained,otherwise capacity available =177kVA. | --> | 0.19 | 0 | 0.00741 | 0.20346 | 0 |  | --> | E11 ex EDENDERRY | Edenderry [T421,T422] | BLAKE |  | 53.3471 | -7.0517
MV/LV Substation CL***706 |  | 10 kV | _ | LV | 30 kVA :Pole Substation | 0.03 | --> | 0.03 | 0 | 0 | Constrained,otherwise capacity available =21kVA. | --> | 0.0285 | 0 | 0 | 0.031337 | 0 |  | --> | C16 ex CASTLECOMER | Castlecomer [T41,T42] | BALLYRAGGET |  | 52.8785 | -7.2885
MV/LV Substation CL***707X |  | 20 kV | _ | LV | 50 kVA :Pole Substation | 0.05 | --> | 0.05 | 0 | 0 | Constrained,otherwise capacity available =43kVA. | --> | 0.0475 | 0 | 0 | 0.051052 | 0 |  | --> | E11 ex ACADEMY STREET | Academy Street [T421,T422,T44] | NAVAN |  | 53.5583 | -6.57
MV/LV Substation CL***707Y |  | 10 kV | _ | LV | 630 kVA :Kiosk Substation | 0.63 | --> | 0.63 | 0.5 | 9.5 |  | --> | 0.5985 | 0 | 0.024453 | 0.5 | 0 |  | --> | C14 ex BANDON | Bandon [T101,T42] | BANDON |  | 51.742 | -8.7299
MV/LV Substation CL***709 |  | 20 kV | _ | LV | 50 kVA :Pole Substation | 0.05 | --> | 0.05 | 0 | 0 | Constrained,otherwise capacity available =47kVA. | --> | 0.0475 | 0 | 0 | 0.050453 | 0 |  | --> | E20 ex EDENDERRY | Edenderry [T421,T422] | BLAKE |  | 53.3545 | -7.2048
MV/LV Substation CL***710 |  | 20 kV | _ | LV | 200 kVA :Pole Substation | 0.2 | --> | 0.2 | 0 | 0 | Constrained,otherwise capacity available =184kVA. | --> | 0.19 | 0 | 0 | 0 | 0 | Constrained,otherwise capacity available =202.4kW. | --> | C18 ex COOLCARRON | Coolcarron [T41,T42] | BARRYMORE |  | 52.141 | -8.2191
MV/LV Substation CL***710X |  | 10 kV | _ | LV | 200 kVA :Kiosk Substation | 0.2 | --> | 0.2 | 0.135 | 13.5 |  | --> | 0.19 | 0 | 0.006669 | 0.20964 | 0 |  | --> | C12 ex ENNIS | Ennis [T101,T102] | ENNIS |  | 52.8558 | -8.9711
MV/LV Substation CL***712X |  | 20 kV | _ | LV | 50 kVA :Pole Substation | 0.05 | --> | 0.05 | 0.037 | 0.2 |  | --> | 0.0475 | 0 | 0.004446 | 0 | 0 | Constrained,otherwise capacity available =51.9kW. | --> | E15 ex BEALISTOWN | Bealistown [T421,T422] | GREAT ISLAND |  | 52.2967 | -6.7672
MV/LV Substation CL***713 |  | 10 kV | _ | LV | 200 kVA :Kiosk Substation | 0.2 | --> | 0.2 | 0.149 | 0.3 |  | --> | 0.19 | 0 | 0.008892 | 0.2076 | 0 |  | --> | C15 ex BANAGHER | Banagher [T41,T42] | DALLOW |  | 53.19 | -7.9808
MV/LV Substation CL***713 |  | 20 kV | _ | LV | 100 kVA :Pole Substation | 0.1 | --> | 0.1 | 0 | 0 | Constrained,otherwise capacity available =92kVA. | --> | 0.095 | 0 | 0 | 0.10121 | 0 |  | --> | E16 ex GLENAMADDY | Glenamaddy [T422] | ATHLONE |  | 53.5715 | -8.6528
MV/LV Substation CL***714 |  | 20 kV | _ | LV | 630 kVA :Kiosk Substation | 0.63 | --> | 0.63 | 0 | 0 | Constrained,otherwise capacity available =500kVA. | --> | 0.5985 | 0 | 0.004446 | 0.5 | 0 |  | --> | E17 ex DINGLE | Dingle [T421,T422] | OUGHTRAGH |  | 52.146 | -10.2636
MV/LV Substation CL***714 |  | 10 kV | _ | LV | 200 kVA :Pole Substation | 0.2 | --> | 0.2 | 0 | 0 | Constrained,otherwise capacity available =153kVA. | --> | 0.19 | 0 | 0.004446 | 0 | 0 | Constrained,otherwise capacity available =207kW. | --> | C13 ex DONEGAL | Donegal [T41,T42] | CATHALEENS FALL |  | 54.6775 | -8.0464
MV/LV Substation CL***714X |  | 20 kV | _ | LV | 50 kVA :Pole Substation | 0.05 | --> | 0.05 | 0.05 | 1.7 |  | --> | 0.0475 | 0 | 0 | 0.05 | 0 |  | --> | E13 ex NEWPORT | Newport [T421] | CARROWBEG |  | 53.9609 | -9.4427
MV/LV Substation CL***718X |  | 10 kV | _ | LV | 1000 kVA :Building Structure | 1 | --> | 1 | 0.5 | 7 |  | --> | 0.95 | 0 | 0 | 0.5 | 0 |  | --> | C24 ex NORTH QUAYS | North Quays [T101,T102,T103] | POOLBEG |  | 53.3483 | -6.2432
MV/LV Substation CL***719Y |  | 10 kV | _ | LV | 50 kVA :Pole Substation | 0.05 | --> | 0.05 | 0 | 0 | Constrained,otherwise capacity available =28kVA. | --> | 0.0475 | 0 | 0.003705 | 0.053235 | 0 |  | --> | C25 ex CREGG ROAD | Cregg Road [T41,T42] | BALLYDINE |  | 52.351 | -7.4061
MV/LV Substation CL***719Y |  | 20 kV | _ | LV | 200 kVA :Kiosk Substation | 0.2 | --> | 0.2 | 0.11 | 1 |  | --> | 0.19 | 0 | 0.006669 | 0.21322 | 0 |  | --> | E18 ex LONGFORD | Longford [T421,T422] | RICHMOND |  | 53.7472 | -7.7985
MV/LV Substation CL***721 |  | 10 kV | _ | LV | 50 kVA :Pole Substation | 0.05 | --> | 0.05 | 0 | 0 | Constrained,otherwise capacity available =33kVA. | --> | 0.0475 | 0 | 0 | 0.052518 | 0 |  | --> | C16 ex KILLACLOYNE | Killacloyne [T41,T42] | MIDLETON |  | 51.9515 | -8.2979
MV/LV Substation CL***721X |  | 20 kV | _ | LV | 50 kVA :Pole Substation | 0.05 | --> | 0.05 | 0 | 0 | Constrained,otherwise capacity available =47kVA. | --> | 0.0475 | 0 | 0 | 0 | 0 | Constrained,otherwise capacity available =50.5kW. | --> | E17 ex WINDSOR | Windsor [T421,T422] | CASTLEBAR |  | 53.8599 | -9.2462
MV/LV Substation CL***722 |  | 20 kV | _ | LV | 100 kVA :Pole Substation | 0.1 | --> | 0.1 | 0.088 | 1.8 |  | --> | 0.095 | 0 | 0 | 0.10181 | 0 |  | --> | E12 ex BIRDHILL | Birdhill [T421,T422] | ARDNACRUSHA |  | 52.7985 | -8.4414
MV/LV Substation CL***724 |  | 10 kV | _ | LV | 50 kVA :Pole Substation | 0.05 | --> | 0.05 | 0.036 | 0.9 |  | --> | 0.0475 | 0 | 0 | 0.052083 | 0 |  | --> | C21 ex ROSS CARBERY | Ross Carbery [T41,T42] | DUNMANWAY |  | 51.6454 | -8.9973
MV/LV Substation CL***724 |  | 20 kV | _ | LV | 50 kVA :Pole Substation | 0.05 | --> | 0.05 | 0.025 | 0.2 |  | --> | 0.0475 | 0 | 0.004446 | 0 | 0 | Constrained,otherwise capacity available =53.7kW. | --> | E15 ex BEALISTOWN | Bealistown [T421,T422] | GREAT ISLAND |  | 52.298 | -6.7688
MV/LV Substation CL***725 |  | 20 kV | _ | LV | 50 kVA :Pole Substation | 0.05 | --> | 0.05 | 0.044 | 7.2 |  | --> | 0.0475 | 0 | 0.006669 | 0.050903 | 0 |  | --> | C06 ex AHANE | Ahane [T102] | AHANE |  | 52.6698 | -8.5036
MV/LV Substation CL***727Y |  | 10 kV | _ | LV | 50 kVA :Pole Substation | 0.05 | --> | 0.05 | 0.032 | 5.9 |  | --> | 0.0475 | 0 | 0 | 0.052662 | 0 |  | --> | C17 ex CASHEL | Cashel [T41,T42] | CAHIR |  | 52.5155 | -7.8978
MV/LV Substation CL***727Y |  | 20 kV | _ | LV | 400 kVA :Kiosk Substation | 0.4 | --> | 0.4 | 0 | 0 | Constrained,otherwise capacity available =276kVA. | --> | 0.38 | 0 | 0.017043 | 0.4184 | 0 |  | --> | E14 ex EDENDERRY | Edenderry [T421,T422] | BLAKE |  | 53.3416 | -6.9494
MV/LV Substation CL***728 |  | 20 kV | _ | LV | 100 kVA :Pole Substation | 0.1 | --> | 0.1 | 0.098 | 3.1 |  | --> | 0.095 | 0 | 0 | 0.1003 | 0 |  | --> | E11 ex LUMCLOON | Lumcloon [T421,T422] | DALLOW |  | 53.2252 | -7.8885
MV/LV Substation CL***730X |  | 10 kV | _ | LV | 400 kVA :Kiosk Substation | 0.4 | --> | 0.4 | 0 | 0 | Constrained,otherwise capacity available =339kVA. | --> | 0.38 | 0 | 0.00741 | 0.40916 | 0 |  | --> | C18 ex ORANMORE | Oranmore [T41,T44] | GALWAY 110KV |  | 53.2656 | -8.9246
MV/LV Substation CL***730Z |  | 10 kV | _ | LV | 200 kVA :Kiosk Substation | 0.2 | --> | 0.2 | 0.178 | 0.9 |  | --> | 0.19 | 0 | 0.002964 | 0.20331 | 0 |  | --> | C19 ex CLONARD | Clonard [T41,T42] | WEXFORD |  | 52.3245 | -6.4986
MV/LV Substation CL***737Y |  | 10 kV | _ | LV | 200 kVA :Pole Substation | 0.2 | --> | 0.2 | 0.142 | 9.5 |  | --> | 0.19 | 0 | 0 | 0.20862 | 0 |  | --> | C14 ex BANDON | Bandon [T101,T42] | BANDON |  | 51.745 | -8.7223
MV/LV Substation CL***738 |  | 10 kV | _ | LV | 100 kVA :Pole Substation | 0.1 | --> | 0.1 | 0 | 0 | Constrained,otherwise capacity available =98kVA. | --> | 0.095 | 0 | 0 | 0.1003 | 0 |  | --> | C23 ex MACETOWN | Macetown [T101,T102] | MACETOWN |  | 53.4105 | -6.4445
MV/LV Substation CL***739Y |  | 10 kV | _ | LV | 400 kVA :Kiosk Substation | 0.4 | --> | 0.4 | 0 | 0 | Constrained,otherwise capacity available =330kVA. | --> | 0.38 | 0 | 0.003705 | 0.41049 | 0 |  | --> | C12 ex KILLACLOYNE | Killacloyne [T41,T42] | MIDLETON |  | 51.9128 | -8.2594
MV/LV Substation CL***741X |  | 20 kV | _ | LV | 100 kVA :Pole Substation | 0.1 | --> | 0.1 | 0.099 | 2.5 |  | --> | 0.095 | 0 | 0 | 0.10015 | 0 |  | --> | E12 ex BAGENALSTOWN | Bagenalstown [T421,T422] | CARLOW |  | 52.704 | -6.9841
MV/LV Substation CL***741X |  | 20 kV | _ | LV | 50 kVA :Pole Substation | 0.05 | --> | 0.05 | 0 | 0 | Constrained,otherwise capacity available =46kVA. | --> | 0.0475 | 0 | 0 | 0 | 0 | Constrained,otherwise capacity available =50.6kW. | --> | E12 ex EMYVALE | Emyvale [T422] | LISDRUM |  | 54.3437 | -7.0353
MV/LV Substation CL***741Y |  | 10 kV | _ | LV | 630 kVA :Building Structure | 0.63 | --> | 0.63 | 0 | 0 | Constrained,otherwise capacity available =500kVA. | --> | 0.5985 | 0 | 0 | 0.5 | 0 |  | --> | C18 ex CARRICKMACROSS | Carrickmacross [T41,T42] | MEATH HILL |  | 53.9807 | -6.7183
MV/LV Substation CL***742X |  | 20 kV | _ | LV | 100 kVA :Pole Substation | 0.1 | --> | 0.1 | 0.042 | 2.5 |  | --> | 0.095 | 0 | 0.033345 | 0.10844 | 0 |  | --> | E12 ex BAGENALSTOWN | Bagenalstown [T421,T422] | CARLOW |  | 52.7021 | -6.9855
MV/LV Substation CL***743 |  | 10 kV | _ | LV | 50 kVA :Pole Substation | 0.05 | --> | 0.05 | 0.036 | 1.5 |  | --> | 0.0475 | 0 | 0.008151 | 0.052083 | 0 |  | --> | C22 ex BALLYARD | Ballyard [T41,T42] | TRALEE |  | 52.2542 | -9.7039
MV/LV Substation CL***744 |  | 10 kV | _ | LV | 100 kVA :Pole Substation | 0.1 | --> | 0.1 | 0 | 0 |  | --> | 0.095 | 0 | 0 | 0.1174 | 0 |  | --> | C14 ex COOLMINE | Coolmine [T41,T42] | FINGLAS |  | 53.3844 | -6.4222
MV/LV Substation CL***745X |  | 10 kV | _ | LV | 400 kVA :Building Structure | 0.4 | --> | 0.4 | 0.256 | 14.2 |  | --> | 0.38 | 0 | 0 | 0.4213 | 0 |  | --> | C22 ex COOKSTOWN | Cookstown [T101,T102] | CARRICKMINES |  | 53.2954 | -6.3797
MV/LV Substation CL***746Y |  | 20 kV | _ | LV | 50 kVA :Pole Substation | 0.05 | --> | 0.05 | 0.035 | 4.2 |  | --> | 0.0475 | 0 | 0 | 0.052228 | 0 |  | --> | E14 ex ERRIGAL | Errigal [T41,T422] | SHANKILL |  | 54.0613 | -7.0963
MV/LV Substation CL***750 |  | 10 kV | _ | LV | 200 kVA :Kiosk Substation | 0.2 | --> | 0.2 | 0 | 0 | Constrained,otherwise capacity available =169kVA. | --> | 0.19 | 0 | 0.00741 | 0.20465 | 0 |  | --> | C11 ex POLLERTON | Pollerton [T41,T42] | CARLOW |  | 52.8381 | -6.8948
MV/LV Substation CL***752 |  | 10 kV | _ | LV | 100 kVA :Pole Substation | 0.1 | --> | 0.1 | 0.092 | 2 |  | --> | 0.095 | 0 | 0 | 0.10121 | 0 |  | --> | C12 ex CAUSEWAY | Causeway [T41,T42] | TRALEE |  | 52.4737 | -9.6876
MV/LV Substation CL***754 |  | 10 kV | _ | LV | 100 kVA :Pole Substation | 0.1 | --> | 0.1 | 0 | 0 | Constrained,otherwise capacity available =94kVA. | --> | 0.095 | 0 | 0 | 0 | 0 | Constrained,otherwise capacity available =100.9kW. | --> | C18 ex DUNGLOE | Dungloe [T41,T42] | ARDNAGAPPARY |  | 54.9777 | -8.4944
MV/LV Substation CL***755X |  | 10 kV | _ | LV | 630 kVA :Building Structure | 0.63 | --> | 0.63 | 0.5 | 1.3 |  | --> | 0.5985 | 0 | 0 | 0.5 | 0 |  | --> | C26 ex CLIFDEN | Clifden [T41,T42] | SCREEB |  | 53.4903 | -10.0187
MV/LV Substation CL***757Y |  | 10 kV | _ | LV | 50 kVA :Pole Substation | 0.05 | --> | 0.05 | 0 | 0 | Constrained,otherwise capacity available =39kVA. | --> | 0.0475 | 0 | 0 | 0.051643 | 0 |  | --> | C17 ex CARRICKMACROSS | Carrickmacross [T41,T42] | MEATH HILL |  | 53.9865 | -6.72
MV/LV Substation CL***759 |  | 20 kV | _ | LV | 50 kVA :Pole Substation | 0.05 | --> | 0.05 | 0.048 | 4.4 |  | --> | 0.0475 | 0 | 0 | 0.050303 | 0 |  | --> | E17 ex CRANE | Crane [T122] | CRANE |  | 52.5757 | -6.5005
MV/LV Substation CL***760X |  | 20 kV | _ | LV | 50 kVA :Pole Substation | 0.05 | --> | 0.05 | 0 | 0 | Constrained,otherwise capacity available =47kVA. | --> | 0.0475 | 0 | 0 | 0.050453 | 0 |  | --> | E11 ex BEALNABLATH | Bealnablath [T421] | BANDON |  | 51.8401 | -8.8414
MV/LV Substation CL***761Y |  | 10 kV | _ | LV | 400 kVA :Kiosk Substation | 0.4 | --> | 0.4 | 0.305 | 9.5 |  | --> | 0.38 | 0 | 0 | 0.41417 | 0 |  | --> | C14 ex BANDON | Bandon [T101,T42] | BANDON |  | 51.7412 | -8.7284
MV/LV Substation CL***761Y |  | 20 kV | _ | LV | 100 kVA :Pole Substation | 0.1 | --> | 0.1 | 0 | 0 | Constrained,otherwise capacity available =80kVA. | --> | 0.095 | 0 | 0 | 0.10299 | 0 |  | --> | E18 ex CURRALEIGH | Curraleigh [T421,T422] | KILBARRY |  | 51.918 | -8.6189
MV/LV Substation CL***762X |  | 20 kV | _ | LV | 50 kVA :Pole Substation | 0.05 | --> | 0.05 | 0 | 0 | Constrained,otherwise capacity available =50kVA. | --> | 0.0475 | 0 | 0 | 0.05 | 0 |  | --> | C20 ex ROSCOMMON | Roscommon [T41,T42] | LANESBORO |  | 53.7455 | -8.2262
MV/LV Substation CL***763X |  | 20 kV | _ | LV | 45 kVA :Pole Substation | 0.045 | --> | 0.045 | 0 | 0 | Constrained,otherwise capacity available =36kVA. | --> | 0.04275 | 0 | 0 | 0.046347 | 0 |  | --> | C20 ex ROSCOMMON | Roscommon [T41,T42] | LANESBORO |  | 53.7442 | -8.2258
MV/LV Substation CL***764 |  | 20 kV | _ | LV | 100 kVA :Pole Substation | 0.1 | --> | 0.1 | 0.09 | 11.9 |  | --> | 0.095 | 0 | 0 | 0.10151 | 0 |  | --> | C27 ex SALTHILL | Salthill [T101,T102] | SALTHILL |  | 53.3224 | -9.1609
MV/LV Substation CL***765X |  | 10 kV | _ | LV | 50 kVA :Pole Substation | 0.05 | --> | 0.05 | 0 | 0 | Constrained,otherwise capacity available =35kVA. | --> | 0.0475 | 0 | 0 | 0 | 0 | Constrained,otherwise capacity available =52.2kW. | --> | C15 ex DRUMBEAR | Drumbear [T41,T42] | LISDRUM |  | 54.2169 | -6.8507
MV/LV Substation CL***768X |  | 10 kV | _ | LV | 50 kVA :Pole Substation | 0.05 | --> | 0.05 | 0 | 0 | Constrained,otherwise capacity available =50kVA. | --> | 0.0475 | 0 | 0 | 0.05 | 0 |  | --> | C13 ex ROSCOMMON | Roscommon [T41,T42] | LANESBORO |  | 53.6361 | -8.1707
MV/LV Substation CL***769 |  | 10 kV | _ | LV | 50 kVA :Pole Substation | 0.05 | --> | 0.05 | 0 | 0 | Constrained,otherwise capacity available =40kVA. | --> | 0.0475 | 0 | 0 | 0.051496 | 0 |  | --> | C30 ex CLAREGALWAY | Claregalway [T42,T421] | GALWAY 110KV |  | 53.3737 | -9.0328
MV/LV Substation CL***769Y |  | 20 kV | _ | LV | 50 kVA :Pole Substation | 0.05 | --> | 0.05 | 0.05 | 1.2 |  | --> | 0.0475 | 0 | 0 | 0.05 | 0 |  | --> | E18 ex CRATLOE | Cratloe [T421,T422] | ARDNACRUSHA |  | 52.7168 | -8.8108
MV/LV Substation CL***770X |  | 10 kV | _ | LV | 50 kVA :Pole Substation | 0.05 | --> | 0.05 | 0.042 | 1.3 |  | --> | 0.0475 | 0 | 0.003705 | 0.0512 | 0 |  | --> | C29 ex CLIFDEN | Clifden [T41,T42] | SCREEB |  | 53.4859 | -9.9873
MV/LV Substation CL***770X |  | 20 kV | _ | LV | 200 kVA :Pole Substation | 0.2 | --> | 0.2 | 0 | 0 | Constrained,otherwise capacity available =196kVA. | --> | 0.19 | 0 | 0 | 0.20061 | 0 |  | --> | E11 ex BEALNABLATH | Bealnablath [T421] | BANDON |  | 51.8502 | -8.7823
MV/LV Substation CL***771 |  | 20 kV | _ | LV | 400 kVA :Kiosk Substation | 0.4 | --> | 0.4 | 0 | 0 | Constrained,otherwise capacity available =302kVA. | --> | 0.38 | 0 | 0.010374 | 0.37942 | 0 | Constrained,otherwise capacity available =414.6kW. | --> | E20 ex COLLOONEY | Collooney [T421,T422] | SLIGO |  | 54.2093 | -8.5155
MV/LV Substation CL***771Y |  | 10 kV | _ | LV | 200 kVA :Kiosk Substation | 0.2 | --> | 0.2 | 0.149 | 3.9 |  | --> | 0.19 | 0 | 0.001482 | 0.2076 | 0 |  | --> | C12 ex MARSHES | Marshes [T41,T42] | DUNDALK |  | 53.9934 | -6.3905
MV/LV Substation CL***771Y |  | 10 kV | _ | LV | 400 kVA :Kiosk Substation | 0.4 | --> | 0.4 | 0 | 0 | Constrained,otherwise capacity available =215kVA. | --> | 0.38 | 0 | 0.026676 | 0.42715 | 0 |  | --> | C23 ex CLONMINCH | Clonminch [T41,T422] | THORNSBERRY |  | 53.2707 | -7.4737
MV/LV Substation CL***772X |  | 20 kV | _ | LV | 50 kVA :Pole Substation | 0.05 | --> | 0.05 | 0.049 | 2.4 |  | --> | 0.0475 | 0 | 0 | 0.050152 | 0 |  | --> | C19 ex GRAIGUE | Graigue [T41,T42] | CARLOW |  | 52.7927 | -6.9487
MV/LV Substation CL***773X |  | 10 kV | _ | LV | 200 kVA :Kiosk Substation | 0.2 | --> | 0.2 | 0.159 | 11.9 |  | --> | 0.19 | 0 | 0.003705 | 0.20613 | 0 |  | --> | C33 ex SALTHILL | Salthill [T101,T102] | SALTHILL |  | 53.2666 | -9.1036
MV/LV Substation CL***773X |  | 10 kV | _ | LV | 200 kVA :Pole Substation | 0.2 | --> | 0.2 | 0.2 | 6.2 |  | --> | 0.19 | 0 | 0 | 0.2 | 0 |  | --> | C20 ex CAHIR | Cahir [T41,T42] | CAHIR |  | 52.3575 | -7.9621
MV/LV Substation CL***774 |  | 10 kV | _ | LV | 630 kVA :Kiosk Substation | 0.63 | --> | 0.63 | 0.5 | 3.3 |  | --> | 0.5985 | 0 | 0 | 0.5 | 0 |  | --> | C15 ex PEMBROKE | Pembroke [T41,T42,T43,T44] | RINGSEND |  | 53.3311 | -6.219
MV/LV Substation CL***774X |  | 20 kV | _ | LV | 100 kVA :Pole Substation | 0.1 | --> | 0.1 | 0 | 0 | Constrained,otherwise capacity available =94kVA. | --> | 0.095 | 0 | 0 | 0.10091 | 0 |  | --> | E14 ex DALTON | Dalton [T421,T422] | DALTON |  | 53.7982 | -8.9148
MV/LV Substation CL***775X |  | 20 kV | _ | LV | 50 kVA :Pole Substation | 0.05 | --> | 0.05 | 0 | 0 | Constrained,otherwise capacity available =47kVA. | --> | 0.0475 | 0 | 0 | 0.050453 | 0 |  | --> | E11 ex CLONROCHE | Clonroche [T421,T422] | WEXFORD |  | 52.4467 | -6.714
MV/LV Substation CL***775Z |  | 20 kV | _ | LV | 630 kVA :Building Structure | 0.63 | --> | 0.63 | 0.5 | 17.7 |  | --> | 0.5985 | 0 | 0 | 0.5 | 0 |  | --> | E13 ex COOLROE | Coolroe [T121,T122] | COOLROE |  | 51.8821 | -8.6264
MV/LV Substation CL***777 |  | 20 kV | _ | LV | 50 kVA :Pole Substation | 0.05 | --> | 0.05 | 0.041 | 1.2 |  | --> | 0.0475 | 0 | 0.004446 | 0.051348 | 0 |  | --> | E18 ex CRATLOE | Cratloe [T421,T422] | ARDNACRUSHA |  | 52.7111 | -8.8391
MV/LV Substation CL***777 |  | 20 kV | _ | LV | 200 kVA :Pole Substation | 0.2 | --> | 0.2 | 0.122 | 1.8 |  | --> | 0.19 | 0 | 0.003705 | 0.21151 | 0 |  | --> | E11 ex BIRDHILL | Birdhill [T421,T422] | ARDNACRUSHA |  | 52.7122 | -8.3993
MV/LV Substation CL***777Y |  | 20 kV | _ | LV | 50 kVA :Pole Substation | 0.05 | --> | 0.05 | 0.05 | 3 |  | --> | 0.0475 | 0 | 0 | 0 | 0 | Constrained,otherwise capacity available =50kW. | --> | E11 ex CHARLEVILLE | Charleville [T421,T422] | CHARLEVILLE |  | 52.4451 | -8.6517
MV/LV Substation CL***779X |  | 10 kV | _ | LV | 50 kVA :Pole Substation | 0.05 | --> | 0.05 | 0 | 0 | Constrained,otherwise capacity available =29kVA. | --> | 0.0475 | 0 | 0.008151 | 0.053092 | 0 |  | --> | C14 ex CLONAKILTY | Clonakilty [T41,T42] | DUNMANWAY |  | 51.6135 | -8.895
MV/LV Substation CL***781Y |  | 10 kV | _ | LV | 400 kVA :Kiosk Substation | 0.4 | --> | 0.4 | 0.324 | 8.2 |  | --> | 0.38 | 0 | 0.004446 | 0.41138 | 0 |  | --> | C12 ex MOUNT MISERY | Mount Misery [T41,T42] | WATERFORD |  | 52.2705 | -7.0858
MV/LV Substation CL***782 |  | 10 kV | _ | LV | 200 kVA :Kiosk Substation | 0.2 | --> | 0.2 | 0.118 | 11.9 |  | --> | 0.19 | 0 | 0.018525 | 0.21208 | 0 |  | --> | C17 ex SALTHILL | Salthill [T101,T102] | SALTHILL |  | 53.2679 | -9.1138
MV/LV Substation CL***782X |  | 20 kV | _ | LV | 50 kVA :Pole Substation | 0.05 | --> | 0.05 | 0 | 0 | Constrained,otherwise capacity available =16kVA. | --> | 0.0475 | 0 | 0 | 0 | 0 | Constrained,otherwise capacity available =54.9kW. | --> | E17 ex WINDSOR | Windsor [T421,T422] | CASTLEBAR |  | 53.8766 | -9.2249
MV/LV Substation CL***783Y |  | 10 kV | _ | LV | 630 kVA :Kiosk Substation | 0.63 | --> | 0.63 | 0.499 | 14.3 |  | --> | 0.5985 | 0 | 0 | 0.5 | 0 |  | --> | C21 ex KILLOTERAN | Killoteran [T101,T102] | KILLOTERAN |  | 52.2512 | -7.1529
MV/LV Substation CL***785 |  | 10 kV | _ | LV | 100 kVA :Pole Substation | 0.1 | --> | 0.1 | 0.098 | 2.2 |  | --> | 0.095 | 0 | 0 | 0.1003 | 0 |  | --> | C19 ex BAILIEBORO | Bailieboro [T41,T42] | MEATH HILL |  | 53.895 | -7.0539
MV/LV Substation CL***786X |  | 20 kV | _ | LV | 100 kVA :Pole Substation | 0.1 | --> | 0.1 | 0 | 0 | Constrained,otherwise capacity available =80kVA. | --> | 0.095 | 0 | 0 | 0.10299 | 0 |  | --> | E19 ex SHILLELAGH | Shillelagh [T421,T422] | CARLOW |  | 52.7121 | -6.4904
MV/LV Substation CL***787X |  | 20 kV | _ | LV | 50 kVA :Pole Substation | 0.05 | --> | 0.05 | 0 | 0 | Constrained,otherwise capacity available =43kVA. | --> | 0.0475 | 0 | 0.003705 | 0.051052 | 0 |  | --> | E17 ex MANORHAMILTON | Manorhamilton [T422] | SLIGO |  | 54.22 | -8.2771
MV/LV Substation CL***788 |  | 10 kV | _ | LV | 200 kVA :Pole Substation | 0.2 | --> | 0.2 | 0 | 0 | Constrained,otherwise capacity available =173kVA. | --> | 0.19 | 0 | 0.006669 | 0.20406 | 0 |  | --> | C14 ex CLONAKILTY | Clonakilty [T41,T42] | DUNMANWAY |  | 51.6072 | -8.9029
MV/LV Substation CL***788 |  | 10 kV | _ | LV | 50 kVA :Pole Substation | 0.05 | --> | 0.05 | 0 | 0 | Constrained,otherwise capacity available =48kVA. | --> | 0.0475 | 0 | 0 | 0.050303 | 0 |  | --> | C17 ex DUNLEER | Dunleer [T41,T42] | DRYBRIDGE |  | 53.8351 | -6.3181
MV/LV Substation CL***789X |  | 20 kV | _ | LV | 50 kVA :Pole Substation | 0.05 | --> | 0.05 | 0.042 | 2 |  | --> | 0.0475 | 0 | 0.002964 | 0 | 0 | Constrained,otherwise capacity available =51.2kW. | --> | E12 ex RATHKEALE | Rathkeale [T421,T422] | RATHKEALE |  | 52.4587 | -8.9259
MV/LV Substation CL***790 |  | 20 kV | _ | LV | 50 kVA :Pole Substation | 0.05 | --> | 0.05 | 0 | 0 |  | --> | 0.0475 | 0 | 0 | 0.057946 | 0 |  | --> | C17 ex BALLYGAR | Ballygar [T41,T42] | ATHLONE |  | 53.4756 | -8.52
MV/LV Substation CL***794X |  | 10 kV | _ | LV | 200 kVA :Pole Substation | 0.2 | --> | 0.2 | 0.19 | 2.9 |  | --> | 0.19 | 0 | 0 | 0.20151 | 0 |  | --> | C12 ex ABBEYLAND | Abbeyland [T41,T42] | NAVAN |  | 53.6705 | -6.6818
MV/LV Substation CL***795 |  | 10 kV | _ | LV | 50 kVA :Pole Substation | 0.05 | --> | 0.05 | 0 | 0 | Constrained,otherwise capacity available =47kVA. | --> | 0.0475 | 0 | 0 | 0 | 0 | Constrained,otherwise capacity available =50.5kW. | --> | C21 ex KNOCKAPHUNTA | Knockaphunta [T41,T42] | CASTLEBAR |  | 53.8281 | -9.306
MV/LV Substation CL***795X |  | 10 kV | _ | LV | 1000 kVA :Building Structure | 1 | --> | 1 | 0.5 | 20.8 |  | --> | 0.95 | 0 | 0.002223 | 0.5 | 0 |  | --> | C21 ex HEUSTON SQUARE | Heuston Square [T101,T102] | INCHICORE 220KV |  | 53.3466 | -6.3074
MV/LV Substation CL***796X |  | 10 kV | _ | LV | 200 kVA :Kiosk Substation | 0.2 | --> | 0.2 | 0.186 | 12.2 |  | --> | 0.19 | 0 | 0.00741 | 0.20211 | 0 |  | --> | C19 ex BALLYBEG | Ballybeg [T101,T102] | CARRICKMINES |  | 53.0178 | -6.0605
MV/LV Substation CL***797Z |  | 10 kV | _ | LV | 630 kVA :Building Structure | 0.63 | --> | 0.63 | 0.5 | 9.1 |  | --> | 0.5985 | 0 | 0 | 0.5 | 0 |  | --> | C20 ex CENTRE PARK ROAD | Marina [T105,T106] | MARINA |  | 51.8966 | -8.4426
MV/LV Substation CL***798 |  | 20 kV | _ | LV | 50 kVA :Pole Substation | 0.05 | --> | 0.05 | 0 | 0 | Constrained,otherwise capacity available =47kVA. | --> | 0.0475 | 0 | 0 | 0.050453 | 0 |  | --> | C19 ex TRAMORE | Tramore [T41,T42] | BUTLERSTOWN |  | 52.1704 | -7.07
MV/LV Substation CL***799 |  | 10 kV | _ | LV | 100 kVA :Pole Substation | 0.1 | --> | 0.1 | 0.056 | 12.2 |  | --> | 0.095 | 0 | 0 | 0.10647 | 0 |  | --> | C25 ex BALLYBEG | Ballybeg [T101,T102] | CARRICKMINES |  | 53 | -6.0813
MV/LV Substation CL***800Y |  | 20 kV | _ | LV | 50 kVA :Pole Substation | 0.05 | --> | 0.05 | 0 | 0 | Constrained,otherwise capacity available =49kVA. | --> | 0.0475 | 0 | 0 | 0 | 0 | Constrained,otherwise capacity available =50.2kW. | --> | C11 ex MOUNTMELLICK | Mountmellick [T41,T42] | PORTLAOISE |  | 53.1485 | -7.4886
MV/LV Substation CL***800Y |  | 10 kV | _ | LV | 50 kVA :Pole Substation | 0.05 | --> | 0.05 | 0 | 0 | Constrained,otherwise capacity available =49kVA. | --> | 0.0475 | 0 | 0 | 0.050152 | 0 |  | --> | C20 ex CAVAN | Cavan [T42,T421] | SHANKILL |  | 53.9893 | -7.2316
MV/LV Substation CL***801 |  | 20 kV | _ | LV | 50 kVA :Pole Substation | 0.05 | --> | 0.05 | 0 | 0 | Constrained,otherwise capacity available =43kVA. | --> | 0.0475 | 0 | 0 | 0.051052 | 0 |  | --> | E11 ex ACADEMY STREET | Academy Street [T421,T422,T44] | NAVAN |  | 53.5263 | -6.5742
MV/LV Substation CL***801X |  | 10 kV | _ | LV | 200 kVA :Kiosk Substation | 0.2 | --> | 0.2 | 0 | 0 | Constrained,otherwise capacity available =135kVA. | --> | 0.19 | 0 | 0.013338 | 0 | 0 | Constrained,otherwise capacity available =209.6kW. | --> | C14 ex GARDEN CITY | Garden City [T41,T42] | ARKLOW |  | 52.6775 | -6.2774
MV/LV Substation CL***802X |  | 10 kV | _ | LV | 400 kVA :Kiosk Substation | 0.4 | --> | 0.4 | 0.348 | 4.5 |  | --> | 0.38 | 0 | 0.011115 | 0.40782 | 0 |  | --> | C21 ex MALLOW | Mallow [T41,T42] | MALLOW |  | 52.1521 | -8.6292
MV/LV Substation CL***802Z |  | 10 kV | _ | LV | 400 kVA :Kiosk Substation | 0.4 | --> | 0.4 | 0 | 0 | Constrained,otherwise capacity available =310kVA. | --> | 0.38 | 0 | 0.048165 | 0.41344 | 0 |  | --> | C21 ex DOUGLAS | Douglas [T41,T42] | TRABEG |  | 51.873 | -8.407
MV/LV Substation CL***803X |  | 10 kV | _ | LV | 50 kVA :Pole Substation | 0.05 | --> | 0.05 | 0.032 | 2.1 |  | --> | 0.0475 | 0 | 0.016302 | 0.052662 | 0 |  | --> | C13 ex BUTTEVANT | Buttevant [T41,T42] | MALLOW |  | 52.196 | -8.5712
MV/LV Substation CL***804X |  | 20 kV | _ | LV | 50 kVA :Pole Substation | 0.05 | --> | 0.05 | 0.049 | 17.8 |  | --> | 0.0475 | 0 | 0 | 0.050152 | 0 |  | --> | E22 ex BANOGE | Banoge [T121,T122] | BANOGE |  | 52.6307 | -6.4185
MV/LV Substation CL***805 |  | 10 kV | _ | LV | 50 kVA :Pole Substation | 0.05 | --> | 0.05 | 0 | 0 | Constrained,otherwise capacity available =47kVA. | --> | 0.0475 | 0 | 0.004446 | 0.050453 | 0 |  | --> | C15 ex DRUMQUIN | Drumquin [T42] | ENNIS |  | 52.7379 | -9.18
MV/LV Substation CL***805 |  | 10 kV | _ | LV | 50 kVA :Pole Substation | 0.05 | --> | 0.05 | 0 | 0 | Constrained,otherwise capacity available =49kVA. | --> | 0.0475 | 0 | 0 | 0.050152 | 0 |  | --> | C30 ex CLAREGALWAY | Claregalway [T42,T421] | GALWAY 110KV |  | 53.3754 | -9.026
MV/LV Substation CL***805X |  | 20 kV | _ | LV | 200 kVA :Pole Substation | 0.2 | --> | 0.2 | 0 | 0 | Constrained,otherwise capacity available =181kVA. | --> | 0.19 | 0 | 0 | 0.20286 | 0 |  | --> | E21 ex DALTON | Dalton [T421,T422] | DALTON |  | 53.7335 | -8.9948
MV/LV Substation CL***805Y |  | 10 kV | _ | LV | 400 kVA :Kiosk Substation | 0.4 | --> | 0.4 | 0.297 | 1.8 |  | --> | 0.38 | 0 | 0.004446 | 0.41535 | 0 |  | --> | C18 ex CAHERDAVIN | Caherdavin [T41,T42] | ARDNACRUSHA |  | 52.6663 | -8.6678
MV/LV Substation CL***807X |  | 10 kV | _ | LV | 100 kVA :Pole Substation | 0.1 | --> | 0.1 | 0.096 | 0.7 |  | --> | 0.095 | 0 | 0 | 0.10061 | 0 |  | --> | C24 ex MULLAGH | Mullagh [T44] | MEATH HILL |  | 53.8445 | -6.9795
MV/LV Substation CL***807X |  | 10 kV | _ | LV | 100 kVA :Pole Substation | 0.1 | --> | 0.1 | 0.076 | 6.2 |  | --> | 0.095 | 0 | 0.00741 | 0.10358 | 0 |  | --> | C20 ex CAHIR | Cahir [T41,T42] | CAHIR |  | 52.3771 | -7.9139
MV/LV Substation CL***807Y |  | 10 kV | _ | LV | 100 kVA :Pole Substation | 0.1 | --> | 0.1 | 0 | 0 | Constrained,otherwise capacity available =55kVA. | --> | 0.095 | 0 | 0.003705 | 0.10661 | 0 |  | --> | C17 ex AGHAMORE | Aghamore [T41,T42] | LANESBORO |  | 53.7314 | -7.9037
MV/LV Substation CL***809Z |  | 20 kV | _ | LV | 100 kVA :Pole Substation | 0.1 | --> | 0.1 | 0 | 0 | Constrained,otherwise capacity available =72kVA. | --> | 0.095 | 0 | 0 | 0.10417 | 0 |  | --> | E16 ex GLENAMADDY | Glenamaddy [T422] | ATHLONE |  | 53.5583 | -8.648
MV/LV Substation CL***811 |  | 10 kV | _ | LV | 50 kVA :Pole Substation | 0.05 | --> | 0.05 | 0.019 | 1.1 |  | --> | 0.0475 | 0 | 0.016302 | 0.054497 | 0 |  | --> | C16 ex GILLOGUE | Gillogue [T41,T42] | ARDNACRUSHA |  | 52.6868 | -8.5898
MV/LV Substation CL***814 |  | 20 kV | _ | LV | 100 kVA :Pole Substation | 0.1 | --> | 0.1 | 0.09 | 17.8 |  | --> | 0.095 | 0 | 0.011115 | 0.10151 | 0 |  | --> | E22 ex BANOGE | Banoge [T121,T122] | BANOGE |  | 52.6424 | -6.3434
MV/LV Substation CL***814 |  | 20 kV | _ | LV | 50 kVA :Pole Substation | 0.05 | --> | 0.05 | 0.01 | 4.4 |  | --> | 0.0475 | 0 | 0 | 0 | 0 | Constrained,otherwise capacity available =55.7kW. | --> | E19 ex STRANORLAR | Stranorlar [T421,T422] | LETTERKENNY |  | 54.8424 | -7.9348
MV/LV Substation CL***815 |  | 10 kV | _ | LV | 50 kVA :Pole Substation | 0.05 | --> | 0.05 | 0 | 0 | Constrained,otherwise capacity available =48kVA. | --> | 0.0475 | 0 | 0 | 0.050303 | 0 |  | --> | E15 ex CLONROCHE | Clonroche [T421,T422] | WEXFORD |  | 52.4333 | -6.8182
MV/LV Substation CL***815X |  | 10 kV | _ | LV | 100 kVA :Pole Substation | 0.1 | --> | 0.1 | 0 | 0 | Constrained,otherwise capacity available =73kVA. | --> | 0.095 | 0 | 0.006669 | 0 | 0 | Constrained,otherwise capacity available =104kW. | --> | C18 ex TEMPLEMORE | Templemore [T41,T42] | IKERRIN |  | 52.829 | -7.7662
MV/LV Substation CL***816Y |  | 10 kV | _ | LV | 50 kVA :Pole Substation | 0.05 | --> | 0.05 | 0 | 0 | Constrained,otherwise capacity available =42kVA. | --> | 0.0475 | 0 | 0.01482 | 0.0512 | 0 |  | --> | C16 ex TUAM NORTH | Tuam North [T41,T42] | CLOON |  | 53.4953 | -8.9039
MV/LV Substation CL***819X |  | 20 kV | _ | LV | 50 kVA :Pole Substation | 0.05 | --> | 0.05 | 0 | 0 | Constrained,otherwise capacity available =41kVA. | --> | 0.0475 | 0 | 0 | 0.051348 | 0 |  | --> | E16 ex CLONROCHE | Clonroche [T421,T422] | WEXFORD |  | 52.5001 | -6.6897
MV/LV Substation CL***820 |  | 10 kV | _ | LV | 400 kVA :Building Structure | 0.4 | --> | 0.4 | 0.256 | 10 |  | --> | 0.38 | 0 | 0.01482 | 0.4213 | 0 |  | --> | C25 ex HAROLDS CROSS | Harolds Cross [T101,T102] | POOLBEG |  | 53.3361 | -6.2784
MV/LV Substation CL***822 |  | 20 kV | _ | LV | 200 kVA :Pole Substation | 0.2 | --> | 0.2 | 0.156 | 3.1 |  | --> | 0.19 | 0 | 0 | 0.20657 | 0 |  | --> | E11 ex LUMCLOON | Lumcloon [T421,T422] | DALLOW |  | 53.2202 | -7.8876
MV/LV Substation CL***822Y |  | 10 kV | _ | LV | 100 kVA :Pole Substation | 0.1 | --> | 0.1 | 0.074 | 1.7 |  | --> | 0.095 | 0 | 0 | 0.10387 | 0 |  | --> | C20 ex ATHY | Athy [T101,T102] | ATHY |  | 52.9971 | -6.9817
MV/LV Substation CL***824X |  | 10 kV | _ | LV | 200 kVA :Building Structure | 0.2 | --> | 0.2 | 0.195 | 3.5 |  | --> | 0.19 | 0 | 0 | 0.20076 | 0 |  | --> | C12 ex TRIMMS LANE | Trimms Lane [T41,T42] | SALTHILL |  | 53.2671 | -9.0528
MV/LV Substation CL***829 |  | 10 kV | _ | LV | 400 kVA :Kiosk Substation | 0.4 | --> | 0.4 | 0 | 0 | Constrained,otherwise capacity available =379kVA. | --> | 0.38 | 0 | 0 | 0.40318 | 0 |  | --> | C12 ex BALLYBODEN | Ballyboden [T41,T42] | COOKSTOWN |  | 53.2759 | -6.2973
MV/LV Substation CL***832X |  | 10 kV | _ | LV | 400 kVA :Kiosk Substation | 0.4 | --> | 0.4 | 0.339 | 4.5 |  | --> | 0.38 | 0 | 0.005187 | 0.40916 | 0 |  | --> | C14 ex MALLOW | Mallow [T41,T42] | MALLOW |  | 52.145 | -8.6442
MV/LV Substation CL***833 |  | 10 kV | _ | LV | 50 kVA :Pole Substation | 0.05 | --> | 0.05 | 0.033 | 3.7 |  | --> | 0.0475 | 0 | 0 | 0.052518 | 0 |  | --> | C11 ex KILFLYNN | Kilflynn [T41,T42] | TRALEE |  | 52.3414 | -9.6822
MV/LV Substation CL***833X |  | 10 kV | _ | LV | 50 kVA :Pole Substation | 0.05 | --> | 0.05 | 0.044 | 0.9 |  | --> | 0.0475 | 0 | 0 | 0.050903 | 0 |  | --> | C11 ex RATHMORE | Rathmore [T42,T421] | KNOCKEARAGH |  | 52.0875 | -9.2099
MV/LV Substation CL***833Y |  | 10 kV | _ | LV | 630 kVA :Kiosk Substation | 0.63 | --> | 0.63 | 0 | 0 | Constrained,otherwise capacity available =439kVA. | --> | 0.5985 | 0 | 0.003705 | 0.5 | 0 |  | --> | C17 ex SALLINS | Sallins [T41,T42] | GRIFFINRATH |  | 53.2925 | -6.6857
MV/LV Substation CL***835 |  | 10 kV | _ | LV | 400 kVA :Kiosk Substation | 0.4 | --> | 0.4 | 0.122 | 1.5 |  | --> | 0.38 | 0 | 0.015561 | 0.44011 | 0 |  | --> | C16 ex MONKSTOWN | Monkstown [T41,T42] | BLACKROCK |  | 53.2944 | -6.1537
MV/LV Substation CL***835X |  | 20 kV | _ | LV | 50 kVA :Pole Substation | 0.05 | --> | 0.05 | 0.024 | 6 |  | --> | 0.0475 | 0 | 0 | 0 | 0 | Constrained,otherwise capacity available =53.8kW. | --> | C14 ex ARDGEEHA | Ardgeeha [T41,T42] | DOON |  | 52.4762 | -7.5966
MV/LV Substation CL***835X |  | 10 kV | _ | LV | 50 kVA :Pole Substation | 0.05 | --> | 0.05 | 0.041 | 1.3 |  | --> | 0.0475 | 0 | 0 | 0.051348 | 0 |  | --> | C21 ex CASTLEREA | Castlerea [T41,T42] | CARRICK ON SHANNON |  | 53.7035 | -8.4793
MV/LV Substation CL***837 |  | 10 kV | _ | LV | 200 kVA :Pole Substation | 0.2 | --> | 0.2 | 0.199 | 2.2 |  | --> | 0.19 | 0 | 0 | 0.20015 | 0 |  | --> | C19 ex CASTLETOWNROCHE | Castletownroche [T41] | MALLOW |  | 52.2174 | -8.4948
MV/LV Substation CL***837X |  | 10 kV | _ | LV | 630 kVA :Building Structure | 0.63 | --> | 0.63 | 0.371 | 1.5 |  | --> | 0.5985 | 0 | 0.002964 | 0.5 | 0 |  | --> | C15 ex MARROWBONE LANE | Marrowbone Lane [T42] | INCHICORE 220KV |  | 53.338 | -6.292
MV/LV Substation CL***838 |  | 10 kV | _ | LV | 200 kVA :Pole Substation | 0.2 | --> | 0.2 | 0.135 | 4.4 |  | --> | 0.19 | 0 | 0 | 0.20964 | 0 |  | --> | C20 ex KINGSCOURT | Kingscourt [T41,T42] | MEATH HILL |  | 53.8691 | -6.7197
MV/LV Substation CL***838Y |  | 20 kV | _ | LV | 50 kVA :Pole Substation | 0.05 | --> | 0.05 | 0 | 0 | Constrained,otherwise capacity available =50kVA. | --> | 0.0475 | 0 | 0 | 0.05 | 0 |  | --> | E11 ex CAVAN | Cavan [T42,T421] | SHANKILL |  | 54.1087 | -7.332
MV/LV Substation CL***839X |  | 10 kV | _ | LV | 400 kVA :Kiosk Substation | 0.4 | --> | 0.4 | 0.382 | 1.3 |  | --> | 0.38 | 0 | 0.003705 | 0.40272 | 0 |  | --> | C27 ex CLIFDEN | Clifden [T41,T42] | SCREEB |  | 53.488 | -10.0201
MV/LV Substation CL***840 |  | 10 kV | _ | LV | 200 kVA :Pole Substation | 0.2 | --> | 0.2 | 0 | 0 | Constrained,otherwise capacity available =160kVA. | --> | 0.19 | 0 | 0.002964 | 0.20598 | 0 |  | --> | C30 ex CLAREGALWAY | Claregalway [T42,T421] | GALWAY 110KV |  | 53.3755 | -9.0159
MV/LV Substation CL***842X |  | 20 kV | _ | LV | 50 kVA :Pole Substation | 0.05 | --> | 0.05 | 0.043 | 0.3 |  | --> | 0.0475 | 0 | 0 | 0.051052 | 0 |  | --> | E33 ex TRIM | Trim [T421] | NAVAN |  | 53.4721 | -6.7617
MV/LV Substation CL***842Y |  | 10 kV | _ | LV | 400 kVA :Building Structure | 0.4 | --> | 0.4 | 0.4 | 9.5 |  | --> | 0.38 | 0 | 0 | 0.4 | 0 |  | --> | C20 ex BANDON | Bandon [T101,T42] | BANDON |  | 51.7442 | -8.7954
MV/LV Substation CL***844X |  | 10 kV | _ | LV | 50 kVA :Pole Substation | 0.05 | --> | 0.05 | 0.034 | 1.3 |  | --> | 0.0475 | 0 | 0 | 0.052373 | 0 |  | --> | C26 ex CLIFDEN | Clifden [T41,T42] | SCREEB |  | 53.4902 | -10.012
MV/LV Substation CL***845 |  | 20 kV | _ | LV | 200 kVA :Kiosk Substation | 0.2 | --> | 0.2 | 0 | 0 | Constrained,otherwise capacity available =154kVA. | --> | 0.19 | 0 | 0 | 0.20687 | 0 |  | --> | C12 ex DUNLEER | Dunleer [T41,T42] | DRYBRIDGE |  | 53.7888 | -6.2351
MV/LV Substation CL***845 |  | 10 kV | _ | LV | 50 kVA :Pole Substation | 0.05 | --> | 0.05 | 0 | 0 | Constrained,otherwise capacity available =44kVA. | --> | 0.0475 | 0 | 0 | 0.050903 | 0 |  | --> | E13 ex DALTON | Dalton [T421,T422] | DALTON |  | 53.7234 | -8.9815
MV/LV Substation CL***845Z |  | 20 kV | _ | LV | 200 kVA :Building Structure | 0.2 | --> | 0.2 | 0.145 | 17.7 |  | --> | 0.19 | 0 | 0.008151 | 0.20818 | 0 |  | --> | E13 ex COOLROE | Coolroe [T121,T122] | COOLROE |  | 51.8819 | -8.6288
MV/LV Substation CL***846 |  | 10 kV | _ | LV | 200 kVA :Pole Substation | 0.2 | --> | 0.2 | 0 | 0 | Constrained,otherwise capacity available =197kVA. | --> | 0.19 | 0 | 0 | 0.20045 | 0 |  | --> | C18 ex SALLINS | Sallins [T41,T42] | GRIFFINRATH |  | 53.3091 | -6.6859
MV/LV Substation CL***848 |  | 20 kV | _ | LV | 100 kVA :Pole Substation | 0.1 | --> | 0.1 | 0 | 0 | Constrained,otherwise capacity available =80kVA. | --> | 0.095 | 0 | 0 | 0.10299 | 0 |  | --> | C12 ex DUNLEER | Dunleer [T41,T42] | DRYBRIDGE |  | 53.7957 | -6.2494
MV/LV Substation CL***848X |  | 20 kV | _ | LV | 200 kVA :Pole Substation | 0.2 | --> | 0.2 | 0 | 0 | Constrained,otherwise capacity available =128kVA. | --> | 0.19 | 0 | 0.020377 | 0.21065 | 0 |  | --> | E14 ex KILCOCK | Kilcock [T421,T422] | GRIFFINRATH |  | 53.4866 | -6.7342
MV/LV Substation CL***849 |  | 20 kV | _ | LV | 100 kVA :Pole Substation | 0.1 | --> | 0.1 | 0 | 0 | Constrained,otherwise capacity available =43kVA. | --> | 0.095 | 0 | 0.009633 | 0.1083 | 0 |  | --> | E17 ex INCH | Inch [T421,T422] | OUGHTRAGH |  | 52.2357 | -10.1821
MV/LV Substation CL***849 |  | 10 kV | _ | LV | 100 kVA :Pole Substation | 0.1 | --> | 0.1 | 0.032 | 0.7 |  | --> | 0.095 | 0 | 0 | 0.10982 | 0 |  | --> | C24 ex MULLAGH | Mullagh [T44] | MEATH HILL |  | 53.8064 | -6.9752
MV/LV Substation CL***849X |  | 10 kV | _ | LV | 50 kVA :Pole Substation | 0.05 | --> | 0.05 | 0 | 0 | Constrained,otherwise capacity available =50kVA. | --> | 0.0475 | 0 | 0 | 0.05 | 0 |  | --> | E13 ex DALTON | Dalton [T421,T422] | DALTON |  | 53.7181 | -8.9877
MV/LV Substation CL***849Y |  | 20 kV | _ | LV | 200 kVA :Pole Substation | 0.2 | --> | 0.2 | 0.177 | 10.9 |  | --> | 0.19 | 0 | 0 | 0.20346 | 0 |  | --> | C24 ex MULLINGAR | Mullingar [T101,T102] | MULLINGAR |  | 53.5958 | -7.3999
MV/LV Substation CL***851X |  | 20 kV | _ | LV | 400 kVA :Kiosk Substation | 0.4 | --> | 0.4 | 0 | 0 | Constrained,otherwise capacity available =288kVA. | --> | 0.38 | 0 | 0.068172 | 0.41666 | 0 |  | --> | E18 ex BALTRASNA | Baltrasna [T121,T122] | BALTRASNA |  | 53.5024 | -6.4686
MV/LV Substation CL***851X |  | 20 kV | _ | LV | 400 kVA :Kiosk Substation | 0.4 | --> | 0.4 | 0 | 0 | Constrained,otherwise capacity available =362kVA. | --> | 0.38 | 0 | 0.003705 | 0.40573 | 0 |  | --> | E17 ex DRUMLINE | Drumline [T421,T422] | DRUMLINE |  | 52.8078 | -8.7436
MV/LV Substation CL***852 |  | 20 kV | _ | LV | 100 kVA :Pole Substation | 0.1 | --> | 0.1 | 0 | 0 | Constrained,otherwise capacity available =78kVA. | --> | 0.095 | 0 | 0.033345 | 0.10329 | 0 |  | --> | E16 ex GURRANEBANE | Gurranebane [T421,T422] | OUGHTRAGH |  | 51.8373 | -10.1945
MV/LV Substation CL***852X |  | 20 kV | _ | LV | 50 kVA :Pole Substation | 0.05 | --> | 0.05 | 0.031 | 2 |  | --> | 0.0475 | 0 | 0 | 0 | 0 | Constrained,otherwise capacity available =52.8kW. | --> | E12 ex RATHKEALE | Rathkeale [T421,T422] | RATHKEALE |  | 52.5101 | -8.9896
MV/LV Substation CL***853 |  | 20 kV | _ | LV | 630 kVA :Kiosk Substation | 0.63 | --> | 0.63 | 0 | 0 | Constrained,otherwise capacity available =470kVA. | --> | 0.5985 | 0 | 0.009633 | 0.5 | 0 |  | --> | C12 ex DUNLEER | Dunleer [T41,T42] | DRYBRIDGE |  | 53.7914 | -6.2408
MV/LV Substation CL***856Y |  | 10 kV | _ | LV | 400 kVA :Kiosk Substation | 0.4 | --> | 0.4 | 0 | 0 | Constrained,otherwise capacity available =289kVA. | --> | 0.38 | 0 | 0.023712 | 0.41651 | 0 |  | --> | C12 ex SALLINS | Sallins [T41,T42] | GRIFFINRATH |  | 53.2892 | -6.7001
MV/LV Substation CL***858 |  | 10 kV | _ | LV | 50 kVA :Pole Substation | 0.05 | --> | 0.05 | 0.049 | 4.4 |  | --> | 0.0475 | 0 | 0 | 0.050152 | 0 |  | --> | C20 ex KINGSCOURT | Kingscourt [T41,T42] | MEATH HILL |  | 53.8527 | -6.7146
MV/LV Substation CL***858X |  | 10 kV | _ | LV | 50 kVA :Pole Substation | 0.05 | --> | 0.05 | 0 | 0 | Constrained,otherwise capacity available =50kVA. | --> | 0.0475 | 0 | 0 | 0.05 | 0 |  | --> | C18 ex SALLINS | Sallins [T41,T42] | GRIFFINRATH |  | 53.2994 | -6.6999
MV/LV Substation CL***859 |  | 10 kV | _ | LV | 50 kVA :Pole Substation | 0.05 | --> | 0.05 | 0 | 0 | Constrained,otherwise capacity available =47kVA. | --> | 0.0475 | 0 | 0 | 0 | 0 | Constrained,otherwise capacity available =50.5kW. | --> | C17 ex ROSCREA | Roscrea [T41,T42] | IKERRIN |  | 52.9358 | -7.7917
MV/LV Substation CL***859Y |  | 20 kV | _ | LV | 400 kVA :Kiosk Substation | 0.4 | --> | 0.4 | 0.279 | 1 |  | --> | 0.38 | 0 | 0.041496 | 0.41797 | 0 |  | --> | E18 ex LONGFORD | Longford [T421,T422] | RICHMOND |  | 53.7489 | -7.797
MV/LV Substation CL***861X |  | 10 kV | _ | LV | 400 kVA :Kiosk Substation | 0.4 | --> | 0.4 | 0 | 0 | Constrained,otherwise capacity available =364kVA. | --> | 0.38 | 0 | 0 | 0.40543 | 0 |  | --> | C15 ex CLONAKILTY | Clonakilty [T41,T42] | DUNMANWAY |  | 51.6167 | -8.9022
MV/LV Substation CL***861X |  | 10 kV | _ | LV | 100 kVA :Pole Substation | 0.1 | --> | 0.1 | 0.098 | 4 |  | --> | 0.095 | 0 | 0 | 0.1003 | 0 |  | --> | C17 ex BALLYJAMESDUFF | Ballyjamesduff [T41,T42] | SHANKILL |  | 53.8638 | -7.2509
MV/LV Substation CL***864Z |  | 20 kV | _ | LV | 400 kVA :Kiosk Substation | 0.4 | --> | 0.4 | 0 | 0 | Constrained,otherwise capacity available =355kVA. | --> | 0.38 | 0 | 0 | 0.40677 | 0 |  | --> | E21 ex ASHBOURNE | Ashbourne [T421,T422] | FINGLAS |  | 53.5236 | -6.3179
MV/LV Substation CL***865X |  | 10 kV | _ | LV | 200 kVA :Pole Substation | 0.2 | --> | 0.2 | 0 | 0 | Constrained,otherwise capacity available =194kVA. | --> | 0.19 | 0 | 0.005928 | 0.20091 | 0 |  | --> | C17 ex SALLINS | Sallins [T41,T42] | GRIFFINRATH |  | 53.2898 | -6.6921
MV/LV Substation CL***866 |  | 20 kV | _ | LV | 100 kVA :Pole Substation | 0.1 | --> | 0.1 | 0.082 | 2.5 |  | --> | 0.095 | 0 | 0 | 0.1027 | 0 |  | --> | E17 ex BAGENALSTOWN | Bagenalstown [T421,T422] | CARLOW |  | 52.7191 | -6.995
MV/LV Substation CL***867Y |  | 20 kV | _ | LV | 50 kVA :Pole Substation | 0.05 | --> | 0.05 | 0.047 | 1 |  | --> | 0.0475 | 0 | 0.002964 | 0.050453 | 0 |  | --> | E12 ex LONGFORD | Longford [T421,T422] | RICHMOND |  | 53.8107 | -7.7749
MV/LV Substation CL***868X |  | 20 kV | _ | LV | 50 kVA :Pole Substation | 0.05 | --> | 0.05 | 0.05 | 1 |  | --> | 0.0475 | 0 | 0 | 0.05 | 0 |  | --> | E12 ex LONGFORD | Longford [T421,T422] | RICHMOND |  | 53.8069 | -7.8042
MV/LV Substation CL***870 |  | 10 kV | _ | LV | 50 kVA :Pole Substation | 0.05 | --> | 0.05 | 0.041 | 1.1 |  | --> | 0.0475 | 0 | 0 | 0 | 0 | Constrained,otherwise capacity available =51.3kW. | --> | C19 ex NEWCASTLEWEST | Newcastlewest [T41,T42] | RATHKEALE |  | 52.4003 | -9.043
MV/LV Substation CL***870X |  | 20 kV | _ | LV | 100 kVA :Pole Substation | 0.1 | --> | 0.1 | 0 | 0 | Constrained,otherwise capacity available =100kVA. | --> | 0.095 | 0 | 0 | 0.1 | 0 |  | --> | E17 ex BALLINROBE | Ballinrobe [T421,T422] | DALTON |  | 53.647 | -9.154
MV/LV Substation CL***870X |  | 20 kV | _ | LV | 50 kVA :Pole Substation | 0.05 | --> | 0.05 | 0 | 0 | Constrained,otherwise capacity available =36kVA. | --> | 0.0475 | 0 | 0.011115 | 0.052083 | 0 |  | --> | C17 ex BALLYGAR | Ballygar [T41,T42] | ATHLONE |  | 53.479 | -8.5245
MV/LV Substation CL***870Z |  | 20 kV | _ | LV | 200 kVA :Pole Substation | 0.2 | --> | 0.2 | 0.164 | 16.1 |  | --> | 0.19 | 0 | 0.008151 | 0.20539 | 0 |  | --> | E21 ex WEXFORD | Wexford [T121,T122] | WEXFORD |  | 52.402 | -6.3621
MV/LV Substation CL***872 |  | 10 kV | _ | LV | 50 kVA :Pole Substation | 0.05 | --> | 0.05 | 0.028 | 1.1 |  | --> | 0.0475 | 0 | 0 | 0 | 0 | Constrained,otherwise capacity available =53.2kW. | --> | C19 ex NEWCASTLEWEST | Newcastlewest [T41,T42] | RATHKEALE |  | 52.4024 | -9.0235
MV/LV Substation CL***875X |  | 10 kV | _ | LV | 200 kVA :Kiosk Substation | 0.2 | --> | 0.2 | 0 | 0 | Constrained,otherwise capacity available =79kVA. | --> | 0.19 | 0 | 0.006669 | 0.21757 | 0 |  | --> | C12 ex SALLINS | Sallins [T41,T42] | GRIFFINRATH |  | 53.2904 | -6.6973
MV/LV Substation CL***876X |  | 10 kV | _ | LV | 50 kVA :Pole Substation | 0.05 | --> | 0.05 | 0 | 0 | Constrained,otherwise capacity available =46kVA. | --> | 0.0475 | 0 | 0 | 0.050604 | 0 |  | --> | E13 ex KILCOCK | Kilcock [T421,T422] | GRIFFINRATH |  | 53.4551 | -6.6723
MV/LV Substation CL***878X |  | 20 kV | _ | LV | 100 kVA :Pole Substation | 0.1 | --> | 0.1 | 0 | 0 | Constrained,otherwise capacity available =61kVA. | --> | 0.095 | 0 | 0 | 0.10575 | 0 |  | --> | E16 ex GLENAMADDY | Glenamaddy [T422] | ATHLONE |  | 53.5604 | -8.647
MV/LV Substation CL***879Y |  | 10 kV | _ | LV | 400 kVA :Kiosk Substation | 0.4 | --> | 0.4 | 0.28 | 2.9 |  | --> | 0.38 | 0 | 0.011856 | 0.41782 | 0 |  | --> | C12 ex ABBEYLAND | Abbeyland [T41,T42] | NAVAN |  | 53.6661 | -6.6903
MV/LV Substation CL***880 |  | 10 kV | _ | LV | 50 kVA :Pole Substation | 0.05 | --> | 0.05 | 0.047 | 4.2 |  | --> | 0.0475 | 0 | 0 | 0.050453 | 0 |  | --> | C17 ex ERRIGAL | Errigal [T41,T422] | SHANKILL |  | 54.1152 | -7.1639
MV/LV Substation CL***880Y |  | 10 kV | _ | LV | 400 kVA :Building Structure | 0.4 | --> | 0.4 | 0.358 | 14.3 |  | --> | 0.38 | 0 | 0 | 0.40633 | 0 |  | --> | C23 ex KILLOTERAN | Killoteran [T101,T102] | KILLOTERAN |  | 52.2502 | -7.1527
MV/LV Substation CL***881 |  | 20 kV | _ | LV | 100 kVA :Pole Substation | 0.1 | --> | 0.1 | 0.092 | 3 |  | --> | 0.095 | 0 | 0.003705 | 0 | 0 | Constrained,otherwise capacity available =101.2kW. | --> | E11 ex CHARLEVILLE | Charleville [T421,T422] | CHARLEVILLE |  | 52.3269 | -8.6843
MV/LV Substation CL***882 |  | 20 kV | _ | LV | 100 kVA :Pole Substation | 0.1 | --> | 0.1 | 0 | 0 | Constrained,otherwise capacity available =47kVA. | --> | 0.095 | 0 | 0.002964 | 0 | 0 | Constrained,otherwise capacity available =107.7kW. | --> | E18 ex FOXHOLE | Foxhole [T421,T422] | DUNGARVAN |  | 52.0093 | -7.8201
MV/LV Substation CL***884 |  | 10 kV | _ | LV | 1000 kVA :Building Structure | 1 | --> | 1 | 0.5 | 8.1 |  | --> | 0.95 | 0 | 0.042978 | 0.5 | 0 |  | --> | C19 ex MILLTOWN (DR) | Milltown (dr) [T101,T102] | POOLBEG |  | 53.3147 | -6.2386
MV/LV Substation CL***884Y |  | 10 kV | _ | LV | 100 kVA :Pole Substation | 0.1 | --> | 0.1 | 0.089 | 2.9 |  | --> | 0.095 | 0 | 0 | 0.10166 | 0 |  | --> | C12 ex ABBEYLAND | Abbeyland [T41,T42] | NAVAN |  | 53.6713 | -6.6821
MV/LV Substation CL***885 |  | 10 kV | _ | LV | 400 kVA :Kiosk Substation | 0.4 | --> | 0.4 | 0 | 0 | Constrained,otherwise capacity available =305kVA. | --> | 0.38 | 0 | 0.023712 | 0.41417 | 0 |  | --> | C14 ex DRUMQUIN | Drumquin [T42] | ENNIS |  | 52.8135 | -8.9689
MV/LV Substation CL***886 |  | 10 kV | _ | LV | 50 kVA :Pole Substation | 0.05 | --> | 0.05 | 0.05 | 0.2 |  | --> | 0.0475 | 0 | 0 | 0.05 | 0 |  | --> | C13 ex SANDYFORD | Sandyford [T41,T42] | CARRICKMINES |  | 53.2523 | -6.292
MV/LV Substation CL***888X |  | 20 kV | _ | LV | 100 kVA :Pole Substation | 0.1 | --> | 0.1 | 0 | 0 | Constrained,otherwise capacity available =84kVA. | --> | 0.095 | 0 | 0.006669 | 0 | 0 | Constrained,otherwise capacity available =102.4kW. | --> | E17 ex PORTLAOISE | Portlaoise [T423,T424] | PORTLAOISE |  | 53.0244 | -7.3006
MV/LV Substation CL***888X |  | 20 kV | _ | LV | 50 kVA :Pole Substation | 0.05 | --> | 0.05 | 0 | 0 | Constrained,otherwise capacity available =41kVA. | --> | 0.0475 | 0 | 0 | 0.051348 | 0 |  | --> | E11 ex EDENDERRY | Edenderry [T421,T422] | BLAKE |  | 53.3463 | -7.0474
MV/LV Substation CL***890X |  | 10 kV | _ | LV | 400 kVA :Kiosk Substation | 0.4 | --> | 0.4 | 0 | 0 | Constrained,otherwise capacity available =346kVA. | --> | 0.38 | 0 | 0 | 0.40812 | 0 |  | --> | C15 ex CLONAKILTY | Clonakilty [T41,T42] | DUNMANWAY |  | 51.6221 | -8.8882
MV/LV Substation CL***891 |  | 10 kV | _ | LV | 200 kVA :Kiosk Substation | 0.2 | --> | 0.2 | 0.159 | 2.2 |  | --> | 0.19 | 0 | 0.00741 | 0.20613 | 0 |  | --> | C24 ex BAILIEBORO | Bailieboro [T41,T42] | MEATH HILL |  | 53.914 | -6.9799
MV/LV Substation CL***891X |  | 10 kV | _ | LV | 100 kVA :Pole Substation | 0.1 | --> | 0.1 | 0.079 | 1.1 |  | --> | 0.095 | 0 | 0 | 0.10314 | 0 |  | --> | C25 ex KILKEE | Kilkee [T41] | TULLABRACK |  | 52.6739 | -9.6516
MV/LV Substation CL***891X |  | 20 kV | _ | LV | 50 kVA :Pole Substation | 0.05 | --> | 0.05 | 0 | 0 | Constrained,otherwise capacity available =48kVA. | --> | 0.0475 | 0 | 0 | 0.050303 | 0 |  | --> | E14 ex BALLINROBE | Ballinrobe [T421,T422] | DALTON |  | 53.6478 | -9.1976
MV/LV Substation CL***891Y |  | 10 kV | _ | LV | 630 kVA :Building Structure | 0.63 | --> | 0.63 | 0 | 0 | Constrained,otherwise capacity available =500kVA. | --> | 0.5985 | 0 | 0.03705 | 0.5 | 0 |  | --> | C23 ex CLONMINCH | Clonminch [T41,T422] | THORNSBERRY |  | 53.2663 | -7.4681
MV/LV Substation CL***892X |  | 10 kV | _ | LV | 50 kVA :Pole Substation | 0.05 | --> | 0.05 | 0 | 0 | Constrained,otherwise capacity available =49kVA. | --> | 0.0475 | 0 | 0 | 0 | 0 | Constrained,otherwise capacity available =50.2kW. | --> | C21 ex MILFORD (NR) | Milford (nr) [T41,T42] | LETTERKENNY |  | 55.0825 | -7.7022
MV/LV Substation CL***893 |  | 20 kV | _ | LV | 630 kVA :Kiosk Substation | 0.63 | --> | 0.63 | 0.5 | 3.3 |  | --> | 0.5985 | 0 | 0 | 0.5 | 0 |  | --> | E15 ex BALLYBUNION | Ballybunion [T421,T422] | TRIEN |  | 52.5155 | -9.6739
MV/LV Substation CL***893X |  | 10 kV | _ | LV | 100 kVA :Pole Substation | 0.1 | --> | 0.1 | 0 | 0 | Constrained,otherwise capacity available =83kVA. | --> | 0.095 | 0 | 0 | 0 | 0 | Constrained,otherwise capacity available =102.5kW. | --> | C18 ex TEMPLEMORE | Templemore [T41,T42] | IKERRIN |  | 52.8447 | -7.7656
MV/LV Substation CL***895X |  | 20 kV | _ | LV | 50 kVA :Pole Substation | 0.05 | --> | 0.05 | 0 | 0 | Constrained,otherwise capacity available =50kVA. | --> | 0.0475 | 0 | 0 | 0.05 | 0 |  | --> | E16 ex JULIANSTOWN | Julianstown [T421,T422] | DRYBRIDGE |  | 53.6516 | -6.2771
MV/LV Substation CL***897 |  | 20 kV | _ | LV | 400 kVA :Kiosk Substation | 0.4 | --> | 0.4 | 0 | 0 | Constrained,otherwise capacity available =248kVA. | --> | 0.38 | 0 | 0 | 0.42245 | 0 |  | --> | E18 ex CREAGH | Creagh [T421,T422] | ATHLONE |  | 53.4196 | -8.3819
MV/LV Substation CL***897 |  | 10 kV | _ | LV | 200 kVA :Pole Substation | 0.2 | --> | 0.2 | 0.2 | 11.9 |  | --> | 0.19 | 0 | 0 | 0.2 | 0 |  | --> | C36 ex SALTHILL | Salthill [T101,T102] | SALTHILL |  | 53.2837 | -9.0859
MV/LV Substation CL***899 |  | 10 kV | _ | LV | 50 kVA :Pole Substation | 0.05 | --> | 0.05 | 0 | 0 | Constrained,otherwise capacity available =46kVA. | --> | 0.0475 | 0 | 0 | 0 | 0 | Constrained,otherwise capacity available =50.6kW. | --> | C13 ex ROSCREA | Roscrea [T41,T42] | IKERRIN |  | 52.9745 | -7.7939
MV/LV Substation CL***901 |  | 10 kV | _ | LV | 100 kVA :Pole Substation | 0.1 | --> | 0.1 | 0 | 0 | Constrained,otherwise capacity available =75kVA. | --> | 0.095 | 0 | 0.003705 | 0.10373 | 0 |  | --> | C15 ex CASTLECOMER | Castlecomer [T41,T42] | BALLYRAGGET |  | 52.8601 | -7.1639
MV/LV Substation CL***901X |  | 20 kV | _ | LV | 200 kVA :Pole Substation | 0.2 | --> | 0.2 | 0 | 0 | Constrained,otherwise capacity available =159kVA. | --> | 0.19 | 0 | 0.005187 | 0.20613 | 0 |  | --> | C17 ex CLONES | Clones [T41,T42] | SHANKILL |  | 54.1594 | -7.1367
MV/LV Substation CL***902X |  | 10 kV | _ | LV | 50 kVA :Pole Substation | 0.05 | --> | 0.05 | 0.05 | 2.8 |  | --> | 0.0475 | 0 | 0 | 0.05 | 0 |  | --> | E13 ex BALLYRAGGET | Ballyragget [T421,T422] | BALLYRAGGET |  | 52.738 | -7.3211
MV/LV Substation CL***903 |  | 10 kV | _ | LV | 50 kVA :Pole Substation | 0.05 | --> | 0.05 | 0.037 | 0.9 |  | --> | 0.0475 | 0 | 0 | 0.051937 | 0 |  | --> | C12 ex WOODFORD | Woodford [T41,T42] | KNOCKEARAGH |  | 51.9844 | -9.2994
MV/LV Substation CL***903X |  | 10 kV | _ | LV | 200 kVA :Kiosk Substation | 0.2 | --> | 0.2 | 0.166 | 1 |  | --> | 0.19 | 0 | 0.002223 | 0.2051 | 0 |  | --> | C25 ex TYCOR | Tycor [T41,T42] | WATERFORD |  | 52.2572 | -7.1362
MV/LV Substation CL***905X |  | 10 kV | _ | LV | 50 kVA :Pole Substation | 0.05 | --> | 0.05 | 0.05 | 0.7 |  | --> | 0.0475 | 0 | 0 | 0.05 | 0 |  | --> | C24 ex MULLAGH | Mullagh [T44] | MEATH HILL |  | 53.8123 | -6.9548
MV/LV Substation CL***905X |  | 10 kV | _ | LV | 200 kVA :Kiosk Substation | 0.2 | --> | 0.2 | 0 | 0 | Constrained,otherwise capacity available =94kVA. | --> | 0.19 | 0 | 0.028158 | 0.21548 | 0 |  | --> | C12 ex ROSCOMMON | Roscommon [T41,T42] | LANESBORO |  | 53.6357 | -8.1886
MV/LV Substation CL***905Y |  | 20 kV | _ | LV | 630 kVA :Kiosk Substation | 0.63 | --> | 0.63 | 0.484 | 1 |  | --> | 0.5985 | 0 | 0.006669 | 0.5 | 0 |  | --> | E21 ex LONGFORD | Longford [T421,T422] | RICHMOND |  | 53.7671 | -7.8326
MV/LV Substation CL***906 |  | 20 kV | _ | LV | 50 kVA :Pole Substation | 0.05 | --> | 0.05 | 0 | 0 | Constrained,otherwise capacity available =50kVA. | --> | 0.0475 | 0 | 0 | 0 | 0 | Constrained,otherwise capacity available =50kW. | --> | C14 ex KNOCKAPHUNTA | Knockaphunta [T41,T42] | CASTLEBAR |  | 53.8389 | -9.3439
MV/LV Substation CL***906Y |  | 20 kV | _ | LV | 50 kVA :Pole Substation | 0.05 | --> | 0.05 | 0 | 0 | Constrained,otherwise capacity available =46kVA. | --> | 0.0475 | 0 | 0.00741 | 0.050604 | 0 |  | --> | E17 ex HEADFORD | Headford [T41,T42] | CLOON |  | 53.4522 | -9.0942
MV/LV Substation CL***907Y |  | 10 kV | _ | LV | 100 kVA :Pole Substation | 0.1 | --> | 0.1 | 0 | 0 | Constrained,otherwise capacity available =64kVA. | --> | 0.095 | 0 | 0 | 0.10532 | 0 |  | --> | C11 ex HOLYCROSS ROAD | Holycross Road [T41,T42] | THURLES |  | 52.6649 | -7.8081
MV/LV Substation CL***908 |  | 10 kV | _ | LV | 100 kVA :Pole Substation | 0.1 | --> | 0.1 | 0 | 0 | Constrained,otherwise capacity available =68kVA. | --> | 0.095 | 0 | 0.014079 | 0.10475 | 0 |  | --> | C18 ex KILCOLGAN | Kilcolgan [T42,T421] | GALWAY 110KV |  | 53.2304 | -8.877
MV/LV Substation CL***909 |  | 10 kV | _ | LV | 200 kVA :Kiosk Substation | 0.2 | --> | 0.2 | 0.157 | 1.3 |  | --> | 0.19 | 0 | 0 | 0.20643 | 0 |  | --> | C26 ex CLIFDEN | Clifden [T41,T42] | SCREEB |  | 53.4894 | -10.0053
MV/LV Substation CL***910X |  | 10 kV | _ | LV | 50 kVA :Pole Substation | 0.05 | --> | 0.05 | 0 | 0 | Constrained,otherwise capacity available =44kVA. | --> | 0.0475 | 0 | 0 | 0.050903 | 0 |  | --> | C12 ex GRANAGH | Granagh [T41,T42] | WATERFORD |  | 52.2771 | -7.2189
MV/LV Substation CL***913X |  | 10 kV | _ | LV | 50 kVA :Pole Substation | 0.05 | --> | 0.05 | 0 | 0 | Constrained,otherwise capacity available =48kVA. | --> | 0.0475 | 0 | 0 | 0.050303 | 0 |  | --> | C15 ex LITTLE MILLS | Little Mills [T41] | DUNDALK |  | 53.9622 | -6.4187
MV/LV Substation CL***913X |  | 10 kV | _ | LV | 200 kVA :Pole Substation | 0.2 | --> | 0.2 | 0 | 0 | Constrained,otherwise capacity available =189kVA. | --> | 0.19 | 0 | 0 | 0.20166 | 0 |  | --> | C15 ex CAHIRCALLA | Cahircalla [T41,T42] | ENNIS |  | 52.8178 | -8.9696
MV/LV Substation CL***914X |  | 10 kV | _ | LV | 100 kVA :Pole Substation | 0.1 | --> | 0.1 | 0.085 | 0.7 |  | --> | 0.095 | 0 | 0.005928 | 0.10225 | 0 |  | --> | C24 ex MULLAGH | Mullagh [T44] | MEATH HILL |  | 53.8087 | -6.9608
MV/LV Substation CL***915 |  | 10 kV | _ | LV | 100 kVA :Pole Substation | 0.1 | --> | 0.1 | 0.097 | 2 |  | --> | 0.095 | 0 | 0 | 0.10045 | 0 |  | --> | C12 ex CAUSEWAY | Causeway [T41,T42] | TRALEE |  | 52.4623 | -9.7237
MV/LV Substation CL***916 |  | 20 kV | _ | LV | 50 kVA :Pole Substation | 0.05 | --> | 0.05 | 0 | 0 | Constrained,otherwise capacity available =45kVA. | --> | 0.0475 | 0 | 0 | 0 | 0 | Constrained,otherwise capacity available =50.8kW. | --> | E17 ex KILMACTHOMAS | Kilmacthomas [T421,T422] | DUNGARVAN |  | 52.279 | -7.4373
MV/LV Substation CL***916X |  | 10 kV | _ | LV | 1000 kVA :Building Structure | 1 | --> | 1 | 0.5 | 20.8 |  | --> | 0.95 | 0 | 0.016302 | 0.5 | 0 |  | --> | C21 ex HEUSTON SQUARE | Heuston Square [T101,T102] | INCHICORE 220KV |  | 53.3461 | -6.3047
MV/LV Substation CL***916Z |  | 10 kV | _ | LV | 630 kVA :Kiosk Substation | 0.63 | --> | 0.63 | 0.5 | 1.4 |  | --> | 0.5985 | 0 | 0 | 0.5 | 0 |  | --> | E18 ex KILLINICK | Killinick [T421,T422] | WEXFORD |  | 52.266 | -6.3842
MV/LV Substation CL***917Z |  | 20 kV | _ | LV | 50 kVA :Pole Substation | 0.05 | --> | 0.05 | 0.049 | 16.1 |  | --> | 0.0475 | 0 | 0.004446 | 0.050152 | 0 |  | --> | E17 ex WEXFORD | Wexford [T121,T122] | WEXFORD |  | 52.3372 | -6.5651
MV/LV Substation CL***918X |  | 10 kV | _ | LV | 50 kVA :Pole Substation | 0.05 | --> | 0.05 | 0.047 | 2.6 |  | --> | 0.0475 | 0 | 0 | 0.050453 | 0 |  | --> | C14 ex CLOONBANNIN | Cloonbannin [T42] | GLENLARA |  | 52.114 | -9.0589
MV/LV Substation CL***918X |  | 10 kV | _ | LV | 50 kVA :Pole Substation | 0.05 | --> | 0.05 | 0.05 | 0.7 |  | --> | 0.0475 | 0 | 0 | 0.05 | 0 |  | --> | C11 ex KILRUSH | Kilrush [T41,T42] | TULLABRACK |  | 52.6446 | -9.2636
MV/LV Substation CL***923 |  | 10 kV | _ | LV | 50 kVA :Pole Substation | 0.05 | --> | 0.05 | 0.041 | 2.1 |  | --> | 0.0475 | 0 | 0 | 0.051348 | 0 |  | --> | C13 ex BUTTEVANT | Buttevant [T41,T42] | MALLOW |  | 52.2143 | -8.6227
MV/LV Substation CL***924Y |  | 20 kV | _ | LV | 200 kVA :Kiosk Substation | 0.2 | --> | 0.2 | 0 | 0 | Constrained,otherwise capacity available =167kVA. | --> | 0.19 | 0 | 0 | 0.20495 | 0 |  | --> | E12 ex ACADEMY STREET | Academy Street [T421,T422,T44] | NAVAN |  | 53.6463 | -6.6539
MV/LV Substation CL***924Z |  | 20 kV | _ | LV | 50 kVA :Pole Substation | 0.05 | --> | 0.05 | 0 | 0 | Constrained,otherwise capacity available =46kVA. | --> | 0.0475 | 0 | 0 | 0.050604 | 0 |  | --> | E16 ex GLENAMADDY | Glenamaddy [T422] | ATHLONE |  | 53.5164 | -8.6156
MV/LV Substation CL***925Z |  | 10 kV | _ | LV | 50 kVA :Pole Substation | 0.05 | --> | 0.05 | 0 | 0 | Constrained,otherwise capacity available =46kVA. | --> | 0.0475 | 0 | 0 | 0 | 0 | Constrained,otherwise capacity available =50.6kW. | --> | C15 ex BANTRY | Bantry [T41,T42] | BALLYLICKY |  | 51.7053 | -9.366
MV/LV Substation CL***926 |  | 20 kV | _ | LV | 50 kVA :Pole Substation | 0.05 | --> | 0.05 | 0.05 | 0.4 |  | --> | 0.0475 | 0 | 0 | 0 | 0 | Constrained,otherwise capacity available =50kW. | --> | C21 ex SWINFORD | Swinford [T41,T42] | CASTLEBAR |  | 53.9872 | -9.1078
MV/LV Substation CL***926Y |  | 20 kV | _ | LV | 50 kVA :Pole Substation | 0.05 | --> | 0.05 | 0 | 0 | Constrained,otherwise capacity available =50kVA. | --> | 0.0475 | 0 | 0 | 0.05 | 0 |  | --> | E17 ex HEADFORD | Headford [T41,T42] | CLOON |  | 53.4504 | -9.0927
MV/LV Substation CL***926Y |  | 10 kV | _ | LV | 50 kVA :Pole Substation | 0.05 | --> | 0.05 | 0.038 | 1.7 |  | --> | 0.0475 | 0 | 0 | 0.05179 | 0 |  | --> | C26 ex ATHY | Athy [T101,T102] | ATHY |  | 53.1005 | -7.0041
MV/LV Substation CL***927 |  | 20 kV | _ | LV | 50 kVA :Pole Substation | 0.05 | --> | 0.05 | 0.05 | 0.4 |  | --> | 0.0475 | 0 | 0 | 0.05 | 0 |  | --> | E15 ex BALLYCONNELL | Ballyconnell [T421,T422] | GORTAWEE |  | 54.094 | -7.5149
MV/LV Substation CL***927X |  | 20 kV | _ | LV | 400 kVA :Kiosk Substation | 0.4 | --> | 0.4 | 0.288 | 1.2 |  | --> | 0.38 | 0 | 0.037791 | 0.41666 | 0 |  | --> | E21 ex CRATLOE | Cratloe [T421,T422] | ARDNACRUSHA |  | 52.7465 | -8.7712
MV/LV Substation CL***927X |  | 10 kV | _ | LV | 200 kVA :Kiosk Substation | 0.2 | --> | 0.2 | 0 | 0 | Constrained,otherwise capacity available =155kVA. | --> | 0.19 | 0 | 0.013338 | 0.20672 | 0 |  | --> | C11 ex NAAS | Naas [T41,T42] | KILTEEL |  | 53.2111 | -6.656
MV/LV Substation CL***931 |  | 10 kV | _ | LV | 200 kVA :Pole Substation | 0.2 | --> | 0.2 | 0 | 0 | Constrained,otherwise capacity available =120kVA. | --> | 0.19 | 0 | 0.008151 | 0.2118 | 0 |  | --> | C15 ex CAHIRCALLA | Cahircalla [T41,T42] | ENNIS |  | 52.8229 | -8.975
MV/LV Substation CL***931X |  | 10 kV | _ | LV | 200 kVA :Kiosk Substation | 0.2 | --> | 0.2 | 0 | 0 | Constrained,otherwise capacity available =160kVA. | --> | 0.19 | 0 | 0.005928 | 0.20598 | 0 |  | --> | E13 ex DALTON | Dalton [T421,T422] | DALTON |  | 53.7155 | -8.9938
MV/LV Substation CL***932Y |  | 20 kV | _ | LV | 200 kVA :Kiosk Substation | 0.2 | --> | 0.2 | 0.132 | 3.5 |  | --> | 0.19 | 0 | 0.009633 | 0.21007 | 0 |  | --> | E17 ex BUSH | Bush [T421,T422] | DUNDALK |  | 54.0375 | -6.1779
MV/LV Substation CL***932Z |  | 10 kV | _ | LV | 400 kVA :Kiosk Substation | 0.4 | --> | 0.4 | 0.339 | 16.1 |  | --> | 0.38 | 0 | 0.006669 | 0.40916 | 0 |  | --> | E14 ex WEXFORD | Wexford [T121,T122] | WEXFORD |  | 52.3327 | -6.4945
MV/LV Substation CL***934X |  | 20 kV | _ | LV | 200 kVA :Kiosk Substation | 0.2 | --> | 0.2 | 0 | 0 | Constrained,otherwise capacity available =162kVA. | --> | 0.19 | 0 | 0.010374 | 0 | 0 | Constrained,otherwise capacity available =205.7kW. | --> | C11 ex TIMOLEAGUE | Timoleague [T41] | BANDON |  | 51.6294 | -8.7007
MV/LV Substation CL***935Z |  | 10 kV | _ | LV | 50 kVA :Pole Substation | 0.05 | --> | 0.05 | 0.035 | 11 |  | --> | 0.0475 | 0 | 0.003705 | 0.052228 | 0 |  | --> | C22 ex CLOON | Cloon [T42,T421] | CLOON |  | 53.484 | -8.8474
MV/LV Substation CL***938 |  | 10 kV | _ | LV | 630 kVA :Building Structure | 0.63 | --> | 0.63 | 0 | 0 | Constrained,otherwise capacity available =500kVA. | --> | 0.5985 | 0 | 0 | 0.5 | 0 |  | --> | C17 ex GREYSTONES | Greystones [T41,T42] | FASSAROE |  | 53.1447 | -6.0646
MV/LV Substation CL***939 |  | 20 kV | _ | LV | 50 kVA :Pole Substation | 0.05 | --> | 0.05 | 0.019 | 1.1 |  | --> | 0.0475 | 0 | 0 | 0.054497 | 0 |  | --> | E14 ex RANDALSTOWN | Randalstown [T422] | NAVAN |  | 53.7875 | -6.7637
MV/LV Substation CL***940 |  | 20 kV | _ | LV | 50 kVA :Pole Substation | 0.05 | --> | 0.05 | 0 | 0 | Constrained,otherwise capacity available =41kVA. | --> | 0.0475 | 0 | 0 | 0.051348 | 0 |  | --> | C11 ex ENNIS NORTH | Ennis North [T41,T42] | ENNIS |  | 52.948 | -9.094
MV/LV Substation CL***946 |  | 20 kV | _ | LV | 50 kVA :Pole Substation | 0.05 | --> | 0.05 | 0.049 | 1.2 |  | --> | 0.0475 | 0 | 0 | 0.050152 | 0 |  | --> | E18 ex CRATLOE | Cratloe [T421,T422] | ARDNACRUSHA |  | 52.7121 | -8.8469
MV/LV Substation CL***947 |  | 10 kV | _ | LV | 200 kVA :Kiosk Substation | 0.2 | --> | 0.2 | 0 | 0 | Constrained,otherwise capacity available =126kVA. | --> | 0.19 | 0 | 0.013338 | 0.21094 | 0 |  | --> | C25 ex TRAMORE | Tramore [T41,T42] | BUTLERSTOWN |  | 52.1523 | -7.1616
MV/LV Substation CL***947X |  | 10 kV | _ | LV | 50 kVA :Pole Substation | 0.05 | --> | 0.05 | 0.05 | 9.5 |  | --> | 0.0475 | 0 | 0 | 0.05 | 0 |  | --> | C14 ex BANDON | Bandon [T101,T42] | BANDON |  | 51.7374 | -8.7055
MV/LV Substation CL***949 |  | 10 kV | _ | LV | 50 kVA :Pole Substation | 0.05 | --> | 0.05 | 0 | 0 | Constrained,otherwise capacity available =47kVA. | --> | 0.0475 | 0 | 0.004446 | 0.050453 | 0 |  | --> | C20 ex BALLYGAR | Ballygar [T41,T42] | ATHLONE |  | 53.5389 | -8.3017
MV/LV Substation CL***951X |  | 20 kV | _ | LV | 100 kVA :Pole Substation | 0.1 | --> | 0.1 | 0 | 0 | Constrained,otherwise capacity available =100kVA. | --> | 0.095 | 0 | 0 | 0 | 0 | Constrained,otherwise capacity available =100kW. | --> | C15 ex MOUNTRATH | Mountrath [T41,T42] | PORTLAOISE |  | 52.95 | -7.4392
MV/LV Substation CL***951X |  | 10 kV | _ | LV | 100 kVA :Pole Substation | 0.1 | --> | 0.1 | 0 | 0 | Constrained,otherwise capacity available =82kVA. | --> | 0.095 | 0 | 0 | 0.1027 | 0 |  | --> | C12 ex BRUFF | Bruff [T42,T421] | LIMERICK |  | 52.4743 | -8.4259
MV/LV Substation CL***951X |  | 20 kV | _ | LV | 50 kVA :Pole Substation | 0.05 | --> | 0.05 | 0 | 0 | Constrained,otherwise capacity available =50kVA. | --> | 0.0475 | 0 | 0 | 0 | 0 | Constrained,otherwise capacity available =50kW. | --> | E17 ex SPRINGS | Springs [T421,T422] | DUNGARVAN |  | 52.117 | -7.5316
MV/LV Substation CL***951Y |  | 10 kV | _ | LV | 100 kVA :Pole Substation | 0.1 | --> | 0.1 | 0 | 0 | Constrained,otherwise capacity available =98kVA. | --> | 0.095 | 0 | 0 | 0.1003 | 0 |  | --> | C11 ex LOUGHTAGALLA | Loughtagalla [T41,T42] | THURLES |  | 52.6734 | -7.6942
MV/LV Substation CL***953 |  | 10 kV | _ | LV | 200 kVA :Building Structure | 0.2 | --> | 0.2 | 0 | 0 | Constrained,otherwise capacity available =78kVA. | --> | 0.19 | 0 | 0.013338 | 0.21771 | 0 |  | --> | C30 ex CLONDALKIN | Clondalkin [T41,T42,T44] | INCHICORE 220KV |  | 53.324 | -6.4034
MV/LV Substation CL***953 |  | 10 kV | _ | LV | 200 kVA :Kiosk Substation | 0.2 | --> | 0.2 | 0.176 | 4.4 |  | --> | 0.19 | 0 | 0 | 0.20361 | 0 |  | --> | C19 ex KINGSCOURT | Kingscourt [T41,T42] | MEATH HILL |  | 53.8226 | -6.7477
MV/LV Substation CL***953Y |  | 20 kV | _ | LV | 200 kVA :Building Structure | 0.2 | --> | 0.2 | 0.2 | 1.7 |  | --> | 0.19 | 0 | 0.03705 | 0.2 | 0 |  | --> | E62 ex ATHY | Athy [T101,T102] | ATHY |  | 52.9989 | -6.9602
MV/LV Substation CL***955 |  | 10 kV | _ | LV | 50 kVA :Pole Substation | 0.05 | --> | 0.05 | 0 | 0 | Constrained,otherwise capacity available =45kVA. | --> | 0.0475 | 0 | 0 | 0.050753 | 0 |  | --> | C24 ex BISHOPSTOWN | Bishopstown [T41,T42] | KILBARRY |  | 51.8797 | -8.5651
MV/LV Substation CL***961Y |  | 20 kV | _ | LV | 100 kVA :Pole Substation | 0.1 | --> | 0.1 | 0.083 | 0.2 |  | --> | 0.095 | 0 | 0 | 0 | 0 | Constrained,otherwise capacity available =102.5kW. | --> | E15 ex BEALISTOWN | Bealistown [T421,T422] | GREAT ISLAND |  | 52.2618 | -6.7807
MV/LV Substation CL***961Y |  | 10 kV | _ | LV | 50 kVA :Pole Substation | 0.05 | --> | 0.05 | 0 | 0 | Constrained,otherwise capacity available =48kVA. | --> | 0.0475 | 0 | 0 | 0 | 0 | Constrained,otherwise capacity available =50.3kW. | --> | C12 ex TIMOLEAGUE | Timoleague [T41] | BANDON |  | 51.6859 | -8.7583
MV/LV Substation CL***962Y |  | 20 kV | _ | LV | 100 kVA :Pole Substation | 0.1 | --> | 0.1 | 0 | 0 | Constrained,otherwise capacity available =100kVA. | --> | 0.095 | 0 | 0 | 0.1 | 0 |  | --> | E17 ex ACADEMY STREET | Academy Street [T421,T422,T44] | NAVAN |  | 53.6143 | -6.716
MV/LV Substation CL***962Z |  | 10 kV | _ | LV | 400 kVA :Kiosk Substation | 0.4 | --> | 0.4 | 0 | 0 | Constrained,otherwise capacity available =333kVA. | --> | 0.38 | 0 | 0.031863 | 0.41005 | 0 |  | --> | C18 ex NEWBROOK | Newbrook [T42] | MULLINGAR |  | 53.5163 | -7.3816
MV/LV Substation CL***963 |  | 20 kV | _ | LV | 200 kVA :Pole Substation | 0.2 | --> | 0.2 | 0 | 0 | Constrained,otherwise capacity available =171kVA. | --> | 0.19 | 0 | 0 | 0 | 0 | Constrained,otherwise capacity available =204.4kW. | --> | C11 ex MOUNTMELLICK | Mountmellick [T41,T42] | PORTLAOISE |  | 53.1531 | -7.506
MV/LV Substation CL***964 |  | 20 kV | _ | LV | 100 kVA :Pole Substation | 0.1 | --> | 0.1 | 0.1 | 6.5 |  | --> | 0.095 | 0 | 0 | 0.1 | 0 |  | --> | C16 ex OUGHTERARD | Oughterard [T41,T42] | SCREEB |  | 53.3747 | -9.1947
MV/LV Substation CL***964X |  | 10 kV | _ | LV | 400 kVA :Kiosk Substation | 0.4 | --> | 0.4 | 0 | 0 | Constrained,otherwise capacity available =342kVA. | --> | 0.38 | 0 | 0.012597 | 0.40871 | 0 |  | --> | C19 ex DOUGLAS | Douglas [T41,T42] | TRABEG |  | 51.8873 | -8.4168
MV/LV Substation CL***964Y |  | 20 kV | _ | LV | 100 kVA :Pole Substation | 0.1 | --> | 0.1 | 0 | 0 | Constrained,otherwise capacity available =98kVA. | --> | 0.095 | 0 | 0 | 0.1003 | 0 |  | --> | E15 ex CLONROCHE | Clonroche [T421,T422] | WEXFORD |  | 52.4401 | -6.8078
MV/LV Substation CL***965X |  | 20 kV | _ | LV | 100 kVA :Pole Substation | 0.1 | --> | 0.1 | 0 | 0 | Constrained,otherwise capacity available =86kVA. | --> | 0.095 | 0 | 0 | 0.1021 | 0 |  | --> | E15 ex JULIANSTOWN | Julianstown [T421,T422] | DRYBRIDGE |  | 53.6222 | -6.2769
MV/LV Substation CL***966 |  | 10 kV | _ | LV | 400 kVA :Building Structure | 0.4 | --> | 0.4 | 0.4 | 3.5 |  | --> | 0.38 | 0 | 0 | 0 | 0 | Constrained,otherwise capacity available =400kW. | --> | E14 ex DUNFIRTH | Dunfirth [T122] | DUNFIRTH |  | 53.3755 | -6.8109
MV/LV Substation CL***967 |  | 20 kV | _ | LV | 100 kVA :Pole Substation | 0.1 | --> | 0.1 | 0.1 | 0.4 |  | --> | 0.095 | 0 | 0.002964 | 0.1 | 0 |  | --> | E15 ex BALLYCONNELL | Ballyconnell [T421,T422] | GORTAWEE |  | 54.0965 | -7.5276
MV/LV Substation CL***967Y |  | 10 kV | _ | LV | 400 kVA :Kiosk Substation | 0.4 | --> | 0.4 | 0.342 | 4.2 |  | --> | 0.38 | 0 | 0 | 0 | 0 | Constrained,otherwise capacity available =408.7kW. | --> | C13 ex CHURCHTOWN | Churchtown [T41] | RATHKEALE |  | 52.4554 | -9.047
MV/LV Substation CL***967Y |  | 10 kV | _ | LV | 400 kVA :Kiosk Substation | 0.4 | --> | 0.4 | 0 | 0 | Constrained,otherwise capacity available =294kVA. | --> | 0.38 | 0 | 0.030381 | 0.41578 | 0 |  | --> | C22 ex KILMONEY | Kilmoney [T41,T42] | TRABEG |  | 51.8077 | -8.4029
MV/LV Substation CL***969Y |  | 10 kV | _ | LV | 400 kVA :Kiosk Substation | 0.4 | --> | 0.4 | 0.4 | 6.4 |  | --> | 0.38 | 0 | 0 | 0.4 | 0 |  | --> | C19 ex BUSHFIELD | Bushfield [T41,T42] | ATHLONE |  | 53.4303 | -7.9253
MV/LV Substation CL***970Y |  | 10 kV | _ | LV | 400 kVA :Kiosk Substation | 0.4 | --> | 0.4 | 0.4 | 6.4 |  | --> | 0.38 | 0 | 0 | 0.4 | 0 |  | --> | C13 ex GARRYCASTLE | Garrycastle [T41,T42] | ATHLONE |  | 53.4302 | -7.9251
MV/LV Substation CL***971 |  | 20 kV | _ | LV | 50 kVA :Pole Substation | 0.05 | --> | 0.05 | 0.043 | 8.1 |  | --> | 0.0475 | 0 | 0.003705 | 0 | 0 | Constrained,otherwise capacity available =51.1kW. | --> | E16 ex WESTPORT | Westport [T421,T422] | CASTLEBAR |  | 53.7889 | -9.5496
MV/LV Substation CL***974 |  | 20 kV | _ | LV | 100 kVA :Pole Substation | 0.1 | --> | 0.1 | 0.091 | 2.4 |  | --> | 0.095 | 0 | 0 | 0.10136 | 0 |  | --> | C19 ex GRAIGUE | Graigue [T41,T42] | CARLOW |  | 52.774 | -6.9494
MV/LV Substation CL***974 |  | 20 kV | _ | LV | 50 kVA :Pole Substation | 0.05 | --> | 0.05 | 0 | 0 | Constrained,otherwise capacity available =45kVA. | --> | 0.0475 | 0 | 0.00741 | 0 | 0 | Constrained,otherwise capacity available =50.8kW. | --> | C14 ex KNOCKAPHUNTA | Knockaphunta [T41,T42] | CASTLEBAR |  | 53.8189 | -9.3546
MV/LV Substation CL***975 |  | 20 kV | _ | LV | 50 kVA :Pole Substation | 0.05 | --> | 0.05 | 0 | 0 | Constrained,otherwise capacity available =41kVA. | --> | 0.0475 | 0 | 0.003705 | 0.051348 | 0 |  | --> | E15 ex CREAGH | Creagh [T421,T422] | ATHLONE |  | 53.3118 | -8.0484
MV/LV Substation CL***975X |  | 10 kV | _ | LV | 200 kVA :Pole Substation | 0.2 | --> | 0.2 | 0.2 | 3.3 |  | --> | 0.19 | 0 | 0 | 0.2 | 0 |  | --> | C11 ex LLOYD | Lloyd [T41,T42] | NAVAN |  | 53.7406 | -6.9162
MV/LV Substation CL***976X |  | 10 kV | _ | LV | 200 kVA :Kiosk Substation | 0.2 | --> | 0.2 | 0 | 0 | Constrained,otherwise capacity available =171kVA. | --> | 0.19 | 0 | 0 | 0.20436 | 0 |  | --> | C16 ex ATHENRY | Athenry [T41,T42] | GALWAY 110KV |  | 53.3099 | -8.7362
MV/LV Substation CL***977 |  | 10 kV | _ | LV | 100 kVA :Pole Substation | 0.1 | --> | 0.1 | 0 | 0 | Constrained,otherwise capacity available =94kVA. | --> | 0.095 | 0 | 0 | 0.10091 | 0 |  | --> | C15 ex SCARTEEN | Scarteen [T41,T42] | MALLOW |  | 52.1138 | -8.6689
MV/LV Substation CL***978 |  | 10 kV | _ | LV | 50 kVA :Pole Substation | 0.05 | --> | 0.05 | 0 | 0 | Constrained,otherwise capacity available =45kVA. | --> | 0.0475 | 0 | 0 | 0.050753 | 0 |  | --> | C20 ex BALLYGAR | Ballygar [T41,T42] | ATHLONE |  | 53.5268 | -8.3698
MV/LV Substation CL***978 |  | 10 kV | _ | LV | 200 kVA :Pole Substation | 0.2 | --> | 0.2 | 0.036794 | 0 | Constrained,otherwise capacity available =199kVA. | --> | 0.19 | 0 | 0 | 0.20015 | 0 |  | --> | C11 ex CALLAN | Callan [T41,T42] | KILKENNY |  | 52.6111 | -7.3797
MV/LV Substation CL***982Z |  | 10 kV | _ | LV | 400 kVA :Kiosk Substation | 0.4 | --> | 0.4 | 0 | 0 | Constrained,otherwise capacity available =376kVA. | --> | 0.38 | 0 | 0 | 0.40363 | 0 |  | --> | C17 ex SALLINS | Sallins [T41,T42] | GRIFFINRATH |  | 53.2937 | -6.6836
MV/LV Substation CL***983 |  | 10 kV | _ | LV | 200 kVA :Pole Substation | 0.2 | --> | 0.2 | 0 | 0 | Constrained,otherwise capacity available =142kVA. | --> | 0.19 | 0 | 0.025935 | 0.20862 | 0 |  | --> | C18 ex KILCOLGAN | Kilcolgan [T42,T421] | GALWAY 110KV |  | 53.2317 | -8.8777
MV/LV Substation CL***984 |  | 20 kV | _ | LV | 200 kVA :Kiosk Substation | 0.2 | --> | 0.2 | 0 | 0 | Constrained,otherwise capacity available =175kVA. | --> | 0.19 | 0 | 0 | 0.20376 | 0 |  | --> | C12 ex DUNLEER | Dunleer [T41,T42] | DRYBRIDGE |  | 53.7893 | -6.227
MV/LV Substation CL***985 |  | 10 kV | _ | LV | 200 kVA :Pole Substation | 0.2 | --> | 0.2 | 0 | 0 | Constrained,otherwise capacity available =172kVA. | --> | 0.19 | 0 | 0.003705 | 0.20421 | 0 |  | --> | C30 ex KINSALE | Kinsale [T41,T42] | BANDON |  | 51.6432 | -8.5754
MV/LV Substation CL***987X |  | 10 kV | _ | LV | 50 kVA :Pole Substation | 0.05 | --> | 0.05 | 0 | 0 | Constrained,otherwise capacity available =36kVA. | --> | 0.0475 | 0 | 0 | 0 | 0 | Constrained,otherwise capacity available =52.1kW. | --> | C11 ex GARDEN CITY | Garden City [T41,T42] | ARKLOW |  | 52.6829 | -6.27
MV/LV Substation CL***991X |  | 10 kV | _ | LV | 50 kVA :Pole Substation | 0.05 | --> | 0.05 | 0 | 0 | Constrained,otherwise capacity available =41kVA. | --> | 0.0475 | 0 | 0 | 0.051348 | 0 |  | --> | C11 ex SCARIFF | Scariff [T42] | ENNIS |  | 52.8924 | -8.5103
MV/LV Substation CL***992 |  | 10 kV | _ | LV | 100 kVA :Pole Substation | 0.1 | --> | 0.1 | 0.08 | 0.9 |  | --> | 0.095 | 0 | 0 | 0 | 0 | Constrained,otherwise capacity available =103kW. | --> | C18 ex SPA ROAD | Spa Road [T41,T42] | DOON |  | 52.3681 | -7.5906
MV/LV Substation CL***993 |  | 10 kV | _ | LV | 50 kVA :Pole Substation | 0.05 | --> | 0.05 | 0 | 0 | Constrained,otherwise capacity available =31kVA. | --> | 0.0475 | 0 | 0 | 0.052806 | 0 |  | --> | C15 ex CAHIRCALLA | Cahircalla [T41,T42] | ENNIS |  | 52.8277 | -8.9759
MV/LV Substation CL***995 |  | 10 kV | _ | LV | 200 kVA :Pole Substation | 0.2 | --> | 0.2 | 0 | 0 | Constrained,otherwise capacity available =169kVA. | --> | 0.19 | 0 | 0 | 0.20465 | 0 |  | --> | C15 ex GRANAGH | Granagh [T41,T42] | WATERFORD |  | 52.3635 | -7.1885
MV/LV Substation CL***996 |  | 10 kV | _ | LV | 630 kVA :Kiosk Substation | 0.63 | --> | 0.63 | 0 | 0 | Constrained,otherwise capacity available =500kVA. | --> | 0.5985 | 0 | 0.004446 | 0.5 | 0 |  | --> | C18 ex ENNIS NORTH | Ennis North [T41,T42] | ENNIS |  | 52.86 | -8.9842
MV/LV Substation CL***997Y |  | 10 kV | _ | LV | 200 kVA :Kiosk Substation | 0.2 | --> | 0.2 | 0.167 | 2.9 |  | --> | 0.19 | 0 | 0.006669 | 0.20495 | 0 |  | --> | C12 ex ABBEYLAND | Abbeyland [T41,T42] | NAVAN |  | 53.6674 | -6.6934
MV/LV Substation CL***998Z |  | 10 kV | _ | LV | 630 kVA :Kiosk Substation | 0.63 | --> | 0.63 | 0.5 | 0.9 |  | --> | 0.5985 | 0 | 0 | 0.5 | 0 |  | --> | C19 ex CLONARD | Clonard [T41,T42] | WEXFORD |  | 52.3261 | -6.496
MV/LV Substation CL***999Z |  | 10 kV | _ | LV | 630 kVA :Kiosk Substation | 0.63 | --> | 0.63 | 0 | 0 | Constrained,otherwise capacity available =500kVA. | --> | 0.5985 | 0 | 0 | 0.5 | 0 |  | --> | C18 ex SALLINS | Sallins [T41,T42] | GRIFFINRATH |  | 53.2978 | -6.6802
MV/LV Substation CM***044 |  | 10 kV | _ | LV | 200 kVA :Pole Substation | 0.2 | --> | 0.2 | 0.135 | 2.4 |  | --> | 0.19 | 0 | 0.03705 | 0 | 0 | Constrained,otherwise capacity available =209.6kW. | --> | C15 ex KILTIMAGH | Kiltimagh [T41] | CASTLEBAR |  | 53.8548 | -8.9956
MV/LV Substation CM***376X |  | 10 kV | _ | LV | 630 kVA :Building Structure | 0.63 | --> | 0.63 | 0.5 | 2.3 |  | --> | 0.5985 | 0 | 0.032604 | 0.5 | 0 |  | --> | C11 ex BALLYRICKARD | Ballyrickard [T41,T42] | TRALEE |  | 52.2798 | -9.7031
MV/LV Substation CM***4079 |  | 10 kV | _ | LV | 200 kVA :Pole Substation | 0.2 | --> | 0.2 | 0 | 0 | Constrained,otherwise capacity available =182kVA. | --> | 0.19 | 0 | 0 | 0.20271 | 0 |  | --> | C24 ex CARRICKMACROSS | Carrickmacross [T41,T42] | MEATH HILL |  | 53.987 | -6.7296
MV/LV Substation CM***692Y |  | 10 kV | _ | LV | 630 kVA :Kiosk Substation | 0.63 | --> | 0.63 | 0 | 0 | Constrained,otherwise capacity available =500kVA. | --> | 0.5985 | 0 | 0 | 0.5 | 0 |  | --> | C18 ex CARRICKMACROSS | Carrickmacross [T41,T42] | MEATH HILL |  | 53.9778 | -6.7169
MV/LV Substation CN***032 |  | 10 kV | _ | LV | 50 kVA :Pole Substation | 0.05 | --> | 0.05 | 0.032 | 11.9 |  | --> | 0.0475 | 0 | 0.003705 | 0.052662 | 0 |  | --> | C32 ex SALTHILL | Salthill [T101,T102] | SALTHILL |  | 53.2829 | -9.0818
MV/LV Substation CN***055X |  | 10 kV | _ | LV | 200 kVA :Kiosk Substation | 0.2 | --> | 0.2 | 0 | 0 | Constrained,otherwise capacity available =174kVA. | --> | 0.19 | 0 | 0.011115 | 0.20391 | 0 |  | --> | C17 ex CARRICK ON SHANNON | Carrick On Shannon [T41,T42] | CARRICK ON SHANNON |  | 53.942 | -8.0697
MV/LV Substation CN***102X |  | 20 kV | _ | LV | 200 kVA :Kiosk Substation | 0.2 | --> | 0.2 | 0 | 0 | Constrained,otherwise capacity available =161kVA. | --> | 0.19 | 0 | 0.003705 | 0 | 0 | Constrained,otherwise capacity available =205.8kW. | --> | E17 ex FOXHOLE | Foxhole [T421,T422] | DUNGARVAN |  | 51.9572 | -7.8619
MV/LV Substation CN***121X |  | 20 kV | _ | LV | 200 kVA :Kiosk Substation | 0.2 | --> | 0.2 | 0.17 | 8.5 |  | --> | 0.19 | 0 | 0.013338 | 0 | 0 | Constrained,otherwise capacity available =204.5kW. | --> | E14 ex ARIGNA | Arigna [T121] | ARIGNA |  | 54.0456 | -8.0441
MV/LV Substation CN***183X |  | 10 kV | _ | LV | 200 kVA :Kiosk Substation | 0.2 | --> | 0.2 | 0.060409 | 0.1 | Constrained,otherwise capacity available =195kVA. | --> | 0.19 | 0 | 0 | 0.20076 | 0 |  | --> | C17 ex TUBBERCURRY | Tubbercurry [T41,T42] | TONROE |  | 54.0529 | -8.7438
MV/LV Substation CN***245X |  | 20 kV | _ | LV | 400 kVA :Kiosk Substation | 0.4 | --> | 0.4 | 0 | 0 | Constrained,otherwise capacity available =355kVA. | --> | 0.38 | 0 | 0.002223 | 0.40677 | 0 |  | --> | E11 ex FINEA | Finea [T421,T422] | SHANKILL |  | 53.7799 | -7.4847
MV/LV Substation CN***270X |  | 20 kV | _ | LV | 200 kVA :Kiosk Substation | 0.2 | --> | 0.2 | 0.149 | 1.8 |  | --> | 0.19 | 0 | 0.002223 | 0.2076 | 0 |  | --> | E17 ex BIRDHILL | Birdhill [T421,T422] | ARDNACRUSHA |  | 52.8143 | -8.4355
MV/LV Substation CN***280Y |  | 20 kV | _ | LV | 400 kVA :Kiosk Substation | 0.4 | --> | 0.4 | 0.333 | 0.6 |  | --> | 0.38 | 0 | 0 | 0 | 0 | Constrained,otherwise capacity available =410kW. | --> | E23 ex LAWLESSTOWN | Lawlesstown [T42,T421] | DOON |  | 52.4101 | -7.7521
MV/LV Substation CN***351Z |  | 10 kV | _ | LV | 200 kVA :Pole Substation | 0.2 | --> | 0.2 | 0 | 0 | Constrained,otherwise capacity available =161kVA. | --> | 0.19 | 0 | 0 | 0.20584 | 0 |  | --> | C17 ex AGHAMORE | Aghamore [T41,T42] | LANESBORO |  | 53.6829 | -7.8776
MV/LV Substation CN***378 |  | 20 kV | _ | LV | 50 kVA :Pole Substation | 0.05 | --> | 0.05 | 0.043 | 1.3 |  | --> | 0.0475 | 0 | 0.00741 | 0.051052 | 0 |  | --> | C24 ex CLIFDEN | Clifden [T41,T42] | SCREEB |  | 53.5409 | -10.0114
MV/LV Substation CN***4038 |  | 20 kV | _ | LV | 50 kVA :Pole Substation | 0.05 | --> | 0.05 | 0 | 0 | Constrained,otherwise capacity available =39kVA. | --> | 0.0475 | 0 | 0.002964 | 0.051643 | 0 |  | --> | E47 ex CLAREGALWAY | Claregalway [T42,T421] | GALWAY 110KV |  | 53.4348 | -8.7518
MV/LV Substation CN***404 |  | 10 kV | _ | LV | 100 kVA :Pole Substation | 0.1 | --> | 0.1 | 0.065 | 1.5 |  | --> | 0.095 | 0 | 0 | 0.10518 | 0 |  | --> | C16 ex SCREEB | Screeb [T41] | SCREEB |  | 53.4086 | -9.5453
MV/LV Substation CN***4087 |  | 10 kV | _ | LV | 200 kVA :Pole Substation | 0.2 | --> | 0.2 | 0.195 | 5.8 |  | --> | 0.19 | 0 | 0 | 0.20076 | 0 |  | --> | C13 ex OAKFIELD | Oakfield [T41,T42] | SLIGO |  | 54.2653 | -8.5951
MV/LV Substation CN***4112 |  | 10 kV | _ | LV | 200 kVA :Kiosk Substation | 0.2 | --> | 0.2 | 0.189 | 2.8 |  | --> | 0.19 | 0 | 0 | 0.20166 | 0 |  | --> | C19 ex RECESS | Recess [T41] | SCREEB |  | 53.3952 | -9.9227
MV/LV Substation CN***4115 |  | 10 kV | _ | LV | 400 kVA :Kiosk Substation | 0.4 | --> | 0.4 | 0 | 0 | Constrained,otherwise capacity available =398kVA. | --> | 0.38 | 0 | 0 | 0.4003 | 0 |  | --> | C14 ex DRUMQUIN | Drumquin [T42] | ENNIS |  | 52.8123 | -8.9666
MV/LV Substation CN***4175 |  | 10 kV | _ | LV | 400 kVA :Kiosk Substation | 0.4 | --> | 0.4 | 0 | 0 | Constrained,otherwise capacity available =354kVA. | --> | 0.38 | 0 | 0 | 0.40692 | 0 |  | --> | C20 ex CAHIRCALLA | Cahircalla [T41,T42] | ENNIS |  | 52.83 | -8.9982
MV/LV Substation CN***4200 |  | 20 kV | _ | LV | 400 kVA :Kiosk Substation | 0.4 | --> | 0.4 | 0 | 0 | Constrained,otherwise capacity available =197kVA. | --> | 0.38 | 0 | 0.11782 | 0.4297 | 0 |  | --> | E17 ex BALTRASNA | Baltrasna [T121,T122] | BALTRASNA |  | 53.5143 | -6.5346
MV/LV Substation CN***4201 |  | 10 kV | _ | LV | 400 kVA :Kiosk Substation | 0.4 | --> | 0.4 | 0.209 | 3.9 |  | --> | 0.38 | 0 | 0.045942 | 0.428 | 0 |  | --> | C20 ex MARSHES | Marshes [T41,T42] | DUNDALK |  | 53.9718 | -6.3699
MV/LV Substation CN***4206 |  | 20 kV | _ | LV | 400 kVA :Kiosk Substation | 0.4 | --> | 0.4 | 0 | 0 | Constrained,otherwise capacity available =306kVA. | --> | 0.38 | 0 | 0.02964 | 0.41403 | 0 |  | --> | E18 ex GLASMORE | Glasmore [T421,T422] | GLASMORE |  | 53.5237 | -6.2662
MV/LV Substation CN***4207 |  | 10 kV | _ | LV | 630 kVA :Building Structure | 0.63 | --> | 0.63 | 0.379 | 0.6 |  | --> | 0.5985 | 0 | 0.02223 | 0 | 0 | Constrained,otherwise capacity available =500kW. | --> | C16 ex LAWLESSTOWN | Lawlesstown [T42,T421] | DOON |  | 52.3537 | -7.7224
MV/LV Substation CN***4219 |  | 10 kV | _ | LV | 400 kVA :Kiosk Substation | 0.4 | --> | 0.4 | 0.34 | 11.9 |  | --> | 0.38 | 0 | 0 | 0.40901 | 0 |  | --> | C32 ex SALTHILL | Salthill [T101,T102] | SALTHILL |  | 53.2805 | -9.0867
MV/LV Substation CN***4249 |  | 10 kV | _ | LV | 630 kVA :Kiosk Substation | 0.63 | --> | 0.63 | 0 | 0 | Constrained,otherwise capacity available =500kVA. | --> | 0.5985 | 0 | 0.014079 | 0.5 | 0 |  | --> | C18 ex ORANMORE | Oranmore [T41,T44] | GALWAY 110KV |  | 53.2606 | -8.9265
MV/LV Substation CN***433 |  | 20 kV | _ | LV | 50 kVA :Pole Substation | 0.05 | --> | 0.05 | 0.049 | 1.4 |  | --> | 0.0475 | 0 | 0 | 0.050152 | 0 |  | --> | E12 ex CONG | Cong [T421,T422] | CLOON |  | 53.5283 | -9.6274
MV/LV Substation CN***447X |  | 20 kV | _ | LV | 50 kVA :Pole Substation | 0.05 | --> | 0.05 | 0 | 0 | Constrained,otherwise capacity available =50kVA. | --> | 0.0475 | 0 | 0 | 0.05 | 0 |  | --> | C15 ex BALLYHAUNIS | Ballyhaunis [T41,T42] | DALTON |  | 53.6847 | -8.7476
MV/LV Substation CN***470Z |  | 10 kV | _ | LV | 400 kVA :Kiosk Substation | 0.4 | --> | 0.4 | 0.14764 | 0.1 | Constrained,otherwise capacity available =289kVA. | --> | 0.38 | 0 | 0.021489 | 0.41651 | 0 |  | --> | C17 ex KILCULLEN | Kilcullen [T41,T42,T424] | STRATFORD |  | 53.1282 | -6.7608
MV/LV Substation CN***481Y |  | 10 kV | _ | LV | 50 kVA :Pole Substation | 0.05 | --> | 0.05 | 0 | 0 | Constrained,otherwise capacity available =35kVA. | --> | 0.0475 | 0 | 0.011115 | 0 | 0 | Constrained,otherwise capacity available =52.2kW. | --> | C23 ex TINAHASK | Tinahask [T41,T42] | ARKLOW |  | 52.7678 | -6.2402
MV/LV Substation CN***545 |  | 20 kV | _ | LV | 200 kVA :Kiosk Substation | 0.2 | --> | 0.2 | 0 | 0 | Constrained,otherwise capacity available =191kVA. | --> | 0.19 | 0 | 0.003705 | 0.20136 | 0 |  | --> | E47 ex CLAREGALWAY | Claregalway [T42,T421] | GALWAY 110KV |  | 53.4336 | -8.7519
MV/LV Substation CN***564 |  | 20 kV | _ | LV | 50 kVA :Pole Substation | 0.05 | --> | 0.05 | 0 | 0 | Constrained,otherwise capacity available =40kVA. | --> | 0.0475 | 0 | 0.003705 | 0.051496 | 0 |  | --> | E17 ex DRUMLINE | Drumline [T421,T422] | DRUMLINE |  | 52.7584 | -8.8736
MV/LV Substation CN***580Z |  | 10 kV | _ | LV | 200 kVA :Kiosk Substation | 0.2 | --> | 0.2 | 0.136 | 0.1 |  | --> | 0.19 | 0 | 0.01482 | 0.20949 | 0 |  | --> | C17 ex KILCULLEN | Kilcullen [T41,T42,T424] | STRATFORD |  | 53.1271 | -6.7573
MV/LV Substation CN***610Z |  | 10 kV | _ | LV | 200 kVA :Kiosk Substation | 0.2 | --> | 0.2 | 0.14764 | 0.1 | Constrained,otherwise capacity available =200kVA. | --> | 0.19 | 0 | 0 | 0.2 | 0 |  | --> | C17 ex KILCULLEN | Kilcullen [T41,T42,T424] | STRATFORD |  | 53.1286 | -6.7572
MV/LV Substation CN***641X |  | 10 kV | _ | LV | 400 kVA :Kiosk Substation | 0.4 | --> | 0.4 | 0.32 | 3 |  | --> | 0.38 | 0 | 0.004446 | 0 | 0 | Constrained,otherwise capacity available =412kW. | --> | C21 ex BALLYRAINE | Ballyraine [T41,T42] | LETTERKENNY |  | 54.979 | -7.7242
MV/LV Substation CN***730X |  | 10 kV | _ | LV | 200 kVA :Kiosk Substation | 0.2 | --> | 0.2 | 0 | 0 | Constrained,otherwise capacity available =155kVA. | --> | 0.19 | 0 | 0.012597 | 0.20672 | 0 |  | --> | C16 ex ATHENRY | Athenry [T41,T42] | GALWAY 110KV |  | 53.3088 | -8.7508
MV/LV Substation CN***734 |  | 20 kV | _ | LV | 200 kVA :Kiosk Substation | 0.2 | --> | 0.2 | 0.178 | 0.4 |  | --> | 0.19 | 0 | 0 | 0 | 0 | Constrained,otherwise capacity available =203.3kW. | --> | C21 ex SWINFORD | Swinford [T41,T42] | CASTLEBAR |  | 53.9882 | -9.0915
MV/LV Substation CN***858 |  | 20 kV | _ | LV | 400 kVA :Kiosk Substation | 0.4 | --> | 0.4 | 0 | 0 | Constrained,otherwise capacity available =367kVA. | --> | 0.38 | 0 | 0.010374 | 0.40498 | 0 |  | --> | E17 ex DINGLE | Dingle [T421,T422] | OUGHTRAGH |  | 52.145 | -10.2687
MV/LV Substation CN***874 |  | 10 kV | _ | LV | 400 kVA :Kiosk Substation | 0.4 | --> | 0.4 | 0.3 | 11.9 |  | --> | 0.38 | 0 | 0.013338 | 0.41491 | 0 |  | --> | C29 ex SALTHILL | Salthill [T101,T102] | SALTHILL |  | 53.2793 | -9.0879
MV/LV Substation CN***923Y |  | 10 kV | _ | LV | 630 kVA :Kiosk Substation | 0.63 | --> | 0.63 | 0 | 0 | Constrained,otherwise capacity available =500kVA. | --> | 0.5985 | 0 | 0.026676 | 0.5 | 0 |  | --> | E12 ex KILCARRAGH | Kilcarragh [T421,T422] | BUTLERSTOWN |  | 52.2348 | -7.0652
MV/LV Substation CO***001 |  | 10 kV | _ | LV | 400 kVA :Kiosk Substation | 0.4 | --> | 0.4 | 0 | 0 | Constrained,otherwise capacity available =163kVA. | --> | 0.38 | 0 | 0 | 0 | 0 | Constrained,otherwise capacity available =434.5kW. | --> | E16 ex BUNCRANA | Buncrana [T421,T422] | TRILLICK |  | 55.1371 | -7.4558
MV/LV Substation CO***001 |  | 10 kV | _ | LV | 200 kVA :Pole Substation | 0.2 | --> | 0.2 | 0.146 | 5.8 |  | --> | 0.19 | 0 | 0 | 0.20804 | 0 |  | --> | E15 ex ABBEYFEALE | Abbeyfeale [T421] | TRIEN |  | 52.3847 | -9.2962
MV/LV Substation CO***001 |  | 10 kV | _ | LV | 400 kVA :Building Structure | 0.4 | --> | 0.4 | 0 | 0 | Constrained,otherwise capacity available =71kVA. | --> | 0.38 | 0 | 0.00741 | 0 | 0 | Constrained,otherwise capacity available =445.7kW. | --> | C16 ex CLOONLOUGH | Cloonlough [T41,T42] | BARRYMORE |  | 52.2655 | -8.2689
MV/LV Substation CO***001 |  | 10 kV | _ | LV | 400 kVA :Kiosk Substation | 0.4 | --> | 0.4 | 0.326 | 18.7 |  | --> | 0.38 | 0 | 0.026676 | 0.41108 | 0 |  | --> | C19 ex ARKLOW | Arklow [T101,T102] | ARKLOW |  | 52.8033 | -6.1441
MV/LV Substation CO***001 |  | 10 kV | _ | LV | 200 kVA :Pole Substation | 0.2 | --> | 0.2 | 0 | 0 | Constrained,otherwise capacity available =179kVA. | --> | 0.19 | 0 | 0.013338 | 0.20316 | 0 |  | --> | C12 ex SKIBBEREEN | Skibbereen [T41,T42] | DUNMANWAY |  | 51.5568 | -9.2576
MV/LV Substation CO***001 |  | 20 kV | _ | LV | 50 kVA :Pole Substation | 0.05 | --> | 0.05 | 0.018 | 4.4 |  | --> | 0.0475 | 0 | 0.003705 | 0.054636 | 0 |  | --> | E18 ex CRANE | Crane [T122] | CRANE |  | 52.5163 | -6.2834
MV/LV Substation CO***002 |  | 10 kV | _ | LV | 200 kVA :Pole Substation | 0.2 | --> | 0.2 | 0.16 | 2.8 |  | --> | 0.19 | 0 | 0.004446 | 0.20598 | 0 |  | --> | C20 ex CASTLEBLAYNEY | Castleblayney [T41,T42] | DUNDALK |  | 54.112 | -6.7333
MV/LV Substation CO***002 |  | 10 kV | _ | LV | 25 kVA :Pole Substation | 0.025 | --> | 0.025 | 0 | 0 | Constrained,otherwise capacity available =17kVA. | --> | 0.02375 | 0 | 0 | 0.026187 | 0 |  | --> | C12 ex BRUFF | Bruff [T42,T421] | LIMERICK |  | 52.4676 | -8.4424
MV/LV Substation CO***002 |  | 10 kV | _ | LV | 630 kVA :Building Structure | 0.63 | --> | 0.63 | 0.14262 | 0.1 | Constrained,otherwise capacity available =216kVA. | --> | 0.5985 | 0 | 0.008151 | 0.5 | 0 |  | --> | C12 ex CARRIGLAWN | Carriglawn [T41,T42] | WEXFORD |  | 52.3421 | -6.4628
MV/LV Substation CO***002X |  | 20 kV | _ | LV | 200 kVA :Pole Substation | 0.2 | --> | 0.2 | 0.188 | 1 |  | --> | 0.19 | 0 | 0 | 0.20181 | 0 |  | --> | E18 ex LONGFORD | Longford [T421,T422] | RICHMOND |  | 53.7158 | -7.7351
MV/LV Substation CO***002Y |  | 20 kV | _ | LV | 200 kVA :Kiosk Substation | 0.2 | --> | 0.2 | 0 | 0 | Constrained,otherwise capacity available =173kVA. | --> | 0.19 | 0 | 0.012597 | 0.20406 | 0 |  | --> | C19 ex TRAMORE | Tramore [T41,T42] | BUTLERSTOWN |  | 52.1477 | -7.0014
MV/LV Substation CO***003 |  | 10 kV | _ | LV | 50 kVA :Pole Substation | 0.05 | --> | 0.05 | 0 | 0 | Constrained,otherwise capacity available =25kVA. | --> | 0.0475 | 0 | 0 | 0.053659 | 0 |  | --> | C16 ex CLONAKILTY | Clonakilty [T41,T42] | DUNMANWAY |  | 51.6273 | -8.8793
MV/LV Substation CO***003X |  | 10 kV | _ | LV | 1000 kVA :Kiosk Substation | 1 | --> | 1 | 0.5 | 1.5 |  | --> | 0.95 | 0 | 0 | 0.5 | 0 |  | --> | C18 ex SHERCOCK | Shercock [T41,T42] | MEATH HILL |  | 53.996 | -6.8544
MV/LV Substation CO***004 |  | 20 kV | _ | LV | 100 kVA :Pole Substation | 0.1 | --> | 0.1 | 0 | 2 |  | --> | 0.095 | 0 | 0.002964 | 0.11814 | 0 |  | --> | E15 ex MOHILL | Mohill [T421,T422] | CARRICK ON SHANNON |  | 54.0515 | -7.8055
MV/LV Substation CO***004 |  | 10 kV | _ | LV | 400 kVA :Kiosk Substation | 0.4 | --> | 0.4 | 0 | 0 | Constrained,otherwise capacity available =341kVA. | --> | 0.38 | 0 | 0 | 0.40886 | 0 |  | --> | C17 ex KILBARRY | Kilbarry [T101,T43] | KILBARRY |  | 51.9122 | -8.4609
MV/LV Substation CO***004 |  | 10 kV | _ | LV | 50 kVA :Pole Substation | 0.05 | --> | 0.05 | 0.016 | 1.3 |  | --> | 0.0475 | 0 | 0.003705 | 0.05491 | 0 |  | --> | C15 ex CLIFDEN | Clifden [T41,T42] | SCREEB |  | 53.4788 | -10.022
MV/LV Substation CO***004 |  | 10 kV | _ | LV | 630 kVA :Kiosk Substation | 0.63 | --> | 0.63 | 0.5 | 2.4 |  | --> | 0.5985 | 0 | 0.01482 | 0.5 | 0 |  | --> | C12 ex BRAY | Bray [T41,T42] | FASSAROE |  | 53.2052 | -6.1091
MV/LV Substation CO***004 |  | 10 kV | _ | LV | 200 kVA :Kiosk Substation | 0.2 | --> | 0.2 | 0.122 | 0.9 |  | --> | 0.19 | 0 | 0.018525 | 0.21151 | 0 |  | --> | C11 ex WOODFORD | Woodford [T41,T42] | KNOCKEARAGH |  | 52.0573 | -9.5034
MV/LV Substation CO***004 |  | 10 kV | _ | LV | 400 kVA :Kiosk Substation | 0.4 | --> | 0.4 | 0 | 0 | Constrained,otherwise capacity available =229kVA. | --> | 0.38 | 0 | 0.077064 | 0.42516 | 0 |  | --> | C25 ex TRAMORE | Tramore [T41,T42] | BUTLERSTOWN |  | 52.1582 | -7.1595
MV/LV Substation CO***004Y |  | 10 kV | _ | LV | 200 kVA :Pole Substation | 0.2 | --> | 0.2 | 0 | 0 | Constrained,otherwise capacity available =182kVA. | --> | 0.19 | 0 | 0 | 0.20015 | 0 |  | --> | C18 ex CELBRIDGE | Celbridge [T41,T42] | GRIFFINRATH |  | 53.305 | -6.4956
MV/LV Substation CO***004Z |  | 10 kV | _ | LV | 630 kVA :Building Structure | 0.63 | --> | 0.63 | 0 | 0 | Constrained,otherwise capacity available =500kVA. | --> | 0.5985 | 0 | 0.011856 | 0.5 | 0 |  | --> | C13 ex DENNEHYS CROSS | Dennehys Cross [T41,T42] | TRABEG |  | 51.889 | -8.5051
MV/LV Substation CO***005 |  | 10 kV | _ | LV | 200 kVA :Pole Substation | 0.2 | --> | 0.2 | 0 | 0 | Constrained,otherwise capacity available =140kVA. | --> | 0.19 | 0 | 0 | 0 | 0 | Constrained,otherwise capacity available =208.9kW. | --> | C12 ex CULLION | Cullion [T41,T42] | LETTERKENNY |  | 54.9488 | -7.7449
MV/LV Substation CO***005 |  | 10 kV | _ | LV | 400 kVA :Kiosk Substation | 0.4 | --> | 0.4 | 0 | 0 | Constrained,otherwise capacity available =270kVA. | --> | 0.38 | 0 | 0.002223 | 0.41927 | 0 |  | --> | C16 ex BALLYHAUNIS | Ballyhaunis [T41,T42] | DALTON |  | 53.7612 | -8.7643
MV/LV Substation CO***006 |  | 20 kV | _ | LV | 50 kVA :Building Structure | 0.05 | --> | 0.05 | 0 | 0 | Constrained,otherwise capacity available =45kVA. | --> | 0.0475 | 0 | 0.021489 | 0.050753 | 0 |  | --> | E13 ex GORT | Gort [T41,T42] | ENNIS |  | 53.0923 | -8.838
MV/LV Substation CO***006 |  | 10 kV | _ | LV | 200 kVA :Building Structure | 0.2 | --> | 0.2 | 0 | 0 | Constrained,otherwise capacity available =121kVA. | --> | 0.19 | 0 | 0 | 0.21165 | 0 |  | --> | C27 ex KILBARRY | Kilbarry [T101,T43] | KILBARRY |  | 51.9185 | -8.4777
MV/LV Substation CO***006 |  | 10 kV | _ | LV | 630 kVA :Building Structure | 0.63 | --> | 0.63 | 0 | 0 | Constrained,otherwise capacity available =351kVA. | --> | 0.5985 | 0 | 0.005187 | 0.5 | 0 |  | --> | C17 ex CLONMINCH | Clonminch [T41,T422] | THORNSBERRY |  | 53.2688 | -7.4976
MV/LV Substation CO***006 |  | 10 kV | _ | LV | 200 kVA :Pole Substation | 0.2 | --> | 0.2 | 0 | 0 | Constrained,otherwise capacity available =162kVA. | --> | 0.19 | 0 | 0.003705 | 0.20569 | 0 |  | --> | C12 ex BALLAGHADERREEN | Ballaghaderreen [T41,T42] | TONROE |  | 53.9008 | -8.5859
MV/LV Substation CO***006 |  | 10 kV | _ | LV | 200 kVA :Pole Substation | 0.2 | --> | 0.2 | 0 | 0 | Constrained,otherwise capacity available =200kVA. | --> | 0.19 | 0 | 0 | 0.2 | 0 |  | --> | C13 ex ROSCOMMON | Roscommon [T41,T42] | LANESBORO |  | 53.6238 | -8.1842
MV/LV Substation CO***006 |  | 10 kV | _ | LV | 630 kVA :Kiosk Substation | 0.63 | --> | 0.63 | 0 | 0 | Constrained,otherwise capacity available =500kVA. | --> | 0.5985 | 0 | 0.17784 | 0.5 | 0 |  | --> | C13 ex BALLYBEGGAN | Ballybeggan [T43,T44] | TRALEE |  | 52.2665 | -9.6794
MV/LV Substation CO***006X |  | 10 kV | _ | LV | 50 kVA :Pole Substation | 0.05 | --> | 0.05 | 0.05 | 1.4 |  | --> | 0.0475 | 0 | 0 | 0.05 | 0 |  | --> | C15 ex CROSSMOLINA | Crossmolina [T41,T42] | MOY |  | 54.0945 | -9.2631
MV/LV Substation CO***006Z |  | 20 kV | _ | LV | 50 kVA :Pole Substation | 0.05 | --> | 0.05 | 0 | 0 | Constrained,otherwise capacity available =22kVA. | --> | 0.0475 | 0 | 0 | 0.05408 | 0 |  | --> | E23 ex BALTRASNA | Baltrasna [T121,T122] | BALTRASNA |  | 53.552 | -6.4327
MV/LV Substation CO***007 |  | 10 kV | _ | LV | 200 kVA :Pole Substation | 0.2 | --> | 0.2 | 0.175 | 3.3 |  | --> | 0.19 | 0 | 0 | 0 | 0 | Constrained,otherwise capacity available =203.8kW. | --> | C22 ex ENNISKEANE | Enniskeane [T41,T42] | BANDON |  | 51.7378 | -8.9406
MV/LV Substation CO***007 |  | 10 kV | _ | LV | 400 kVA :Kiosk Substation | 0.4 | --> | 0.4 | 0.312 | 4.2 |  | --> | 0.38 | 0 | 0.003705 | 0.41315 | 0 |  | --> | C22 ex NEWMARKET (SR) | Newmarket (sr) [T41,T42] | GLENLARA |  | 52.2103 | -8.9951
MV/LV Substation CO***007 |  | 10 kV | _ | LV | 400 kVA :Kiosk Substation | 0.4 | --> | 0.4 | 0 | 0 | Constrained,otherwise capacity available =307kVA. | --> | 0.38 | 0 | 0 | 0.41388 | 0 |  | --> | C17 ex KILBARRY | Kilbarry [T101,T43] | KILBARRY |  | 51.9118 | -8.4611
MV/LV Substation CO***007X |  | 10 kV | _ | LV | 630 kVA :Building Structure | 0.63 | --> | 0.63 | 0 | 0 | Constrained,otherwise capacity available =500kVA. | --> | 0.5985 | 0 | 0 | 0.37742 | 0 | Constrained,otherwise capacity available =500kW. | --> | C22 ex CASTLEISLAND | Castleisland [T41,T42] | TRALEE |  | 52.2291 | -9.4638
MV/LV Substation CO***007X |  | 10 kV | _ | LV | 200 kVA :Kiosk Substation | 0.2 | --> | 0.2 | 0.2 | 4.4 |  | --> | 0.19 | 0 | 0 | 0.2 | 0 |  | --> | C21 ex KINGSCOURT | Kingscourt [T41,T42] | MEATH HILL |  | 53.9065 | -6.7899
MV/LV Substation CO***008 |  | 10 kV | _ | LV | 400 kVA :Kiosk Substation | 0.4 | --> | 0.4 | 0.376 | 1.6 |  | --> | 0.38 | 0 | 0 | 0 | 0 | Constrained,otherwise capacity available =403.6kW. | --> | C15 ex BALLYSHANNON | Ballyshannon [T41,T42] | CATHALEENS FALL |  | 54.5024 | -8.1893
MV/LV Substation CO***008 |  | 10 kV | _ | LV | 200 kVA :Pole Substation | 0.2 | --> | 0.2 | 0.142 | 0.2 |  | --> | 0.19 | 0 | 0 | 0 | 0 | Constrained,otherwise capacity available =208.6kW. | --> | C11 ex ROSSGEIR | Rossgeir [T41,T42] | LETTERKENNY |  | 54.8308 | -7.4834
MV/LV Substation CO***008 |  | 10 kV | _ | LV | 630 kVA :Kiosk Substation | 0.63 | --> | 0.63 | 0.456 | 18.7 |  | --> | 0.5985 | 0 | 0.002223 | 0.5 | 0 |  | --> | C19 ex ARKLOW | Arklow [T101,T102] | ARKLOW |  | 52.7986 | -6.1542
MV/LV Substation CO***008 |  | 10 kV | _ | LV | 630 kVA :Building Structure | 0.63 | --> | 0.63 | 0 | 0 | Constrained,otherwise capacity available =500kVA. | --> | 0.5985 | 0 | 0.011115 | 0.5 | 0 |  | --> | C13 ex ROSCOMMON | Roscommon [T41,T42] | LANESBORO |  | 53.6247 | -8.1769
MV/LV Substation CO***008 |  | 10 kV | _ | LV | 630 kVA :Kiosk Substation | 0.63 | --> | 0.63 | 0.46 | 2.4 |  | --> | 0.5985 | 0 | 0 | 0.5 | 0 |  | --> | C14 ex GRAIGUE | Graigue [T41,T42] | CARLOW |  | 52.8391 | -6.9295
MV/LV Substation CO***008X |  | 20 kV | _ | LV | 50 kVA :Pole Substation | 0.05 | --> | 0.05 | 0 | 0 | Constrained,otherwise capacity available =50kVA. | --> | 0.0475 | 0 | 0 | 0 | 0 | Constrained,otherwise capacity available =50kW. | --> | C15 ex MOUNTRATH | Mountrath [T41,T42] | PORTLAOISE |  | 52.8625 | -7.4174
MV/LV Substation CO***009 |  | 10 kV | _ | LV | 400 kVA :Kiosk Substation | 0.4 | --> | 0.4 | 0.334 | 4.5 |  | --> | 0.38 | 0 | 0.006669 | 0.4099 | 0 |  | --> | C11 ex MALLOW | Mallow [T41,T42] | MALLOW |  | 52.1266 | -8.6496
MV/LV Substation CO***009 |  | 10 kV | _ | LV | 200 kVA :Building Structure | 0.2 | --> | 0.2 | 0.175 | 5.3 |  | --> | 0.19 | 0 | 0.08892 | 0.20376 | 0 |  | --> | C11 ex BALLYTIVNAN | Ballytivnan [T41,T42] | SLIGO |  | 54.2803 | -8.4676
MV/LV Substation CO***009X |  | 20 kV | _ | LV | 50 kVA :Pole Substation | 0.05 | --> | 0.05 | 0 | 0 | Constrained,otherwise capacity available =47kVA. | --> | 0.0475 | 0 | 0.003705 | 0 | 0 | Constrained,otherwise capacity available =50.5kW. | --> | C15 ex MOUNTRATH | Mountrath [T41,T42] | PORTLAOISE |  | 52.8597 | -7.4158
MV/LV Substation CO***009X |  | 20 kV | _ | LV | 100 kVA :Pole Substation | 0.1 | --> | 0.1 | 0 | 0 | Constrained,otherwise capacity available =81kVA. | --> | 0.095 | 0 | 0 | 0 | 0 | Constrained,otherwise capacity available =102.8kW. | --> | C20 ex KNOCKMULLEN | Knockmullen [T42,T421] | GREAT ISLAND |  | 52.3195 | -6.8864
MV/LV Substation CO***009Z |  | 10 kV | _ | LV | 400 kVA :Kiosk Substation | 0.4 | --> | 0.4 | 0.317 | 10.9 |  | --> | 0.38 | 0 | 0.014079 | 0.41241 | 0 |  | --> | C14 ex MULLINGAR | Mullingar [T101,T102] | MULLINGAR |  | 53.5399 | -7.3598
MV/LV Substation CO***010 |  | 10 kV | _ | LV | 50 kVA :Pole Substation | 0.05 | --> | 0.05 | 0 | 0 | Constrained,otherwise capacity available =43kVA. | --> | 0.0475 | 0 | 0.005928 | 0 | 0 | Constrained,otherwise capacity available =51.1kW. | --> | C11 ex GARDEN CITY | Garden City [T41,T42] | ARKLOW |  | 52.6932 | -6.2895
MV/LV Substation CO***010 |  | 10 kV | _ | LV | 400 kVA :Kiosk Substation | 0.4 | --> | 0.4 | 0 | 0 | Constrained,otherwise capacity available =294kVA. | --> | 0.38 | 0 | 0.00741 | 0.41578 | 0 |  | --> | C13 ex CARRICK ON SHANNON | Carrick On Shannon [T41,T42] | CARRICK ON SHANNON |  | 53.9488 | -8.0864
MV/LV Substation CO***010 |  | 10 kV | _ | LV | 200 kVA :Pole Substation | 0.2 | --> | 0.2 | 0.159 | 0.2 |  | --> | 0.19 | 0 | 0 | 0 | 0 | Constrained,otherwise capacity available =206.1kW. | --> | C11 ex ROSSGEIR | Rossgeir [T41,T42] | LETTERKENNY |  | 54.8291 | -7.4893
MV/LV Substation CO***010Y |  | 10 kV | _ | LV | 50 kVA :Pole Substation | 0.05 | --> | 0.05 | 0 | 0 | Constrained,otherwise capacity available =49kVA. | --> | 0.0475 | 0 | 0.001482 | 0.050152 | 0 |  | --> | C11 ex CASTLECOMER | Castlecomer [T41,T42] | BALLYRAGGET |  | 52.7876 | -7.1208
MV/LV Substation CO***011 |  | 20 kV | _ | LV | 400 kVA :Kiosk Substation | 0.4 | --> | 0.4 | 0 | 0 | Constrained,otherwise capacity available =187kVA. | --> | 0.38 | 0 | 0.012597 | 0 | 0 | Constrained,otherwise capacity available =431.1kW. | --> | E17 ex FOXHOLE | Foxhole [T421,T422] | DUNGARVAN |  | 51.9576 | -7.8565
MV/LV Substation CO***011 |  | 20 kV | _ | LV | 200 kVA :Pole Substation | 0.2 | --> | 0.2 | 0 | 0 | Constrained,otherwise capacity available =193kVA. | --> | 0.19 | 0 | 0 | 0.20106 | 0 |  | --> | E17 ex CAVAN | Cavan [T42,T421] | SHANKILL |  | 54.0052 | -7.3563
MV/LV Substation CO***011 |  | 10 kV | _ | LV | 200 kVA :Pole Substation | 0.2 | --> | 0.2 | 0 | 0 | Constrained,otherwise capacity available =196kVA. | --> | 0.19 | 0 | 0 | 0.20061 | 0 |  | --> | C16 ex LOUGHREA | Loughrea [T41,T42] | SOMERSET |  | 53.1906 | -8.5646
MV/LV Substation CO***011Z |  | 20 kV | _ | LV | 50 kVA :Pole Substation | 0.05 | --> | 0.05 | 0.048 | 2.1 |  | --> | 0.0475 | 0 | 0 | 0 | 0 | Constrained,otherwise capacity available =50.3kW. | --> | E11 ex LISDRUM | Lisdrum [T422] | LISDRUM |  | 54.2589 | -6.9234
MV/LV Substation CO***012 |  | 20 kV | _ | LV | 200 kVA :Pole Substation | 0.2 | --> | 0.2 | 0 | 0 | Constrained,otherwise capacity available =138kVA. | --> | 0.19 | 0 | 0.002964 | 0.2092 | 0 |  | --> | E12 ex BALLINROBE | Ballinrobe [T421,T422] | DALTON |  | 53.6244 | -9.2188
MV/LV Substation CO***012 |  | 10 kV | _ | LV | 630 kVA :Kiosk Substation | 0.63 | --> | 0.63 | 0 | 0 | Constrained,otherwise capacity available =500kVA. | --> | 0.5985 | 0 | 0.011115 | 0 | 0 | Constrained,otherwise capacity available =500kW. | --> | C16 ex COOLCARRON | Coolcarron [T41,T42] | BARRYMORE |  | 52.1378 | -8.2684
MV/LV Substation CO***012Y |  | 10 kV | _ | LV | 200 kVA :Kiosk Substation | 0.2 | --> | 0.2 | 0 | 0 | Constrained,otherwise capacity available =174kVA. | --> | 0.19 | 0 | 0 | 0.20391 | 0 |  | --> | C15 ex COBH | Cobh [T41,T42] | COW CROSS |  | 51.8482 | -8.3049
MV/LV Substation CO***012Z |  | 10 kV | _ | LV | 400 kVA :Kiosk Substation | 0.4 | --> | 0.4 | 0 | 0 | Constrained,otherwise capacity available =302kVA. | --> | 0.38 | 0 | 0.031122 | 0.41461 | 0 |  | --> | C17 ex SALLINS | Sallins [T41,T42] | GRIFFINRATH |  | 53.2969 | -6.6986
MV/LV Substation CO***013 |  | 10 kV | _ | LV | 630 kVA :Kiosk Substation | 0.63 | --> | 0.63 | 0.491 | 13.8 |  | --> | 0.5985 | 0 | 0.003705 | 0.5 | 0 |  | --> | C17 ex SINGLAND | Singland [T101,T102] | SINGLAND |  | 52.6712 | -8.5794
MV/LV Substation CO***013Y |  | 10 kV | _ | LV | 630 kVA :Building Structure | 0.63 | --> | 0.63 | 0 | 0 | Constrained,otherwise capacity available =500kVA. | --> | 0.5985 | 0 | 0 | 0.5 | 0 |  | --> | C18 ex CELBRIDGE | Celbridge [T41,T42] | GRIFFINRATH |  | 53.3134 | -6.5109
MV/LV Substation CO***013Z |  | 10 kV | _ | LV | 200 kVA :Kiosk Substation | 0.2 | --> | 0.2 | 0.178 | 3.5 |  | --> | 0.19 | 0 | 0 | 0.20331 | 0 |  | --> | C18 ex DUNDALK | Dundalk [T41,T42] | DUNDALK |  | 54.0163 | -6.4061
MV/LV Substation CO***014 |  | 10 kV | _ | LV | 400 kVA :Kiosk Substation | 0.4 | --> | 0.4 | 0 | 0 | Constrained,otherwise capacity available =139kVA. | --> | 0.38 | 0 | 0.019266 | 0 | 0 | Constrained,otherwise capacity available =437.8kW. | --> | C25 ex TINAHASK | Tinahask [T41,T42] | ARKLOW |  | 52.7949 | -6.1582
MV/LV Substation CO***014Y |  | 10 kV | _ | LV | 200 kVA :Kiosk Substation | 0.2 | --> | 0.2 | 0 | 0 | Constrained,otherwise capacity available =165kVA. | --> | 0.19 | 0 | 0 | 0.20525 | 0 |  | --> | C12 ex GRANAGH | Granagh [T41,T42] | WATERFORD |  | 52.3337 | -7.3168
MV/LV Substation CO***014Y |  | 10 kV | _ | LV | 630 kVA :Building Structure | 0.63 | --> | 0.63 | 0 | 0 | Constrained,otherwise capacity available =500kVA. | --> | 0.5985 | 0 | 0 | 0.5 | 0 |  | --> | C11 ex ATHGARVAN | Athgarvan [T41,T44] | NEWBRIDGE |  | 53.1664 | -6.8053
MV/LV Substation CO***014Z |  | 10 kV | _ | LV | 100 kVA :Pole Substation | 0.1 | --> | 0.1 | 0 | 0 | Constrained,otherwise capacity available =77kVA. | --> | 0.095 | 0 | 0 | 0.10343 | 0 |  | --> | C23 ex MACETOWN | Macetown [T101,T102] | MACETOWN |  | 53.3751 | -6.4809
MV/LV Substation CO***014Z |  | 20 kV | _ | LV | 400 kVA :Kiosk Substation | 0.4 | --> | 0.4 | 0.37 | 1 |  | --> | 0.38 | 0 | 0.003705 | 0.40453 | 0 |  | --> | E21 ex LONGFORD | Longford [T421,T422] | RICHMOND |  | 53.7627 | -7.835
MV/LV Substation CO***015 |  | 10 kV | _ | LV | 400 kVA :Kiosk Substation | 0.4 | --> | 0.4 | 0 | 0 | Constrained,otherwise capacity available =263kVA. | --> | 0.38 | 0 | 0.03705 | 0.37742 | 0 | Constrained,otherwise capacity available =420.3kW. | --> | C22 ex CASTLEISLAND | Castleisland [T41,T42] | TRALEE |  | 52.2324 | -9.4585
MV/LV Substation CO***015 |  | 20 kV | _ | LV | 100 kVA :Pole Substation | 0.1 | --> | 0.1 | 0 | 0 | Constrained,otherwise capacity available =26kVA. | --> | 0.095 | 0 | 0.011856 | 0.11064 | 0 |  | --> | E31 ex CAPPAMORE | Cappamore [T41,T42] | ARDNACRUSHA |  | 52.6159 | -8.3353
MV/LV Substation CO***015 |  | 10 kV | _ | LV | 50 kVA :Pole Substation | 0.05 | --> | 0.05 | 0.048 | 2.6 |  | --> | 0.0475 | 0 | 0 | 0.050303 | 0 |  | --> | C12 ex CLOONBANNIN | Cloonbannin [T42] | GLENLARA |  | 52.1456 | -9.0412
MV/LV Substation CO***016 |  | 10 kV | _ | LV | 200 kVA :Pole Substation | 0.2 | --> | 0.2 | 0.131 | 11 |  | --> | 0.19 | 0 | 0.010374 | 0.21022 | 0 |  | --> | C22 ex CLOON | Cloon [T42,T421] | CLOON |  | 53.511 | -8.8457
MV/LV Substation CO***016 |  | 20 kV | _ | LV | 100 kVA :Pole Substation | 0.1 | --> | 0.1 | 0 | 0 | Constrained,otherwise capacity available =67kVA. | --> | 0.095 | 0 | 0.004446 | 0.10489 | 0 |  | --> | C11 ex ENNIS NORTH | Ennis North [T41,T42] | ENNIS |  | 52.947 | -9.0587
MV/LV Substation CO***016X |  | 20 kV | _ | LV | 50 kVA :Pole Substation | 0.05 | --> | 0.05 | 0.05 | 2.3 |  | --> | 0.0475 | 0 | 0 | 0.05 | 0 |  | --> | E14 ex MOY | Moy [T421,T422] | MOY |  | 54.1693 | -9.2002
MV/LV Substation CO***017 |  | 10 kV | _ | LV | 630 kVA :Kiosk Substation | 0.63 | --> | 0.63 | 0.447 | 1 |  | --> | 0.5985 | 0 | 0.054834 | 0.5 | 0 |  | --> | C18 ex CORBALLY | Corbally [T41,T42] | ARDNACRUSHA |  | 52.6769 | -8.6137
MV/LV Substation CO***017 |  | 10 kV | _ | LV | 200 kVA :Pole Substation | 0.2 | --> | 0.2 | 0 | 0 | Constrained,otherwise capacity available =80kVA. | --> | 0.19 | 0 | 0.004446 | 0 | 0 | Constrained,otherwise capacity available =217.4kW. | --> | C19 ex LISMORE | Lismore [T41,T42] | DUNGARVAN |  | 52.0953 | -8.0076
MV/LV Substation CO***017 |  | 10 kV | _ | LV | 200 kVA :Kiosk Substation | 0.2 | --> | 0.2 | 0 | 0 | Constrained,otherwise capacity available =123kVA. | --> | 0.19 | 0 | 0.004446 | 0.21137 | 0 |  | --> | C12 ex CRANMORE | Cranmore [T41,T42] | SLIGO |  | 54.263 | -8.4638
MV/LV Substation CO***017 |  | 10 kV | _ | LV | 200 kVA :Building Structure | 0.2 | --> | 0.2 | 0 | 0 | Constrained,otherwise capacity available =200kVA. | --> | 0.19 | 0 | 0 | 0 | 0 | Constrained,otherwise capacity available =200kW. | --> | C19 ex PORTLAOISE | Portlaoise [T41,T42] | PORTLAOISE |  | 53.0311 | -7.3007
MV/LV Substation CO***018 |  | 10 kV | _ | LV | 400 kVA :Kiosk Substation | 0.4 | --> | 0.4 | 0 | 0 | Constrained,otherwise capacity available =330kVA. | --> | 0.38 | 0 | 0 | 0.41049 | 0 |  | --> | E13 ex DALTON | Dalton [T421,T422] | DALTON |  | 53.723 | -9.0016
MV/LV Substation CO***018 |  | 10 kV | _ | LV | 100 kVA :Pole Substation | 0.1 | --> | 0.1 | 0.025 | 0.8 |  | --> | 0.095 | 0 | 0.006669 | 0.11077 | 0 |  | --> | C18 ex MILLTOWN MALBAY | Milltown Malbay [T42] | TULLABRACK |  | 52.8465 | -9.4354
MV/LV Substation CO***018Z |  | 10 kV | _ | LV | 50 kVA :Pole Substation | 0.05 | --> | 0.05 | 0 | 0 | Constrained,otherwise capacity available =50kVA. | --> | 0.0475 | 0 | 0 | 0.05 | 0 |  | --> | C26 ex MONEYCOOLEY | Moneycooley [T41,T42,T44] | GRIFFINRATH |  | 53.3798 | -6.6081
MV/LV Substation CO***019 |  | 10 kV | _ | LV | 400 kVA :Kiosk Substation | 0.4 | --> | 0.4 | 0.317 | 3.3 |  | --> | 0.38 | 0 | 0.006669 | 0.41241 | 0 |  | --> | C11 ex LLOYD | Lloyd [T41,T42] | NAVAN |  | 53.731 | -6.8786
MV/LV Substation CO***019 |  | 10 kV | _ | LV | 400 kVA :Kiosk Substation | 0.4 | --> | 0.4 | 0.309 | 1.5 |  | --> | 0.38 | 0 | 0.034086 | 0.41359 | 0 |  | --> | C12 ex SMEARLA | Smearla [T41,T42] | TRIEN |  | 52.4483 | -9.4945
MV/LV Substation CO***019X |  | 20 kV | _ | LV | 630 kVA :Kiosk Substation | 0.63 | --> | 0.63 | 0.5 | 1.3 |  | --> | 0.5985 | 0 | 0.003705 | 0.5 | 0 |  | --> | E16 ex BALLYCROSSAUN | Ballycrossaun [T421,T422] | SOMERSET |  | 53.0935 | -8.2199
MV/LV Substation CO***019Y |  | 10 kV | _ | LV | 200 kVA :Kiosk Substation | 0.2 | --> | 0.2 | 0 | 0 | Constrained,otherwise capacity available =120kVA. | --> | 0.19 | 0 | 0.011856 | 0.2118 | 0 |  | --> | C12 ex COBH | Cobh [T41,T42] | COW CROSS |  | 51.8556 | -8.291
MV/LV Substation CO***020 |  | 10 kV | _ | LV | 200 kVA :Pole Substation | 0.2 | --> | 0.2 | 0.166 | 8.2 |  | --> | 0.19 | 0 | 0.004446 | 0.2051 | 0 |  | --> | C11 ex MOUNT MISERY | Mount Misery [T41,T42] | WATERFORD |  | 52.2744 | -7.1341
MV/LV Substation CO***020 |  | 10 kV | _ | LV | 200 kVA :Pole Substation | 0.2 | --> | 0.2 | 0 | 0 | Constrained,otherwise capacity available =167kVA. | --> | 0.19 | 0 | 0.00741 | 0.20495 | 0 |  | --> | C23 ex CASTLEISLAND | Castleisland [T41,T42] | TRALEE |  | 52.2372 | -9.4554
MV/LV Substation CO***020 |  | 10 kV | _ | LV | 100 kVA :Pole Substation | 0.1 | --> | 0.1 | 0 | 0 | Constrained,otherwise capacity available =28kVA. | --> | 0.095 | 0 | 0 | 0.11037 | 0 |  | --> | C12 ex ROSCOMMON | Roscommon [T41,T42] | LANESBORO |  | 53.6278 | -8.1992
MV/LV Substation CO***020Z |  | 10 kV | _ | LV | 200 kVA :Kiosk Substation | 0.2 | --> | 0.2 | 0 | 0 | Constrained,otherwise capacity available =160kVA. | --> | 0.19 | 0 | 0 | 0.20598 | 0 |  | --> | C19 ex SEMPERIT | Semperit [T41,T42,T43] | GRANGE CASTLE |  | 53.345 | -6.3486
MV/LV Substation CO***021 |  | 20 kV | _ | LV | 100 kVA :Pole Substation | 0.1 | --> | 0.1 | 0 | 0 | Constrained,otherwise capacity available =67kVA. | --> | 0.095 | 0 | 0 | 0.10489 | 0 |  | --> | C19 ex ENNISTYMON | Ennistymon [T41,T42] | ENNIS |  | 53.0232 | -9.28
MV/LV Substation CO***021 |  | 10 kV | _ | LV | 100 kVA :Pole Substation | 0.1 | --> | 0.1 | 0.092 | 2.8 |  | --> | 0.095 | 0 | 0 | 0.10121 | 0 |  | --> | E14 ex CLARA | Clara [T421,T422] | THORNSBERRY |  | 53.3448 | -7.5955
MV/LV Substation CO***022 |  | 10 kV | _ | LV | 200 kVA :Kiosk Substation | 0.2 | --> | 0.2 | 0 | 0 | Constrained,otherwise capacity available =44kVA. | --> | 0.19 | 0 | 0 | 0 | 0 | Constrained,otherwise capacity available =222.4kW. | --> | C16 ex COOLCARRON | Coolcarron [T41,T42] | BARRYMORE |  | 52.1354 | -8.2764
MV/LV Substation CO***022X |  | 20 kV | _ | LV | 100 kVA :Pole Substation | 0.1 | --> | 0.1 | 0.092 | 0.4 |  | --> | 0.095 | 0 | 0.00741 | 0.10121 | 0 |  | --> | C16 ex CARRAROE | Carraroe [T42] | SCREEB |  | 53.0937 | -9.5847
MV/LV Substation CO***022X |  | 10 kV | _ | LV | 400 kVA :Building Structure | 0.4 | --> | 0.4 | 0.295 | 6 |  | --> | 0.38 | 0 | 0.011115 | 0.41564 | 0 |  | --> | C12 ex TRABEG | Trabeg [T101,T102] | TRABEG |  | 51.8822 | -8.4684
MV/LV Substation CO***022Z |  | 20 kV | _ | LV | 100 kVA :Pole Substation | 0.1 | --> | 0.1 | 0.086 | 2.9 |  | --> | 0.095 | 0 | 0 | 0 | 0 | Constrained,otherwise capacity available =102.1kW. | --> | E13 ex TELAYDON | Telaydon [T42,T421] | LISDRUM |  | 54.3031 | -7.1341
MV/LV Substation CO***023 |  | 10 kV | _ | LV | 100 kVA :Pole Substation | 0.1 | --> | 0.1 | 0 | 0 | Constrained,otherwise capacity available =24kVA. | --> | 0.095 | 0 | 0 | 0.10181 | 0 |  | --> | C22 ex SKIBBEREEN | Skibbereen [T41,T42] | DUNMANWAY |  | 51.5634 | -9.2619
MV/LV Substation CO***023 |  | 10 kV | _ | LV | 100 kVA :Pole Substation | 0.1 | --> | 0.1 | 0.089 | 12.2 |  | --> | 0.095 | 0 | 0 | 0.10166 | 0 |  | --> | C18 ex BALLYBEG | Ballybeg [T101,T102] | CARRICKMINES |  | 52.9843 | -6.1364
MV/LV Substation CO***023 |  | 20 kV | _ | LV | 200 kVA :Pole Substation | 0.2 | --> | 0.2 | 0.169 | 2.8 |  | --> | 0.19 | 0 | 0.003705 | 0.20465 | 0 |  | --> | E21 ex CLARA | Clara [T421,T422] | THORNSBERRY |  | 53.3407 | -7.6221
MV/LV Substation CO***023 |  | 10 kV | _ | LV | 200 kVA :Pole Substation | 0.2 | --> | 0.2 | 0.113 | 0.9 |  | --> | 0.19 | 0 | 0.001482 | 0.2128 | 0 |  | --> | C11 ex WOODFORD | Woodford [T41,T42] | KNOCKEARAGH |  | 52.0582 | -9.4932
MV/LV Substation CO***023 |  | 10 kV | _ | LV | 400 kVA :Kiosk Substation | 0.4 | --> | 0.4 | 0 | 0 | Constrained,otherwise capacity available =44kVA. | --> | 0.38 | 0 | 0 | 0.4506 | 0 |  | --> | C17 ex MIDLETON | Midleton [T101,T102] | MIDLETON |  | 51.9168 | -8.1736
MV/LV Substation CO***023Y |  | 10 kV | _ | LV | 200 kVA :Kiosk Substation | 0.2 | --> | 0.2 | 0 | 0 | Constrained,otherwise capacity available =196kVA. | --> | 0.19 | 0 | 0 | 0.20061 | 0 |  | --> | C11 ex CASTLECOMER | Castlecomer [T41,T42] | BALLYRAGGET |  | 52.7982 | -7.2104
MV/LV Substation CO***023Y |  | 10 kV | _ | LV | 630 kVA :Building Structure | 0.63 | --> | 0.63 | 0.14262 | 0.1 | Constrained,otherwise capacity available =500kVA. | --> | 0.5985 | 0 | 0 | 0.5 | 0 |  | --> | C17 ex CARRIGLAWN | Carriglawn [T41,T42] | WEXFORD |  | 52.3441 | -6.4903
MV/LV Substation CO***023Z |  | 20 kV | _ | LV | 400 kVA :Building Structure | 0.4 | --> | 0.4 | 0.4 | 2 |  | --> | 0.38 | 0 | 0 | 0 | 0 | Constrained,otherwise capacity available =400kW. | --> | E14 ex RATHKEALE | Rathkeale [T421,T422] | RATHKEALE |  | 52.449 | -8.7353
MV/LV Substation CO***024 |  | 20 kV | _ | LV | 200 kVA :Building Structure | 0.2 | --> | 0.2 | 0 | 0 | Constrained,otherwise capacity available =121kVA. | --> | 0.19 | 0 | 0.008151 | 0.21165 | 0 |  | --> | E25 ex PATRICKSWELL | Patrickswell [T421,T422] | LIMERICK |  | 52.6468 | -8.8572
MV/LV Substation CO***025X |  | 10 kV | _ | LV | 200 kVA :Kiosk Substation | 0.2 | --> | 0.2 | 0 | 0 | Constrained,otherwise capacity available =144kVA. | --> | 0.19 | 0 | 0.002964 | 0.20833 | 0 |  | --> | C17 ex BALLYBEGGAN | Ballybeggan [T43,T44] | TRALEE |  | 52.2859 | -9.6941
MV/LV Substation CO***026 |  | 10 kV | _ | LV | 200 kVA :Pole Substation | 0.2 | --> | 0.2 | 0 | 0 | Constrained,otherwise capacity available =170kVA. | --> | 0.19 | 0 | 0.003705 | 0.2045 | 0 |  | --> | C13 ex ROSCOMMON | Roscommon [T41,T42] | LANESBORO |  | 53.6336 | -8.1794
MV/LV Substation CO***026 |  | 20 kV | _ | LV | 100 kVA :Pole Substation | 0.1 | --> | 0.1 | 0.062 | 2 |  | --> | 0.095 | 0 | 0.008892 | 0.10561 | 0 |  | --> | E17 ex MOHILL | Mohill [T421,T422] | CARRICK ON SHANNON |  | 53.9176 | -7.8568
MV/LV Substation CO***026 |  | 10 kV | _ | LV | 50 kVA :Pole Substation | 0.05 | --> | 0.05 | 0.05 | 12.2 |  | --> | 0.0475 | 0 | 0 | 0.05 | 0 |  | --> | C19 ex BALLYBEG | Ballybeg [T101,T102] | CARRICKMINES |  | 53.0073 | -6.0744
MV/LV Substation CO***027 |  | 10 kV | _ | LV | 200 kVA :Pole Substation | 0.2 | --> | 0.2 | 0 | 0 | Constrained,otherwise capacity available =200kVA. | --> | 0.19 | 0 | 0 | 0 | 0 | Constrained,otherwise capacity available =200kW. | --> | C19 ex CURRAGLASS | Curraglass [T41] | BARRYMORE |  | 52.0931 | -8.1056
MV/LV Substation CO***027 |  | 10 kV | _ | LV | 100 kVA :Pole Substation | 0.1 | --> | 0.1 | 0 | 0 | Constrained,otherwise capacity available =65kVA. | --> | 0.095 | 0 | 0.00741 | 0.10518 | 0 |  | --> | C13 ex ROSCOMMON | Roscommon [T41,T42] | LANESBORO |  | 53.6262 | -8.1883
MV/LV Substation CO***028 |  | 10 kV | _ | LV | 400 kVA :Kiosk Substation | 0.4 | --> | 0.4 | 0 | 0 | Constrained,otherwise capacity available =252kVA. | --> | 0.38 | 0 | 0.018525 | 0 | 0 | Constrained,otherwise capacity available =421.9kW. | --> | C20 ex COLLIGAN | Colligan [T41,T42] | DUNGARVAN |  | 52.0909 | -7.6354
MV/LV Substation CO***029 |  | 10 kV | _ | LV | 200 kVA :Pole Substation | 0.2 | --> | 0.2 | 0.148 | 2.9 |  | --> | 0.19 | 0 | 0.004446 | 0 | 0 | Constrained,otherwise capacity available =207.7kW. | --> | C12 ex TELAYDON | Telaydon [T42,T421] | LISDRUM |  | 54.2551 | -6.9611
MV/LV Substation CO***029 |  | 10 kV | _ | LV | 200 kVA :Kiosk Substation | 0.2 | --> | 0.2 | 0.098 | 5.8 |  | --> | 0.19 | 0 | 0.011115 | 0.21492 | 0 |  | --> | C11 ex OAKFIELD | Oakfield [T41,T42] | SLIGO |  | 54.2569 | -8.4689
MV/LV Substation CO***029X |  | 10 kV | _ | LV | 100 kVA :Pole Substation | 0.1 | --> | 0.1 | 0.036 | 0.7 |  | --> | 0.095 | 0 | 0.069654 | 0.10927 | 0 |  | --> | C15 ex RAHANS | Rahans [T41] | MOY |  | 54.0908 | -9.1687
MV/LV Substation CO***029Z |  | 10 kV | _ | LV | 50 kVA :Pole Substation | 0.05 | --> | 0.05 | 0 | 0 | Constrained,otherwise capacity available =50kVA. | --> | 0.0475 | 0 | 0 | 0.05 | 0 |  | --> | C15 ex MONEYCOOLEY | Moneycooley [T41,T42,T44] | GRIFFINRATH |  | 53.3521 | -6.64
MV/LV Substation CO***030 |  | 10 kV | _ | LV | 100 kVA :Pole Substation | 0.1 | --> | 0.1 | 0.073 | 3.1 |  | --> | 0.095 | 0 | 0 | 0.10402 | 0 |  | --> | C14 ex BELLFIELD | Bellfield [T41,T42] | CRANE |  | 52.5025 | -6.5583
MV/LV Substation CO***030 |  | 10 kV | _ | LV | 200 kVA :Kiosk Substation | 0.2 | --> | 0.2 | 0 | 0 | Constrained,otherwise capacity available =42kVA. | --> | 0.19 | 0 | 0 | 0.22263 | 0 |  | --> | C15 ex LOUGHSHINNY | Loughshinny [T41,T42] | GLASMORE |  | 53.5223 | -6.0927
MV/LV Substation CO***030 |  | 10 kV | _ | LV | 400 kVA :Kiosk Substation | 0.4 | --> | 0.4 | 0 | 0 | Constrained,otherwise capacity available =350kVA. | --> | 0.38 | 0 | 0 | 0.40752 | 0 |  | --> | C17 ex ATHGARVAN | Athgarvan [T41,T44] | NEWBRIDGE |  | 53.1759 | -6.7956
MV/LV Substation CO***030 |  | 10 kV | _ | LV | 200 kVA :Kiosk Substation | 0.2 | --> | 0.2 | 0 | 0 | Constrained,otherwise capacity available =123kVA. | --> | 0.19 | 0 | 0.00741 | 0.21137 | 0 |  | --> | C17 ex GRAIGUENAMANAGH | Graiguenamanagh [T41,T42] | KILKENNY |  | 52.5413 | -6.9598
MV/LV Substation CO***031 |  | 10 kV | _ | LV | 630 kVA :Building Structure | 0.63 | --> | 0.63 | 0.5 | 1.4 |  | --> | 0.5985 | 0 | 0 | 0.5 | 0 |  | --> | C22 ex RINEANNA | Rineanna [T41,T42] | DRUMLINE |  | 52.6958 | -8.9285
MV/LV Substation CO***031 |  | 10 kV | _ | LV | 400 kVA :Kiosk Substation | 0.4 | --> | 0.4 | 0 | 0 | Constrained,otherwise capacity available =388kVA. | --> | 0.38 | 0 | 0.00741 | 0.40182 | 0 |  | --> | C15 ex CLONAKILTY | Clonakilty [T41,T42] | DUNMANWAY |  | 51.6186 | -8.8945
MV/LV Substation CO***031Z |  | 10 kV | _ | LV | 630 kVA :Kiosk Substation | 0.63 | --> | 0.63 | 0 | 0 | Constrained,otherwise capacity available =500kVA. | --> | 0.5985 | 0 | 0 | 0.5 | 0 |  | --> | C26 ex ACADEMY STREET | Academy Street [T421,T422,T44] | NAVAN |  | 53.6542 | -6.6844
MV/LV Substation CO***032X |  | 20 kV | _ | LV | 50 kVA :Pole Substation | 0.05 | --> | 0.05 | 0 | 0 | Constrained,otherwise capacity available =8kVA. | --> | 0.0475 | 0 | 0.003705 | 0.055993 | 0 |  | --> | C22 ex ENNISTYMON | Ennistymon [T41,T42] | ENNIS |  | 53.0087 | -9.3532
MV/LV Substation CO***033 |  | 10 kV | _ | LV | 400 kVA :Kiosk Substation | 0.4 | --> | 0.4 | 0 | 0 | Constrained,otherwise capacity available =322kVA. | --> | 0.38 | 0 | 0.011856 | 0.41167 | 0 |  | --> | C15 ex DEERPARK | Deerpark [T41,T42] | BALLYDINE |  | 52.3419 | -7.4107
MV/LV Substation CO***033 |  | 10 kV | _ | LV | 50 kVA :Pole Substation | 0.05 | --> | 0.05 | 0.049 | 1.5 |  | --> | 0.0475 | 0 | 0 | 0.050152 | 0 |  | --> | C19 ex SHERCOCK | Shercock [T41,T42] | MEATH HILL |  | 53.9734 | -6.9746
MV/LV Substation CO***033Y |  | 10 kV | _ | LV | 400 kVA :Building Structure | 0.4 | --> | 0.4 | 0 | 0 | Constrained,otherwise capacity available =400kVA. | --> | 0.38 | 0 | 0 | 0 | 0 | Constrained,otherwise capacity available =400kW. | --> | C19 ex CURRAGLASS | Curraglass [T41] | BARRYMORE |  | 52.0932 | -8.1034
MV/LV Substation CO***033Z |  | 10 kV | _ | LV | 630 kVA :Kiosk Substation | 0.63 | --> | 0.63 | 0 | 0 | Constrained,otherwise capacity available =473kVA. | --> | 0.5985 | 0 | 0 | 0.5 | 0 |  | --> | C14 ex MERVILLE | Merville [T41,T42] | FINGLAS |  | 53.378 | -6.2879
MV/LV Substation CO***034 |  | 20 kV | _ | LV | 400 kVA :Kiosk Substation | 0.4 | --> | 0.4 | 0.345 | 2.8 |  | --> | 0.38 | 0 | 0.013338 | 0.40827 | 0 |  | --> | E13 ex BALLYRAGGET | Ballyragget [T421,T422] | BALLYRAGGET |  | 52.7889 | -7.3389
MV/LV Substation CO***034 |  | 20 kV | _ | LV | 200 kVA :Pole Substation | 0.2 | --> | 0.2 | 0.138 | 0.9 |  | --> | 0.19 | 0 | 0 | 0.2092 | 0 |  | --> | E17 ex RATHMORE | Rathmore [T42,T421] | KNOCKEARAGH |  | 52.0595 | -9.0639
MV/LV Substation CO***034 |  | 10 kV | _ | LV | 400 kVA :Kiosk Substation | 0.4 | --> | 0.4 | 0 | 0 | Constrained,otherwise capacity available =329kVA. | --> | 0.38 | 0 | 0.015561 | 0 | 0 | Constrained,otherwise capacity available =410.6kW. | --> | C11 ex GARDEN CITY | Garden City [T41,T42] | ARKLOW |  | 52.6782 | -6.2987
MV/LV Substation CO***034 |  | 10 kV | _ | LV | 200 kVA :Kiosk Substation | 0.2 | --> | 0.2 | 0 | 0 | Constrained,otherwise capacity available =163kVA. | --> | 0.19 | 0 | 0.003705 | 0.20554 | 0 |  | --> | C14 ex FORTUNESTOWN | Fortunestown [T101,T102] | INCHICORE 220KV |  | 53.2803 | -6.4319
MV/LV Substation CO***034 |  | 10 kV | _ | LV | 400 kVA :Kiosk Substation | 0.4 | --> | 0.4 | 0 | 0 | Constrained,otherwise capacity available =155kVA. | --> | 0.38 | 0 | 0.006669 | 0 | 0 | Constrained,otherwise capacity available =435.6kW. | --> | C14 ex KNOCKMULLEN | Knockmullen [T42,T421] | GREAT ISLAND |  | 52.3983 | -6.9393
MV/LV Substation CO***035 |  | 20 kV | _ | LV | 200 kVA :Pole Substation | 0.2 | --> | 0.2 | 0.063 | 0.6 |  | --> | 0.19 | 0 | 0.004446 | 0.21978 | 0 |  | --> | E12 ex FERNS | Ferns [T421] | CRANE |  | 52.591 | -6.503
MV/LV Substation CO***035 |  | 10 kV | _ | LV | 630 kVA :Building Structure | 0.63 | --> | 0.63 | 0.222 | 2.9 |  | --> | 0.5985 | 0 | 0 | 0.5 | 0 |  | --> | C15 ex ABBEYLAND | Abbeyland [T41,T42] | NAVAN |  | 53.6527 | -6.6828
MV/LV Substation CO***035Y |  | 10 kV | _ | LV | 100 kVA :Pole Substation | 0.1 | --> | 0.1 | 0 | 0 | Constrained,otherwise capacity available =79kVA. | --> | 0.095 | 0 | 0.008151 | 0.10314 | 0 |  | --> | C18 ex CELBRIDGE | Celbridge [T41,T42] | GRIFFINRATH |  | 53.3063 | -6.4979
MV/LV Substation CO***036 |  | 20 kV | _ | LV | 400 kVA :Kiosk Substation | 0.4 | --> | 0.4 | 0.305 | 0.4 |  | --> | 0.38 | 0 | 0.00741 | 0.41417 | 0 |  | --> | E15 ex TULLOW | Tullow [T421,T422] | CARLOW |  | 52.8002 | -6.7314
MV/LV Substation CO***036 |  | 10 kV | _ | LV | 400 kVA :Kiosk Substation | 0.4 | --> | 0.4 | 0 | 0 | Constrained,otherwise capacity available =255kVA. | --> | 0.38 | 0 | 0.022971 | 0.42144 | 0 |  | --> | C14 ex BALBRIGGAN | Balbriggan [T42] | GLASMORE |  | 53.6056 | -6.1852
MV/LV Substation CO***036X |  | 10 kV | _ | LV | 630 kVA :Kiosk Substation | 0.63 | --> | 0.63 | 0.469 | 1.8 |  | --> | 0.5985 | 0 | 0.001482 | 0.5 | 0 |  | --> | C11 ex MOYLISH | Moylish [T41,T42] | ARDNACRUSHA |  | 52.6807 | -8.641
MV/LV Substation CO***037X |  | 20 kV | _ | LV | 100 kVA :Pole Substation | 0.1 | --> | 0.1 | 0 | 0 | Constrained,otherwise capacity available =100kVA. | --> | 0.095 | 0 | 0 | 0.1 | 0 |  | --> | E18 ex PATRICKSWELL | Patrickswell [T421,T422] | LIMERICK |  | 52.5976 | -8.7005
MV/LV Substation CO***037Y |  | 10 kV | _ | LV | 200 kVA :Kiosk Substation | 0.2 | --> | 0.2 | 0.195 | 0.9 |  | --> | 0.19 | 0 | 0 | 0.20076 | 0 |  | --> | C11 ex COES ROAD | Coes Road [T41,T42] | DUNDALK |  | 54.0022 | -6.3765
MV/LV Substation CO***038X |  | 10 kV | _ | LV | 400 kVA :Kiosk Substation | 0.4 | --> | 0.4 | 0.259 | 5.8 |  | --> | 0.38 | 0 | 0.00741 | 0.42086 | 0 |  | --> | E15 ex ABBEYFEALE | Abbeyfeale [T421] | TRIEN |  | 52.3852 | -9.2993
MV/LV Substation CO***038X |  | 20 kV | _ | LV | 50 kVA :Pole Substation | 0.05 | --> | 0.05 | 0.047 | 2.5 |  | --> | 0.0475 | 0 | 0 | 0.050453 | 0 |  | --> | E17 ex EDGEWORTHSTOWN | Edgeworthstown [T421,T422] | RICHMOND |  | 53.6673 | -7.6741
MV/LV Substation CO***039 |  | 10 kV | _ | LV | 200 kVA :Building Structure | 0.2 | --> | 0.2 | 0 | 0 | Constrained,otherwise capacity available =194kVA. | --> | 0.19 | 0 | 0 | 0.20091 | 0 |  | --> | C18 ex FINISKLIN | Finisklin [T41,T42] | SLIGO |  | 54.2818 | -8.4914
MV/LV Substation CO***039 |  | 20 kV | _ | LV | 50 kVA :Pole Substation | 0.05 | --> | 0.05 | 0 | 0 | Constrained,otherwise capacity available =42kVA. | --> | 0.0475 | 0 | 0.006669 | 0 | 0 | Constrained,otherwise capacity available =51.2kW. | --> | E17 ex SPRINGS | Springs [T421,T422] | DUNGARVAN |  | 52.1398 | -7.6447
MV/LV Substation CO***039 |  | 10 kV | _ | LV | 400 kVA :Building Structure | 0.4 | --> | 0.4 | 0.26 | 1.4 |  | --> | 0.38 | 0 | 0.002223 | 0.42072 | 0 |  | --> | C15 ex RINEANNA | Rineanna [T41,T42] | DRUMLINE |  | 52.7013 | -8.8925
MV/LV Substation CO***039X |  | 10 kV | _ | LV | 400 kVA :Kiosk Substation | 0.4 | --> | 0.4 | 0.361 | 0.4 |  | --> | 0.38 | 0 | 0 | 0 | 0 | Constrained,otherwise capacity available =405.9kW. | --> | C13 ex SWINFORD | Swinford [T41,T42] | CASTLEBAR |  | 53.942 | -8.9522
MV/LV Substation CO***039X |  | 10 kV | _ | LV | 50 kVA :Pole Substation | 0.05 | --> | 0.05 | 0 | 0 | Constrained,otherwise capacity available =49kVA. | --> | 0.0475 | 0 | 0 | 0.050152 | 0 |  | --> | C22 ex SKIBBEREEN | Skibbereen [T41,T42] | DUNMANWAY |  | 51.5647 | -9.2634
MV/LV Substation CO***039X |  | 20 kV | _ | LV | 50 kVA :Pole Substation | 0.05 | --> | 0.05 | 0.05 | 17.8 |  | --> | 0.0475 | 0 | 0 | 0.05 | 0 |  | --> | E21 ex BANOGE | Banoge [T121,T122] | BANOGE |  | 52.6629 | -6.319
MV/LV Substation CO***039Y |  | 10 kV | _ | LV | 200 kVA :Pole Substation | 0.2 | --> | 0.2 | 0 | 0 | Constrained,otherwise capacity available =123kVA. | --> | 0.19 | 0 | 0.024453 | 0.21137 | 0 |  | --> | C18 ex LITTLE MILLS | Little Mills [T41] | DUNDALK |  | 53.9309 | -6.4062
MV/LV Substation CO***040 |  | 10 kV | _ | LV | 200 kVA :Pole Substation | 0.2 | --> | 0.2 | 0 | 0 | Constrained,otherwise capacity available =88kVA. | --> | 0.19 | 0 | 0.030381 | 0.21632 | 0 |  | --> | C11 ex MORNINGTON ROAD | Mornington Road [T41,T42] | DRYBRIDGE |  | 53.7103 | -6.3531
MV/LV Substation CO***040Y |  | 10 kV | _ | LV | 400 kVA :Kiosk Substation | 0.4 | --> | 0.4 | 0.393 | 3.9 |  | --> | 0.38 | 0 | 0 | 0.40106 | 0 |  | --> | C21 ex GALWAY 110KV | Galway 110kv [T102,T103] | GALWAY 110KV |  | 53.2815 | -8.9863
MV/LV Substation CO***040Y |  | 10 kV | _ | LV | 200 kVA :Pole Substation | 0.2 | --> | 0.2 | 0 | 0 | Constrained,otherwise capacity available =186kVA. | --> | 0.19 | 0 | 0.003705 | 0 | 0 | Constrained,otherwise capacity available =202.1kW. | --> | C20 ex KNOCKAPHUNTA | Knockaphunta [T41,T42] | CASTLEBAR |  | 53.8045 | -9.2154
MV/LV Substation CO***040Z |  | 10 kV | _ | LV | 200 kVA :Building Structure | 0.2 | --> | 0.2 | 0.139 | 13.2 |  | --> | 0.19 | 0 | 0.003705 | 0.20906 | 0 |  | --> | C19 ex ARTANE | Artane [T101,T102] | FINGLAS |  | 53.3937 | -6.2029
MV/LV Substation CO***041Y |  | 10 kV | _ | LV | 400 kVA :Building Structure | 0.4 | --> | 0.4 | 0 | 0 | Constrained,otherwise capacity available =400kVA. | --> | 0.38 | 0 | 0 | 0.4 | 0 |  | --> | C12 ex COBH | Cobh [T41,T42] | COW CROSS |  | 51.8545 | -8.2881
MV/LV Substation CO***041Y |  | 10 kV | _ | LV | 200 kVA :Pole Substation | 0.2 | --> | 0.2 | 0 | 0 | Constrained,otherwise capacity available =134kVA. | --> | 0.19 | 0 | 0 | 0.20978 | 0 |  | --> | C18 ex CELBRIDGE | Celbridge [T41,T42] | GRIFFINRATH |  | 53.3007 | -6.4817
MV/LV Substation CO***042 |  | 10 kV | _ | LV | 400 kVA :Kiosk Substation | 0.4 | --> | 0.4 | 0 | 0 | Constrained,otherwise capacity available =365kVA. | --> | 0.38 | 0 | 0.011856 | 0.40528 | 0 |  | --> | C12 ex COBH | Cobh [T41,T42] | COW CROSS |  | 51.8552 | -8.2885
MV/LV Substation CO***042 |  | 10 kV | _ | LV | 630 kVA :Kiosk Substation | 0.63 | --> | 0.63 | 0.454 | 2.4 |  | --> | 0.5985 | 0 | 0.024453 | 0.5 | 0 |  | --> | C19 ex BRAY | Bray [T41,T42] | FASSAROE |  | 53.1972 | -6.095
MV/LV Substation CO***043Y |  | 10 kV | _ | LV | 400 kVA :Kiosk Substation | 0.4 | --> | 0.4 | 0 | 0 | Constrained,otherwise capacity available =336kVA. | --> | 0.38 | 0 | 0.005928 | 0.4096 | 0 |  | --> | C12 ex COBH | Cobh [T41,T42] | COW CROSS |  | 51.8561 | -8.2939
MV/LV Substation CO***044 |  | 10 kV | _ | LV | 400 kVA :Kiosk Substation | 0.4 | --> | 0.4 | 0.252 | 13.2 |  | --> | 0.38 | 0 | 0.024453 | 0.42187 | 0 |  | --> | C24 ex ARTANE | Artane [T101,T102] | FINGLAS |  | 53.3852 | -6.227
MV/LV Substation CO***044X |  | 10 kV | _ | LV | 630 kVA :Kiosk Substation | 0.63 | --> | 0.63 | 0.5 | 1 |  | --> | 0.5985 | 0 | 0 | 0.5 | 0 |  | --> | C17 ex NEWMARKET (DR) | Newmarket (dr) [T41] | FRANCIS STREET |  | 53.3425 | -6.275
MV/LV Substation CO***044Z |  | 20 kV | _ | LV | 50 kVA :Pole Substation | 0.05 | --> | 0.05 | 0 | 0 | Constrained,otherwise capacity available =45kVA. | --> | 0.0475 | 0 | 0 | 0.050753 | 0 |  | --> | E16 ex CURRALEIGH | Curraleigh [T421,T422] | KILBARRY |  | 51.9963 | -8.7731
MV/LV Substation CO***044Z |  | 20 kV | _ | LV | 50 kVA :Pole Substation | 0.05 | --> | 0.05 | 0 | 0 | Constrained,otherwise capacity available =20kVA. | --> | 0.0475 | 0 | 0.001482 | 0.054359 | 0 |  | --> | C24 ex ATHLONE | Athlone [T41,T42] | ATHLONE |  | 53.3743 | -8.0059
MV/LV Substation CO***045 |  | 10 kV | _ | LV | 1000 kVA :Building Structure | 1 | --> | 1 | 0 | 0 | Constrained,otherwise capacity available =500kVA. | --> | 0.95 | 0 | 0 | 0 | 0 | Constrained,otherwise capacity available =500kW. | --> | C16 ex COOLCARRON | Coolcarron [T41,T42] | BARRYMORE |  | 52.1374 | -8.2751
MV/LV Substation CO***045 |  | 10 kV | _ | LV | 630 kVA :Kiosk Substation | 0.63 | --> | 0.63 | 0.439 | 13.2 |  | --> | 0.5985 | 0 | 0.027417 | 0.5 | 0 |  | --> | C24 ex ARTANE | Artane [T101,T102] | FINGLAS |  | 53.3859 | -6.2326
MV/LV Substation CO***045X |  | 10 kV | _ | LV | 200 kVA :Pole Substation | 0.2 | --> | 0.2 | 0 | 0 | Constrained,otherwise capacity available =150kVA. | --> | 0.19 | 0 | 0 | 0 | 0 | Constrained,otherwise capacity available =207.5kW. | --> | C18 ex DUNGLOE | Dungloe [T41,T42] | ARDNAGAPPARY |  | 54.956 | -8.3542
MV/LV Substation CO***045Z |  | 10 kV | _ | LV | 630 kVA :Building Structure | 0.63 | --> | 0.63 | 0.5 | 6 |  | --> | 0.5985 | 0 | 0.20452 | 0.5 | 0 |  | --> | C17 ex TRABEG | Trabeg [T101,T102] | TRABEG |  | 51.8674 | -8.4927
MV/LV Substation CO***045Z |  | 10 kV | _ | LV | 200 kVA :Kiosk Substation | 0.2 | --> | 0.2 | 0.173 | 2.9 |  | --> | 0.19 | 0 | 0.018525 | 0 | 0 | Constrained,otherwise capacity available =204.1kW. | --> | E21 ex TELAYDON | Telaydon [T42,T421] | LISDRUM |  | 54.26 | -6.9642
MV/LV Substation CO***046 |  | 10 kV | _ | LV | 400 kVA :Kiosk Substation | 0.4 | --> | 0.4 | 0 | 0 | Constrained,otherwise capacity available =320kVA. | --> | 0.38 | 0 | 0.01482 | 0 | 0 | Constrained,otherwise capacity available =412kW. | --> | C21 ex COOLCARRON | Coolcarron [T41,T42] | BARRYMORE |  | 52.1326 | -8.2804
MV/LV Substation CO***047 |  | 10 kV | _ | LV | 200 kVA :Pole Substation | 0.2 | --> | 0.2 | 0 | 0 | Constrained,otherwise capacity available =124kVA. | --> | 0.19 | 0 | 0 | 0 | 0 | Constrained,otherwise capacity available =211.2kW. | --> | C15 ex PORTARLINGTON | Portarlington [T41,T42] | PORTLAOISE |  | 53.1577 | -7.1871
MV/LV Substation CO***047 |  | 10 kV | _ | LV | 100 kVA :Pole Substation | 0.1 | --> | 0.1 | 0 | 0 | Constrained,otherwise capacity available =87kVA. | --> | 0.095 | 0 | 0 | 0.10195 | 0 |  | --> | C13 ex POPPINTREE | Poppintree [T101,T102] | FINGLAS |  | 53.4181 | -6.2633
MV/LV Substation CO***048 |  | 10 kV | _ | LV | 630 kVA :Kiosk Substation | 0.63 | --> | 0.63 | 0.364 | 13.2 |  | --> | 0.5985 | 0 | 0.064467 | 0.5 | 0 |  | --> | C28 ex ARTANE | Artane [T101,T102] | FINGLAS |  | 53.385 | -6.2036
MV/LV Substation CO***048 |  | 10 kV | _ | LV | 100 kVA :Pole Substation | 0.1 | --> | 0.1 | 0 | 0 | Constrained,otherwise capacity available =82kVA. | --> | 0.095 | 0 | 0 | 0.1027 | 0 |  | --> | C18 ex HOLYCROSS ROAD | Holycross Road [T41,T42] | THURLES |  | 52.6796 | -7.8277
MV/LV Substation CO***048 |  | 10 kV | _ | LV | 200 kVA :Kiosk Substation | 0.2 | --> | 0.2 | 0.019092 | 0 | Constrained,otherwise capacity available =128kVA. | --> | 0.19 | 0 | 0 | 0 | 0 | Constrained,otherwise capacity available =210.6kW. | --> | C14 ex BALLYBAY | Ballybay [T41,T42] | LISDRUM |  | 54.1234 | -6.9022
MV/LV Substation CO***048X |  | 10 kV | _ | LV | 200 kVA :Building Structure | 0.2 | --> | 0.2 | 0.185 | 14.2 |  | --> | 0.19 | 0 | 0 | 0.20226 | 0 |  | --> | C22 ex COOKSTOWN | Cookstown [T101,T102] | CARRICKMINES |  | 53.294 | -6.3841
MV/LV Substation CO***048Y |  | 10 kV | _ | LV | 400 kVA :Building Structure | 0.4 | --> | 0.4 | 0 | 0 | Constrained,otherwise capacity available =373kVA. | --> | 0.38 | 0 | 0 | 0.40408 | 0 |  | --> | C16 ex CAHIRCALLA | Cahircalla [T41,T42] | ENNIS |  | 52.842 | -8.987
MV/LV Substation CO***048Y |  | 10 kV | _ | LV | 200 kVA :Pole Substation | 0.2 | --> | 0.2 | 0.181 | 0.7 |  | --> | 0.19 | 0 | 0 | 0.20286 | 0 |  | --> | C20 ex KILRUSH | Kilrush [T41,T42] | TULLABRACK |  | 52.7013 | -9.4216
MV/LV Substation CO***049 |  | 10 kV | _ | LV | 400 kVA :Kiosk Substation | 0.4 | --> | 0.4 | 0.266 | 0.9 |  | --> | 0.38 | 0 | 0.008892 | 0.41985 | 0 |  | --> | C15 ex CLONARD | Clonard [T41,T42] | WEXFORD |  | 52.3312 | -6.4774
MV/LV Substation CO***049 |  | 10 kV | _ | LV | 630 kVA :Building Structure | 0.63 | --> | 0.63 | 0.5 | 5.7 |  | --> | 0.5985 | 0 | 0.012597 | 0.5 | 0 |  | --> | C11 ex RAMPARTS | Ramparts [T41,T42] | DUNDALK |  | 53.989 | -6.4019
MV/LV Substation CO***049X |  | 10 kV | _ | LV | 400 kVA :Building Structure | 0.4 | --> | 0.4 | 0.339 | 4 |  | --> | 0.38 | 0 | 0 | 0.40916 | 0 |  | --> | C15 ex BALLINCLEA | Ballinclea [T41] | CHERRYWOOD |  | 53.2758 | -6.0951
MV/LV Substation CO***049X |  | 20 kV | _ | LV | 50 kVA :Pole Substation | 0.05 | --> | 0.05 | 0 | 0 | Constrained,otherwise capacity available =35kVA. | --> | 0.0475 | 0 | 0 | 0.052228 | 0 |  | --> | C11 ex ENNIS NORTH | Ennis North [T41,T42] | ENNIS |  | 52.9423 | -9.0636
MV/LV Substation CO***049X |  | 20 kV | _ | LV | 200 kVA :Kiosk Substation | 0.2 | --> | 0.2 | 0 | 0 | Constrained,otherwise capacity available =81kVA. | --> | 0.19 | 0 | 0.068172 | 0.2173 | 0 |  | --> | E19 ex KILCOCK | Kilcock [T421,T422] | GRIFFINRATH |  | 53.3951 | -6.674
MV/LV Substation CO***050 |  | 10 kV | _ | LV | 200 kVA :Kiosk Substation | 0.2 | --> | 0.2 | 0.109 | 1.7 |  | --> | 0.19 | 0 | 0 | 0.21336 | 0 |  | --> | C20 ex ATHY | Athy [T101,T102] | ATHY |  | 52.9963 | -6.9811
MV/LV Substation CO***050 |  | 10 kV | _ | LV | 400 kVA :Kiosk Substation | 0.4 | --> | 0.4 | 0 | 0 | Constrained,otherwise capacity available =291kVA. | --> | 0.38 | 0 | 0.022971 | 0.41622 | 0 |  | --> | C23 ex TRAMORE | Tramore [T41,T42] | BUTLERSTOWN |  | 52.1689 | -7.1539
MV/LV Substation CO***050X |  | 10 kV | _ | LV | 100 kVA :Pole Substation | 0.1 | --> | 0.1 | 0 | 0 | Constrained,otherwise capacity available =78kVA. | --> | 0.095 | 0 | 0 | 0.10329 | 0 |  | --> | C18 ex ATHBOY | Athboy [T42] | NAVAN |  | 53.6236 | -6.9229
MV/LV Substation CO***050X |  | 20 kV | _ | LV | 200 kVA :Kiosk Substation | 0.2 | --> | 0.2 | 0 | 0 | Constrained,otherwise capacity available =128kVA. | --> | 0.19 | 0 | 0.002964 | 0.21065 | 0 |  | --> | C11 ex ENNIS NORTH | Ennis North [T41,T42] | ENNIS |  | 52.9454 | -9.0622
MV/LV Substation CO***050Y |  | 10 kV | _ | LV | 400 kVA :Kiosk Substation | 0.4 | --> | 0.4 | 0 | 0 | Constrained,otherwise capacity available =330kVA. | --> | 0.38 | 0 | 0.011856 | 0 | 0 | Constrained,otherwise capacity available =410.5kW. | --> | C14 ex TEMPLEMORE | Templemore [T41,T42] | IKERRIN |  | 52.7171 | -7.5879
MV/LV Substation CO***051 |  | 10 kV | _ | LV | 400 kVA :Kiosk Substation | 0.4 | --> | 0.4 | 0.205 | 12.2 |  | --> | 0.38 | 0 | 0.00741 | 0.42857 | 0 |  | --> | C22 ex BALLYBEG | Ballybeg [T101,T102] | CARRICKMINES |  | 52.9798 | -6.0395
MV/LV Substation CO***051X |  | 20 kV | _ | LV | 50 kVA :Pole Substation | 0.05 | --> | 0.05 | 0 | 0 | Constrained,otherwise capacity available =44kVA. | --> | 0.0475 | 0 | 0 | 0.050903 | 0 |  | --> | C11 ex ENNIS NORTH | Ennis North [T41,T42] | ENNIS |  | 52.9466 | -9.0648
MV/LV Substation CO***052 |  | 10 kV | _ | LV | 50 kVA :Pole Substation | 0.05 | --> | 0.05 | 0 | 0 | Constrained,otherwise capacity available =50kVA. | --> | 0.0475 | 0 | 0 | 0.05 | 0 |  | --> | C16 ex GRAIGUENAMANAGH | Graiguenamanagh [T41,T42] | KILKENNY |  | 52.5356 | -6.9827
MV/LV Substation CO***052X |  | 20 kV | _ | LV | 200 kVA :Pole Substation | 0.2 | --> | 0.2 | 0 | 0 | Constrained,otherwise capacity available =82kVA. | --> | 0.19 | 0 | 0.003705 | 0.21716 | 0 |  | --> | C11 ex ENNIS NORTH | Ennis North [T41,T42] | ENNIS |  | 52.9457 | -9.0651
MV/LV Substation CO***053 |  | 20 kV | _ | LV | 200 kVA :Pole Substation | 0.2 | --> | 0.2 | 0 | 0 | Constrained,otherwise capacity available =114kVA. | --> | 0.19 | 0 | 0.003705 | 0.21265 | 0 |  | --> | E11 ex GLASMORE | Glasmore [T421,T422] | GLASMORE |  | 53.4748 | -6.1247
MV/LV Substation CO***053 |  | 10 kV | _ | LV | 200 kVA :Pole Substation | 0.2 | --> | 0.2 | 0 | 0 | Constrained,otherwise capacity available =139kVA. | --> | 0.19 | 0 | 0.012597 | 0 | 0 | Constrained,otherwise capacity available =209.1kW. | --> | C15 ex BANTRY | Bantry [T41,T42] | BALLYLICKY |  | 51.6859 | -9.4492
MV/LV Substation CO***053Y |  | 20 kV | _ | LV | 400 kVA :Kiosk Substation | 0.4 | --> | 0.4 | 0.339 | 3.5 |  | --> | 0.38 | 0 | 0 | 0 | 0 | Constrained,otherwise capacity available =409.2kW. | --> | E11 ex DUNFIRTH | Dunfirth [T122] | DUNFIRTH |  | 53.4138 | -6.8291
MV/LV Substation CO***053Y |  | 20 kV | _ | LV | 200 kVA :Pole Substation | 0.2 | --> | 0.2 | 0.2 | 4.2 |  | --> | 0.19 | 0 | 0 | 0.2 | 0 |  | --> | E14 ex ERRIGAL | Errigal [T41,T422] | SHANKILL |  | 54.0196 | -7.0543
MV/LV Substation CO***054 |  | 10 kV | _ | LV | 630 kVA :Kiosk Substation | 0.63 | --> | 0.63 | 0.34 | 4.5 |  | --> | 0.5985 | 0 | 0.028158 | 0.5 | 0 |  | --> | C21 ex BOGHALL ROAD | Boghall Road [T41,T42] | FASSAROE |  | 53.1987 | -6.0995
MV/LV Substation CO***054Y |  | 20 kV | _ | LV | 400 kVA :Kiosk Substation | 0.4 | --> | 0.4 | 0 | 0 | Constrained,otherwise capacity available =337kVA. | --> | 0.38 | 0 | 0.026676 | 0.40945 | 0 |  | --> | E17 ex BALTRASNA | Baltrasna [T121,T122] | BALTRASNA |  | 53.5096 | -6.547
MV/LV Substation CO***055 |  | 10 kV | _ | LV | 400 kVA :Building Structure | 0.4 | --> | 0.4 | 0.398 | 2.9 |  | --> | 0.38 | 0 | 0 | 0 | 0 | Constrained,otherwise capacity available =400.3kW. | --> | C18 ex TELAYDON | Telaydon [T42,T421] | LISDRUM |  | 54.2502 | -6.9748
MV/LV Substation CO***055 |  | 10 kV | _ | LV | 50 kVA :Pole Substation | 0.05 | --> | 0.05 | 0 | 0 | Constrained,otherwise capacity available =48kVA. | --> | 0.0475 | 0 | 0 | 0.050303 | 0 |  | --> | C14 ex GREYSTONES | Greystones [T41,T42] | FASSAROE |  | 53.1502 | -6.1141
MV/LV Substation CO***055Y |  | 10 kV | _ | LV | 200 kVA :Kiosk Substation | 0.2 | --> | 0.2 | 0 | 0 | Constrained,otherwise capacity available =193kVA. | --> | 0.19 | 0 | 0.003705 | 0.20106 | 0 |  | --> | C21 ex ENNISTYMON | Ennistymon [T41,T42] | ENNIS |  | 52.9304 | -9.34
MV/LV Substation CO***055Z |  | 10 kV | _ | LV | 200 kVA :Kiosk Substation | 0.2 | --> | 0.2 | 0 | 0 | Constrained,otherwise capacity available =155kVA. | --> | 0.19 | 0 | 0.024453 | 0.20672 | 0 |  | --> | C12 ex COOLMINE | Coolmine [T41,T42] | FINGLAS |  | 53.3835 | -6.3908
MV/LV Substation CO***056 |  | 10 kV | _ | LV | 200 kVA :Pole Substation | 0.2 | --> | 0.2 | 0.146 | 1.4 |  | --> | 0.19 | 0 | 0.019266 | 0.20804 | 0 |  | --> | E18 ex KILLINICK | Killinick [T421,T422] | WEXFORD |  | 52.2713 | -6.3858
MV/LV Substation CO***056 |  | 10 kV | _ | LV | 400 kVA :Kiosk Substation | 0.4 | --> | 0.4 | 0 | 0 | Constrained,otherwise capacity available =292kVA. | --> | 0.38 | 0 | 0.00741 | 0.41608 | 0 |  | --> | C18 ex HOLYCROSS ROAD | Holycross Road [T41,T42] | THURLES |  | 52.6795 | -7.826
MV/LV Substation CO***057 |  | 10 kV | _ | LV | 400 kVA :Kiosk Substation | 0.4 | --> | 0.4 | 0 | 0 | Constrained,otherwise capacity available =153kVA. | --> | 0.38 | 0 | 0.040755 | 0.43584 | 0 |  | --> | C22 ex COBH | Cobh [T41,T42] | COW CROSS |  | 51.8541 | -8.3013
MV/LV Substation CO***057Y |  | 10 kV | _ | LV | 200 kVA :Pole Substation | 0.2 | --> | 0.2 | 0 | 0 | Constrained,otherwise capacity available =187kVA. | --> | 0.19 | 0 | 0.027417 | 0 | 0 | Constrained,otherwise capacity available =202kW. | --> | C13 ex ROSCREA | Roscrea [T41,T42] | IKERRIN |  | 52.9533 | -7.8089
MV/LV Substation CO***057Y |  | 10 kV | _ | LV | 400 kVA :Kiosk Substation | 0.4 | --> | 0.4 | 0 | 0 | Constrained,otherwise capacity available =295kVA. | --> | 0.38 | 0 | 0.004446 | 0.41564 | 0 |  | --> | C12 ex COBH | Cobh [T41,T42] | COW CROSS |  | 51.8576 | -8.2922
MV/LV Substation CO***057Z |  | 10 kV | _ | LV | 400 kVA :Kiosk Substation | 0.4 | --> | 0.4 | 0 | 0 | Constrained,otherwise capacity available =389kVA. | --> | 0.38 | 0 | 0 | 0.40167 | 0 |  | --> | C21 ex PORTARLINGTON | Portarlington [T43] | BLAKE |  | 53.151 | -7.1821
MV/LV Substation CO***058 |  | 10 kV | _ | LV | 200 kVA :Pole Substation | 0.2 | --> | 0.2 | 0.159 | 0.9 |  | --> | 0.19 | 0 | 0.021489 | 0 | 0 | Constrained,otherwise capacity available =206.1kW. | --> | C18 ex SPA ROAD | Spa Road [T41,T42] | DOON |  | 52.351 | -7.6859
MV/LV Substation CO***058 |  | 10 kV | _ | LV | 100 kVA :Pole Substation | 0.1 | --> | 0.1 | 0.019092 | 0 | Constrained,otherwise capacity available =75kVA. | --> | 0.095 | 0 | 0 | 0 | 0 | Constrained,otherwise capacity available =103.7kW. | --> | C18 ex BALLYBAY | Ballybay [T41,T42] | LISDRUM |  | 54.132 | -6.9048
MV/LV Substation CO***058 |  | 10 kV | _ | LV | 630 kVA :Kiosk Substation | 0.63 | --> | 0.63 | 0 | 0 | Constrained,otherwise capacity available =500kVA. | --> | 0.5985 | 0 | 0.003705 | 0.5 | 0 |  | --> | C16 ex MAYFIELD | Mayfield [T41,T42] | KILBARRY |  | 51.914 | -8.442
MV/LV Substation CO***058Y |  | 10 kV | _ | LV | 630 kVA :Building Structure | 0.63 | --> | 0.63 | 0 | 0 | Constrained,otherwise capacity available =500kVA. | --> | 0.5985 | 0 | 0 | 0.5 | 0 |  | --> | C13 ex COBH | Cobh [T41,T42] | COW CROSS |  | 51.8618 | -8.2971
MV/LV Substation CO***058Z |  | 10 kV | _ | LV | 630 kVA :Kiosk Substation | 0.63 | --> | 0.63 | 0.31329 | 0.3 | Constrained,otherwise capacity available =500kVA. | --> | 0.5985 | 0 | 0.005928 | 0.5 | 0 |  | --> | C14 ex SANTRY | Santry [T41,T42] | FINGLAS |  | 53.3923 | -6.2271
MV/LV Substation CO***059 |  | 10 kV | _ | LV | 630 kVA :Kiosk Substation | 0.63 | --> | 0.63 | 0.478 | 2.3 |  | --> | 0.5985 | 0 | 0.011115 | 0.5 | 0 |  | --> | C19 ex BALLYRICKARD | Ballyrickard [T41,T42] | TRALEE |  | 52.2746 | -9.7089
MV/LV Substation CO***059 |  | 10 kV | _ | LV | 100 kVA :Pole Substation | 0.1 | --> | 0.1 | 0.063 | 0.9 |  | --> | 0.095 | 0 | 0.008151 | 0 | 0 | Constrained,otherwise capacity available =105.5kW. | --> | C15 ex SPA ROAD | Spa Road [T41,T42] | DOON |  | 52.3479 | -7.7182
MV/LV Substation CO***059Y |  | 20 kV | _ | LV | 50 kVA :Pole Substation | 0.05 | --> | 0.05 | 0.045 | 1.1 |  | --> | 0.0475 | 0 | 0 | 0.050753 | 0 |  | --> | E18 ex BIRR | Birr [T41,T422] | DALLOW |  | 53.0353 | -8.0747
MV/LV Substation CO***059Z |  | 10 kV | _ | LV | 200 kVA :Kiosk Substation | 0.2 | --> | 0.2 | 0 | 0 | Constrained,otherwise capacity available =177kVA. | --> | 0.19 | 0 | 0 | 0.20346 | 0 |  | --> | C18 ex SRAH | Srah [T41,T42] | THORNSBERRY |  | 53.2858 | -7.5225
MV/LV Substation CO***060 |  | 10 kV | _ | LV | 100 kVA :Pole Substation | 0.1 | --> | 0.1 | 0 | 0 | Constrained,otherwise capacity available =24kVA. | --> | 0.095 | 0 | 0.009633 | 0 | 0 | Constrained,otherwise capacity available =110.9kW. | --> | C18 ex MOUNTRATH | Mountrath [T41,T42] | PORTLAOISE |  | 52.9998 | -7.4752
MV/LV Substation CO***060 |  | 20 kV | _ | LV | 50 kVA :Pole Substation | 0.05 | --> | 0.05 | 0 | 0 | Constrained,otherwise capacity available =31kVA. | --> | 0.0475 | 0 | 0 | 0.052806 | 0 |  | --> | E15 ex WHITECHURCH | Whitechurch [T421,T422] | KILBARRY |  | 51.9512 | -8.5452
MV/LV Substation CO***060 |  | 10 kV | _ | LV | 400 kVA :Kiosk Substation | 0.4 | --> | 0.4 | 0 | 0 | Constrained,otherwise capacity available =368kVA. | --> | 0.38 | 0 | 0.002964 | 0.40483 | 0 |  | --> | C12 ex COBH | Cobh [T41,T42] | COW CROSS |  | 51.8552 | -8.2933
MV/LV Substation CO***060 |  | 10 kV | _ | LV | 630 kVA :Kiosk Substation | 0.63 | --> | 0.63 | 0 | 0 | Constrained,otherwise capacity available =474kVA. | --> | 0.5985 | 0 | 0 | 0 | 0 | Constrained,otherwise capacity available =500kW. | --> | C13 ex KNOCKAPHUNTA | Knockaphunta [T41,T42] | CASTLEBAR |  | 53.8537 | -9.2964
MV/LV Substation CO***060Y |  | 10 kV | _ | LV | 400 kVA :Kiosk Substation | 0.4 | --> | 0.4 | 0 | 0 | Constrained,otherwise capacity available =300kVA. | --> | 0.38 | 0 | 0.024453 | 0.41491 | 0 |  | --> | C13 ex COBH | Cobh [T41,T42] | COW CROSS |  | 51.858 | -8.3027
MV/LV Substation CO***061 |  | 10 kV | _ | LV | 200 kVA :Pole Substation | 0.2 | --> | 0.2 | 0.144 | 7.8 |  | --> | 0.19 | 0 | 0 | 0.20833 | 0 |  | --> | C12 ex CARROWBEG | Carrowbeg [T41,T42] | CARROWBEG |  | 53.7954 | -9.5075
MV/LV Substation CO***061 |  | 10 kV | _ | LV | 50 kVA :Pole Substation | 0.05 | --> | 0.05 | 0 | 0 | Constrained,otherwise capacity available =35kVA. | --> | 0.0475 | 0 | 0.004446 | 0.052228 | 0 |  | --> | C13 ex COBH | Cobh [T41,T42] | COW CROSS |  | 51.8643 | -8.3007
MV/LV Substation CO***062 |  | 10 kV | _ | LV | 400 kVA :Kiosk Substation | 0.4 | --> | 0.4 | 0.316 | 1.5 |  | --> | 0.38 | 0 | 0.035568 | 0.41256 | 0 |  | --> | C17 ex BALLYARD | Ballyard [T41,T42] | TRALEE |  | 52.259 | -9.6918
MV/LV Substation CO***062X |  | 10 kV | _ | LV | 200 kVA :Kiosk Substation | 0.2 | --> | 0.2 | 0.127 | 4.3 |  | --> | 0.19 | 0 | 0.045201 | 0.21079 | 0 |  | --> | C24 ex DEANSGRANGE | Deansgrange [T41,T42] | CARRICKMINES |  | 53.2656 | -6.1723
MV/LV Substation CO***063 |  | 10 kV | _ | LV | 50 kVA :Pole Substation | 0.05 | --> | 0.05 | 0 | 0 | Constrained,otherwise capacity available =34kVA. | --> | 0.0475 | 0 | 0 | 0.052373 | 0 |  | --> | C18 ex GORT | Gort [T41,T42] | ENNIS |  | 52.9913 | -8.9018
MV/LV Substation CO***063 |  | 10 kV | _ | LV | 200 kVA :Kiosk Substation | 0.2 | --> | 0.2 | 0.127 | 2.3 |  | --> | 0.19 | 0 | 0 | 0.21079 | 0 |  | --> | E17 ex MOY | Moy [T421,T422] | MOY |  | 54.1169 | -9.1606
MV/LV Substation CO***063Z |  | 10 kV | _ | LV | 200 kVA :Kiosk Substation | 0.2 | --> | 0.2 | 0.152 | 0.3 |  | --> | 0.19 | 0 | 0 | 0.20716 | 0 |  | --> | C14 ex SANTRY | Santry [T41,T42] | FINGLAS |  | 53.3931 | -6.2296
MV/LV Substation CO***064X |  | 10 kV | _ | LV | 400 kVA :Kiosk Substation | 0.4 | --> | 0.4 | 0 | 0 | Constrained,otherwise capacity available =359kVA. | --> | 0.38 | 0 | 0.002964 | 0.40618 | 0 |  | --> | C13 ex DENNEHYS CROSS | Dennehys Cross [T41,T42] | TRABEG |  | 51.8897 | -8.5061
MV/LV Substation CO***064Y |  | 10 kV | _ | LV | 50 kVA :Pole Substation | 0.05 | --> | 0.05 | 0 | 0 | Constrained,otherwise capacity available =32kVA. | --> | 0.0475 | 0 | 0 | 0.052662 | 0 |  | --> | C18 ex CELBRIDGE | Celbridge [T41,T42] | GRIFFINRATH |  | 53.3085 | -6.5123
MV/LV Substation CO***064Z |  | 10 kV | _ | LV | 400 kVA :Kiosk Substation | 0.4 | --> | 0.4 | 0.29 | 0.3 |  | --> | 0.38 | 0 | 0.003705 | 0.41637 | 0 |  | --> | C14 ex SANTRY | Santry [T41,T42] | FINGLAS |  | 53.3922 | -6.2282
MV/LV Substation CO***065 |  | 10 kV | _ | LV | 200 kVA :Kiosk Substation | 0.2 | --> | 0.2 | 0 | 0 | Constrained,otherwise capacity available =154kVA. | --> | 0.19 | 0 | 0.008892 | 0.20687 | 0 |  | --> | C17 ex TUAM NORTH | Tuam North [T41,T42] | CLOON |  | 53.521 | -8.8407
MV/LV Substation CO***065 |  | 10 kV | _ | LV | 400 kVA :Kiosk Substation | 0.4 | --> | 0.4 | 0 | 0 | Constrained,otherwise capacity available =281kVA. | --> | 0.38 | 0 | 0.034827 | 0.41768 | 0 |  | --> | C11 ex MULGANNON | Mulgannon [T41,T42] | WEXFORD |  | 52.3353 | -6.4676
MV/LV Substation CO***065Z |  | 10 kV | _ | LV | 400 kVA :Kiosk Substation | 0.4 | --> | 0.4 | 0.303 | 16.1 |  | --> | 0.38 | 0 | 0.014079 | 0.41447 | 0 |  | --> | E14 ex WEXFORD | Wexford [T121,T122] | WEXFORD |  | 52.3361 | -6.4893
MV/LV Substation CO***066 |  | 10 kV | _ | LV | 630 kVA :Building Structure | 0.63 | --> | 0.63 | 0 | 0 | Constrained,otherwise capacity available =254kVA. | --> | 0.5985 | 0 | 0.009633 | 0.5 | 0 |  | --> | C12 ex COOLCORCORAN | Coolcorcoran [T41,T42] | KNOCKEARAGH |  | 52.0591 | -9.5064
MV/LV Substation CO***066 |  | 10 kV | _ | LV | 400 kVA :Kiosk Substation | 0.4 | --> | 0.4 | 0 | 0 | Constrained,otherwise capacity available =329kVA. | --> | 0.38 | 0 | 0 | 0.41064 | 0 |  | --> | C11 ex FINISKLIN | Finisklin [T41,T42] | SLIGO |  | 54.2794 | -8.4874
MV/LV Substation CO***066 |  | 10 kV | _ | LV | 200 kVA :Pole Substation | 0.2 | --> | 0.2 | 0.17 | 2.8 |  | --> | 0.19 | 0 | 0 | 0.2045 | 0 |  | --> | E16 ex BALLYRAGGET | Ballyragget [T421,T422] | BALLYRAGGET |  | 52.8417 | -7.4
MV/LV Substation CO***066 |  | 10 kV | _ | LV | 630 kVA :Kiosk Substation | 0.63 | --> | 0.63 | 0 | 0 | Constrained,otherwise capacity available =500kVA. | --> | 0.5985 | 0 | 0.012597 | 0.5 | 0 |  | --> | C18 ex CAVAN | Cavan [T42,T421] | SHANKILL |  | 54.001 | -7.354
MV/LV Substation CO***066 |  | 10 kV | _ | LV | 630 kVA :Kiosk Substation | 0.63 | --> | 0.63 | 0 | 0 | Constrained,otherwise capacity available =500kVA. | --> | 0.5985 | 0 | 0 | 0.5 | 0 |  | --> | C23 ex ATHLONE | Athlone [T41,T42] | ATHLONE |  | 53.4243 | -7.947
MV/LV Substation CO***067 |  | 20 kV | _ | LV | 200 kVA :Pole Substation | 0.2 | --> | 0.2 | 0 | 0 | Constrained,otherwise capacity available =132kVA. | --> | 0.19 | 0 | 0 | 0.21007 | 0 |  | --> | C19 ex ENNISTYMON | Ennistymon [T41,T42] | ENNIS |  | 53.1158 | -9.1501
MV/LV Substation CO***067 |  | 10 kV | _ | LV | 400 kVA :Kiosk Substation | 0.4 | --> | 0.4 | 0 | 0 | Constrained,otherwise capacity available =358kVA. | --> | 0.38 | 0 | 0 | 0.40633 | 0 |  | --> | C17 ex NAAS | Naas [T41,T42] | KILTEEL |  | 53.2149 | -6.6725
MV/LV Substation CO***068 |  | 10 kV | _ | LV | 400 kVA :Kiosk Substation | 0.4 | --> | 0.4 | 0.247 | 0.8 |  | --> | 0.38 | 0 | 0.020748 | 0.42259 | 0 |  | --> | C11 ex MANOR STREET | Manor Street [T41,T42] | WATERFORD |  | 52.2513 | -7.109
MV/LV Substation CO***068 |  | 10 kV | _ | LV | 200 kVA :Kiosk Substation | 0.2 | --> | 0.2 | 0.143 | 13.1 |  | --> | 0.19 | 0 | 0.02223 | 0.20848 | 0 |  | --> | C22 ex MONREAD | Monread [T101,T102] | MONREAD |  | 53.2178 | -6.6761
MV/LV Substation CO***068 |  | 10 kV | _ | LV | 630 kVA :Kiosk Substation | 0.63 | --> | 0.63 | 0.5 | 3.5 |  | --> | 0.5985 | 0 | 0 | 0.5 | 0 |  | --> | C20 ex TRIMMS LANE | Trimms Lane [T41,T42] | SALTHILL |  | 53.2651 | -9.0677
MV/LV Substation CO***069 |  | 20 kV | _ | LV | 50 kVA :Pole Substation | 0.05 | --> | 0.05 | 0 | 0 | Constrained,otherwise capacity available =35kVA. | --> | 0.0475 | 0 | 0 | 0.052228 | 0 |  | --> | E11 ex GLASMORE | Glasmore [T421,T422] | GLASMORE |  | 53.4744 | -6.1401
MV/LV Substation CO***069 |  | 10 kV | _ | LV | 50 kVA :Pole Substation | 0.05 | --> | 0.05 | 0 | 0 | Constrained,otherwise capacity available =47kVA. | --> | 0.0475 | 0 | 0.003705 | 0.050453 | 0 |  | --> | C15 ex DRUMQUIN | Drumquin [T42] | ENNIS |  | 52.7445 | -9.1568
MV/LV Substation CO***069Y |  | 10 kV | _ | LV | 200 kVA :Pole Substation | 0.2 | --> | 0.2 | 0.189 | 2 |  | --> | 0.19 | 0 | 0.009633 | 0 | 0 | Constrained,otherwise capacity available =201.7kW. | --> | E18 ex RATHKEALE | Rathkeale [T421,T422] | RATHKEALE |  | 52.5248 | -8.928
MV/LV Substation CO***070 |  | 10 kV | _ | LV | 400 kVA :Kiosk Substation | 0.4 | --> | 0.4 | 0.308 | 0.8 |  | --> | 0.38 | 0 | 0.02964 | 0.41373 | 0 |  | --> | C20 ex MANOR STREET | Manor Street [T41,T42] | WATERFORD |  | 52.2508 | -7.1184
MV/LV Substation CO***070 |  | 10 kV | _ | LV | 400 kVA :Kiosk Substation | 0.4 | --> | 0.4 | 0 | 0 | Constrained,otherwise capacity available =366kVA. | --> | 0.38 | 0 | 0 | 0.40513 | 0 |  | --> | C13 ex TUAM SOUTH | Tuam South [T42] | CLOON |  | 53.5138 | -8.8532
MV/LV Substation CO***070 |  | 10 kV | _ | LV | 400 kVA :Kiosk Substation | 0.4 | --> | 0.4 | 0.14262 | 0.1 | Constrained,otherwise capacity available =334kVA. | --> | 0.38 | 0 | 0.011856 | 0.4099 | 0 |  | --> | C15 ex CARRIGLAWN | Carriglawn [T41,T42] | WEXFORD |  | 52.3418 | -6.4694
MV/LV Substation CO***070X |  | 10 kV | _ | LV | 25 kVA :Pole Substation | 0.025 | --> | 0.025 | 0 | 0 | Constrained,otherwise capacity available =2kVA. | --> | 0.02375 | 0 | 0 | 0.028262 | 0 |  | --> | C16 ex NEWBROOK | Newbrook [T42] | MULLINGAR |  | 53.5177 | -7.3645
MV/LV Substation CO***073 |  | 10 kV | _ | LV | 400 kVA :Kiosk Substation | 0.4 | --> | 0.4 | 0 | 0 | Constrained,otherwise capacity available =292kVA. | --> | 0.38 | 0 | 0 | 0.41608 | 0 |  | --> | C18 ex CRANMORE | Cranmore [T41,T42] | SLIGO |  | 54.2705 | -8.4621
MV/LV Substation CO***074X |  | 10 kV | _ | LV | 400 kVA :Building Structure | 0.4 | --> | 0.4 | 0 | 0 | Constrained,otherwise capacity available =388kVA. | --> | 0.38 | 0 | 0 | 0.40182 | 0 |  | --> | C18 ex TRIM | Trim [T41,T42] | NAVAN |  | 53.5505 | -6.7846
MV/LV Substation CO***074X |  | 10 kV | _ | LV | 400 kVA :Building Structure | 0.4 | --> | 0.4 | 0.366 | 2.9 |  | --> | 0.38 | 0 | 0 | 0.40513 | 0 |  | --> | C17 ex BREWERY ROAD | Brewery Road [T41,T42] | CARRICKMINES |  | 53.2771 | -6.215
MV/LV Substation CO***075 |  | 10 kV | _ | LV | 200 kVA :Pole Substation | 0.2 | --> | 0.2 | 0 | 0 | Constrained,otherwise capacity available =200kVA. | --> | 0.19 | 0 | 0 | 0.2 | 0 |  | --> | E16 ex GARRANACANTY | Garranacanty [T421,T422] | TIPPERARY |  | 52.4604 | -8.1393
MV/LV Substation CO***075X |  | 10 kV | _ | LV | 200 kVA :Pole Substation | 0.2 | --> | 0.2 | 0 | 0 | Constrained,otherwise capacity available =200kVA. | --> | 0.19 | 0 | 0 | 0 | 0 | Constrained,otherwise capacity available =200kW. | --> | C15 ex CULLION | Cullion [T41,T42] | LETTERKENNY |  | 54.9409 | -7.6997
MV/LV Substation CO***076 |  | 10 kV | _ | LV | 1000 kVA :Kiosk Substation | 1 | --> | 1 | 0 | 0 | Constrained,otherwise capacity available =500kVA. | --> | 0.95 | 0 | 0 | 0.5 | 0 |  | --> | C14 ex CRANMORE | Cranmore [T41,T42] | SLIGO |  | 54.2675 | -8.4727
MV/LV Substation CO***076 |  | 10 kV | _ | LV | 400 kVA :Kiosk Substation | 0.4 | --> | 0.4 | 0.258 | 5.5 |  | --> | 0.38 | 0 | 0.013338 | 0 | 0 | Constrained,otherwise capacity available =421kW. | --> | C14 ex GORTLEE | Gortlee [T41,T42] | LETTERKENNY |  | 54.9572 | -7.7532
MV/LV Substation CO***076X |  | 10 kV | _ | LV | 100 kVA :Pole Substation | 0.1 | --> | 0.1 | 0.085 | 1 |  | --> | 0.095 | 0 | 0 | 0 | 0 | Constrained,otherwise capacity available =102.3kW. | --> | C11 ex BOYLE | Boyle [T41,T42] | CARRICK ON SHANNON |  | 53.9692 | -8.3007
MV/LV Substation CO***077 |  | 10 kV | _ | LV | 400 kVA :Kiosk Substation | 0.4 | --> | 0.4 | 0.205 | 13.5 |  | --> | 0.38 | 0 | 0.014079 | 0.42857 | 0 |  | --> | C20 ex ENNIS | Ennis [T101,T102] | ENNIS |  | 52.8506 | -8.9817
MV/LV Substation CO***078 |  | 20 kV | _ | LV | 50 kVA :Pole Substation | 0.05 | --> | 0.05 | 0 | 0 | Constrained,otherwise capacity available =46kVA. | --> | 0.0475 | 0 | 0 | 0.050604 | 0 |  | --> | E15 ex DINGLE | Dingle [T421,T422] | OUGHTRAGH |  | 52.1063 | -10.4546
MV/LV Substation CO***078X |  | 20 kV | _ | LV | 50 kVA :Pole Substation | 0.05 | --> | 0.05 | 0.05 | 1.3 |  | --> | 0.0475 | 0 | 0 | 0.05 | 0 |  | --> | E13 ex BALLYCROSSAUN | Ballycrossaun [T421,T422] | SOMERSET |  | 53.1357 | -8.2078
MV/LV Substation CO***078X |  | 10 kV | _ | LV | 100 kVA :Pole Substation | 0.1 | --> | 0.1 | 0.068 | 2.3 |  | --> | 0.095 | 0 | 0 | 0.10475 | 0 |  | --> | E18 ex MOY | Moy [T421,T422] | MOY |  | 54.1246 | -9.1613
MV/LV Substation CO***078Y |  | 10 kV | _ | LV | 630 kVA :Kiosk Substation | 0.63 | --> | 0.63 | 0 | 0 | Constrained,otherwise capacity available =251kVA. | --> | 0.5985 | 0 | 0.00741 | 0.5 | 0 |  | --> | C12 ex FAIRHILL | Fairhill [T42] | KILBARRY |  | 51.9015 | -8.4711
MV/LV Substation CO***078Z |  | 10 kV | _ | LV | 400 kVA :Kiosk Substation | 0.4 | --> | 0.4 | 0 | 0 | Constrained,otherwise capacity available =338kVA. | --> | 0.38 | 0 | 0 | 0.40931 | 0 |  | --> | C18 ex POPPINTREE | Poppintree [T101,T102] | FINGLAS |  | 53.3959 | -6.2572
MV/LV Substation CO***079 |  | 10 kV | _ | LV | 200 kVA :Kiosk Substation | 0.2 | --> | 0.2 | 0 | 3 |  | --> | 0.19 | 0 | 0 | 0 | 0 | Constrained,otherwise capacity available =229kW. | --> | E17 ex CHARLEVILLE | Charleville [T421,T422] | CHARLEVILLE |  | 52.354 | -8.6813
MV/LV Substation CO***079X |  | 20 kV | _ | LV | 50 kVA :Pole Substation | 0.05 | --> | 0.05 | 0.026 | 8.5 |  | --> | 0.0475 | 0 | 0 | 0 | 0 | Constrained,otherwise capacity available =53.5kW. | --> | E12 ex ARIGNA | Arigna [T121] | ARIGNA |  | 54.1678 | -8.1379
MV/LV Substation CO***079X |  | 10 kV | _ | LV | 200 kVA :Pole Substation | 0.2 | --> | 0.2 | 0.176 | 4.6 |  | --> | 0.19 | 0 | 0.002964 | 0.20361 | 0 |  | --> | C39 ex CASTLEVIEW | Castleview [T101,T102] | CASTLEVIEW |  | 51.8975 | -8.3281
MV/LV Substation CO***080 |  | 10 kV | _ | LV | 400 kVA :Kiosk Substation | 0.4 | --> | 0.4 | 0 | 0 | Constrained,otherwise capacity available =294kVA. | --> | 0.38 | 0 | 0.001482 | 0.41578 | 0 |  | --> | E17 ex GARRANACANTY | Garranacanty [T421,T422] | TIPPERARY |  | 52.4764 | -8.1537
MV/LV Substation CO***080 |  | 10 kV | _ | LV | 200 kVA :Pole Substation | 0.2 | --> | 0.2 | 0.082 | 9.5 |  | --> | 0.19 | 0 | 0.002223 | 0.21716 | 0 |  | --> | C14 ex BANDON | Bandon [T101,T42] | BANDON |  | 51.7449 | -8.7248
MV/LV Substation CO***080 |  | 20 kV | _ | LV | 200 kVA :Kiosk Substation | 0.2 | --> | 0.2 | 0 | 0 | Constrained,otherwise capacity available =168kVA. | --> | 0.19 | 0 | 0.011115 | 0.2048 | 0 |  | --> | C19 ex TRAMORE | Tramore [T41,T42] | BUTLERSTOWN |  | 52.146 | -7.0038
MV/LV Substation CO***080X |  | 20 kV | _ | LV | 50 kVA :Pole Substation | 0.05 | --> | 0.05 | 0 | 0 | Constrained,otherwise capacity available =45kVA. | --> | 0.0475 | 0 | 0 | 0.050753 | 0 |  | --> | E18 ex PATRICKSWELL | Patrickswell [T421,T422] | LIMERICK |  | 52.5952 | -8.6912
MV/LV Substation CO***081Y |  | 10 kV | _ | LV | 400 kVA :Kiosk Substation | 0.4 | --> | 0.4 | 0 | 0 | Constrained,otherwise capacity available =330kVA. | --> | 0.38 | 0 | 0 | 0.41049 | 0 |  | --> | C12 ex COLLINSTOWN | Collinstown [T41,T42] | GRANGE (DR) |  | 53.4221 | -6.2317
MV/LV Substation CO***081Y |  | 20 kV | _ | LV | 50 kVA :Pole Substation | 0.05 | --> | 0.05 | 0 | 0 | Constrained,otherwise capacity available =35kVA. | --> | 0.0475 | 0 | 0 | 0 | 0 | Constrained,otherwise capacity available =52.2kW. | --> | E22 ex ROSCREA | Roscrea [T41,T42] | IKERRIN |  | 52.9727 | -7.9357
MV/LV Substation CO***082 |  | 10 kV | _ | LV | 400 kVA :Kiosk Substation | 0.4 | --> | 0.4 | 0.311 | 5.6 |  | --> | 0.38 | 0 | 0 | 0.41329 | 0 |  | --> | C12 ex KILCOOLE | Kilcoole [T41,T42] | FASSAROE |  | 53.104 | -6.0643
MV/LV Substation CO***082 |  | 10 kV | _ | LV | 400 kVA :Kiosk Substation | 0.4 | --> | 0.4 | 0 | 0 | Constrained,otherwise capacity available =377kVA. | --> | 0.38 | 0 | 0.002964 | 0 | 0 | Constrained,otherwise capacity available =403.5kW. | --> | C21 ex COOLCARRON | Coolcarron [T41,T42] | BARRYMORE |  | 52.1305 | -8.2791
MV/LV Substation CO***082 |  | 10 kV | _ | LV | 50 kVA :Pole Substation | 0.05 | --> | 0.05 | 0.046 | 4.5 |  | --> | 0.0475 | 0 | 0 | 0.050604 | 0 |  | --> | C11 ex MALLOW | Mallow [T41,T42] | MALLOW |  | 52.1298 | -8.6257
MV/LV Substation CO***082X |  | 20 kV | _ | LV | 50 kVA :Pole Substation | 0.05 | --> | 0.05 | 0.042 | 1.6 |  | --> | 0.0475 | 0 | 0 | 0.0512 | 0 |  | --> | E17 ex CARRIGALLEN | Carrigallen [T421] | CARRICK ON SHANNON |  | 53.9397 | -7.7095
MV/LV Substation CO***082Y |  | 10 kV | _ | LV | 400 kVA :Kiosk Substation | 0.4 | --> | 0.4 | 0 | 0 | Constrained,otherwise capacity available =329kVA. | --> | 0.38 | 0 | 0.013338 | 0.41064 | 0 |  | --> | C11 ex BALLINACURRA | Ballinacurra [T41,T42] | LIMERICK |  | 52.6558 | -8.6449
MV/LV Substation CO***082Y |  | 20 kV | _ | LV | 50 kVA :Pole Substation | 0.05 | --> | 0.05 | 0.04 | 0.5 |  | --> | 0.0475 | 0 | 0.010374 | 0.051496 | 0 |  | --> | E11 ex ARDFINNAN | Ardfinnan [T421] | CAHIR |  | 52.2724 | -7.8692
MV/LV Substation CO***083 |  | 10 kV | _ | LV | 630 kVA :Building Structure | 0.63 | --> | 0.63 | 0.5 | 2.4 |  | --> | 0.5985 | 0 | 0.00741 | 0.5 | 0 |  | --> | C18 ex GRAIGUE | Graigue [T41,T42] | CARLOW |  | 52.8374 | -6.9443
MV/LV Substation CO***083Y |  | 20 kV | _ | LV | 200 kVA :Kiosk Substation | 0.2 | --> | 0.2 | 0 | 0 | Constrained,otherwise capacity available =146kVA. | --> | 0.19 | 0 | 0.001482 | 0 | 0 | Constrained,otherwise capacity available =208kW. | --> | C11 ex TIMOLEAGUE | Timoleague [T41] | BANDON |  | 51.6312 | -8.7033
MV/LV Substation CO***083Z |  | 20 kV | _ | LV | 100 kVA :Pole Substation | 0.1 | --> | 0.1 | 0 | 0 | Constrained,otherwise capacity available =97kVA. | --> | 0.095 | 0 | 0 | 0.10045 | 0 |  | --> | E25 ex TALBOTS INCH | Talbots Inch [T41,T42] | KILKENNY |  | 52.6741 | -7.2826
MV/LV Substation CO***084 |  | 10 kV | _ | LV | 200 kVA :Kiosk Substation | 0.2 | --> | 0.2 | 0 | 0 | Constrained,otherwise capacity available =60kVA. | --> | 0.19 | 0 | 0 | 0.22019 | 0 |  | --> | C18 ex CRANMORE | Cranmore [T41,T42] | SLIGO |  | 54.2738 | -8.4698
MV/LV Substation CO***086 |  | 10 kV | _ | LV | 400 kVA :Kiosk Substation | 0.4 | --> | 0.4 | 0 | 0 | Constrained,otherwise capacity available =343kVA. | --> | 0.38 | 0 | 0.02964 | 0 | 0 | Constrained,otherwise capacity available =408.6kW. | --> | C17 ex COLLIGAN | Colligan [T41,T42] | DUNGARVAN |  | 52.0947 | -7.6261
MV/LV Substation CO***086X |  | 10 kV | _ | LV | 200 kVA :Kiosk Substation | 0.2 | --> | 0.2 | 0 | 0 | Constrained,otherwise capacity available =162kVA. | --> | 0.19 | 0 | 0.008151 | 0.20569 | 0 |  | --> | C21 ex ENNISTYMON | Ennistymon [T41,T42] | ENNIS |  | 52.9315 | -9.337
MV/LV Substation CO***086X |  | 20 kV | _ | LV | 100 kVA :Pole Substation | 0.1 | --> | 0.1 | 0 | 0 | Constrained,otherwise capacity available =79kVA. | --> | 0.095 | 0 | 0 | 0.10314 | 0 |  | --> | C11 ex ENNIS NORTH | Ennis North [T41,T42] | ENNIS |  | 52.9498 | -9.0831
MV/LV Substation CO***087 |  | 10 kV | _ | LV | 400 kVA :Kiosk Substation | 0.4 | --> | 0.4 | 0 | 0 | Constrained,otherwise capacity available =326kVA. | --> | 0.38 | 0 | 0 | 0 | 0 | Constrained,otherwise capacity available =411.1kW. | --> | C13 ex KNOCKAPHUNTA | Knockaphunta [T41,T42] | CASTLEBAR |  | 53.844 | -9.2906
MV/LV Substation CO***087 |  | 10 kV | _ | LV | 400 kVA :Kiosk Substation | 0.4 | --> | 0.4 | 0.345 | 13.5 |  | --> | 0.38 | 0 | 0.003705 | 0.40827 | 0 |  | --> | C20 ex ENNIS | Ennis [T101,T102] | ENNIS |  | 52.8559 | -8.9744
MV/LV Substation CO***088 |  | 10 kV | _ | LV | 400 kVA :Building Structure | 0.4 | --> | 0.4 | 0.299 | 4.5 |  | --> | 0.38 | 0 | 0.011115 | 0.41505 | 0 |  | --> | C16 ex BOGHALL ROAD | Boghall Road [T41,T42] | FASSAROE |  | 53.1871 | -6.1108
MV/LV Substation CO***088 |  | 10 kV | _ | LV | 400 kVA :Kiosk Substation | 0.4 | --> | 0.4 | 0 | 0 | Constrained,otherwise capacity available =261kVA. | --> | 0.38 | 0 | 0.01482 | 0.42058 | 0 |  | --> | C16 ex CLONAKILTY | Clonakilty [T41,T42] | DUNMANWAY |  | 51.6251 | -8.8791
MV/LV Substation CO***088 |  | 10 kV | _ | LV | 630 kVA :Building Structure | 0.63 | --> | 0.63 | 0.426 | 3.5 |  | --> | 0.5985 | 0 | 0.008151 | 0.5 | 0 |  | --> | C14 ex DUNDALK | Dundalk [T41,T42] | DUNDALK |  | 54.0093 | -6.4164
MV/LV Substation CO***088X |  | 10 kV | _ | LV | 200 kVA :Kiosk Substation | 0.2 | --> | 0.2 | 0 | 0 | Constrained,otherwise capacity available =159kVA. | --> | 0.19 | 0 | 0 | 0.20613 | 0 |  | --> | C19 ex CLONDALKIN | Clondalkin [T41,T42,T44] | INCHICORE 220KV |  | 53.3117 | -6.4172
MV/LV Substation CO***089Z |  | 10 kV | _ | LV | 200 kVA :Kiosk Substation | 0.2 | --> | 0.2 | 0 | 0 | Constrained,otherwise capacity available =137kVA. | --> | 0.19 | 0 | 0 | 0.20935 | 0 |  | --> | C11 ex SUTTON | Sutton [T41,T42] | GRANGE (DR) |  | 53.3904 | -6.0942
MV/LV Substation CO***090 |  | 20 kV | _ | LV | 200 kVA :Kiosk Substation | 0.2 | --> | 0.2 | 0 | 0 | Constrained,otherwise capacity available =102kVA. | --> | 0.19 | 0 | 0.008151 | 0.21436 | 0 |  | --> | E19 ex KILCOCK | Kilcock [T421,T422] | GRIFFINRATH |  | 53.3963 | -6.6762
MV/LV Substation CO***090 |  | 20 kV | _ | LV | 100 kVA :Pole Substation | 0.1 | --> | 0.1 | 0 | 0 | Constrained,otherwise capacity available =92kVA. | --> | 0.095 | 0 | 0.033345 | 0.10121 | 0 |  | --> | E25 ex PATRICKSWELL | Patrickswell [T421,T422] | LIMERICK |  | 52.6197 | -8.7885
MV/LV Substation CO***090X |  | 10 kV | _ | LV | 400 kVA :Kiosk Substation | 0.4 | --> | 0.4 | 0 | 0 | Constrained,otherwise capacity available =346kVA. | --> | 0.38 | 0 | 0.006669 | 0.40812 | 0 |  | --> | C18 ex MAYFIELD | Mayfield [T41,T42] | KILBARRY |  | 51.9088 | -8.4387
MV/LV Substation CO***090Z |  | 20 kV | _ | LV | 400 kVA :Kiosk Substation | 0.4 | --> | 0.4 | 0.294 | 13.8 |  | --> | 0.38 | 0 | 0.02223 | 0.41578 | 0 |  | --> | C14 ex SINGLAND | Singland [T101,T102] | SINGLAND |  | 52.595 | -8.4695
MV/LV Substation CO***091 |  | 20 kV | _ | LV | 50 kVA :Pole Substation | 0.05 | --> | 0.05 | 0 | 0 | Constrained,otherwise capacity available =44kVA. | --> | 0.0475 | 0 | 0 | 0 | 0 | Constrained,otherwise capacity available =50.9kW. | --> | E14 ex EMYVALE | Emyvale [T422] | LISDRUM |  | 54.3323 | -6.9579
MV/LV Substation CO***091Z |  | 10 kV | _ | LV | 50 kVA :Pole Substation | 0.05 | --> | 0.05 | 0.04 | 1.8 |  | --> | 0.0475 | 0 | 0 | 0.051496 | 0 |  | --> | C15 ex RANDALSTOWN | Randalstown [T41] | NAVAN |  | 53.6732 | -6.7586
MV/LV Substation CO***092 |  | 10 kV | _ | LV | 200 kVA :Pole Substation | 0.2 | --> | 0.2 | 0 | 0 | Constrained,otherwise capacity available =172kVA. | --> | 0.19 | 0 | 0 | 0.20421 | 0 |  | --> | C16 ex LITTLE BRAY | Little Bray [T41,T42] | FASSAROE |  | 53.2099 | -6.1262
MV/LV Substation CO***093 |  | 10 kV | _ | LV | 400 kVA :Building Structure | 0.4 | --> | 0.4 | 0 | 0 | Constrained,otherwise capacity available =400kVA. | --> | 0.38 | 0 | 0 | 0 | 0 | Constrained,otherwise capacity available =400kW. | --> | C21 ex LISMORE | Lismore [T41,T42] | DUNGARVAN |  | 52.132 | -7.8454
MV/LV Substation CO***093X |  | 20 kV | _ | LV | 50 kVA :Pole Substation | 0.05 | --> | 0.05 | 0.044 | 6.2 |  | --> | 0.0475 | 0 | 0 | 0 | 0 | Constrained,otherwise capacity available =50.9kW. | --> | E28 ex MILFORD (MWR) | Milford (mwr) [T422] | CHARLEVILLE |  | 52.4052 | -8.825
MV/LV Substation CO***094X |  | 10 kV | _ | LV | 100 kVA :Pole Substation | 0.1 | --> | 0.1 | 0 | 0 | Constrained,otherwise capacity available =54kVA. | --> | 0.095 | 0 | 0 | 0 | 0 | Constrained,otherwise capacity available =106.8kW. | --> | C20 ex PORTLAOISE | Portlaoise [T41,T42] | PORTLAOISE |  | 53.0339 | -7.2746
MV/LV Substation CO***096 |  | 10 kV | _ | LV | 400 kVA :Kiosk Substation | 0.4 | --> | 0.4 | 0 | 0 | Constrained,otherwise capacity available =317kVA. | --> | 0.38 | 0 | 0.022971 | 0.41241 | 0 |  | --> | C22 ex MONEENAGEISHA | Moneenageisha [T41,T42] | GALWAY 110KV |  | 53.2828 | -9.0312
MV/LV Substation CO***096 |  | 10 kV | _ | LV | 400 kVA :Kiosk Substation | 0.4 | --> | 0.4 | 0.341 | 13.5 |  | --> | 0.38 | 0 | 0 | 0.40886 | 0 |  | --> | C17 ex ENNIS | Ennis [T101,T102] | ENNIS |  | 52.8575 | -8.9734
MV/LV Substation CO***096 |  | 10 kV | _ | LV | 400 kVA :Kiosk Substation | 0.4 | --> | 0.4 | 0 | 0 | Constrained,otherwise capacity available =317kVA. | --> | 0.38 | 0 | 0.003705 | 0.41241 | 0 |  | --> | C18 ex MAYFIELD | Mayfield [T41,T42] | KILBARRY |  | 51.9048 | -8.4518
MV/LV Substation CO***096Z |  | 10 kV | _ | LV | 200 kVA :Kiosk Substation | 0.2 | --> | 0.2 | 0 | 0 | Constrained,otherwise capacity available =129kVA. | --> | 0.19 | 0 | 0.020007 | 0.2105 | 0 |  | --> | C12 ex MORRISTOWN | Morristown [T41,T42] | NEWBRIDGE |  | 53.1859 | -6.8012
MV/LV Substation CO***097Y |  | 10 kV | _ | LV | 200 kVA :Kiosk Substation | 0.2 | --> | 0.2 | 0 | 0 | Constrained,otherwise capacity available =177kVA. | --> | 0.19 | 0 | 0 | 0.20346 | 0 |  | --> | C11 ex KYLEERAGH | Kyleeragh [T41,T42] | NENAGH |  | 52.8683 | -8.2104
MV/LV Substation CO***098 |  | 20 kV | _ | LV | 50 kVA :Pole Substation | 0.05 | --> | 0.05 | 0.046 | 1.6 |  | --> | 0.0475 | 0 | 0.003705 | 0.050604 | 0 |  | --> | E11 ex CARRIGALLEN | Carrigallen [T421] | CARRICK ON SHANNON |  | 54.0582 | -7.7686
MV/LV Substation CO***098 |  | 10 kV | _ | LV | 630 kVA :Building Structure | 0.63 | --> | 0.63 | 0 | 0 | Constrained,otherwise capacity available =500kVA. | --> | 0.5985 | 0 | 0.035568 | 0.5 | 0 |  | --> | C11 ex KILBARRY | Kilbarry [T101,T43] | KILBARRY |  | 51.9089 | -8.4735
MV/LV Substation CO***098 |  | 10 kV | _ | LV | 1000 kVA :Building Structure | 1 | --> | 1 | 0.5 | 3.5 |  | --> | 0.95 | 0 | 0.00741 | 0.5 | 0 |  | --> | C18 ex TRIMMS LANE | Trimms Lane [T41,T42] | SALTHILL |  | 53.2712 | -9.0615
MV/LV Substation CO***099 |  | 10 kV | _ | LV | 400 kVA :Building Structure | 0.4 | --> | 0.4 | 0 | 0 | Constrained,otherwise capacity available =280kVA. | --> | 0.38 | 0 | 0.014079 | 0.41782 | 0 |  | --> | C14 ex FAIRHILL | Fairhill [T42] | KILBARRY |  | 51.8991 | -8.4977
MV/LV Substation CO***099X |  | 10 kV | _ | LV | 200 kVA :Kiosk Substation | 0.2 | --> | 0.2 | 0.168 | 1.5 |  | --> | 0.19 | 0 | 0 | 0.2048 | 0 |  | --> | C18 ex SHERCOCK | Shercock [T41,T42] | MEATH HILL |  | 53.9975 | -6.8925
MV/LV Substation CO***099Y |  | 10 kV | _ | LV | 200 kVA :Kiosk Substation | 0.2 | --> | 0.2 | 0 | 0 | Constrained,otherwise capacity available =189kVA. | --> | 0.19 | 0 | 0 | 0.20166 | 0 |  | --> | C17 ex LEIXLIP | Leixlip [T41,T42] | GRIFFINRATH |  | 53.3642 | -6.4998
MV/LV Substation CO***100 |  | 10 kV | _ | LV | 400 kVA :Kiosk Substation | 0.4 | --> | 0.4 | 0 | 0 | Constrained,otherwise capacity available =128kVA. | --> | 0.38 | 0 | 0.00741 | 0.43928 | 0 |  | --> | C18 ex KILDARE | Kildare [T41,T42] | NEWBRIDGE |  | 53.1557 | -6.9064
MV/LV Substation CO***100 |  | 10 kV | _ | LV | 50 kVA :Pole Substation | 0.05 | --> | 0.05 | 0 | 0 | Constrained,otherwise capacity available =50kVA. | --> | 0.0475 | 0 | 0 | 0 | 0 | Constrained,otherwise capacity available =50kW. | --> | C15 ex CULLION | Cullion [T41,T42] | LETTERKENNY |  | 54.9483 | -7.6651
MV/LV Substation CO***100X |  | 10 kV | _ | LV | 50 kVA :Pole Substation | 0.05 | --> | 0.05 | 0.038 | 2.8 |  | --> | 0.0475 | 0 | 0 | 0.05179 | 0 |  | --> | C20 ex CASTLEBLAYNEY | Castleblayney [T41,T42] | DUNDALK |  | 54.088 | -6.6683
MV/LV Substation CO***100Z |  | 10 kV | _ | LV | 50 kVA :Pole Substation | 0.05 | --> | 0.05 | 0 | 0 | Constrained,otherwise capacity available =50kVA. | --> | 0.0475 | 0 | 0 | 0.05 | 0 |  | --> | C13 ex POPPINTREE | Poppintree [T101,T102] | FINGLAS |  | 53.416 | -6.2537
MV/LV Substation CO***101 |  | 20 kV | _ | LV | 50 kVA :Pole Substation | 0.05 | --> | 0.05 | 0.046 | 1.6 |  | --> | 0.0475 | 0 | 0 | 0.050604 | 0 |  | --> | E11 ex CARRIGALLEN | Carrigallen [T421] | CARRICK ON SHANNON |  | 54.0273 | -7.6799
MV/LV Substation CO***101 |  | 10 kV | _ | LV | 400 kVA :Building Structure | 0.4 | --> | 0.4 | 0.295 | 1.4 |  | --> | 0.38 | 0 | 0 | 0.41564 | 0 |  | --> | C15 ex RINEANNA | Rineanna [T41,T42] | DRUMLINE |  | 52.705 | -8.8785
MV/LV Substation CO***103 |  | 10 kV | _ | LV | 400 kVA :Kiosk Substation | 0.4 | --> | 0.4 | 0.182 | 0.8 |  | --> | 0.38 | 0 | 0 | 0.4318 | 0 |  | --> | C17 ex MANOR STREET | Manor Street [T41,T42] | WATERFORD |  | 52.2594 | -7.1081
MV/LV Substation CO***103 |  | 20 kV | _ | LV | 100 kVA :Pole Substation | 0.1 | --> | 0.1 | 0.03 | 3 |  | --> | 0.095 | 0 | 0 | 0 | 0 | Constrained,otherwise capacity available =110.1kW. | --> | E14 ex MOVILLE | Moville [T421,T422] | TRILLICK |  | 55.1924 | -7.0466
MV/LV Substation CO***103 |  | 10 kV | _ | LV | 630 kVA :Kiosk Substation | 0.63 | --> | 0.63 | 0 | 0 | Constrained,otherwise capacity available =500kVA. | --> | 0.5985 | 0 | 0 | 0.5 | 0 |  | --> | C21 ex BELGARD | Belgard [T41,T42] | COOKSTOWN |  | 53.2874 | -6.3634
MV/LV Substation CO***103Z |  | 10 kV | _ | LV | 50 kVA :Pole Substation | 0.05 | --> | 0.05 | 0.039 | 0.2 |  | --> | 0.0475 | 0 | 0 | 0 | 0 | Constrained,otherwise capacity available =51.6kW. | --> | E17 ex BEALISTOWN | Bealistown [T421,T422] | GREAT ISLAND |  | 52.1945 | -6.8552
MV/LV Substation CO***104 |  | 20 kV | _ | LV | 400 kVA :Building Structure | 0.4 | --> | 0.4 | 0 | 0 | Constrained,otherwise capacity available =382kVA. | --> | 0.38 | 0 | 0 | 0 | 0 | Constrained,otherwise capacity available =402.7kW. | --> | E17 ex FOXHOLE | Foxhole [T421,T422] | DUNGARVAN |  | 51.9528 | -7.8675
MV/LV Substation CO***104 |  | 10 kV | _ | LV | 630 kVA :Kiosk Substation | 0.63 | --> | 0.63 | 0.5 | 1.1 |  | --> | 0.5985 | 0 | 0.004446 | 0 | 0 | Constrained,otherwise capacity available =500kW. | --> | C15 ex NEWCASTLEWEST | Newcastlewest [T41,T42] | RATHKEALE |  | 52.4471 | -9.0601
MV/LV Substation CO***104Y |  | 20 kV | _ | LV | 50 kVA :Pole Substation | 0.05 | --> | 0.05 | 0.043 | 17.8 |  | --> | 0.0475 | 0 | 0 | 0.051052 | 0 |  | --> | E21 ex BANOGE | Banoge [T121,T122] | BANOGE |  | 52.6583 | -6.3355
MV/LV Substation CO***105 |  | 10 kV | _ | LV | 400 kVA :Building Structure | 0.4 | --> | 0.4 | 0.246 | 7.2 |  | --> | 0.38 | 0 | 0.084474 | 0.4152 | 0 |  | --> | C18 ex LIBERTY STREET | Liberty Street [T101,T102] | LIBERTY STREET |  | 51.8909 | -8.4977
MV/LV Substation CO***105X |  | 20 kV | _ | LV | 100 kVA :Pole Substation | 0.1 | --> | 0.1 | 0.095 | 16.1 |  | --> | 0.095 | 0 | 0 | 0.10076 | 0 |  | --> | E12 ex WEXFORD | Wexford [T121,T122] | WEXFORD |  | 52.3862 | -6.5881
MV/LV Substation CO***105X |  | 10 kV | _ | LV | 100 kVA :Pole Substation | 0.1 | --> | 0.1 | 0 | 0 | Constrained,otherwise capacity available =77kVA. | --> | 0.095 | 0 | 0 | 0.10343 | 0 |  | --> | C15 ex CASTLECOMER | Castlecomer [T41,T42] | BALLYRAGGET |  | 52.8661 | -7.1651
MV/LV Substation CO***105Y |  | 10 kV | _ | LV | 400 kVA :Building Structure | 0.4 | --> | 0.4 | 0.4 | 1.1 |  | --> | 0.38 | 0 | 0 | 0.4 | 0 |  | --> | C19 ex BIRR | Birr [T41,T422] | DALLOW |  | 53.0977 | -7.9003
MV/LV Substation CO***105Y |  | 10 kV | _ | LV | 100 kVA :Pole Substation | 0.1 | --> | 0.1 | 0 | 0 | Constrained,otherwise capacity available =87kVA. | --> | 0.095 | 0 | 0 | 0.10195 | 0 |  | --> | C20 ex CARRICKMACROSS | Carrickmacross [T41,T42] | MEATH HILL |  | 53.9724 | -6.8411
MV/LV Substation CO***106 |  | 10 kV | _ | LV | 25 kVA :Pole Substation | 0.025 | --> | 0.025 | 0 | 0 | Constrained,otherwise capacity available =24kVA. | --> | 0.02375 | 0 | 0 | 0 | 0 | Constrained,otherwise capacity available =25.2kW. | --> | C15 ex DRUMBEAR | Drumbear [T41,T42] | LISDRUM |  | 54.2255 | -6.848
MV/LV Substation CO***107 |  | 10 kV | _ | LV | 400 kVA :Building Structure | 0.4 | --> | 0.4 | 0.305 | 1.5 |  | --> | 0.38 | 0 | 0.008892 | 0 | 0 | Constrained,otherwise capacity available =406.5kW. | --> | C19 ex TURLOUGH ROAD | Turlough Road [T43] | CASTLEBAR |  | 53.8534 | -9.2996
MV/LV Substation CO***107 |  | 20 kV | _ | LV | 100 kVA :Pole Substation | 0.1 | --> | 0.1 | 0.076 | 1.4 |  | --> | 0.095 | 0 | 0.004446 | 0.10358 | 0 |  | --> | E12 ex CONG | Cong [T421,T422] | CLOON |  | 53.5138 | -9.4481
MV/LV Substation CO***107Y |  | 20 kV | _ | LV | 400 kVA :Kiosk Substation | 0.4 | --> | 0.4 | 0 | 0 | Constrained,otherwise capacity available =296kVA. | --> | 0.38 | 0 | 0.045201 | 0.41549 | 0 |  | --> | E17 ex BALTRASNA | Baltrasna [T121,T122] | BALTRASNA |  | 53.5109 | -6.5484
MV/LV Substation CO***107Y |  | 10 kV | _ | LV | 630 kVA :Kiosk Substation | 0.63 | --> | 0.63 | 0.5 | 0.9 |  | --> | 0.5985 | 0 | 0.008151 | 0.5 | 0 |  | --> | C12 ex COES ROAD | Coes Road [T41,T42] | DUNDALK |  | 54.0038 | -6.3873
MV/LV Substation CO***108 |  | 20 kV | _ | LV | 400 kVA :Kiosk Substation | 0.4 | --> | 0.4 | 0 | 0 | Constrained,otherwise capacity available =400kVA. | --> | 0.38 | 0 | 0 | 0.4 | 0 |  | --> | E19 ex GARRANACANTY | Garranacanty [T421,T422] | TIPPERARY |  | 52.4729 | -8.1324
MV/LV Substation CO***109 |  | 20 kV | _ | LV | 50 kVA :Pole Substation | 0.05 | --> | 0.05 | 0.044 | 1.4 |  | --> | 0.0475 | 0 | 0 | 0.050903 | 0 |  | --> | E17 ex CONG | Cong [T421,T422] | CLOON |  | 53.5309 | -9.2744
MV/LV Substation CO***110Y |  | 10 kV | _ | LV | 200 kVA :Kiosk Substation | 0.2 | --> | 0.2 | 0.143 | 1.8 |  | --> | 0.19 | 0 | 0.017784 | 0.20848 | 0 |  | --> | C13 ex MOYLISH | Moylish [T41,T42] | ARDNACRUSHA |  | 52.6748 | -8.652
MV/LV Substation CO***111X |  | 10 kV | _ | LV | 200 kVA :Pole Substation | 0.2 | --> | 0.2 | 0.136 | 0.7 |  | --> | 0.19 | 0 | 0.031122 | 0.20949 | 0 |  | --> | C14 ex KILRUSH | Kilrush [T41,T42] | TULLABRACK |  | 52.6435 | -9.4838
MV/LV Substation CO***111Y |  | 20 kV | _ | LV | 200 kVA :Kiosk Substation | 0.2 | --> | 0.2 | 0 | 0 | Constrained,otherwise capacity available =182kVA. | --> | 0.19 | 0 | 0.003705 | 0 | 0 | Constrained,otherwise capacity available =202.7kW. | --> | C11 ex TIMOLEAGUE | Timoleague [T41] | BANDON |  | 51.6338 | -8.723
MV/LV Substation CO***111Y |  | 10 kV | _ | LV | 630 kVA :Kiosk Substation | 0.63 | --> | 0.63 | 0 | 0 | Constrained,otherwise capacity available =500kVA. | --> | 0.5985 | 0 | 0.038532 | 0.5 | 0 |  | --> | C12 ex LEIXLIP | Leixlip [T41,T42] | GRIFFINRATH |  | 53.3708 | -6.4867
MV/LV Substation CO***114Z |  | 10 kV | _ | LV | 400 kVA :Kiosk Substation | 0.4 | --> | 0.4 | 0 | 0 | Constrained,otherwise capacity available =336kVA. | --> | 0.38 | 0 | 0.005928 | 0.4096 | 0 |  | --> | C22 ex TERMONFECKIN ROAD | Termonfeckin Road [T41,T42] | DRYBRIDGE |  | 53.725 | -6.3348
MV/LV Substation CO***115 |  | 10 kV | _ | LV | 630 kVA :Kiosk Substation | 0.63 | --> | 0.63 | 0.49 | 4.6 |  | --> | 0.5985 | 0 | 0.008151 | 0.5 | 0 |  | --> | C21 ex DUN LAOGHAIRE | Dun Laoghaire [T41,T42] | BLACKROCK |  | 53.2907 | -6.1338
MV/LV Substation CO***115X |  | 10 kV | _ | LV | 200 kVA :Kiosk Substation | 0.2 | --> | 0.2 | 0.163 | 0.4 |  | --> | 0.19 | 0 | 0.002223 | 0 | 0 | Constrained,otherwise capacity available =205.5kW. | --> | C19 ex SWINFORD | Swinford [T41,T42] | CASTLEBAR |  | 53.9448 | -8.9408
MV/LV Substation CO***115Y |  | 20 kV | _ | LV | 100 kVA :Pole Substation | 0.1 | --> | 0.1 | 0 | 0 | Constrained,otherwise capacity available =73kVA. | --> | 0.095 | 0 | 0.003705 | 0.10402 | 0 |  | --> | E14 ex COLLOONEY | Collooney [T421,T422] | SLIGO |  | 54.1709 | -8.6083
MV/LV Substation CO***115Y |  | 20 kV | _ | LV | 100 kVA :Pole Substation | 0.1 | --> | 0.1 | 0 | 0 | Constrained,otherwise capacity available =100kVA. | --> | 0.095 | 0 | 0 | 0.1 | 0 |  | --> | C24 ex MACETOWN | Macetown [T101,T102] | MACETOWN |  | 53.477 | -6.5015
MV/LV Substation CO***115Z |  | 10 kV | _ | LV | 400 kVA :Kiosk Substation | 0.4 | --> | 0.4 | 0 | 0 | Constrained,otherwise capacity available =269kVA. | --> | 0.38 | 0 | 0.033345 | 0.41942 | 0 |  | --> | C12 ex MORRISTOWN | Morristown [T41,T42] | NEWBRIDGE |  | 53.1868 | -6.8024
MV/LV Substation CO***116X |  | 10 kV | _ | LV | 200 kVA :Pole Substation | 0.2 | --> | 0.2 | 0.168 | 2.8 |  | --> | 0.19 | 0 | 0 | 0.2048 | 0 |  | --> | C21 ex CASTLEBLAYNEY | Castleblayney [T41,T42] | DUNDALK |  | 54.1342 | -6.7652
MV/LV Substation CO***116Y |  | 10 kV | _ | LV | 400 kVA :Kiosk Substation | 0.4 | --> | 0.4 | 0 | 0 | Constrained,otherwise capacity available =298kVA. | --> | 0.38 | 0 | 0.028899 | 0 | 0 | Constrained,otherwise capacity available =415.2kW. | --> | C19 ex KNOCKAPHUNTA | Knockaphunta [T41,T42] | CASTLEBAR |  | 53.8431 | -9.317
MV/LV Substation CO***117 |  | 10 kV | _ | LV | 400 kVA :Building Structure | 0.4 | --> | 0.4 | 0.173 | 7.2 |  | --> | 0.38 | 0 | 0 | 0.43306 | 0 |  | --> | C11 ex LIBERTY STREET | Liberty Street [T101,T102] | LIBERTY STREET |  | 51.8997 | -8.4771
MV/LV Substation CO***117Z |  | 10 kV | _ | LV | 630 kVA :Building Structure | 0.63 | --> | 0.63 | 0 | 0 | Constrained,otherwise capacity available =500kVA. | --> | 0.5985 | 0 | 0 | 0.5 | 0 |  | --> | C11 ex BALLINACURRA | Ballinacurra [T41,T42] | LIMERICK |  | 52.6598 | -8.6356
MV/LV Substation CO***120 |  | 10 kV | _ | LV | 50 kVA :Pole Substation | 0.05 | --> | 0.05 | 0 | 0 | Constrained,otherwise capacity available =12kVA. | --> | 0.0475 | 0 | 0 | 0 | 0 | Constrained,otherwise capacity available =55.5kW. | --> | C16 ex RATHDRUM | Rathdrum [T42] | ARKLOW |  | 52.9279 | -6.2329
MV/LV Substation CO***120 |  | 10 kV | _ | LV | 400 kVA :Kiosk Substation | 0.4 | --> | 0.4 | 0.357 | 9.5 |  | --> | 0.38 | 0 | 0.002964 | 0.40648 | 0 |  | --> | C13 ex BANDON | Bandon [T101,T42] | BANDON |  | 51.7492 | -8.7509
MV/LV Substation CO***120 |  | 20 kV | _ | LV | 100 kVA :Pole Substation | 0.1 | --> | 0.1 | 0.078 | 2.5 |  | --> | 0.095 | 0 | 0 | 0.10329 | 0 |  | --> | E13 ex BAGENALSTOWN | Bagenalstown [T421,T422] | CARLOW |  | 52.6588 | -6.9035
MV/LV Substation CO***120Z |  | 10 kV | _ | LV | 50 kVA :Pole Substation | 0.05 | --> | 0.05 | 0 | 0 | Constrained,otherwise capacity available =50kVA. | --> | 0.0475 | 0 | 0 | 0 | 0 | Constrained,otherwise capacity available =50kW. | --> | C14 ex DRUMBEAR | Drumbear [T41,T42] | LISDRUM |  | 54.2432 | -6.9637
MV/LV Substation CO***123Z |  | 10 kV | _ | LV | 50 kVA :Pole Substation | 0.05 | --> | 0.05 | 0 | 0 | Constrained,otherwise capacity available =46kVA. | --> | 0.0475 | 0 | 0 | 0.050604 | 0 |  | --> | C22 ex CELBRIDGE | Celbridge [T41,T42] | GRIFFINRATH |  | 53.3518 | -6.58
MV/LV Substation CO***124 |  | 10 kV | _ | LV | 200 kVA :Building Structure | 0.2 | --> | 0.2 | 0 | 0 | Constrained,otherwise capacity available =107kVA. | --> | 0.19 | 0 | 0.025194 | 0.21365 | 0 |  | --> | C12 ex BALLINACURRA | Ballinacurra [T41,T42] | LIMERICK |  | 52.6545 | -8.6472
MV/LV Substation CO***124X |  | 10 kV | _ | LV | 50 kVA :Pole Substation | 0.05 | --> | 0.05 | 0 | 0 | Constrained,otherwise capacity available =40kVA. | --> | 0.0475 | 0 | 0.00741 | 0 | 0 | Constrained,otherwise capacity available =51.5kW. | --> | C13 ex DRUMBEAR | Drumbear [T41,T42] | LISDRUM |  | 54.2337 | -6.969
MV/LV Substation CO***124X |  | 10 kV | _ | LV | 400 kVA :Kiosk Substation | 0.4 | --> | 0.4 | 0.342 | 1.5 |  | --> | 0.38 | 0 | 0.008892 | 0.40871 | 0 |  | --> | C17 ex BALLYARD | Ballyard [T41,T42] | TRALEE |  | 52.2563 | -9.6913
MV/LV Substation CO***124Z |  | 10 kV | _ | LV | 400 kVA :Kiosk Substation | 0.4 | --> | 0.4 | 0 | 0 | Constrained,otherwise capacity available =308kVA. | --> | 0.38 | 0 | 0 | 0.41373 | 0 |  | --> | C24 ex BALLYCOOLIN | Ballycoolin [T41,T42,T43] | FINGLAS |  | 53.4004 | -6.3774
MV/LV Substation CO***127 |  | 10 kV | _ | LV | 25 kVA :Pole Substation | 0.025 | --> | 0.025 | 0 | 0 | Constrained,otherwise capacity available =25kVA. | --> | 0.02375 | 0 | 0 | 0 | 0 | Constrained,otherwise capacity available =25kW. | --> | C20 ex DRUMBEAR | Drumbear [T41,T42] | LISDRUM |  | 54.2403 | -6.9442
MV/LV Substation CO***127Y |  | 20 kV | _ | LV | 50 kVA :Pole Substation | 0.05 | --> | 0.05 | 0 | 0 | Constrained,otherwise capacity available =49kVA. | --> | 0.0475 | 0 | 0 | 0.050152 | 0 |  | --> | E15 ex DULEEK | Duleek [T421,T422] | DRYBRIDGE |  | 53.67 | -6.4068
MV/LV Substation CO***127Z |  | 10 kV | _ | LV | 200 kVA :Kiosk Substation | 0.2 | --> | 0.2 | 0 | 0 | Constrained,otherwise capacity available =200kVA. | --> | 0.19 | 0 | 0.08892 | 0 | 0 | Constrained,otherwise capacity available =200kW. | --> | E16 ex PORTLAOISE | Portlaoise [T423,T424] | PORTLAOISE |  | 53.0256 | -7.3166
MV/LV Substation CO***127Z |  | 10 kV | _ | LV | 400 kVA :Building Structure | 0.4 | --> | 0.4 | 0 | 0 | Constrained,otherwise capacity available =325kVA. | --> | 0.38 | 0 | 0.02223 | 0.41123 | 0 |  | --> | C11 ex BALLYCOOLIN | Ballycoolin [T41,T42,T43] | FINGLAS |  | 53.4128 | -6.3672
MV/LV Substation CO***128 |  | 10 kV | _ | LV | 50 kVA :Pole Substation | 0.05 | --> | 0.05 | 0 | 0 | Constrained,otherwise capacity available =24kVA. | --> | 0.0475 | 0 | 0 | 0 | 0 | Constrained,otherwise capacity available =53.8kW. | --> | C16 ex KILCLOHER | Kilcloher [T41,T42] | DUNGARVAN |  | 52.146 | -7.833
MV/LV Substation CO***130X |  | 20 kV | _ | LV | 50 kVA :Pole Substation | 0.05 | --> | 0.05 | 0.049 | 2 |  | --> | 0.0475 | 0 | 0 | 0.050152 | 0 |  | --> | E15 ex MOHILL | Mohill [T421,T422] | CARRICK ON SHANNON |  | 53.9263 | -7.8646
MV/LV Substation CO***130Y |  | 10 kV | _ | LV | 100 kVA :Pole Substation | 0.1 | --> | 0.1 | 0 | 0 | Constrained,otherwise capacity available =55kVA. | --> | 0.095 | 0 | 0 | 0.10661 | 0 |  | --> | C17 ex ATHBOY | Athboy [T42] | NAVAN |  | 53.7164 | -7.0654
MV/LV Substation CO***131Z |  | 20 kV | _ | LV | 50 kVA :Pole Substation | 0.05 | --> | 0.05 | 0.043 | 2.5 |  | --> | 0.0475 | 0 | 0.003705 | 0.051052 | 0 |  | --> | E13 ex BAGENALSTOWN | Bagenalstown [T421,T422] | CARLOW |  | 52.6586 | -6.9063
MV/LV Substation CO***132 |  | 10 kV | _ | LV | 400 kVA :Kiosk Substation | 0.4 | --> | 0.4 | 0.207 | 1 |  | --> | 0.38 | 0 | 0.02223 | 0.42829 | 0 |  | --> | C11 ex CORBALLY | Corbally [T41,T42] | ARDNACRUSHA |  | 52.6712 | -8.613
MV/LV Substation CO***132 |  | 10 kV | _ | LV | 400 kVA :Kiosk Substation | 0.4 | --> | 0.4 | 0.311 | 13.5 |  | --> | 0.38 | 0 | 0 | 0.41329 | 0 |  | --> | C17 ex ENNIS | Ennis [T101,T102] | ENNIS |  | 52.8465 | -8.995
MV/LV Substation CO***132 |  | 10 kV | _ | LV | 100 kVA :Pole Substation | 0.1 | --> | 0.1 | 0.1 | 6.5 |  | --> | 0.095 | 0 | 0 | 0.1 | 0 |  | --> | C17 ex OUGHTERARD | Oughterard [T41,T42] | SCREEB |  | 53.4298 | -9.3159
MV/LV Substation CO***134 |  | 20 kV | _ | LV | 50 kVA :Pole Substation | 0.05 | --> | 0.05 | 0 | 0 | Constrained,otherwise capacity available =50kVA. | --> | 0.0475 | 0 | 0 | 0 | 0 | Constrained,otherwise capacity available =50kW. | --> | E18 ex FOXHOLE | Foxhole [T421,T422] | DUNGARVAN |  | 52.0262 | -7.8326
MV/LV Substation CO***134 |  | 20 kV | _ | LV | 400 kVA :Building Structure | 0.4 | --> | 0.4 | 0 | 0 | Constrained,otherwise capacity available =400kVA. | --> | 0.38 | 0 | 0 | 0 | 0 | Constrained,otherwise capacity available =400kW. | --> | E17 ex FOXHOLE | Foxhole [T421,T422] | DUNGARVAN |  | 51.9509 | -7.8658
MV/LV Substation CO***134 |  | 20 kV | _ | LV | 50 kVA :Pole Substation | 0.05 | --> | 0.05 | 0.049 | 8.5 |  | --> | 0.0475 | 0 | 0 | 0 | 0 | Constrained,otherwise capacity available =50.2kW. | --> | E12 ex ARIGNA | Arigna [T121] | ARIGNA |  | 54.1722 | -8.15
MV/LV Substation CO***135Y |  | 10 kV | _ | LV | 200 kVA :Pole Substation | 0.2 | --> | 0.2 | 0 | 0 | Constrained,otherwise capacity available =148kVA. | --> | 0.19 | 0 | 0.11041 | 0.2 | 0 |  | --> | C20 ex CARRICKMACROSS | Carrickmacross [T41,T42] | MEATH HILL |  | 53.9792 | -6.8237
MV/LV Substation CO***136 |  | 10 kV | _ | LV | 630 kVA :Building Structure | 0.63 | --> | 0.63 | 0 | 0 | Constrained,otherwise capacity available =303kVA. | --> | 0.5985 | 0 | 0.035568 | 0.5 | 0 |  | --> | C12 ex CLONTARF | Clontarf [T42] | FINGLAS |  | 53.3609 | -6.1887
MV/LV Substation CO***136 |  | 10 kV | _ | LV | 30 kVA :Pole Substation | 0.03 | --> | 0.03 | 0.023 | 1.5 |  | --> | 0.0285 | 0 | 0 | 0.031045 | 0 |  | --> | C18 ex SMEARLA | Smearla [T41,T42] | TRIEN |  | 52.4241 | -9.4995
MV/LV Substation CO***138 |  | 20 kV | _ | LV | 50 kVA :Pole Substation | 0.05 | --> | 0.05 | 0 | 0 | Constrained,otherwise capacity available =35kVA. | --> | 0.0475 | 0 | 0 | 0.052228 | 0 |  | --> | C11 ex DRUMQUIN | Drumquin [T42] | ENNIS |  | 52.8296 | -9.1825
MV/LV Substation CO***139 |  | 10 kV | _ | LV | 630 kVA :Kiosk Substation | 0.63 | --> | 0.63 | 0.5 | 13.2 |  | --> | 0.5985 | 0 | 0.028158 | 0.5 | 0 |  | --> | C21 ex ARTANE | Artane [T101,T102] | FINGLAS |  | 53.3787 | -6.2319
MV/LV Substation CO***139X |  | 10 kV | _ | LV | 50 kVA :Pole Substation | 0.05 | --> | 0.05 | 0.05 | 0.7 |  | --> | 0.0475 | 0 | 0 | 0.05 | 0 |  | --> | C15 ex RAHANS | Rahans [T41] | MOY |  | 54.0939 | -9.1653
MV/LV Substation CO***139Y |  | 10 kV | _ | LV | 50 kVA :Pole Substation | 0.05 | --> | 0.05 | 0 | 0 | Constrained,otherwise capacity available =44kVA. | --> | 0.0475 | 0 | 0 | 0 | 0 | Constrained,otherwise capacity available =50.9kW. | --> | E18 ex BLESSINGTON | Blessington [T421,T422] | KILTEEL |  | 53.202 | -6.4809
MV/LV Substation CO***139Z |  | 10 kV | _ | LV | 200 kVA :Kiosk Substation | 0.2 | --> | 0.2 | 0 | 0 | Constrained,otherwise capacity available =156kVA. | --> | 0.19 | 0 | 0.01482 | 0.20657 | 0 |  | --> | C12 ex BALLINCOLLIG | Ballincollig [T41,T42] | KILBARRY |  | 51.884 | -8.6184
MV/LV Substation CO***139Z |  | 10 kV | _ | LV | 200 kVA :Kiosk Substation | 0.2 | --> | 0.2 | 0 | 0 | Constrained,otherwise capacity available =147kVA. | --> | 0.19 | 0 | 0 | 0.20789 | 0 |  | --> | C20 ex COOLMINE | Coolmine [T41,T42] | FINGLAS |  | 53.3822 | -6.4037
MV/LV Substation CO***140 |  | 10 kV | _ | LV | 630 kVA :Building Structure | 0.63 | --> | 0.63 | 0 | 0 | Constrained,otherwise capacity available =472kVA. | --> | 0.5985 | 0 | 0.008151 | 0.5 | 0 |  | --> | C11 ex HEADFORD ROAD | Headford Road [T41,T42] | GALWAY 110KV |  | 53.2768 | -9.049
MV/LV Substation CO***140Z |  | 10 kV | _ | LV | 400 kVA :Kiosk Substation | 0.4 | --> | 0.4 | 0 | 0 | Constrained,otherwise capacity available =323kVA. | --> | 0.38 | 0 | 0.004446 | 0.41153 | 0 |  | --> | C20 ex COOLMINE | Coolmine [T41,T42] | FINGLAS |  | 53.3818 | -6.4036
MV/LV Substation CO***141 |  | 10 kV | _ | LV | 400 kVA :Building Structure | 0.4 | --> | 0.4 | 0.234 | 3 |  | --> | 0.38 | 0 | 0.004446 | 0 | 0 | Constrained,otherwise capacity available =424.5kW. | --> | C15 ex BALLYRAINE | Ballyraine [T41,T42] | LETTERKENNY |  | 54.9517 | -7.7346
MV/LV Substation CO***142Y |  | 20 kV | _ | LV | 50 kVA :Pole Substation | 0.05 | --> | 0.05 | 0 | 0 | Constrained,otherwise capacity available =37kVA. | --> | 0.0475 | 0 | 0 | 0 | 0 | Constrained,otherwise capacity available =51.9kW. | --> | C17 ex COLLIGAN | Colligan [T41,T42] | DUNGARVAN |  | 52.0799 | -7.666
MV/LV Substation CO***143 |  | 10 kV | _ | LV | 50 kVA :Pole Substation | 0.05 | --> | 0.05 | 0 | 0 | Constrained,otherwise capacity available =45kVA. | --> | 0.0475 | 0 | 0 | 0 | 0 | Constrained,otherwise capacity available =50.8kW. | --> | E11 ex KNOCKMULLEN | Knockmullen [T42,T421] | GREAT ISLAND |  | 52.4204 | -6.8638
MV/LV Substation CO***143 |  | 20 kV | _ | LV | 200 kVA :Pole Substation | 0.2 | --> | 0.2 | 0 | 0 | Constrained,otherwise capacity available =119kVA. | --> | 0.19 | 0 | 0.021489 | 0.21194 | 0 |  | --> | C13 ex MORNINGTON ROAD | Mornington Road [T41,T42] | DRYBRIDGE |  | 53.7168 | -6.2568
MV/LV Substation CO***143X |  | 10 kV | _ | LV | 630 kVA :Kiosk Substation | 0.63 | --> | 0.63 | 0.5 | 3.4 |  | --> | 0.5985 | 0 | 0.002964 | 0.5 | 0 |  | --> | C11 ex MERRION SQUARE | Merrion Square [T41,T42] | RINGSEND |  | 53.3363 | -6.2454
MV/LV Substation CO***143Y |  | 10 kV | _ | LV | 50 kVA :Pole Substation | 0.05 | --> | 0.05 | 0 | 0 | Constrained,otherwise capacity available =47kVA. | --> | 0.0475 | 0 | 0 | 0.050453 | 0 |  | --> | C26 ex MONEYCOOLEY | Moneycooley [T41,T42,T44] | GRIFFINRATH |  | 53.3789 | -6.6102
MV/LV Substation CO***144 |  | 10 kV | _ | LV | 50 kVA :Pole Substation | 0.05 | --> | 0.05 | 0 | 0 | Constrained,otherwise capacity available =50kVA. | --> | 0.0475 | 0 | 0 | 0.05 | 0 |  | --> | C15 ex SAGGART | Saggart [T41,T42] | GRANGE CASTLE |  | 53.2748 | -6.4136
MV/LV Substation CO***146X |  | 20 kV | _ | LV | 50 kVA :Pole Substation | 0.05 | --> | 0.05 | 0.045 | 0.4 |  | --> | 0.0475 | 0 | 0 | 0.050753 | 0 |  | --> | C16 ex CARRAROE | Carraroe [T42] | SCREEB |  | 53.0646 | -9.5161
MV/LV Substation CO***147Y |  | 10 kV | _ | LV | 200 kVA :Kiosk Substation | 0.2 | --> | 0.2 | 0.193 | 2.2 |  | --> | 0.19 | 0 | 0 | 0.20106 | 0 |  | --> | C11 ex BALLINASLOE | Ballinasloe [T41,T42] | SOMERSET |  | 53.3222 | -8.1884
MV/LV Substation CO***147Y |  | 20 kV | _ | LV | 50 kVA :Pole Substation | 0.05 | --> | 0.05 | 0.046 | 18.8 |  | --> | 0.0475 | 0 | 0 | 0.050604 | 0 |  | --> | E17 ex HARTNETTS CROSS | Hartnetts Cross [T121,T422] | HARTNETTS CROSS |  | 51.9053 | -8.9922
MV/LV Substation CO***147Z |  | 20 kV | _ | LV | 50 kVA :Pole Substation | 0.05 | --> | 0.05 | 0 | 0 | Constrained,otherwise capacity available =8kVA. | --> | 0.0475 | 0 | 0.002964 | 0 | 0 | Constrained,otherwise capacity available =56kW. | --> | E18 ex FOXHOLE | Foxhole [T421,T422] | DUNGARVAN |  | 52.0697 | -7.8248
MV/LV Substation CO***148 |  | 10 kV | _ | LV | 400 kVA :Kiosk Substation | 0.4 | --> | 0.4 | 0 | 0 | Constrained,otherwise capacity available =227kVA. | --> | 0.38 | 0 | 0.06669 | 0.42545 | 0 |  | --> | C15 ex CAHIRCALLA | Cahircalla [T41,T42] | ENNIS |  | 52.8297 | -8.9857
MV/LV Substation CO***148X |  | 10 kV | _ | LV | 50 kVA :Pole Substation | 0.05 | --> | 0.05 | 0 | 0 | Constrained,otherwise capacity available =38kVA. | --> | 0.0475 | 0 | 0 | 0.05179 | 0 |  | --> | C22 ex SKIBBEREEN | Skibbereen [T41,T42] | DUNMANWAY |  | 51.5868 | -9.3641
MV/LV Substation CO***149 |  | 10 kV | _ | LV | 630 kVA :Building Structure | 0.63 | --> | 0.63 | 0 | 0 | Constrained,otherwise capacity available =500kVA. | --> | 0.5985 | 0 | 0 | 0.5 | 0 |  | --> | C31 ex KILBARRY | Kilbarry [T101,T43] | KILBARRY |  | 51.9268 | -8.4607
MV/LV Substation CO***149 |  | 10 kV | _ | LV | 50 kVA :Pole Substation | 0.05 | --> | 0.05 | 0.039 | 4.5 |  | --> | 0.0475 | 0 | 0 | 0.051643 | 0 |  | --> | C11 ex MALLOW | Mallow [T41,T42] | MALLOW |  | 52.1301 | -8.6333
MV/LV Substation CO***150 |  | 10 kV | _ | LV | 50 kVA :Pole Substation | 0.05 | --> | 0.05 | 0 | 0 | Constrained,otherwise capacity available =44kVA. | --> | 0.0475 | 0 | 0.00741 | 0 | 0 | Constrained,otherwise capacity available =50.9kW. | --> | C11 ex RATHDRUM | Rathdrum [T42] | ARKLOW |  | 52.912 | -6.241
MV/LV Substation CO***151 |  | 10 kV | _ | LV | 400 kVA :Kiosk Substation | 0.4 | --> | 0.4 | 0 | 0 | Constrained,otherwise capacity available =266kVA. | --> | 0.38 | 0 | 0.054834 | 0.41985 | 0 |  | --> | C18 ex ATHBOY | Athboy [T42] | NAVAN |  | 53.6233 | -6.9254
MV/LV Substation CO***152X |  | 10 kV | _ | LV | 100 kVA :Pole Substation | 0.1 | --> | 0.1 | 0 | 0 | Constrained,otherwise capacity available =44kVA. | --> | 0.095 | 0 | 0 | 0.10816 | 0 |  | --> | C17 ex INCHICORE NORTH | Inchicore North [T41] | INCHICORE 220KV |  | 53.331 | -6.3443
MV/LV Substation CO***153 |  | 10 kV | _ | LV | 400 kVA :Kiosk Substation | 0.4 | --> | 0.4 | 0.194 | 3.5 |  | --> | 0.38 | 0 | 0.019266 | 0.43012 | 0 |  | --> | C19 ex TRIMMS LANE | Trimms Lane [T41,T42] | SALTHILL |  | 53.2756 | -9.0692
MV/LV Substation CO***153Y |  | 10 kV | _ | LV | 400 kVA :Building Structure | 0.4 | --> | 0.4 | 0.321 | 0.8 |  | --> | 0.38 | 0 | 0 | 0.41182 | 0 |  | --> | C17 ex MANOR STREET | Manor Street [T41,T42] | WATERFORD |  | 52.2615 | -7.1105
MV/LV Substation CO***153Y |  | 20 kV | _ | LV | 50 kVA :Pole Substation | 0.05 | --> | 0.05 | 0 | 0 | Constrained,otherwise capacity available =43kVA. | --> | 0.0475 | 0 | 0.002223 | 0.051052 | 0 |  | --> | E16 ex CURRALEIGH | Curraleigh [T421,T422] | KILBARRY |  | 51.9953 | -8.7647
MV/LV Substation CO***154 |  | 20 kV | _ | LV | 50 kVA :Pole Substation | 0.05 | --> | 0.05 | 0 | 0 | Constrained,otherwise capacity available =45kVA. | --> | 0.0475 | 0 | 0 | 0.050753 | 0 |  | --> | E21 ex WHITECHURCH | Whitechurch [T421,T422] | KILBARRY |  | 51.9856 | -8.4716
MV/LV Substation CO***154X |  | 10 kV | _ | LV | 25 kVA :Pole Substation | 0.025 | --> | 0.025 | 0.025 | 1.3 |  | --> | 0.02375 | 0 | 0 | 0.025 | 0 |  | --> | C17 ex LOUGHANALLA | Loughanalla [T41,T42] | MULLINGAR |  | 53.6953 | -7.363
MV/LV Substation CO***155 |  | 10 kV | _ | LV | 400 kVA :Building Structure | 0.4 | --> | 0.4 | 0 | 0 | Constrained,otherwise capacity available =399kVA. | --> | 0.38 | 0 | 0 | 0.40015 | 0 |  | --> | C17 ex SEMPERIT | Semperit [T41,T42,T43] | GRANGE CASTLE |  | 53.3349 | -6.3435
MV/LV Substation CO***155 |  | 10 kV | _ | LV | 50 kVA :Pole Substation | 0.05 | --> | 0.05 | 0.045 | 3.1 |  | --> | 0.0475 | 0 | 0 | 0.050753 | 0 |  | --> | C11 ex BELLFIELD | Bellfield [T41,T42] | CRANE |  | 52.4969 | -6.6034
MV/LV Substation CO***156 |  | 10 kV | _ | LV | 400 kVA :Building Structure | 0.4 | --> | 0.4 | 0 | 0 | Constrained,otherwise capacity available =214kVA. | --> | 0.38 | 0 | 0.00741 | 0.4273 | 0 |  | --> | C11 ex GARRYOWEN | Garryowen [T41,T42] | LIMERICK |  | 52.6488 | -8.6229
MV/LV Substation CO***156X |  | 20 kV | _ | LV | 50 kVA :Pole Substation | 0.05 | --> | 0.05 | 0.043 | 1.4 |  | --> | 0.0475 | 0 | 0 | 0.051052 | 0 |  | --> | E17 ex KILROSS ROAD | Kilross Road [T421] | TIPPERARY |  | 52.4602 | -8.3372
MV/LV Substation CO***156X |  | 10 kV | _ | LV | 400 kVA :Kiosk Substation | 0.4 | --> | 0.4 | 0 | 0 | Constrained,otherwise capacity available =302kVA. | --> | 0.38 | 0 | 0.016302 | 0.41461 | 0 |  | --> | C18 ex ATHBOY | Athboy [T42] | NAVAN |  | 53.6254 | -6.9159
MV/LV Substation CO***159Y |  | 20 kV | _ | LV | 100 kVA :Pole Substation | 0.1 | --> | 0.1 | 0 | 0 | Constrained,otherwise capacity available =97kVA. | --> | 0.095 | 0 | 0 | 0.10045 | 0 |  | --> | C18 ex CLONES | Clones [T41,T42] | SHANKILL |  | 54.1312 | -7.2576
MV/LV Substation CO***159Z |  | 10 kV | _ | LV | 400 kVA :Building Structure | 0.4 | --> | 0.4 | 0.305 | 4.9 |  | --> | 0.38 | 0 | 0.02223 | 0.41417 | 0 |  | --> | C11 ex COOLOCK | Coolock [T41,T42] | FINGLAS |  | 53.3963 | -6.1892
MV/LV Substation CO***160X |  | 20 kV | _ | LV | 100 kVA :Pole Substation | 0.1 | --> | 0.1 | 0 | 0 | Constrained,otherwise capacity available =87kVA. | --> | 0.095 | 0 | 0 | 0.10195 | 0 |  | --> | E17 ex INCH | Inch [T421,T422] | OUGHTRAGH |  | 52.2815 | -10.0282
MV/LV Substation CO***161 |  | 10 kV | _ | LV | 630 kVA :Building Structure | 0.63 | --> | 0.63 | 0 | 0 | Constrained,otherwise capacity available =460kVA. | --> | 0.5985 | 0 | 0 | 0 | 0 | Constrained,otherwise capacity available =500kW. | --> | C18 ex CULLION | Cullion [T41,T42] | LETTERKENNY |  | 54.9487 | -7.7373
MV/LV Substation CO***161 |  | 10 kV | _ | LV | 1000 kVA :Building Structure | 1 | --> | 1 | 0.5 | 8.1 |  | --> | 0.95 | 0 | 0.019266 | 0.5 | 0 |  | --> | C12 ex MILLTOWN (DR) | Milltown (dr) [T101,T102] | INCHICORE 220KV |  | 53.3157 | -6.2633
MV/LV Substation CO***162Y |  | 20 kV | _ | LV | 100 kVA :Pole Substation | 0.1 | --> | 0.1 | 0.085 | 17.8 |  | --> | 0.095 | 0 | 0 | 0.10225 | 0 |  | --> | E19 ex BANOGE | Banoge [T121,T122] | BANOGE |  | 52.603 | -6.2948
MV/LV Substation CO***163 |  | 10 kV | _ | LV | 200 kVA :Kiosk Substation | 0.2 | --> | 0.2 | 0.175 | 3.9 |  | --> | 0.19 | 0 | 0 | 0.20376 | 0 |  | --> | C28 ex GALWAY 110KV | Galway 110kv [T102,T103] | GALWAY 110KV |  | 53.3282 | -9.0224
MV/LV Substation CO***163Z |  | 10 kV | _ | LV | 400 kVA :Building Structure | 0.4 | --> | 0.4 | 0.382 | 13.2 |  | --> | 0.38 | 0 | 0 | 0.40272 | 0 |  | --> | C19 ex ARTANE | Artane [T101,T102] | FINGLAS |  | 53.394 | -6.2059
MV/LV Substation CO***164 |  | 20 kV | _ | LV | 100 kVA :Pole Substation | 0.1 | --> | 0.1 | 0 | 0 | Constrained,otherwise capacity available =66kVA. | --> | 0.095 | 0 | 0.006669 | 0.10504 | 0 |  | --> | E11 ex GLASMORE | Glasmore [T421,T422] | GLASMORE |  | 53.4711 | -6.1278
MV/LV Substation CO***164 |  | 10 kV | _ | LV | 630 kVA :Building Structure | 0.63 | --> | 0.63 | 0 | 0 | Constrained,otherwise capacity available =500kVA. | --> | 0.5985 | 0 | 0.10819 | 0.5 | 0 |  | --> | C12 ex COOLCORCORAN | Coolcorcoran [T41,T42] | KNOCKEARAGH |  | 52.0689 | -9.5152
MV/LV Substation CO***164Y |  | 20 kV | _ | LV | 100 kVA :Pole Substation | 0.1 | --> | 0.1 | 0.081 | 1.1 |  | --> | 0.095 | 0 | 0.011115 | 0.10284 | 0 |  | --> | E22 ex BUNCLODY | Bunclody [T421,T422] | CRANE |  | 52.6826 | -6.6842
MV/LV Substation CO***165Z |  | 10 kV | _ | LV | 400 kVA :Kiosk Substation | 0.4 | --> | 0.4 | 0 | 0 | Constrained,otherwise capacity available =292kVA. | --> | 0.38 | 0 | 0.00741 | 0.41608 | 0 |  | --> | C19 ex ROSEHILL | Rosehill [T41,T42] | KILKENNY |  | 52.6446 | -7.2583
MV/LV Substation CO***166 |  | 10 kV | _ | LV | 630 kVA :Building Structure | 0.63 | --> | 0.63 | 0.5 | 0.9 |  | --> | 0.5985 | 0 | 0 | 0.5 | 0 |  | --> | C11 ex COES ROAD | Coes Road [T41,T42] | DUNDALK |  | 53.9997 | -6.381
MV/LV Substation CO***166Y |  | 10 kV | _ | LV | 50 kVA :Pole Substation | 0.05 | --> | 0.05 | 0 | 0 | Constrained,otherwise capacity available =49kVA. | --> | 0.0475 | 0 | 0 | 0.050152 | 0 |  | --> | C22 ex CELBRIDGE | Celbridge [T41,T42] | GRIFFINRATH |  | 53.3492 | -6.5843
MV/LV Substation CO***166Y |  | 20 kV | _ | LV | 630 kVA :Building Structure | 0.63 | --> | 0.63 | 0 | 0 | Constrained,otherwise capacity available =455kVA. | --> | 0.5985 | 0 | 0.048165 | 0.5 | 0 |  | --> | E20 ex BALTRASNA | Baltrasna [T121,T122] | BALTRASNA |  | 53.5188 | -6.4104
MV/LV Substation CO***167 |  | 10 kV | _ | LV | 50 kVA :Pole Substation | 0.05 | --> | 0.05 | 0.049 | 4.4 |  | --> | 0.0475 | 0 | 0 | 0.050152 | 0 |  | --> | C17 ex KINGSCOURT | Kingscourt [T41,T42] | MEATH HILL |  | 53.9151 | -6.7721
MV/LV Substation CO***167X |  | 10 kV | _ | LV | 400 kVA :Kiosk Substation | 0.4 | --> | 0.4 | 0.385 | 0.9 |  | --> | 0.38 | 0 | 0 | 0.40227 | 0 |  | --> | C16 ex CLONARD | Clonard [T41,T42] | WEXFORD |  | 52.3279 | -6.4891
MV/LV Substation CO***168 |  | 10 kV | _ | LV | 100 kVA :Pole Substation | 0.1 | --> | 0.1 | 0.038 | 2.8 |  | --> | 0.095 | 0 | 0 | 0.10899 | 0 |  | --> | C17 ex CASTLEBLAYNEY | Castleblayney [T41,T42] | DUNDALK |  | 54.112 | -6.7914
MV/LV Substation CO***168 |  | 20 kV | _ | LV | 200 kVA :Pole Substation | 0.2 | --> | 0.2 | 0 | 0 | Constrained,otherwise capacity available =180kVA. | --> | 0.19 | 0 | 0 | 0.20301 | 0 |  | --> | C19 ex TRAMORE | Tramore [T41,T42] | BUTLERSTOWN |  | 52.1461 | -6.9982
MV/LV Substation CO***168X |  | 20 kV | _ | LV | 50 kVA :Pole Substation | 0.05 | --> | 0.05 | 0.05 | 2 |  | --> | 0.0475 | 0 | 0 | 0.05 | 0 |  | --> | E17 ex MOHILL | Mohill [T421,T422] | CARRICK ON SHANNON |  | 53.9177 | -7.8598
MV/LV Substation CO***169 |  | 20 kV | _ | LV | 50 kVA :Pole Substation | 0.05 | --> | 0.05 | 0 | 0 | Constrained,otherwise capacity available =35kVA. | --> | 0.0475 | 0 | 0 | 0.052228 | 0 |  | --> | E15 ex WHITECHURCH | Whitechurch [T421,T422] | KILBARRY |  | 51.9474 | -8.5455
MV/LV Substation CO***170 |  | 10 kV | _ | LV | 100 kVA :Pole Substation | 0.1 | --> | 0.1 | 0.039 | 1.4 |  | --> | 0.095 | 0 | 0.003705 | 0.10886 | 0 |  | --> | E18 ex KILLINICK | Killinick [T421,T422] | WEXFORD |  | 52.2668 | -6.3891
MV/LV Substation CO***170 |  | 10 kV | _ | LV | 100 kVA :Building Structure | 0.1 | --> | 0.1 | 0 | 0 | Constrained,otherwise capacity available =90kVA. | --> | 0.095 | 0 | 0 | 0.10151 | 0 |  | --> | C21 ex BELFIELD | Belfield [T41,T42] | BLACKROCK |  | 53.3011 | -6.2349
MV/LV Substation CO***170 |  | 10 kV | _ | LV | 400 kVA :Building Structure | 0.4 | --> | 0.4 | 0 | 0 | Constrained,otherwise capacity available =348kVA. | --> | 0.38 | 0 | 0.003705 | 0.37742 | 0 | Constrained,otherwise capacity available =407.8kW. | --> | C22 ex CASTLEISLAND | Castleisland [T41,T42] | TRALEE |  | 52.2274 | -9.4562
MV/LV Substation CO***170 |  | 20 kV | _ | LV | 100 kVA :Pole Substation | 0.1 | --> | 0.1 | 0 | 0 | Constrained,otherwise capacity available =99kVA. | --> | 0.095 | 0 | 0 | 0.10015 | 0 |  | --> | C18 ex KANTURK | Kanturk [T41,T42] | GLENLARA |  | 52.0987 | -8.8695
MV/LV Substation CO***170 |  | 10 kV | _ | LV | 100 kVA :Pole Substation | 0.1 | --> | 0.1 | 0.04 | 3.4 |  | --> | 0.095 | 0 | 0.00741 | 0.10872 | 0 |  | --> | C15 ex GLENGOOLE | Glengoole [T41] | THURLES |  | 52.7216 | -7.5777
MV/LV Substation CO***171 |  | 10 kV | _ | LV | 400 kVA :Kiosk Substation | 0.4 | --> | 0.4 | 0.294 | 14.3 |  | --> | 0.38 | 0 | 0.011856 | 0.41578 | 0 |  | --> | C23 ex KILLOTERAN | Killoteran [T101,T102] | KILLOTERAN |  | 52.2549 | -7.1423
MV/LV Substation CO***171X |  | 20 kV | _ | LV | 50 kVA :Pole Substation | 0.05 | --> | 0.05 | 0 | 0 | Constrained,otherwise capacity available =50kVA. | --> | 0.0475 | 0 | 0 | 0.05 | 0 |  | --> | C15 ex BALLYHAUNIS | Ballyhaunis [T41,T42] | DALTON |  | 53.7598 | -8.719
MV/LV Substation CO***171X |  | 20 kV | _ | LV | 100 kVA :Pole Substation | 0.1 | --> | 0.1 | 0 | 0 | Constrained,otherwise capacity available =88kVA. | --> | 0.095 | 0 | 0 | 0.10181 | 0 |  | --> | E13 ex SHILLELAGH | Shillelagh [T421,T422] | CARLOW |  | 52.7547 | -6.5028
MV/LV Substation CO***172Z |  | 10 kV | _ | LV | 200 kVA :Kiosk Substation | 0.2 | --> | 0.2 | 0 | 0 | Constrained,otherwise capacity available =148kVA. | --> | 0.19 | 0 | 0.017784 | 0.20775 | 0 |  | --> | C11 ex MULGANNON | Mulgannon [T41,T42] | WEXFORD |  | 52.3358 | -6.4687
MV/LV Substation CO***174 |  | 20 kV | _ | LV | 50 kVA :Pole Substation | 0.05 | --> | 0.05 | 0.007 | 1.4 |  | --> | 0.0475 | 0 | 0.011856 | 0.056126 | 0 |  | --> | E12 ex CONG | Cong [T421,T422] | CLOON |  | 53.5432 | -9.2871
MV/LV Substation CO***174X |  | 10 kV | _ | LV | 50 kVA :Pole Substation | 0.05 | --> | 0.05 | 0.047 | 0.1 |  | --> | 0.0475 | 0 | 0 | 0.050453 | 0 |  | --> | C14 ex BALLYMAHON | Ballymahon [T41,T42] | ATHLONE |  | 53.5921 | -7.7221
MV/LV Substation CO***174Z |  | 20 kV | _ | LV | 1000 kVA :Building Structure | 1 | --> | 1 | 0.5 | 2.1 |  | --> | 0.95 | 0 | 0.02964 | 0 | 0 | Constrained,otherwise capacity available =500kW. | --> | E17 ex LISDRUM | Lisdrum [T422] | LISDRUM |  | 54.2423 | -6.9986
MV/LV Substation CO***175 |  | 20 kV | _ | LV | 50 kVA :Pole Substation | 0.05 | --> | 0.05 | 0 | 0 | Constrained,otherwise capacity available =38kVA. | --> | 0.0475 | 0 | 0 | 0.05179 | 0 |  | --> | E16 ex CURRALEIGH | Curraleigh [T421,T422] | KILBARRY |  | 51.9245 | -8.7462
MV/LV Substation CO***175 |  | 20 kV | _ | LV | 200 kVA :Pole Substation | 0.2 | --> | 0.2 | 0.045 | 1.4 |  | --> | 0.19 | 0 | 0.02223 | 0.22223 | 0 |  | --> | E12 ex CONG | Cong [T421,T422] | CLOON |  | 53.5415 | -9.2862
MV/LV Substation CO***175 |  | 10 kV | _ | LV | 400 kVA :Kiosk Substation | 0.4 | --> | 0.4 | 0 | 0 | Constrained,otherwise capacity available =400kVA. | --> | 0.38 | 0 | 0 | 0.4 | 0 |  | --> | C16 ex TUAM NORTH | Tuam North [T41,T42] | CLOON |  | 53.4841 | -8.9374
MV/LV Substation CO***175Y |  | 20 kV | _ | LV | 400 kVA :Kiosk Substation | 0.4 | --> | 0.4 | 0.4 | 1.6 |  | --> | 0.38 | 0 | 0 | 0 | 0 | Constrained,otherwise capacity available =400kW. | --> | C17 ex FOYNES | Foynes [T41,T42] | RATHKEALE |  | 52.5632 | -9.2659
MV/LV Substation CO***176Y |  | 20 kV | _ | LV | 400 kVA :Kiosk Substation | 0.4 | --> | 0.4 | 0 | 0 | Constrained,otherwise capacity available =364kVA. | --> | 0.38 | 0 | 0.003705 | 0.37942 | 0 | Constrained,otherwise capacity available =405.4kW. | --> | E14 ex COLLOONEY | Collooney [T421,T422] | SLIGO |  | 54.1863 | -8.4889
MV/LV Substation CO***176Z |  | 10 kV | _ | LV | 630 kVA :Building Structure | 0.63 | --> | 0.63 | 0 | 0 | Constrained,otherwise capacity available =500kVA. | --> | 0.5985 | 0 | 0 | 0.5 | 0 |  | --> | C14 ex BALLYMOUNT | Ballymount [T41,T42] | INCHICORE 220KV |  | 53.3197 | -6.3607
MV/LV Substation CO***178X |  | 20 kV | _ | LV | 100 kVA :Pole Substation | 0.1 | --> | 0.1 | 0.091 | 3.6 |  | --> | 0.095 | 0 | 0 | 0.10136 | 0 |  | --> | E22 ex ENNISCRONE | Enniscrone [T421,T422] | MOY |  | 54.2329 | -9.0717
MV/LV Substation CO***178Z |  | 20 kV | _ | LV | 200 kVA :Kiosk Substation | 0.2 | --> | 0.2 | 0 | 0 | Constrained,otherwise capacity available =131kVA. | --> | 0.19 | 0 | 0.03705 | 0.21022 | 0 |  | --> | E18 ex BALTRASNA | Baltrasna [T121,T122] | BALTRASNA |  | 53.5035 | -6.4585
MV/LV Substation CO***179 |  | 10 kV | _ | LV | 400 kVA :Building Structure | 0.4 | --> | 0.4 | 0.223 | 13.2 |  | --> | 0.38 | 0 | 0.042978 | 0.42602 | 0 |  | --> | C19 ex ARTANE | Artane [T101,T102] | FINGLAS |  | 53.391 | -6.2072
MV/LV Substation CO***179Y |  | 10 kV | _ | LV | 400 kVA :Kiosk Substation | 0.4 | --> | 0.4 | 0.4 | 1.1 |  | --> | 0.38 | 0 | 0 | 0.4 | 0 |  | --> | C17 ex BIRR | Birr [T41,T422] | DALLOW |  | 53.0906 | -7.9051
MV/LV Substation CO***184X |  | 10 kV | _ | LV | 50 kVA :Pole Substation | 0.05 | --> | 0.05 | 0.037 | 1.6 |  | --> | 0.0475 | 0 | 0.008151 | 0 | 0 | Constrained,otherwise capacity available =51.9kW. | --> | C16 ex BALLYSHANNON | Ballyshannon [T41,T42] | CATHALEENS FALL |  | 54.5433 | -8.2183
MV/LV Substation CO***184Z |  | 20 kV | _ | LV | 400 kVA :Kiosk Substation | 0.4 | --> | 0.4 | 0 | 0 | Constrained,otherwise capacity available =258kVA. | --> | 0.38 | 0 | 0.0741 | 0.42101 | 0 |  | --> | E11 ex GLASMORE | Glasmore [T421,T422] | GLASMORE |  | 53.4947 | -6.1437
MV/LV Substation CO***184Z |  | 20 kV | _ | LV | 200 kVA :Pole Substation | 0.2 | --> | 0.2 | 0.172 | 1 |  | --> | 0.19 | 0 | 0 | 0.20421 | 0 |  | --> | E12 ex LONGFORD | Longford [T421,T422] | RICHMOND |  | 53.8239 | -7.7754
MV/LV Substation CO***185Z |  | 10 kV | _ | LV | 1000 kVA :Building Structure | 1 | --> | 1 | 0 | 0 | Constrained,otherwise capacity available =500kVA. | --> | 0.95 | 0 | 0 | 0.5 | 0 |  | --> | C11 ex BALLYCOOLIN | Ballycoolin [T41,T42,T43] | FINGLAS |  | 53.4104 | -6.369
MV/LV Substation CO***186X |  | 10 kV | _ | LV | 630 kVA :Building Structure | 0.63 | --> | 0.63 | 0.408 | 18.8 |  | --> | 0.5985 | 0 | 0 | 0.5 | 0 |  | --> | C44 ex BEDFORD ROW | Bedford Row [T41,T42,T43,T44] | FRANCIS STREET |  | 53.3442 | -6.2685
MV/LV Substation CO***188Y |  | 10 kV | _ | LV | 100 kVA :Pole Substation | 0.1 | --> | 0.1 | 0 | 0 | Constrained,otherwise capacity available =100kVA. | --> | 0.095 | 0 | 0 | 0.1 | 0 |  | --> | C17 ex BALGADDY | Balgaddy [T41,T42] | GRANGE CASTLE |  | 53.3186 | -6.43
MV/LV Substation CO***189X |  | 20 kV | _ | LV | 50 kVA :Pole Substation | 0.05 | --> | 0.05 | 0 | 0 | Constrained,otherwise capacity available =49kVA. | --> | 0.0475 | 0 | 0 | 0.050152 | 0 |  | --> | E16 ex GLENAMADDY | Glenamaddy [T422] | ATHLONE |  | 53.4729 | -8.6529
MV/LV Substation CO***190Z |  | 10 kV | _ | LV | 630 kVA :Building Structure | 0.63 | --> | 0.63 | 0.5 | 7.2 |  | --> | 0.5985 | 0 | 0 | 0.5 | 0 |  | --> | C21 ex LIBERTY STREET | Liberty Street [T101,T102] | LIBERTY STREET |  | 51.9002 | -8.4733
MV/LV Substation CO***191 |  | 10 kV | _ | LV | 400 kVA :Kiosk Substation | 0.4 | --> | 0.4 | 0.306 | 11.9 |  | --> | 0.38 | 0 | 0.006669 | 0.41403 | 0 |  | --> | C33 ex SALTHILL | Salthill [T101,T102] | SALTHILL |  | 53.2746 | -9.0817
MV/LV Substation CO***191X |  | 10 kV | _ | LV | 400 kVA :Building Structure | 0.4 | --> | 0.4 | 0.194 | 11 |  | --> | 0.38 | 0 | 0 | 0.43012 | 0 |  | --> | C17 ex MISERY HILL | Misery Hill [T101,T102] | POOLBEG |  | 53.3473 | -6.2558
MV/LV Substation CO***191Y |  | 10 kV | _ | LV | 50 kVA :Pole Substation | 0.05 | --> | 0.05 | 0 | 0 | Constrained,otherwise capacity available =48kVA. | --> | 0.0475 | 0 | 0.00741 | 0 | 0 | Constrained,otherwise capacity available =50.3kW. | --> | C23 ex TINAHASK | Tinahask [T41,T42] | ARKLOW |  | 52.7378 | -6.2742
MV/LV Substation CO***192X |  | 10 kV | _ | LV | 50 kVA :Pole Substation | 0.05 | --> | 0.05 | 0 | 0 | Constrained,otherwise capacity available =39kVA. | --> | 0.0475 | 0 | 0 | 0.051643 | 0 |  | --> | C11 ex CASTLECOMER | Castlecomer [T41,T42] | BALLYRAGGET |  | 52.7858 | -7.1208
MV/LV Substation CO***192X |  | 10 kV | _ | LV | 200 kVA :Kiosk Substation | 0.2 | --> | 0.2 | 0 | 0 | Constrained,otherwise capacity available =190kVA. | --> | 0.19 | 0 | 0.003705 | 0.20151 | 0 |  | --> | C16 ex SAGGART | Saggart [T41,T42] | GRANGE CASTLE |  | 53.2845 | -6.4624
MV/LV Substation CO***193 |  | 10 kV | _ | LV | 400 kVA :Kiosk Substation | 0.4 | --> | 0.4 | 0.367 | 5.9 |  | --> | 0.38 | 0 | 0 | 0.40498 | 0 |  | --> | C13 ex CASHEL | Cashel [T41,T42] | CAHIR |  | 52.5195 | -7.8802
MV/LV Substation CO***193Y |  | 20 kV | _ | LV | 50 kVA :Pole Substation | 0.05 | --> | 0.05 | 0 | 0 | Constrained,otherwise capacity available =47kVA. | --> | 0.0475 | 0 | 0 | 0.050453 | 0 |  | --> | E21 ex WHITECHURCH | Whitechurch [T421,T422] | KILBARRY |  | 51.9796 | -8.4341
MV/LV Substation CO***194Y |  | 20 kV | _ | LV | 630 kVA :Building Structure | 0.63 | --> | 0.63 | 0 | 0 | Constrained,otherwise capacity available =500kVA. | --> | 0.5985 | 0 | 0 | 0.5 | 0 |  | --> | E21 ex DALTON | Dalton [T421,T422] | DALTON |  | 53.7388 | -9.0031
MV/LV Substation CO***195 |  | 10 kV | _ | LV | 630 kVA :Kiosk Substation | 0.63 | --> | 0.63 | 0.5 | 11.9 |  | --> | 0.5985 | 0 | 0.004446 | 0.5 | 0 |  | --> | C34 ex SALTHILL | Salthill [T101,T102] | SALTHILL |  | 53.2793 | -9.0721
MV/LV Substation CO***196 |  | 20 kV | _ | LV | 50 kVA :Pole Substation | 0.05 | --> | 0.05 | 0.028 | 19.8 |  | --> | 0.0475 | 0 | 0 | 0.053235 | 0 |  | --> | E19 ex MULLAGHARLIN | Mullagharlin [T121,T122] | MULLAGHARLIN |  | 53.9419 | -6.4887
MV/LV Substation CO***196 |  | 10 kV | _ | LV | 630 kVA :Kiosk Substation | 0.63 | --> | 0.63 | 0.5 | 11.9 |  | --> | 0.5985 | 0 | 0.017043 | 0.5 | 0 |  | --> | C34 ex SALTHILL | Salthill [T101,T102] | SALTHILL |  | 53.2784 | -9.0716
MV/LV Substation CO***196X |  | 10 kV | _ | LV | 400 kVA :Kiosk Substation | 0.4 | --> | 0.4 | 0.351 | 2.3 |  | --> | 0.38 | 0 | 0.00741 | 0.40737 | 0 |  | --> | C21 ex BALLYRICKARD | Ballyrickard [T41,T42] | TRALEE |  | 52.265 | -9.7227
MV/LV Substation CO***197 |  | 10 kV | _ | LV | 50 kVA :Pole Substation | 0.05 | --> | 0.05 | 0 | 0 | Constrained,otherwise capacity available =18kVA. | --> | 0.0475 | 0 | 0.020748 | 0.054636 | 0 |  | --> | C11 ex HOLYCROSS ROAD | Holycross Road [T41,T42] | THURLES |  | 52.6617 | -7.8292
MV/LV Substation CO***198X |  | 10 kV | _ | LV | 50 kVA :Pole Substation | 0.05 | --> | 0.05 | 0 | 0 | Constrained,otherwise capacity available =45kVA. | --> | 0.0475 | 0 | 0.008892 | 0 | 0 | Constrained,otherwise capacity available =50.8kW. | --> | E12 ex KILLYBEGS | Killybegs [T422] | BINBANE |  | 54.6518 | -8.2938
MV/LV Substation CO***199 |  | 10 kV | _ | LV | 50 kVA :Pole Substation | 0.05 | --> | 0.05 | 0 | 0 | Constrained,otherwise capacity available =48kVA. | --> | 0.0475 | 0 | 0 | 0.050303 | 0 |  | --> | C12 ex PORTLAW | Portlaw [T41,T42] | BUTLERSTOWN |  | 52.284 | -7.2971
MV/LV Substation CO***200 |  | 10 kV | _ | LV | 400 kVA :Kiosk Substation | 0.4 | --> | 0.4 | 0 | 0 | Constrained,otherwise capacity available =255kVA. | --> | 0.38 | 0 | 0.002964 | 0 | 0 | Constrained,otherwise capacity available =421.4kW. | --> | C20 ex ROSCREA | Roscrea [T41,T42] | IKERRIN |  | 52.9489 | -7.7973
MV/LV Substation CO***200 |  | 10 kV | _ | LV | 630 kVA :Kiosk Substation | 0.63 | --> | 0.63 | 0.5 | 11.9 |  | --> | 0.5985 | 0 | 0.003705 | 0.5 | 0 |  | --> | C31 ex SALTHILL | Salthill [T101,T102] | SALTHILL |  | 53.2804 | -9.0724
MV/LV Substation CO***200X |  | 20 kV | _ | LV | 100 kVA :Pole Substation | 0.1 | --> | 0.1 | 0 | 0 | Constrained,otherwise capacity available =98kVA. | --> | 0.095 | 0 | 0 | 0.1003 | 0 |  | --> | E17 ex INCH | Inch [T421,T422] | OUGHTRAGH |  | 52.249 | -10.0164
MV/LV Substation CO***200Y |  | 20 kV | _ | LV | 200 kVA :Kiosk Substation | 0.2 | --> | 0.2 | 0.133 | 11.9 |  | --> | 0.19 | 0 | 0.011115 | 0.20993 | 0 |  | --> | C27 ex SALTHILL | Salthill [T101,T102] | SALTHILL |  | 53.3337 | -9.185
MV/LV Substation CO***200Z |  | 10 kV | _ | LV | 400 kVA :Kiosk Substation | 0.4 | --> | 0.4 | 0 | 0 | Constrained,otherwise capacity available =331kVA. | --> | 0.38 | 0 | 0 | 0.41034 | 0 |  | --> | C19 ex JOHNSTOWN | Johnstown [T41,T42] | KILTEEL |  | 53.2306 | -6.6353
MV/LV Substation CO***201 |  | 10 kV | _ | LV | 200 kVA :Pole Substation | 0.2 | --> | 0.2 | 0 | 0 | Constrained,otherwise capacity available =186kVA. | --> | 0.19 | 0 | 0 | 0.20211 | 0 |  | --> | C18 ex COOLCORCORAN | Coolcorcoran [T41,T42] | KNOCKEARAGH |  | 52.0683 | -9.6356
MV/LV Substation CO***201 |  | 10 kV | _ | LV | 630 kVA :Kiosk Substation | 0.63 | --> | 0.63 | 0.5 | 11.9 |  | --> | 0.5985 | 0 | 0.005187 | 0.5 | 0 |  | --> | C31 ex SALTHILL | Salthill [T101,T102] | SALTHILL |  | 53.2811 | -9.0724
MV/LV Substation CO***202 |  | 10 kV | _ | LV | 400 kVA :Kiosk Substation | 0.4 | --> | 0.4 | 0 | 0 | Constrained,otherwise capacity available =392kVA. | --> | 0.38 | 0 | 0 | 0 | 0 | Constrained,otherwise capacity available =401.2kW. | --> | C16 ex RATHDRUM | Rathdrum [T42] | ARKLOW |  | 52.9231 | -6.245
MV/LV Substation CO***202 |  | 10 kV | _ | LV | 630 kVA :Kiosk Substation | 0.63 | --> | 0.63 | 0.5 | 11.9 |  | --> | 0.5985 | 0 | 0 | 0.5 | 0 |  | --> | C31 ex SALTHILL | Salthill [T101,T102] | SALTHILL |  | 53.2805 | -9.0737
MV/LV Substation CO***203 |  | 20 kV | _ | LV | 400 kVA :Kiosk Substation | 0.4 | --> | 0.4 | 0 | 0 | Constrained,otherwise capacity available =332kVA. | --> | 0.38 | 0 | 0.014079 | 0 | 0 | Constrained,otherwise capacity available =410.2kW. | --> | E17 ex WINDSOR | Windsor [T421,T422] | CASTLEBAR |  | 53.8076 | -9.1352
MV/LV Substation CO***203 |  | 10 kV | _ | LV | 400 kVA :Kiosk Substation | 0.4 | --> | 0.4 | 0.327 | 11.9 |  | --> | 0.38 | 0 | 0.028899 | 0.41094 | 0 |  | --> | C31 ex SALTHILL | Salthill [T101,T102] | SALTHILL |  | 53.28 | -9.0752
MV/LV Substation CO***203X |  | 10 kV | _ | LV | 200 kVA :Pole Substation | 0.2 | --> | 0.2 | 0.178 | 2.8 |  | --> | 0.19 | 0 | 0.005928 | 0.20331 | 0 |  | --> | C17 ex CASTLEBLAYNEY | Castleblayney [T41,T42] | DUNDALK |  | 54.1298 | -6.829
MV/LV Substation CO***204 |  | 10 kV | _ | LV | 630 kVA :Kiosk Substation | 0.63 | --> | 0.63 | 0 | 0 | Constrained,otherwise capacity available =447kVA. | --> | 0.5985 | 0 | 0.012597 | 0.5 | 0 |  | --> | C13 ex BALLYBODEN | Ballyboden [T41,T42] | COOKSTOWN |  | 53.2923 | -6.282
MV/LV Substation CO***205X |  | 10 kV | _ | LV | 400 kVA :Kiosk Substation | 0.4 | --> | 0.4 | 0.351 | 1.5 |  | --> | 0.38 | 0 | 0.003705 | 0.40737 | 0 |  | --> | C17 ex BALLYARD | Ballyard [T41,T42] | TRALEE |  | 52.2558 | -9.6928
MV/LV Substation CO***205Z |  | 10 kV | _ | LV | 200 kVA :Kiosk Substation | 0.2 | --> | 0.2 | 0 | 0 | Constrained,otherwise capacity available =152kVA. | --> | 0.19 | 0 | 0 | 0.20716 | 0 |  | --> | C17 ex SALLINS | Sallins [T41,T42] | GRIFFINRATH |  | 53.2943 | -6.6942
MV/LV Substation CO***206 |  | 10 kV | _ | LV | 200 kVA :Pole Substation | 0.2 | --> | 0.2 | 0.199 | 12.2 |  | --> | 0.19 | 0 | 0 | 0.20015 | 0 |  | --> | C21 ex BALLYBEG | Ballybeg [T101,T102] | CARRICKMINES |  | 52.9932 | -6.0759
MV/LV Substation CO***206X |  | 10 kV | _ | LV | 630 kVA :Building Structure | 0.63 | --> | 0.63 | 0.5 | 1.5 |  | --> | 0.5985 | 0 | 0 | 0.5 | 0 |  | --> | C11 ex MARROWBONE LANE | Marrowbone Lane [T42] | INCHICORE 220KV |  | 53.3353 | -6.29
MV/LV Substation CO***206Y |  | 10 kV | _ | LV | 50 kVA :Pole Substation | 0.05 | --> | 0.05 | 0 | 0 |  | --> | 0.0475 | 0 | 0.01482 | 0.057691 | 0 |  | --> | C16 ex LEIXLIP | Leixlip [T41,T42] | GRIFFINRATH |  | 53.3447 | -6.5061
MV/LV Substation CO***207X |  | 10 kV | _ | LV | 1000 kVA :Building Structure | 1 | --> | 1 | 0 | 0 | Constrained,otherwise capacity available =500kVA. | --> | 0.95 | 0 | 0 | 0.5 | 0 |  | --> | C28 ex CLAREGALWAY | Claregalway [T42,T421] | GALWAY 110KV |  | 53.3451 | -8.9438
MV/LV Substation CO***207Y |  | 10 kV | _ | LV | 50 kVA :Pole Substation | 0.05 | --> | 0.05 | 0 | 0 | Constrained,otherwise capacity available =47kVA. | --> | 0.0475 | 0 | 0 | 0.050453 | 0 |  | --> | C16 ex LEIXLIP | Leixlip [T41,T42] | GRIFFINRATH |  | 53.3439 | -6.5074
MV/LV Substation CO***208 |  | 20 kV | _ | LV | 100 kVA :Pole Substation | 0.1 | --> | 0.1 | 0.1 | 2.8 |  | --> | 0.095 | 0 | 0 | 0.1 | 0 |  | --> | E17 ex CLARA | Clara [T421,T422] | THORNSBERRY |  | 53.377 | -7.4949
MV/LV Substation CO***208X |  | 20 kV | _ | LV | 630 kVA :Kiosk Substation | 0.63 | --> | 0.63 | 0.5 | 1.6 |  | --> | 0.5985 | 0 | 0 | 0 | 0 | Constrained,otherwise capacity available =500kW. | --> | E12 ex BELMULLET | Belmullet [T421] | BELLACORICK |  | 54.2157 | -9.983
MV/LV Substation CO***208Y |  | 10 kV | _ | LV | 200 kVA :Building Structure | 0.2 | --> | 0.2 | 0.091 | 8.2 |  | --> | 0.19 | 0 | 0.004446 | 0.2159 | 0 |  | --> | C12 ex MOUNT MISERY | Mount Misery [T41,T42] | WATERFORD |  | 52.2647 | -7.0986
MV/LV Substation CO***208Z |  | 20 kV | _ | LV | 50 kVA :Pole Substation | 0.05 | --> | 0.05 | 0 | 0 | Constrained,otherwise capacity available =41kVA. | --> | 0.0475 | 0 | 0 | 0.051348 | 0 |  | --> | E21 ex FINEA | Finea [T421,T422] | SHANKILL |  | 53.8575 | -7.3155
MV/LV Substation CO***209Y |  | 20 kV | _ | LV | 50 kVA :Pole Substation | 0.05 | --> | 0.05 | 0.05 | 1.6 |  | --> | 0.0475 | 0 | 0 | 0.05 | 0 |  | --> | C16 ex CURRA | Curra [T41] | SOMERSET |  | 53.0633 | -8.4224
MV/LV Substation CO***210 |  | 20 kV | _ | LV | 200 kVA :Pole Substation | 0.2 | --> | 0.2 | 0.177 | 0.6 |  | --> | 0.19 | 0 | 0 | 0 | 0 | Constrained,otherwise capacity available =203.5kW. | --> | E19 ex LAWLESSTOWN | Lawlesstown [T42,T421] | DOON |  | 52.5012 | -7.6878
MV/LV Substation CO***210 |  | 10 kV | _ | LV | 400 kVA :Kiosk Substation | 0.4 | --> | 0.4 | 0.375 | 2.4 |  | --> | 0.38 | 0 | 0 | 0 | 0 | Constrained,otherwise capacity available =403.8kW. | --> | C15 ex KILTIMAGH | Kiltimagh [T41] | CASTLEBAR |  | 53.8474 | -9.0052
MV/LV Substation CO***210X |  | 10 kV | _ | LV | 50 kVA :Pole Substation | 0.05 | --> | 0.05 | 0.044 | 2.4 |  | --> | 0.0475 | 0 | 0.03705 | 0.050903 | 0 |  | --> | C11 ex BRAY | Bray [T41,T42] | FASSAROE |  | 53.1895 | -6.2745
MV/LV Substation CO***210Y |  | 10 kV | _ | LV | 50 kVA :Pole Substation | 0.05 | --> | 0.05 | 0 | 0 | Constrained,otherwise capacity available =46kVA. | --> | 0.0475 | 0 | 0 | 0.050604 | 0 |  | --> | C12 ex PORTLAW | Portlaw [T41,T42] | BUTLERSTOWN |  | 52.2745 | -7.2956
MV/LV Substation CO***210Y |  | 10 kV | _ | LV | 50 kVA :Pole Substation | 0.05 | --> | 0.05 | 0 | 0 | Constrained,otherwise capacity available =44kVA. | --> | 0.0475 | 0 | 0 | 0.050903 | 0 |  | --> | C14 ex DRYBRIDGE | Drybridge [T41,T42] | DRYBRIDGE |  | 53.7674 | -6.4563
MV/LV Substation CO***210Z |  | 10 kV | _ | LV | 400 kVA :Building Structure | 0.4 | --> | 0.4 | 0 | 0 | Constrained,otherwise capacity available =307kVA. | --> | 0.38 | 0 | 0 | 0.41388 | 0 |  | --> | C11 ex BALLYCOOLIN | Ballycoolin [T41,T42,T43] | FINGLAS |  | 53.4119 | -6.371
MV/LV Substation CO***213 |  | 10 kV | _ | LV | 200 kVA :Pole Substation | 0.2 | --> | 0.2 | 0 | 0 | Constrained,otherwise capacity available =176kVA. | --> | 0.19 | 0 | 0 | 0.20361 | 0 |  | --> | C14 ex ROSEHILL | Rosehill [T41,T42] | KILKENNY |  | 52.6437 | -7.2632
MV/LV Substation CO***213Y |  | 20 kV | _ | LV | 100 kVA :Pole Substation | 0.1 | --> | 0.1 | 0.1 | 0.6 |  | --> | 0.095 | 0 | 0 | 0 | 0 | Constrained,otherwise capacity available =100kW. | --> | E19 ex LAWLESSTOWN | Lawlesstown [T42,T421] | DOON |  | 52.5041 | -7.6688
MV/LV Substation CO***214 |  | 10 kV | _ | LV | 400 kVA :Kiosk Substation | 0.4 | --> | 0.4 | 0 | 0 | Constrained,otherwise capacity available =219kVA. | --> | 0.38 | 0 | 0.027417 | 0.42659 | 0 |  | --> | C20 ex MERVILLE | Merville [T41,T42] | FINGLAS |  | 53.3894 | -6.2916
MV/LV Substation CO***214 |  | 20 kV | _ | LV | 400 kVA :Kiosk Substation | 0.4 | --> | 0.4 | 0.371 | 17.8 |  | --> | 0.38 | 0 | 0.005928 | 0.40438 | 0 |  | --> | E13 ex BANOGE | Banoge [T121,T122] | BANOGE |  | 52.6462 | -6.232
MV/LV Substation CO***214X |  | 20 kV | _ | LV | 200 kVA :Pole Substation | 0.2 | --> | 0.2 | 0 | 0 | Constrained,otherwise capacity available =177kVA. | --> | 0.19 | 0 | 0 | 0.20346 | 0 |  | --> | C15 ex BALLYHAUNIS | Ballyhaunis [T41,T42] | DALTON |  | 53.7201 | -8.7676
MV/LV Substation CO***215 |  | 20 kV | _ | LV | 100 kVA :Pole Substation | 0.1 | --> | 0.1 | 0.071 | 0.6 |  | --> | 0.095 | 0 | 0 | 0 | 0 | Constrained,otherwise capacity available =104.3kW. | --> | E19 ex LAWLESSTOWN | Lawlesstown [T42,T421] | DOON |  | 52.5087 | -7.6855
MV/LV Substation CO***215X |  | 10 kV | _ | LV | 50 kVA :Pole Substation | 0.05 | --> | 0.05 | 0 | 0 | Constrained,otherwise capacity available =47kVA. | --> | 0.0475 | 0 | 0 | 0.050453 | 0 |  | --> | C11 ex CASTLECOMER | Castlecomer [T41,T42] | BALLYRAGGET |  | 52.8231 | -7.1731
MV/LV Substation CO***216 |  | 10 kV | _ | LV | 400 kVA :Kiosk Substation | 0.4 | --> | 0.4 | 0.324 | 1.8 |  | --> | 0.38 | 0 | 0.014079 | 0.41138 | 0 |  | --> | C13 ex MOYLISH | Moylish [T41,T42] | ARDNACRUSHA |  | 52.6741 | -8.6494
MV/LV Substation CO***216 |  | 10 kV | _ | LV | 400 kVA :Kiosk Substation | 0.4 | --> | 0.4 | 0.292 | 2.3 |  | --> | 0.38 | 0 | 0.016302 | 0.41608 | 0 |  | --> | C18 ex BALLYRICKARD | Ballyrickard [T41,T42] | TRALEE |  | 52.2823 | -9.7067
MV/LV Substation CO***219Y |  | 10 kV | _ | LV | 200 kVA :Kiosk Substation | 0.2 | --> | 0.2 | 0 | 0 | Constrained,otherwise capacity available =200kVA. | --> | 0.19 | 0 | 0 | 0.2 | 0 |  | --> | C20 ex RAHEEN | Raheen [T41,T42] | LIMERICK |  | 52.6301 | -8.6386
MV/LV Substation CO***219Z |  | 10 kV | _ | LV | 100 kVA :Pole Substation | 0.1 | --> | 0.1 | 0.1 | 4 |  | --> | 0.095 | 0 | 0 | 0.1 | 0 |  | --> | C14 ex BALLYJAMESDUFF | Ballyjamesduff [T41,T42] | SHANKILL |  | 53.8239 | -7.1579
MV/LV Substation CO***221 |  | 20 kV | _ | LV | 400 kVA :Kiosk Substation | 0.4 | --> | 0.4 | 0.273 | 1.2 |  | --> | 0.38 | 0 | 0.023712 | 0.41884 | 0 |  | --> | E21 ex CRATLOE | Cratloe [T421,T422] | ARDNACRUSHA |  | 52.7433 | -8.7756
MV/LV Substation CO***221 |  | 10 kV | _ | LV | 400 kVA :Building Structure | 0.4 | --> | 0.4 | 0 | 0 | Constrained,otherwise capacity available =400kVA. | --> | 0.38 | 0 | 0 | 0.4 | 0 |  | --> | C15 ex MALAHIDE | Malahide [T41,T42] | GLASMORE |  | 53.4297 | -6.1257
MV/LV Substation CO***221Z |  | 10 kV | _ | LV | 630 kVA :Kiosk Substation | 0.63 | --> | 0.63 | 0 | 0 | Constrained,otherwise capacity available =379kVA. | --> | 0.5985 | 0 | 0.023712 | 0.5 | 0 |  | --> | C16 ex KINSALE | Kinsale [T41,T42] | BANDON |  | 51.7027 | -8.5241
MV/LV Substation CO***222 |  | 20 kV | _ | LV | 100 kVA :Pole Substation | 0.1 | --> | 0.1 | 0 | 0 | Constrained,otherwise capacity available =91kVA. | --> | 0.095 | 0 | 0 | 0.10136 | 0 |  | --> | C16 ex TULLA | Tulla [T41,T42] | ENNIS |  | 52.8039 | -8.6396
MV/LV Substation CO***222 |  | 10 kV | _ | LV | 400 kVA :Kiosk Substation | 0.4 | --> | 0.4 | 0.218 | 0.3 |  | --> | 0.38 | 0 | 0.023712 | 0.42673 | 0 |  | --> | C11 ex SANTRY | Santry [T41,T42] | FINGLAS |  | 53.3885 | -6.232
MV/LV Substation CO***223 |  | 20 kV | _ | LV | 25 kVA :Pole Substation | 0.025 | --> | 0.025 | 0 | 0 | Constrained,otherwise capacity available =24kVA. | --> | 0.02375 | 0 | 0 | 0.025151 | 0 |  | --> | E18 ex COLLOONEY | Collooney [T421,T422] | SLIGO |  | 54.1351 | -8.4165
MV/LV Substation CO***223X |  | 10 kV | _ | LV | 400 kVA :Kiosk Substation | 0.4 | --> | 0.4 | 0 | 0 | Constrained,otherwise capacity available =269kVA. | --> | 0.38 | 0 | 0.025194 | 0.41942 | 0 |  | --> | E12 ex KILCARRAGH | Kilcarragh [T421,T422] | BUTLERSTOWN |  | 52.2403 | -7.0764
MV/LV Substation CO***224 |  | 20 kV | _ | LV | 50 kVA :Pole Substation | 0.05 | --> | 0.05 | 0 | 0 | Constrained,otherwise capacity available =42kVA. | --> | 0.0475 | 0 | 0 | 0.0512 | 0 |  | --> | E18 ex COLLOONEY | Collooney [T421,T422] | SLIGO |  | 54.1369 | -8.4162
MV/LV Substation CO***224Z |  | 10 kV | _ | LV | 630 kVA :Building Structure | 0.63 | --> | 0.63 | 0.5 | 4.6 |  | --> | 0.5985 | 0 | 0 | 0.5 | 0 |  | --> | C41 ex CASTLEVIEW | Castleview [T101,T102] | CASTLEVIEW |  | 51.9015 | -8.4184
MV/LV Substation CO***225 |  | 10 kV | _ | LV | 400 kVA :Kiosk Substation | 0.4 | --> | 0.4 | 0 | 0 | Constrained,otherwise capacity available =184kVA. | --> | 0.38 | 0 | 0.002964 | 0.43152 | 0 |  | --> | C16 ex SAGGART | Saggart [T41,T42] | GRANGE CASTLE |  | 53.2813 | -6.4657
MV/LV Substation CO***226Y |  | 10 kV | _ | LV | 100 kVA :Pole Substation | 0.1 | --> | 0.1 | 0 | 0 | Constrained,otherwise capacity available =82kVA. | --> | 0.095 | 0 | 0.014079 | 0 | 0 | Constrained,otherwise capacity available =102.7kW. | --> | C14 ex DRUMBEAR | Drumbear [T41,T42] | LISDRUM |  | 54.2365 | -6.9644
MV/LV Substation CO***228X |  | 10 kV | _ | LV | 200 kVA :Kiosk Substation | 0.2 | --> | 0.2 | 0 | 0 | Constrained,otherwise capacity available =110kVA. | --> | 0.19 | 0 | 0.030381 | 0.21322 | 0 |  | --> | C15 ex CASTLEKNOCK | Castleknock [T41,T42] | FINGLAS |  | 53.3721 | -6.3656
MV/LV Substation CO***228Y |  | 10 kV | _ | LV | 50 kVA :Pole Substation | 0.05 | --> | 0.05 | 0.034 | 11 |  | --> | 0.0475 | 0 | 0 | 0.052373 | 0 |  | --> | C14 ex CLOON | Cloon [T42,T421] | CLOON |  | 53.438 | -8.8705
MV/LV Substation CO***228Z |  | 10 kV | _ | LV | 400 kVA :Kiosk Substation | 0.4 | --> | 0.4 | 0 | 0 | Constrained,otherwise capacity available =390kVA. | --> | 0.38 | 0 | 0.003705 | 0.40151 | 0 |  | --> | C12 ex SRAH | Srah [T41,T42] | THORNSBERRY |  | 53.2915 | -7.5033
MV/LV Substation CO***228Z |  | 10 kV | _ | LV | 400 kVA :Kiosk Substation | 0.4 | --> | 0.4 | 0.349 | 13.2 |  | --> | 0.38 | 0 | 0.00741 | 0.40767 | 0 |  | --> | C19 ex ARTANE | Artane [T101,T102] | FINGLAS |  | 53.3945 | -6.2071
MV/LV Substation CO***230 |  | 10 kV | _ | LV | 400 kVA :Building Structure | 0.4 | --> | 0.4 | 0.15247 | 0.2 | Constrained,otherwise capacity available =400kVA. | --> | 0.38 | 0 | 0 | 0.4 | 0 |  | --> | C18 ex SANDYFORD | Sandyford [T41,T42] | CARRICKMINES |  | 53.2751 | -6.2128
MV/LV Substation CO***230Z |  | 20 kV | _ | LV | 50 kVA :Pole Substation | 0.05 | --> | 0.05 | 0 | 0 | Constrained,otherwise capacity available =50kVA. | --> | 0.0475 | 0 | 0 | 0.05 | 0 |  | --> | C26 ex STEPHENSTOWN | Stephenstown [T101,T102] | FINGLAS |  | 53.5894 | -6.2537
MV/LV Substation CO***231 |  | 20 kV | _ | LV | 100 kVA :Pole Substation | 0.1 | --> | 0.1 | 0.089 | 0.6 |  | --> | 0.095 | 0 | 0 | 0.10166 | 0 |  | --> | E17 ex FERNS | Ferns [T421] | CRANE |  | 52.6427 | -6.4561
MV/LV Substation CO***231X |  | 20 kV | _ | LV | 100 kVA :Pole Substation | 0.1 | --> | 0.1 | 0.099 | 2.3 |  | --> | 0.095 | 0 | 0 | 0.10015 | 0 |  | --> | E14 ex MOY | Moy [T421,T422] | MOY |  | 54.2238 | -9.271
MV/LV Substation CO***231Z |  | 10 kV | _ | LV | 400 kVA :Kiosk Substation | 0.4 | --> | 0.4 | 0.4 | 1.8 |  | --> | 0.38 | 0 | 0 | 0.4 | 0 |  | --> | C20 ex CAHERDAVIN | Caherdavin [T41,T42] | ARDNACRUSHA |  | 52.6771 | -8.6753
MV/LV Substation CO***232 |  | 20 kV | _ | LV | 100 kVA :Pole Substation | 0.1 | --> | 0.1 | 0.096 | 0.6 |  | --> | 0.095 | 0 | 0.003705 | 0.10061 | 0 |  | --> | E17 ex FERNS | Ferns [T421] | CRANE |  | 52.6442 | -6.4577
MV/LV Substation CO***232X |  | 20 kV | _ | LV | 50 kVA :Pole Substation | 0.05 | --> | 0.05 | 0.048 | 1 |  | --> | 0.0475 | 0 | 0 | 0 | 0 | Constrained,otherwise capacity available =50.3kW. | --> | C16 ex BOYLE | Boyle [T41,T42] | CARRICK ON SHANNON |  | 54.0336 | -8.3586
MV/LV Substation CO***232Z |  | 10 kV | _ | LV | 1000 kVA :Building Structure | 1 | --> | 1 | 0.5 | 1.8 |  | --> | 0.95 | 0 | 0 | 0.5 | 0 |  | --> | C20 ex CAHERDAVIN | Caherdavin [T41,T42] | ARDNACRUSHA |  | 52.6763 | -8.6769
MV/LV Substation CO***232Z |  | 10 kV | _ | LV | 200 kVA :Pole Substation | 0.2 | --> | 0.2 | 0 | 0 | Constrained,otherwise capacity available =200kVA. | --> | 0.19 | 0 | 0 | 0.2 | 0 |  | --> | C16 ex LOUGHSHINNY | Loughshinny [T41,T42] | GLASMORE |  | 53.5781 | -6.2094
MV/LV Substation CO***233 |  | 10 kV | _ | LV | 50 kVA :Pole Substation | 0.05 | --> | 0.05 | 0 | 0 | Constrained,otherwise capacity available =49kVA. | --> | 0.0475 | 0 | 0 | 0.050152 | 0 |  | --> | C15 ex LITTLE BRAY | Little Bray [T41,T42] | FASSAROE |  | 53.2118 | -6.1069
MV/LV Substation CO***233 |  | 20 kV | _ | LV | 50 kVA :Pole Substation | 0.05 | --> | 0.05 | 0.04 | 0.6 |  | --> | 0.0475 | 0 | 0 | 0.051496 | 0 |  | --> | E17 ex FERNS | Ferns [T421] | CRANE |  | 52.6456 | -6.4492
MV/LV Substation CO***234 |  | 10 kV | _ | LV | 50 kVA :Pole Substation | 0.05 | --> | 0.05 | 0 | 0 | Constrained,otherwise capacity available =39kVA. | --> | 0.0475 | 0 | 0.004446 | 0.051643 | 0 |  | --> | E41 ex KINSALE | Kinsale [T423] | TRABEG |  | 51.7 | -8.5264
MV/LV Substation CO***235X |  | 20 kV | _ | LV | 50 kVA :Pole Substation | 0.05 | --> | 0.05 | 0.05 | 2.9 |  | --> | 0.0475 | 0 | 0 | 0 | 0 | Constrained,otherwise capacity available =50kW. | --> | E13 ex TELAYDON | Telaydon [T42,T421] | LISDRUM |  | 54.3074 | -7.1302
MV/LV Substation CO***236 |  | 10 kV | _ | LV | 200 kVA :Kiosk Substation | 0.2 | --> | 0.2 | 0 | 0 | Constrained,otherwise capacity available =86kVA. | --> | 0.19 | 0 | 0.023712 | 0.2166 | 0 |  | --> | C20 ex LITTLE BRAY | Little Bray [T41,T42] | FASSAROE |  | 53.2107 | -6.1105
MV/LV Substation CO***236 |  | 20 kV | _ | LV | 50 kVA :Pole Substation | 0.05 | --> | 0.05 | 0 | 0 | Constrained,otherwise capacity available =46kVA. | --> | 0.0475 | 0 | 0 | 0.050604 | 0 |  | --> | E11 ex BALLYDEHOB | Ballydehob [T421] | DUNMANWAY |  | 51.5305 | -9.5387
MV/LV Substation CO***236 |  | 20 kV | _ | LV | 50 kVA :Pole Substation | 0.05 | --> | 0.05 | 0.021 | 0.6 |  | --> | 0.0475 | 0 | 0 | 0 | 0 | Constrained,otherwise capacity available =54.2kW. | --> | E19 ex LAWLESSTOWN | Lawlesstown [T42,T421] | DOON |  | 52.5257 | -7.6825
MV/LV Substation CO***237Y |  | 20 kV | _ | LV | 200 kVA :Pole Substation | 0.2 | --> | 0.2 | 0.104 | 0.4 |  | --> | 0.19 | 0 | 0 | 0.21407 | 0 |  | --> | E18 ex TULLOW | Tullow [T421,T422] | CARLOW |  | 52.8294 | -6.7396
MV/LV Substation CO***238 |  | 20 kV | _ | LV | 200 kVA :Kiosk Substation | 0.2 | --> | 0.2 | 0 | 0 | Constrained,otherwise capacity available =173kVA. | --> | 0.19 | 0 | 0 | 0.20406 | 0 |  | --> | E11 ex BEALNABLATH | Bealnablath [T421] | BANDON |  | 51.848 | -8.7846
MV/LV Substation CO***239 |  | 10 kV | _ | LV | 630 kVA :Kiosk Substation | 0.63 | --> | 0.63 | 0.336 | 1.9 |  | --> | 0.5985 | 0 | 0.050388 | 0.5 | 0 |  | --> | C15 ex FAIRVIEW | Fairview [T41] | MCDERMOTT |  | 53.3654 | -6.223
MV/LV Substation CO***240 |  | 10 kV | _ | LV | 200 kVA :Kiosk Substation | 0.2 | --> | 0.2 | 0 | 0 | Constrained,otherwise capacity available =142kVA. | --> | 0.19 | 0 | 0.005187 | 0.20862 | 0 |  | --> | C12 ex GRANAGH | Granagh [T41,T42] | WATERFORD |  | 52.2923 | -7.2508
MV/LV Substation CO***240X |  | 10 kV | _ | LV | 50 kVA :Pole Substation | 0.05 | --> | 0.05 | 0 | 0 | Constrained,otherwise capacity available =50kVA. | --> | 0.0475 | 0 | 0 | 0.05 | 0 |  | --> | C12 ex CRANMORE | Cranmore [T41,T42] | SLIGO |  | 54.2402 | -8.4574
MV/LV Substation CO***240Y |  | 20 kV | _ | LV | 100 kVA :Pole Substation | 0.1 | --> | 0.1 | 0 | 0 | Constrained,otherwise capacity available =71kVA. | --> | 0.095 | 0 | 0.041496 | 0.10431 | 0 |  | --> | C17 ex CLONES | Clones [T41,T42] | SHANKILL |  | 54.1956 | -7.111
MV/LV Substation CO***241Y |  | 20 kV | _ | LV | 50 kVA :Pole Substation | 0.05 | --> | 0.05 | 0.05 | 2.2 |  | --> | 0.0475 | 0 | 0 | 0.05 | 0 |  | --> | E11 ex CLOONBANNIN | Cloonbannin [T421] | GLENLARA |  | 52.0784 | -9.0316
MV/LV Substation CO***242 |  | 10 kV | _ | LV | 200 kVA :Kiosk Substation | 0.2 | --> | 0.2 | 0.107 | 1.1 |  | --> | 0.19 | 0 | 0.027417 | 0.21365 | 0 |  | --> | C16 ex GILLOGUE | Gillogue [T41,T42] | ARDNACRUSHA |  | 52.685 | -8.6042
MV/LV Substation CO***243X |  | 10 kV | _ | LV | 100 kVA :Pole Substation | 0.1 | --> | 0.1 | 0.062 | 4.6 |  | --> | 0.095 | 0 | 0.003705 | 0.10561 | 0 |  | --> | C39 ex CASTLEVIEW | Castleview [T101,T102] | CASTLEVIEW |  | 51.9022 | -8.3392
MV/LV Substation CO***243Y |  | 10 kV | _ | LV | 200 kVA :Kiosk Substation | 0.2 | --> | 0.2 | 0 | 0 | Constrained,otherwise capacity available =126kVA. | --> | 0.19 | 0 | 0.017784 | 0.21094 | 0 |  | --> | C11 ex PORTLAW | Portlaw [T41,T42] | BUTLERSTOWN |  | 52.2928 | -7.3186
MV/LV Substation CO***243Y |  | 20 kV | _ | LV | 200 kVA :Pole Substation | 0.2 | --> | 0.2 | 0.2 | 0.6 |  | --> | 0.19 | 0 | 0 | 0 | 0 | Constrained,otherwise capacity available =200kW. | --> | E19 ex LAWLESSTOWN | Lawlesstown [T42,T421] | DOON |  | 52.4994 | -7.686
MV/LV Substation CO***243Y |  | 10 kV | _ | LV | 400 kVA :Kiosk Substation | 0.4 | --> | 0.4 | 0.225 | 4.2 |  | --> | 0.38 | 0 | 0 | 0.42573 | 0 |  | --> | C17 ex ERRIGAL | Errigal [T41,T422] | SHANKILL |  | 54.0709 | -7.0951
MV/LV Substation CO***244 |  | 10 kV | _ | LV | 200 kVA :Building Structure | 0.2 | --> | 0.2 | 0 | 0 | Constrained,otherwise capacity available =146kVA. | --> | 0.19 | 0 | 0 | 0.20804 | 0 |  | --> | C16 ex BALLINACURRA | Ballinacurra [T41,T42] | LIMERICK |  | 52.6366 | -8.6404
MV/LV Substation CO***244X |  | 10 kV | _ | LV | 100 kVA :Pole Substation | 0.1 | --> | 0.1 | 0.088 | 2.8 |  | --> | 0.095 | 0 | 0 | 0.10181 | 0 |  | --> | C17 ex CASTLEBLAYNEY | Castleblayney [T41,T42] | DUNDALK |  | 54.1288 | -6.8232
MV/LV Substation CO***244Y |  | 10 kV | _ | LV | 200 kVA :Kiosk Substation | 0.2 | --> | 0.2 | 0 | 0 | Constrained,otherwise capacity available =45kVA. | --> | 0.19 | 0 | 0.020007 | 0.22223 | 0 |  | --> | C11 ex KYLEERAGH | Kyleeragh [T41,T42] | NENAGH |  | 52.8659 | -8.2111
MV/LV Substation CO***245Y |  | 20 kV | _ | LV | 50 kVA :Pole Substation | 0.05 | --> | 0.05 | 0.048 | 1.1 |  | --> | 0.0475 | 0 | 0 | 0.050303 | 0 |  | --> | E12 ex BIRR | Birr [T41,T422] | DALLOW |  | 53.0955 | -7.72
MV/LV Substation CO***246X |  | 10 kV | _ | LV | 100 kVA :Pole Substation | 0.1 | --> | 0.1 | 0.1 | 2.8 |  | --> | 0.095 | 0 | 0 | 0.1 | 0 |  | --> | C20 ex CASTLEBLAYNEY | Castleblayney [T41,T42] | DUNDALK |  | 54.1083 | -6.7074
MV/LV Substation CO***246Y |  | 10 kV | _ | LV | 50 kVA :Pole Substation | 0.05 | --> | 0.05 | 0 | 0 | Constrained,otherwise capacity available =42kVA. | --> | 0.0475 | 0 | 0 | 0.0512 | 0 |  | --> | C15 ex MONEYCOOLEY | Moneycooley [T41,T42,T44] | GRIFFINRATH |  | 53.3519 | -6.5857
MV/LV Substation CO***247X |  | 20 kV | _ | LV | 200 kVA :Pole Substation | 0.2 | --> | 0.2 | 0.175 | 9.1 |  | --> | 0.19 | 0 | 0.004446 | 0.20376 | 0 |  | --> | E11 ex ARDNAREE | Ardnaree [T42,T421] | MOY |  | 54.1109 | -9.0305
MV/LV Substation CO***247X |  | 10 kV | _ | LV | 100 kVA :Pole Substation | 0.1 | --> | 0.1 | 0 | 0 | Constrained,otherwise capacity available =79kVA. | --> | 0.095 | 0 | 0 | 0.10314 | 0 |  | --> | C18 ex DUNLEER | Dunleer [T41,T42] | DRYBRIDGE |  | 53.8207 | -6.4044
MV/LV Substation CO***247Z |  | 10 kV | _ | LV | 630 kVA :Building Structure | 0.63 | --> | 0.63 | 0 | 0 | Constrained,otherwise capacity available =500kVA. | --> | 0.5985 | 0 | 0 | 0.5 | 0 |  | --> | C19 ex KILMONEY | Kilmoney [T41,T42] | TRABEG |  | 51.8137 | -8.3944
MV/LV Substation CO***248Y |  | 20 kV | _ | LV | 50 kVA :Pole Substation | 0.05 | --> | 0.05 | 0 | 0 | Constrained,otherwise capacity available =43kVA. | --> | 0.0475 | 0 | 0 | 0.051052 | 0 |  | --> | C18 ex KANTURK | Kanturk [T41,T42] | GLENLARA |  | 52.0962 | -8.9929
MV/LV Substation CO***250 |  | 20 kV | _ | LV | 50 kVA :Pole Substation | 0.05 | --> | 0.05 | 0.048 | 0.2 |  | --> | 0.0475 | 0 | 0 | 0.050303 | 0 |  | --> | C16 ex KILSHANNY | Kilshanny [T41,T42] | CAHIR |  | 52.2848 | -8.1458
MV/LV Substation CO***250Y |  | 10 kV | _ | LV | 100 kVA :Pole Substation | 0.1 | --> | 0.1 | 0.099 | 3 |  | --> | 0.095 | 0 | 0 | 0.10015 | 0 |  | --> | C21 ex NENAGH | Nenagh [T41,T42] | NENAGH |  | 52.8696 | -8.2319
MV/LV Substation CO***250Y |  | 10 kV | _ | LV | 630 kVA :Building Structure | 0.63 | --> | 0.63 | 0 | 0 | Constrained,otherwise capacity available =500kVA. | --> | 0.5985 | 0 | 0 | 0.5 | 0 |  | --> | C17 ex MIDLETON | Midleton [T101,T102] | MIDLETON |  | 51.914 | -8.1695
MV/LV Substation CO***252 |  | 10 kV | _ | LV | 50 kVA :Pole Substation | 0.05 | --> | 0.05 | 0 | 0 | Constrained,otherwise capacity available =38kVA. | --> | 0.0475 | 0 | 0.00741 | 0 | 0 | Constrained,otherwise capacity available =51.8kW. | --> | E16 ex BUNCRANA | Buncrana [T421,T422] | TRILLICK |  | 55.1277 | -7.454
MV/LV Substation CO***252Y |  | 20 kV | _ | LV | 50 kVA :Pole Substation | 0.05 | --> | 0.05 | 0 | 0 | Constrained,otherwise capacity available =46kVA. | --> | 0.0475 | 0 | 0 | 0.050604 | 0 |  | --> | E18 ex DALTON | Dalton [T421,T422] | DALTON |  | 53.6413 | -8.8784
MV/LV Substation CO***255X |  | 10 kV | _ | LV | 50 kVA :Pole Substation | 0.05 | --> | 0.05 | 0 | 0 | Constrained,otherwise capacity available =35kVA. | --> | 0.0475 | 0 | 0.004446 | 0.052228 | 0 |  | --> | C11 ex COOLMINE | Coolmine [T41,T42] | FINGLAS |  | 53.3629 | -6.398
MV/LV Substation CO***255X |  | 10 kV | _ | LV | 630 kVA :Building Structure | 0.63 | --> | 0.63 | 0 | 0 | Constrained,otherwise capacity available =488kVA. | --> | 0.5985 | 0 | 0.02964 | 0.5 | 0 |  | --> | C14 ex POPPINTREE | Poppintree [T101,T102] | FINGLAS |  | 53.404 | -6.2358
MV/LV Substation CO***255Y |  | 10 kV | _ | LV | 400 kVA :Kiosk Substation | 0.4 | --> | 0.4 | 0 | 0 | Constrained,otherwise capacity available =348kVA. | --> | 0.38 | 0 | 0.009633 | 0 | 0 | Constrained,otherwise capacity available =407.8kW. | --> | C21 ex COOLCARRON | Coolcarron [T41,T42] | BARRYMORE |  | 52.1333 | -8.2831
MV/LV Substation CO***256Z |  | 10 kV | _ | LV | 100 kVA :Pole Substation | 0.1 | --> | 0.1 | 0 | 0 | Constrained,otherwise capacity available =85kVA. | --> | 0.095 | 0 | 0 | 0.10225 | 0 |  | --> | C12 ex MAYFIELD | Mayfield [T41,T42] | KILBARRY |  | 51.909 | -8.4294
MV/LV Substation CO***258 |  | 20 kV | _ | LV | 50 kVA :Pole Substation | 0.05 | --> | 0.05 | 0 | 0 | Constrained,otherwise capacity available =48kVA. | --> | 0.0475 | 0 | 0 | 0 | 0 | Constrained,otherwise capacity available =50.3kW. | --> | E12 ex CASTLELYONS | Castlelyons [T421,T422] | BARRYMORE |  | 52.0201 | -8.3361
MV/LV Substation CO***259 |  | 10 kV | _ | LV | 100 kVA :Pole Substation | 0.1 | --> | 0.1 | 0 | 0 | Constrained,otherwise capacity available =64kVA. | --> | 0.095 | 0 | 0.01482 | 0.10532 | 0 |  | --> | C23 ex ATHLONE | Athlone [T41,T42] | ATHLONE |  | 53.439 | -7.9344
MV/LV Substation CO***260X |  | 10 kV | _ | LV | 100 kVA :Pole Substation | 0.1 | --> | 0.1 | 0 | 0 | Constrained,otherwise capacity available =67kVA. | --> | 0.095 | 0 | 0 | 0.10489 | 0 |  | --> | C11 ex KYLEERAGH | Kyleeragh [T41,T42] | NENAGH |  | 52.8696 | -8.2093
MV/LV Substation CO***262 |  | 10 kV | _ | LV | 100 kVA :Pole Substation | 0.1 | --> | 0.1 | 0.066 | 6.4 |  | --> | 0.095 | 0 | 0 | 0.10504 | 0 |  | --> | C17 ex BUSHFIELD | Bushfield [T41,T42] | ATHLONE |  | 53.4345 | -7.9046
MV/LV Substation CO***262 |  | 20 kV | _ | LV | 50 kVA :Pole Substation | 0.05 | --> | 0.05 | 0 | 0 | Constrained,otherwise capacity available =50kVA. | --> | 0.0475 | 0 | 0 | 0 | 0 | Constrained,otherwise capacity available =50kW. | --> | E11 ex MACROOM | Macroom [T422] | MACROOM |  | 51.9166 | -8.802
MV/LV Substation CO***262X |  | 10 kV | _ | LV | 25 kVA :Pole Substation | 0.025 | --> | 0.025 | 0.024 | 1 |  | --> | 0.02375 | 0 | 0 | 0.025151 | 0 |  | --> | C18 ex CORBALLY | Corbally [T41,T42] | ARDNACRUSHA |  | 52.6761 | -8.6166
MV/LV Substation CO***262X |  | 10 kV | _ | LV | 100 kVA :Pole Substation | 0.1 | --> | 0.1 | 0 | 0 | Constrained,otherwise capacity available =99kVA. | --> | 0.095 | 0 | 0.002223 | 0.072493 | 0 | Constrained,otherwise capacity available =100.2kW. | --> | C16 ex TOOMEVARA | Toomevara [T42] | NENAGH |  | 52.8577 | -8.0279
MV/LV Substation CO***263 |  | 10 kV | _ | LV | 630 kVA :Kiosk Substation | 0.63 | --> | 0.63 | 0.273 | 4.2 |  | --> | 0.5985 | 0 | 0.046683 | 0.5 | 0 |  | --> | C13 ex CRUMLIN | Crumlin [T41,T42] | INCHICORE 220KV |  | 53.3286 | -6.3206
MV/LV Substation CO***263 |  | 10 kV | _ | LV | 630 kVA :Building Structure | 0.63 | --> | 0.63 | 0.18 | 18.8 |  | --> | 0.5985 | 0 | 0 | 0.5 | 0 |  | --> | C44 ex BEDFORD ROW | Bedford Row [T41,T42,T43,T44] | FRANCIS STREET |  | 53.344 | -6.2733
MV/LV Substation CO***263X |  | 10 kV | _ | LV | 400 kVA :Kiosk Substation | 0.4 | --> | 0.4 | 0 | 0 | Constrained,otherwise capacity available =351kVA. | --> | 0.38 | 0 | 0.00741 | 0.40737 | 0 |  | --> | C16 ex MALAHIDE | Malahide [T41,T42] | GLASMORE |  | 53.4329 | -6.1373
MV/LV Substation CO***263X |  | 20 kV | _ | LV | 200 kVA :Kiosk Substation | 0.2 | --> | 0.2 | 0.161 | 1 |  | --> | 0.19 | 0 | 0 | 0 | 0 | Constrained,otherwise capacity available =205.8kW. | --> | C18 ex BOYLE | Boyle [T41,T42] | CARRICK ON SHANNON |  | 53.9111 | -8.2181
MV/LV Substation CO***264 |  | 10 kV | _ | LV | 400 kVA :Kiosk Substation | 0.4 | --> | 0.4 | 0.288 | 4.1 |  | --> | 0.38 | 0 | 0.025935 | 0.41666 | 0 |  | --> | C13 ex BALLYMUN | Ballymun [T41,T42] | FINGLAS |  | 53.3868 | -6.2544
MV/LV Substation CO***264 |  | 20 kV | _ | LV | 400 kVA :Building Structure | 0.4 | --> | 0.4 | 0 | 0 | Constrained,otherwise capacity available =398kVA. | --> | 0.38 | 0 | 0 | 0 | 0 | Constrained,otherwise capacity available =400.3kW. | --> | E11 ex MACROOM | Macroom [T422] | MACROOM |  | 51.912 | -8.8289
MV/LV Substation CO***264 |  | 10 kV | _ | LV | 630 kVA :Building Structure | 0.63 | --> | 0.63 | 0.5 | 18.8 |  | --> | 0.5985 | 0 | 0 | 0.5 | 0 |  | --> | C03 ex BEDFORD ROW | Bedford Row [T41,T42,T43,T44] | FRANCIS STREET |  | 53.3455 | -6.2568
MV/LV Substation CO***265 |  | 10 kV | _ | LV | 200 kVA :Pole Substation | 0.2 | --> | 0.2 | 0.182 | 0.9 |  | --> | 0.19 | 0 | 0.004446 | 0.20271 | 0 |  | --> | C22 ex ROSS CARBERY | Ross Carbery [T41,T42] | DUNMANWAY |  | 51.5648 | -9.1112
MV/LV Substation CO***265X |  | 10 kV | _ | LV | 200 kVA :Building Structure | 0.2 | --> | 0.2 | 0.144 | 4.6 |  | --> | 0.19 | 0 | 0 | 0.20833 | 0 |  | --> | C41 ex CASTLEVIEW | Castleview [T101,T102] | CASTLEVIEW |  | 51.9044 | -8.411
MV/LV Substation CO***265Y |  | 20 kV | _ | LV | 200 kVA :Kiosk Substation | 0.2 | --> | 0.2 | 0.18 | 8.1 |  | --> | 0.19 | 0 | 0 | 0 | 0 | Constrained,otherwise capacity available =203kW. | --> | E16 ex WESTPORT | Westport [T421,T422] | CASTLEBAR |  | 53.7951 | -9.5049
MV/LV Substation CO***266 |  | 10 kV | _ | LV | 50 kVA :Pole Substation | 0.05 | --> | 0.05 | 0 | 0 | Constrained,otherwise capacity available =27kVA. | --> | 0.0475 | 0 | 0 | 0.053377 | 0 |  | --> | C12 ex SAGGART | Saggart [T41,T42] | GRANGE CASTLE |  | 53.2774 | -6.501
MV/LV Substation CO***266Y |  | 10 kV | _ | LV | 50 kVA :Pole Substation | 0.05 | --> | 0.05 | 0.049 | 12.2 |  | --> | 0.0475 | 0 | 0 | 0.050152 | 0 |  | --> | C19 ex BALLYBEG | Ballybeg [T101,T102] | CARRICKMINES |  | 52.9865 | -6.1349
MV/LV Substation CO***267 |  | 10 kV | _ | LV | 50 kVA :Pole Substation | 0.05 | --> | 0.05 | 0 | 0 | Constrained,otherwise capacity available =38kVA. | --> | 0.0475 | 0 | 0.011115 | 0.05179 | 0 |  | --> | C12 ex SAGGART | Saggart [T41,T42] | GRANGE CASTLE |  | 53.2801 | -6.5032
MV/LV Substation CO***269Z |  | 20 kV | _ | LV | 100 kVA :Pole Substation | 0.1 | --> | 0.1 | 0 | 0 | Constrained,otherwise capacity available =90kVA. | --> | 0.095 | 0 | 0 | 0.10151 | 0 |  | --> | E14 ex DULEEK | Duleek [T421,T422] | DRYBRIDGE |  | 53.6709 | -6.4496
MV/LV Substation CO***270X |  | 10 kV | _ | LV | 400 kVA :Kiosk Substation | 0.4 | --> | 0.4 | 0 | 0 | Constrained,otherwise capacity available =303kVA. | --> | 0.38 | 0 | 0.003705 | 0 | 0 | Constrained,otherwise capacity available =408.3kW. | --> | C16 ex DUNGLOE | Dungloe [T41,T42] | ARDNAGAPPARY |  | 54.9507 | -8.3506
MV/LV Substation CO***273 |  | 10 kV | _ | LV | 630 kVA :Kiosk Substation | 0.63 | --> | 0.63 | 0.39 | 13.2 |  | --> | 0.5985 | 0 | 0.030381 | 0.5 | 0 |  | --> | C21 ex ARTANE | Artane [T101,T102] | FINGLAS |  | 53.3778 | -6.2244
MV/LV Substation CO***276X |  | 10 kV | _ | LV | 50 kVA :Pole Substation | 0.05 | --> | 0.05 | 0 | 0 | Constrained,otherwise capacity available =45kVA. | --> | 0.0475 | 0 | 0 | 0.050753 | 0 |  | --> | C15 ex BALLYBAILIE | Ballybailie [T41,T42] | DUNDALK |  | 53.8896 | -6.5788
MV/LV Substation CO***276X |  | 10 kV | _ | LV | 630 kVA :Building Structure | 0.63 | --> | 0.63 | 0.5 | 4.6 |  | --> | 0.5985 | 0 | 0 | 0.5 | 0 |  | --> | C18 ex WATLING STREET | Watling Street [T41,T42] | FRANCIS STREET |  | 53.3478 | -6.2844
MV/LV Substation CO***276Y |  | 20 kV | _ | LV | 200 kVA :Kiosk Substation | 0.2 | --> | 0.2 | 0.165 | 1.1 |  | --> | 0.19 | 0 | 0.01482 | 0.20525 | 0 |  | --> | E20 ex BIRR | Birr [T41,T422] | DALLOW |  | 53.0895 | -7.9003
MV/LV Substation CO***277 |  | 20 kV | _ | LV | 50 kVA :Pole Substation | 0.05 | --> | 0.05 | 0.048 | 0.2 |  | --> | 0.0475 | 0 | 0.003705 | 0.050303 | 0 |  | --> | C16 ex KILSHANNY | Kilshanny [T41,T42] | CAHIR |  | 52.3053 | -8.1087
MV/LV Substation CO***278 |  | 20 kV | _ | LV | 50 kVA :Pole Substation | 0.05 | --> | 0.05 | 0 | 0 | Constrained,otherwise capacity available =34kVA. | --> | 0.0475 | 0 | 0 | 0.052373 | 0 |  | --> | E16 ex CLONROCHE | Clonroche [T421,T422] | WEXFORD |  | 52.4918 | -6.7816
MV/LV Substation CO***280 |  | 20 kV | _ | LV | 50 kVA :Pole Substation | 0.05 | --> | 0.05 | 0.036 | 0.2 |  | --> | 0.0475 | 0 | 0 | 0.052083 | 0 |  | --> | C16 ex KILSHANNY | Kilshanny [T41,T42] | CAHIR |  | 52.3025 | -8.1041
MV/LV Substation CO***281 |  | 20 kV | _ | LV | 50 kVA :Pole Substation | 0.05 | --> | 0.05 | 0.041 | 0.2 |  | --> | 0.0475 | 0 | 0 | 0.051348 | 0 |  | --> | C16 ex KILSHANNY | Kilshanny [T41,T42] | CAHIR |  | 52.2998 | -8.1002
MV/LV Substation CO***281Y |  | 20 kV | _ | LV | 50 kVA :Pole Substation | 0.05 | --> | 0.05 | 0.047 | 1.1 |  | --> | 0.0475 | 0 | 0.008151 | 0.050453 | 0 |  | --> | E18 ex BUNCLODY | Bunclody [T421,T422] | CRANE |  | 52.6156 | -6.6228
MV/LV Substation CO***285 |  | 10 kV | _ | LV | 200 kVA :Building Structure | 0.2 | --> | 0.2 | 0 | 0 | Constrained,otherwise capacity available =200kVA. | --> | 0.19 | 0 | 0.003705 | 0.2 | 0 |  | --> | C12 ex COOLMINE | Coolmine [T41,T42] | FINGLAS |  | 53.3871 | -6.3961
MV/LV Substation CO***285X |  | 10 kV | _ | LV | 50 kVA :Pole Substation | 0.05 | --> | 0.05 | 0 | 0 | Constrained,otherwise capacity available =45kVA. | --> | 0.0475 | 0 | 0 | 0.050753 | 0 |  | --> | C18 ex ATHBOY | Athboy [T42] | NAVAN |  | 53.6215 | -6.9286
MV/LV Substation CO***286Y |  | 10 kV | _ | LV | 50 kVA :Pole Substation | 0.05 | --> | 0.05 | 0 | 0 | Constrained,otherwise capacity available =40kVA. | --> | 0.0475 | 0 | 0.001482 | 0.051496 | 0 |  | --> | C21 ex ENNISTYMON | Ennistymon [T41,T42] | ENNIS |  | 52.9275 | -9.3436
MV/LV Substation CO***287 |  | 10 kV | _ | LV | 400 kVA :Kiosk Substation | 0.4 | --> | 0.4 | 0 | 0 | Constrained,otherwise capacity available =313kVA. | --> | 0.38 | 0 | 0.011115 | 0.413 | 0 |  | --> | C16 ex CLONAKILTY | Clonakilty [T41,T42] | DUNMANWAY |  | 51.6243 | -8.8872
MV/LV Substation CO***288 |  | 10 kV | _ | LV | 400 kVA :Kiosk Substation | 0.4 | --> | 0.4 | 0 | 0 | Constrained,otherwise capacity available =320kVA. | --> | 0.38 | 0 | 0.001482 | 0.41197 | 0 |  | --> | C24 ex BALLYCOOLIN | Ballycoolin [T41,T42,T43] | FINGLAS |  | 53.3982 | -6.3744
MV/LV Substation CO***289 |  | 10 kV | _ | LV | 400 kVA :Kiosk Substation | 0.4 | --> | 0.4 | 0 | 0 | Constrained,otherwise capacity available =317kVA. | --> | 0.38 | 0 | 0.011856 | 0.41241 | 0 |  | --> | C24 ex BALLYCOOLIN | Ballycoolin [T41,T42,T43] | FINGLAS |  | 53.3968 | -6.3765
MV/LV Substation CO***289X |  | 20 kV | _ | LV | 50 kVA :Pole Substation | 0.05 | --> | 0.05 | 0 | 0 | Constrained,otherwise capacity available =49kVA. | --> | 0.0475 | 0 | 0 | 0.050152 | 0 |  | --> | C12 ex BALLYHAUNIS | Ballyhaunis [T41,T42] | DALTON |  | 53.8015 | -8.7709
MV/LV Substation CO***289Z |  | 10 kV | _ | LV | 200 kVA :Kiosk Substation | 0.2 | --> | 0.2 | 0.13336 | 0.1 | Constrained,otherwise capacity available =186kVA. | --> | 0.19 | 0 | 0 | 0.20211 | 0 |  | --> | C14 ex BALLYMAHON | Ballymahon [T41,T42] | ATHLONE |  | 53.5846 | -7.6561
MV/LV Substation CO***291 |  | 20 kV | _ | LV | 50 kVA :Pole Substation | 0.05 | --> | 0.05 | 0.047 | 0.9 |  | --> | 0.0475 | 0 | 0 | 0.050453 | 0 |  | --> | E11 ex KILGARVAN | Kilgarvan [T421] | KNOCKEARAGH |  | 51.8467 | -9.5109
MV/LV Substation CO***292X |  | 20 kV | _ | LV | 200 kVA :Kiosk Substation | 0.2 | --> | 0.2 | 0 | 0 | Constrained,otherwise capacity available =129kVA. | --> | 0.19 | 0 | 0.017784 | 0.2105 | 0 |  | --> | E12 ex CARRIGSHANE | Carrigshane [T422] | MIDLETON |  | 51.9282 | -8.0546
MV/LV Substation CO***293Y |  | 10 kV | _ | LV | 100 kVA :Pole Substation | 0.1 | --> | 0.1 | 0 | 0 | Constrained,otherwise capacity available =60kVA. | --> | 0.095 | 0 | 0 | 0 | 0 | Constrained,otherwise capacity available =105.9kW. | --> | C16 ex RATHDRUM | Rathdrum [T42] | ARKLOW |  | 52.9283 | -6.2372
MV/LV Substation CO***294X |  | 10 kV | _ | LV | 630 kVA :Building Structure | 0.63 | --> | 0.63 | 0.5 | 2.9 |  | --> | 0.5985 | 0 | 0 | 0.5 | 0 |  | --> | C17 ex BREWERY ROAD | Brewery Road [T41,T42] | CARRICKMINES |  | 53.2767 | -6.2146
MV/LV Substation CO***294Z |  | 10 kV | _ | LV | 200 kVA :Kiosk Substation | 0.2 | --> | 0.2 | 0 | 0 | Constrained,otherwise capacity available =142kVA. | --> | 0.19 | 0 | 0 | 0.20862 | 0 |  | --> | C15 ex CASTLEKNOCK | Castleknock [T41,T42] | FINGLAS |  | 53.3691 | -6.373
MV/LV Substation CO***295Z |  | 10 kV | _ | LV | 400 kVA :Kiosk Substation | 0.4 | --> | 0.4 | 0 | 0 | Constrained,otherwise capacity available =352kVA. | --> | 0.38 | 0 | 0 | 0.40722 | 0 |  | --> | C15 ex CASTLEKNOCK | Castleknock [T41,T42] | FINGLAS |  | 53.3713 | -6.3706
MV/LV Substation CO***296 |  | 10 kV | _ | LV | 50 kVA :Pole Substation | 0.05 | --> | 0.05 | 0.045 | 0.4 |  | --> | 0.0475 | 0 | 0 | 0 | 0 | Constrained,otherwise capacity available =50.8kW. | --> | C13 ex SWINFORD | Swinford [T41,T42] | CASTLEBAR |  | 53.9358 | -8.9532
MV/LV Substation CO***296Y |  | 10 kV | _ | LV | 50 kVA :Pole Substation | 0.05 | --> | 0.05 | 0 | 0 | Constrained,otherwise capacity available =41kVA. | --> | 0.0475 | 0 | 0 | 0.051348 | 0 |  | --> | C11 ex PORTLAW | Portlaw [T41,T42] | BUTLERSTOWN |  | 52.2947 | -7.3235
MV/LV Substation CO***296Z |  | 10 kV | _ | LV | 630 kVA :Kiosk Substation | 0.63 | --> | 0.63 | 0 | 0 | Constrained,otherwise capacity available =500kVA. | --> | 0.5985 | 0 | 0 | 0.5 | 0 |  | --> | C15 ex CASTLEKNOCK | Castleknock [T41,T42] | FINGLAS |  | 53.3712 | -6.3684
MV/LV Substation CO***297Y |  | 10 kV | _ | LV | 1000 kVA :Building Structure | 1 | --> | 1 | 0 | 0 | Constrained,otherwise capacity available =500kVA. | --> | 0.95 | 0 | 0 | 0.5 | 0 |  | --> | C13 ex ROCHES STREET | Roches Street [T41,T42] | LIMERICK |  | 52.663 | -8.6227
MV/LV Substation CO***297Z |  | 10 kV | _ | LV | 200 kVA :Kiosk Substation | 0.2 | --> | 0.2 | 0 | 0 | Constrained,otherwise capacity available =188kVA. | --> | 0.19 | 0 | 0 | 0.20181 | 0 |  | --> | C18 ex CASTLEKNOCK | Castleknock [T41,T42] | FINGLAS |  | 53.3728 | -6.3728
MV/LV Substation CO***298X |  | 20 kV | _ | LV | 200 kVA :Pole Substation | 0.2 | --> | 0.2 | 0 | 0 | Constrained,otherwise capacity available =171kVA. | --> | 0.19 | 0 | 0 | 0 | 0 | Constrained,otherwise capacity available =204.4kW. | --> | E14 ex BUNCRANA | Buncrana [T421,T422] | TRILLICK |  | 55.1511 | -7.4451
MV/LV Substation CO***298Z |  | 20 kV | _ | LV | 50 kVA :Pole Substation | 0.05 | --> | 0.05 | 0 | 0 | Constrained,otherwise capacity available =43kVA. | --> | 0.0475 | 0 | 0.004446 | 0.051052 | 0 |  | --> | E11 ex ACADEMY STREET | Academy Street [T421,T422,T44] | NAVAN |  | 53.6098 | -6.6179
MV/LV Substation CO***299X |  | 10 kV | _ | LV | 100 kVA :Pole Substation | 0.1 | --> | 0.1 | 0.078 | 2.8 |  | --> | 0.095 | 0 | 0 | 0.10329 | 0 |  | --> | C20 ex CASTLEBLAYNEY | Castleblayney [T41,T42] | DUNDALK |  | 54.1128 | -6.7338
MV/LV Substation CO***299Y |  | 20 kV | _ | LV | 200 kVA :Pole Substation | 0.2 | --> | 0.2 | 0.2 | 6 |  | --> | 0.19 | 0 | 0 | 0 | 0 | Constrained,otherwise capacity available =200kW. | --> | C14 ex ARDGEEHA | Ardgeeha [T41,T42] | DOON |  | 52.399 | -7.7005
MV/LV Substation CO***299Y |  | 10 kV | _ | LV | 400 kVA :Kiosk Substation | 0.4 | --> | 0.4 | 0 | 0 | Constrained,otherwise capacity available =341kVA. | --> | 0.38 | 0 | 0 | 0.40886 | 0 |  | --> | C21 ex MONEYCOOLEY | Moneycooley [T41,T42,T44] | GRIFFINRATH |  | 53.3836 | -6.589
MV/LV Substation CO***300 |  | 10 kV | _ | LV | 200 kVA :Kiosk Substation | 0.2 | --> | 0.2 | 0.114 | 1.8 |  | --> | 0.19 | 0 | 0 | 0.21265 | 0 |  | --> | C11 ex MOYLISH | Moylish [T41,T42] | ARDNACRUSHA |  | 52.6809 | -8.6479
MV/LV Substation CO***301Y |  | 20 kV | _ | LV | 100 kVA :Pole Substation | 0.1 | --> | 0.1 | 0 | 0 | Constrained,otherwise capacity available =97kVA. | --> | 0.095 | 0 | 0 | 0.10045 | 0 |  | --> | E16 ex CLONROCHE | Clonroche [T421,T422] | WEXFORD |  | 52.4863 | -6.6939
MV/LV Substation CO***302 |  | 10 kV | _ | LV | 200 kVA :Pole Substation | 0.2 | --> | 0.2 | 0.191 | 2.9 |  | --> | 0.19 | 0 | 0.002964 | 0 | 0 | Constrained,otherwise capacity available =201.4kW. | --> | E21 ex TELAYDON | Telaydon [T42,T421] | LISDRUM |  | 54.2567 | -6.9637
MV/LV Substation CO***302Y |  | 20 kV | _ | LV | 50 kVA :Pole Substation | 0.05 | --> | 0.05 | 0 | 0 | Constrained,otherwise capacity available =48kVA. | --> | 0.0475 | 0 | 0 | 0.050303 | 0 |  | --> | E16 ex CLONROCHE | Clonroche [T421,T422] | WEXFORD |  | 52.483 | -6.6946
MV/LV Substation CO***303 |  | 10 kV | _ | LV | 400 kVA :Building Structure | 0.4 | --> | 0.4 | 0.369 | 3.5 |  | --> | 0.38 | 0 | 0 | 0.40468 | 0 |  | --> | C13 ex TRIMMS LANE | Trimms Lane [T41,T42] | SALTHILL |  | 53.2737 | -9.0534
MV/LV Substation CO***305X |  | 10 kV | _ | LV | 200 kVA :Kiosk Substation | 0.2 | --> | 0.2 | 0.178 | 4.1 |  | --> | 0.19 | 0 | 0.002964 | 0.20331 | 0 |  | --> | C18 ex AGHAGAD | Aghagad [T41,T42] | SLIGO |  | 54.3908 | -8.5245
MV/LV Substation CO***306Y |  | 20 kV | _ | LV | 50 kVA :Pole Substation | 0.05 | --> | 0.05 | 0.04 | 6 |  | --> | 0.0475 | 0 | 0 | 0 | 0 | Constrained,otherwise capacity available =51.5kW. | --> | C14 ex ARDGEEHA | Ardgeeha [T41,T42] | DOON |  | 52.5153 | -7.5978
MV/LV Substation CO***306Z |  | 10 kV | _ | LV | 400 kVA :Kiosk Substation | 0.4 | --> | 0.4 | 0 | 0 | Constrained,otherwise capacity available =327kVA. | --> | 0.38 | 0 | 0 | 0.41094 | 0 |  | --> | C17 ex LIFFEY VALLEY | Liffey Valley [T41,T42] | INCHICORE 220KV |  | 53.3475 | -6.3906
MV/LV Substation CO***307Z |  | 10 kV | _ | LV | 1000 kVA :Building Structure | 1 | --> | 1 | 0.5 | 4.2 |  | --> | 0.95 | 0 | 0 | 0 | 0 | Constrained,otherwise capacity available =500kW. | --> | C11 ex CHURCHTOWN | Churchtown [T41] | RATHKEALE |  | 52.4605 | -9.0637
MV/LV Substation CO***308 |  | 10 kV | _ | LV | 200 kVA :Building Structure | 0.2 | --> | 0.2 | 0 | 0 | Constrained,otherwise capacity available =160kVA. | --> | 0.19 | 0 | 0 | 0.20598 | 0 |  | --> | C21 ex BALLINCOLLIG | Ballincollig [T41,T42] | KILBARRY |  | 51.8866 | -8.5819
MV/LV Substation CO***308X |  | 20 kV | _ | LV | 50 kVA :Pole Substation | 0.05 | --> | 0.05 | 0.05 | 4.4 |  | --> | 0.0475 | 0 | 0 | 0 | 0 | Constrained,otherwise capacity available =50kW. | --> | E20 ex STRANORLAR | Stranorlar [T421,T422] | LETTERKENNY |  | 54.7884 | -7.7585
MV/LV Substation CO***309 |  | 20 kV | _ | LV | 100 kVA :Pole Substation | 0.1 | --> | 0.1 | 0 | 0 | Constrained,otherwise capacity available =51kVA. | --> | 0.095 | 0 | 0.02964 | 0.10718 | 0 |  | --> | C11 ex RAHEEN | Raheen [T41,T42] | LIMERICK |  | 52.6532 | -8.7202
MV/LV Substation CO***309 |  | 20 kV | _ | LV | 100 kVA :Pole Substation | 0.1 | --> | 0.1 | 0.075 | 1.8 |  | --> | 0.095 | 0 | 0.01482 | 0.10373 | 0 |  | --> | E18 ex BIRDHILL | Birdhill [T421,T422] | ARDNACRUSHA |  | 52.7094 | -8.49
MV/LV Substation CO***309Z |  | 10 kV | _ | LV | 200 kVA :Kiosk Substation | 0.2 | --> | 0.2 | 0 | 0 | Constrained,otherwise capacity available =195kVA. | --> | 0.19 | 0 | 0 | 0.20076 | 0 |  | --> | C26 ex BALLYCOOLIN | Ballycoolin [T41,T42,T43] | FINGLAS |  | 53.4068 | -6.3737
MV/LV Substation CO***310X |  | 10 kV | _ | LV | 200 kVA :Pole Substation | 0.2 | --> | 0.2 | 0 | 0 | Constrained,otherwise capacity available =200kVA. | --> | 0.19 | 0 | 0 | 0 | 0 | Constrained,otherwise capacity available =200kW. | --> | C20 ex COOLCARRON | Coolcarron [T41,T42] | BARRYMORE |  | 52.1262 | -8.2806
MV/LV Substation CO***310Z |  | 10 kV | _ | LV | 400 kVA :Kiosk Substation | 0.4 | --> | 0.4 | 0 | 0 | Constrained,otherwise capacity available =373kVA. | --> | 0.38 | 0 | 0 | 0.40408 | 0 |  | --> | C20 ex COLLINSTOWN | Collinstown [T41,T42] | GRANGE (DR) |  | 53.4276 | -6.2287
MV/LV Substation CO***311Z |  | 10 kV | _ | LV | 630 kVA :Kiosk Substation | 0.63 | --> | 0.63 | 0 | 0 | Constrained,otherwise capacity available =500kVA. | --> | 0.5985 | 0 | 0 | 0.5 | 0 |  | --> | C18 ex POPPINTREE | Poppintree [T101,T102] | FINGLAS |  | 53.3984 | -6.2572
MV/LV Substation CO***312 |  | 10 kV | _ | LV | 630 kVA :Building Structure | 0.63 | --> | 0.63 | 0.456 | 1.5 |  | --> | 0.5985 | 0 | 0.002223 | 0.5 | 0 |  | --> | C11 ex MARROWBONE LANE | Marrowbone Lane [T42] | INCHICORE 220KV |  | 53.3354 | -6.2888
MV/LV Substation CO***312X |  | 20 kV | _ | LV | 100 kVA :Pole Substation | 0.1 | --> | 0.1 | 0 | 0 | Constrained,otherwise capacity available =78kVA. | --> | 0.095 | 0 | 0 | 0.10329 | 0 |  | --> | E19 ex CAVAN | Cavan [T42,T421] | SHANKILL |  | 53.9327 | -7.4134
MV/LV Substation CO***313Z |  | 20 kV | _ | LV | 200 kVA :Kiosk Substation | 0.2 | --> | 0.2 | 0 | 0 | Constrained,otherwise capacity available =168kVA. | --> | 0.19 | 0 | 0 | 0.2048 | 0 |  | --> | E23 ex BALTRASNA | Baltrasna [T121,T122] | BALTRASNA |  | 53.5528 | -6.4351
MV/LV Substation CO***314 |  | 20 kV | _ | LV | 100 kVA :Pole Substation | 0.1 | --> | 0.1 | 0.099 | 1.6 |  | --> | 0.095 | 0 | 0 | 0.10015 | 0 |  | --> | C16 ex CURRA | Curra [T41] | SOMERSET |  | 52.9883 | -8.372
MV/LV Substation CO***314 |  | 20 kV | _ | LV | 400 kVA :Kiosk Substation | 0.4 | --> | 0.4 | 0.354 | 3 |  | --> | 0.38 | 0 | 0.002964 | 0 | 0 | Constrained,otherwise capacity available =406.9kW. | --> | E14 ex MOVILLE | Moville [T421,T422] | TRILLICK |  | 55.188 | -7.0514
MV/LV Substation CO***314Y |  | 20 kV | _ | LV | 50 kVA :Pole Substation | 0.05 | --> | 0.05 | 0 | 0 | Constrained,otherwise capacity available =36kVA. | --> | 0.0475 | 0 | 0.004446 | 0.052083 | 0 |  | --> | E19 ex CAVAN | Cavan [T42,T421] | SHANKILL |  | 53.92 | -7.3972
MV/LV Substation CO***315X |  | 10 kV | _ | LV | 400 kVA :Kiosk Substation | 0.4 | --> | 0.4 | 0 | 0 | Constrained,otherwise capacity available =351kVA. | --> | 0.38 | 0 | 0 | 0.40737 | 0 |  | --> | C14 ex INCHICORE NORTH | Inchicore North [T41] | INCHICORE 220KV |  | 53.3374 | -6.3432
MV/LV Substation CO***315X |  | 20 kV | _ | LV | 100 kVA :Pole Substation | 0.1 | --> | 0.1 | 0 | 0 | Constrained,otherwise capacity available =76kVA. | --> | 0.095 | 0 | 0.03705 | 0 | 0 | Constrained,otherwise capacity available =103.6kW. | --> | E14 ex EMYVALE | Emyvale [T422] | LISDRUM |  | 54.3584 | -7.0523
MV/LV Substation CO***315Z |  | 20 kV | _ | LV | 200 kVA :Kiosk Substation | 0.2 | --> | 0.2 | 0.143 | 2 |  | --> | 0.19 | 0 | 0 | 0 | 0 | Constrained,otherwise capacity available =208.5kW. | --> | E14 ex RATHKEALE | Rathkeale [T421,T422] | RATHKEALE |  | 52.5163 | -8.7207
MV/LV Substation CO***315Z |  | 10 kV | _ | LV | 200 kVA :Building Structure | 0.2 | --> | 0.2 | 0 | 0 | Constrained,otherwise capacity available =200kVA. | --> | 0.19 | 0 | 0 | 0.2 | 0 |  | --> | C18 ex LEIXLIP | Leixlip [T41,T42] | GRIFFINRATH |  | 53.3635 | -6.4889
MV/LV Substation CO***316X |  | 20 kV | _ | LV | 50 kVA :Pole Substation | 0.05 | --> | 0.05 | 0.044 | 1.6 |  | --> | 0.0475 | 0 | 0.001482 | 0.050903 | 0 |  | --> | E11 ex CARRIGALLEN | Carrigallen [T421] | CARRICK ON SHANNON |  | 54.1057 | -7.7938
MV/LV Substation CO***316Y |  | 10 kV | _ | LV | 200 kVA :Pole Substation | 0.2 | --> | 0.2 | 0 | 0 | Constrained,otherwise capacity available =200kVA. | --> | 0.19 | 0 | 0 | 0.2 | 0 |  | --> | C11 ex KANTURK | Kanturk [T41,T42] | GLENLARA |  | 52.1989 | -8.867
MV/LV Substation CO***319Z |  | 10 kV | _ | LV | 100 kVA :Pole Substation | 0.1 | --> | 0.1 | 0 | 0 | Constrained,otherwise capacity available =79kVA. | --> | 0.095 | 0 | 0.005928 | 0.10314 | 0 |  | --> | C26 ex STEPHENSTOWN | Stephenstown [T101,T102] | FINGLAS |  | 53.5904 | -6.1868
MV/LV Substation CO***320Z |  | 10 kV | _ | LV | 400 kVA :Kiosk Substation | 0.4 | --> | 0.4 | 0 | 0 | Constrained,otherwise capacity available =328kVA. | --> | 0.38 | 0 | 0.028899 | 0.41079 | 0 |  | --> | C15 ex RIVERSTOWN | Riverstown [T41,T42] | KILBARRY |  | 51.9293 | -8.378
MV/LV Substation CO***321 |  | 20 kV | _ | LV | 50 kVA :Pole Substation | 0.05 | --> | 0.05 | 0.041 | 1.6 |  | --> | 0.0475 | 0 | 0 | 0.051348 | 0 |  | --> | C17 ex CURRA | Curra [T41] | SOMERSET |  | 53.174 | -8.3383
MV/LV Substation CO***321Y |  | 20 kV | _ | LV | 50 kVA :Pole Substation | 0.05 | --> | 0.05 | 0 | 0 | Constrained,otherwise capacity available =50kVA. | --> | 0.0475 | 0 | 0 | 0 | 0 | Constrained,otherwise capacity available =50kW. | --> | E18 ex SPRINGS | Springs [T421,T422] | DUNGARVAN |  | 52.0481 | -7.5967
MV/LV Substation CO***322Y |  | 20 kV | _ | LV | 50 kVA :Pole Substation | 0.05 | --> | 0.05 | 0 | 0 | Constrained,otherwise capacity available =49kVA. | --> | 0.0475 | 0 | 0 | 0.050152 | 0 |  | --> | E16 ex WHITECHURCH | Whitechurch [T421,T422] | KILBARRY |  | 51.943 | -8.4648
MV/LV Substation CO***323 |  | 10 kV | _ | LV | 200 kVA :Building Structure | 0.2 | --> | 0.2 | 0.173 | 4.1 |  | --> | 0.19 | 0 | 0 | 0.20406 | 0 |  | --> | C14 ex BALLYMUN | Ballymun [T41,T42] | FINGLAS |  | 53.3937 | -6.2622
MV/LV Substation CO***323 |  | 20 kV | _ | LV | 50 kVA :Pole Substation | 0.05 | --> | 0.05 | 0 | 0 | Constrained,otherwise capacity available =50kVA. | --> | 0.0475 | 0 | 0 | 0.05 | 0 |  | --> | E18 ex JULIANSTOWN | Julianstown [T421,T422] | DRYBRIDGE |  | 53.6408 | -6.3385
MV/LV Substation CO***324 |  | 20 kV | _ | LV | 50 kVA :Pole Substation | 0.05 | --> | 0.05 | 0 | 0 | Constrained,otherwise capacity available =34kVA. | --> | 0.0475 | 0 | 0 | 0.052373 | 0 |  | --> | E18 ex CLONMINCH | Clonminch [T41,T422] | THORNSBERRY |  | 53.2333 | -7.5932
MV/LV Substation CO***324 |  | 10 kV | _ | LV | 100 kVA :Pole Substation | 0.1 | --> | 0.1 | 0 | 0 | Constrained,otherwise capacity available =84kVA. | --> | 0.095 | 0 | 0 | 0.1024 | 0 |  | --> | C15 ex SCARTEEN | Scarteen [T41,T42] | MALLOW |  | 52.1269 | -8.6666
MV/LV Substation CO***324Y |  | 10 kV | _ | LV | 630 kVA :Kiosk Substation | 0.63 | --> | 0.63 | 0.31536 | 0.3 | Constrained,otherwise capacity available =500kVA. | --> | 0.5985 | 0 | 0 | 0.5 | 0 |  | --> | C18 ex BALLYMOTE | Ballymote [T41] | SLIGO |  | 54.0864 | -8.5192
MV/LV Substation CO***327 |  | 20 kV | _ | LV | 50 kVA :Pole Substation | 0.05 | --> | 0.05 | 0 | 0 | Constrained,otherwise capacity available =47kVA. | --> | 0.0475 | 0 | 0 | 0.050453 | 0 |  | --> | C17 ex CARRICKMACROSS | Carrickmacross [T41,T42] | MEATH HILL |  | 53.9865 | -6.6091
MV/LV Substation CO***328X |  | 20 kV | _ | LV | 100 kVA :Pole Substation | 0.1 | --> | 0.1 | 0.088 | 2 |  | --> | 0.095 | 0 | 0.018525 | 0.10181 | 0 |  | --> | E16 ex MOHILL | Mohill [T421,T422] | CARRICK ON SHANNON |  | 53.9104 | -8.0134
MV/LV Substation CO***329 |  | 20 kV | _ | LV | 50 kVA :Pole Substation | 0.05 | --> | 0.05 | 0 | 0 | Constrained,otherwise capacity available =46kVA. | --> | 0.0475 | 0 | 0 | 0.050604 | 0 |  | --> | E14 ex COLLOONEY | Collooney [T421,T422] | SLIGO |  | 54.1792 | -8.5061
MV/LV Substation CO***329 |  | 10 kV | _ | LV | 50 kVA :Pole Substation | 0.05 | --> | 0.05 | 0.033 | 9.5 |  | --> | 0.0475 | 0 | 0.003705 | 0.052518 | 0 |  | --> | C17 ex BANDON | Bandon [T101,T42] | BANDON |  | 51.7647 | -8.6485
MV/LV Substation CO***329X |  | 10 kV | _ | LV | 50 kVA :Pole Substation | 0.05 | --> | 0.05 | 0 | 0 | Constrained,otherwise capacity available =31kVA. | --> | 0.0475 | 0 | 0 | 0.052806 | 0 |  | --> | C11 ex KYLEERAGH | Kyleeragh [T41,T42] | NENAGH |  | 52.8699 | -8.2091
MV/LV Substation CO***331Y |  | 10 kV | _ | LV | 400 kVA :Kiosk Substation | 0.4 | --> | 0.4 | 0.4 | 10.8 |  | --> | 0.38 | 0 | 0 | 0.4 | 0 |  | --> | C18 ex FACTORY CROSS | Factory Cross [T41,T42] | BARNAHELY |  | 51.8181 | -8.3399
MV/LV Substation CO***331Y |  | 20 kV | _ | LV | 200 kVA :Kiosk Substation | 0.2 | --> | 0.2 | 0 | 0 | Constrained,otherwise capacity available =194kVA. | --> | 0.19 | 0 | 0 | 0.20091 | 0 |  | --> | E14 ex COLLOONEY | Collooney [T421,T422] | SLIGO |  | 54.1749 | -8.5988
MV/LV Substation CO***332 |  | 10 kV | _ | LV | 400 kVA :Kiosk Substation | 0.4 | --> | 0.4 | 0.313 | 11 |  | --> | 0.38 | 0 | 0.023712 | 0.413 | 0 |  | --> | C22 ex CLOON | Cloon [T42,T421] | CLOON |  | 53.5092 | -8.8597
MV/LV Substation CO***332X |  | 20 kV | _ | LV | 50 kVA :Pole Substation | 0.05 | --> | 0.05 | 0 | 0 | Constrained,otherwise capacity available =43kVA. | --> | 0.0475 | 0 | 0 | 0.051052 | 0 |  | --> | C17 ex CLONES | Clones [T41,T42] | SHANKILL |  | 54.1593 | -7.1393
MV/LV Substation CO***333X |  | 20 kV | _ | LV | 50 kVA :Pole Substation | 0.05 | --> | 0.05 | 0 | 0 | Constrained,otherwise capacity available =35kVA. | --> | 0.0475 | 0 | 0 | 0.052228 | 0 |  | --> | E45 ex CLAREGALWAY | Claregalway [T42,T421] | GALWAY 110KV |  | 53.4062 | -9.0123
MV/LV Substation CO***333Z |  | 10 kV | _ | LV | 400 kVA :Kiosk Substation | 0.4 | --> | 0.4 | 0.361 | 1.5 |  | --> | 0.38 | 0 | 0.003705 | 0.40588 | 0 |  | --> | C13 ex SMEARLA | Smearla [T41,T42] | TRIEN |  | 52.4523 | -9.472
MV/LV Substation CO***335 |  | 10 kV | _ | LV | 630 kVA :Building Structure | 0.63 | --> | 0.63 | 0.5 | 3.9 |  | --> | 0.5985 | 0 | 0 | 0.5 | 0 |  | --> | C27 ex GALWAY 110KV | Galway 110kv [T102,T103] | GALWAY 110KV |  | 53.2701 | -9.0464
MV/LV Substation CO***336X |  | 10 kV | _ | LV | 50 kVA :Pole Substation | 0.05 | --> | 0.05 | 0 | 0 | Constrained,otherwise capacity available =42kVA. | --> | 0.0475 | 0 | 0 | 0.0512 | 0 |  | --> | C17 ex SKIBBEREEN | Skibbereen [T41,T42] | DUNMANWAY |  | 51.6014 | -9.2056
MV/LV Substation CO***336Y |  | 20 kV | _ | LV | 50 kVA :Pole Substation | 0.05 | --> | 0.05 | 0.05 | 4.4 |  | --> | 0.0475 | 0 | 0 | 0.05 | 0 |  | --> | E17 ex CRANE | Crane [T122] | CRANE |  | 52.5597 | -6.3354
MV/LV Substation CO***337Y |  | 20 kV | _ | LV | 400 kVA :Building Structure | 0.4 | --> | 0.4 | 0 | 0 | Constrained,otherwise capacity available =296kVA. | --> | 0.38 | 0 | 0.023712 | 0 | 0 | Constrained,otherwise capacity available =415.5kW. | --> | C14 ex FERMOY NORTH | Fermoy North [T41,T42] | BARRYMORE |  | 52.1768 | -8.243
MV/LV Substation CO***338 |  | 20 kV | _ | LV | 200 kVA :Kiosk Substation | 0.2 | --> | 0.2 | 0 | 0 | Constrained,otherwise capacity available =74kVA. | --> | 0.19 | 0 | 0.004446 | 0.21827 | 0 |  | --> | E19 ex KILCOCK | Kilcock [T421,T422] | GRIFFINRATH |  | 53.3983 | -6.676
MV/LV Substation CO***338 |  | 10 kV | _ | LV | 50 kVA :Pole Substation | 0.05 | --> | 0.05 | 0 | 0 | Constrained,otherwise capacity available =32kVA. | --> | 0.0475 | 0 | 0 | 0.052662 | 0 |  | --> | C24 ex BALLYCOOLIN | Ballycoolin [T41,T42,T43] | FINGLAS |  | 53.4011 | -6.3936
MV/LV Substation CO***338 |  | 10 kV | _ | LV | 200 kVA :Pole Substation | 0.2 | --> | 0.2 | 0 | 0 | Constrained,otherwise capacity available =174kVA. | --> | 0.19 | 0 | 0.011115 | 0.20391 | 0 |  | --> | C13 ex DOCK ROAD | Dock Road [T41,T42] | LIMERICK |  | 52.6423 | -8.6761
MV/LV Substation CO***339X |  | 20 kV | _ | LV | 630 kVA :Building Structure | 0.63 | --> | 0.63 | 0 | 0 | Constrained,otherwise capacity available =500kVA. | --> | 0.5985 | 0 | 0 | 0.5 | 0 |  | --> | C12 ex BALLYHAUNIS | Ballyhaunis [T41,T42] | DALTON |  | 53.8023 | -8.7716
MV/LV Substation CO***339Z |  | 20 kV | _ | LV | 200 kVA :Pole Substation | 0.2 | --> | 0.2 | 0 | 0 | Constrained,otherwise capacity available =153kVA. | --> | 0.19 | 0 | 0.08892 | 0.2 | 0 |  | --> | E23 ex BALTRASNA | Baltrasna [T121,T122] | BALTRASNA |  | 53.5551 | -6.4392
MV/LV Substation CO***341X |  | 20 kV | _ | LV | 50 kVA :Pole Substation | 0.05 | --> | 0.05 | 0 | 0 | Constrained,otherwise capacity available =50kVA. | --> | 0.0475 | 0 | 0 | 0 | 0 | Constrained,otherwise capacity available =50kW. | --> | E12 ex KILLYBEGS | Killybegs [T422] | BINBANE |  | 54.6376 | -8.33
MV/LV Substation CO***342Z |  | 10 kV | _ | LV | 100 kVA :Pole Substation | 0.1 | --> | 0.1 | 0 | 0 | Constrained,otherwise capacity available =93kVA. | --> | 0.095 | 0 | 0 | 0.10106 | 0 |  | --> | C14 ex ATHGARVAN | Athgarvan [T41,T44] | NEWBRIDGE |  | 53.1604 | -6.7291
MV/LV Substation CO***343 |  | 20 kV | _ | LV | 100 kVA :Pole Substation | 0.1 | --> | 0.1 | 0.092 | 18.8 |  | --> | 0.095 | 0 | 0.008151 | 0.10121 | 0 |  | --> | E17 ex HARTNETTS CROSS | Hartnetts Cross [T121,T422] | HARTNETTS CROSS |  | 51.9271 | -9.222
MV/LV Substation CO***343X |  | 10 kV | _ | LV | 400 kVA :Building Structure | 0.4 | --> | 0.4 | 0 | 0 | Constrained,otherwise capacity available =400kVA. | --> | 0.38 | 0 | 0.11115 | 0.4 | 0 |  | --> | C17 ex ORANMORE | Oranmore [T41,T44] | GALWAY 110KV |  | 53.2807 | -8.9286
MV/LV Substation CO***345Y |  | 20 kV | _ | LV | 50 kVA :Pole Substation | 0.05 | --> | 0.05 | 0 | 0 | Constrained,otherwise capacity available =38kVA. | --> | 0.0475 | 0 | 0 | 0.05179 | 0 |  | --> | C18 ex CLONES | Clones [T41,T42] | SHANKILL |  | 54.1271 | -7.2581
MV/LV Substation CO***346Y |  | 10 kV | _ | LV | 200 kVA :Kiosk Substation | 0.2 | --> | 0.2 | 0 | 0 | Constrained,otherwise capacity available =149kVA. | --> | 0.19 | 0 | 0.010374 | 0.2076 | 0 |  | --> | C19 ex CELBRIDGE | Celbridge [T41,T42] | GRIFFINRATH |  | 53.3134 | -6.6088
MV/LV Substation CO***347X |  | 20 kV | _ | LV | 200 kVA :Pole Substation | 0.2 | --> | 0.2 | 0 | 0 | Constrained,otherwise capacity available =179kVA. | --> | 0.19 | 0 | 0 | 0.20316 | 0 |  | --> | E18 ex WHITECHURCH | Whitechurch [T421,T422] | KILBARRY |  | 52.0115 | -8.6146
MV/LV Substation CO***347Y |  | 20 kV | _ | LV | 200 kVA :Kiosk Substation | 0.2 | --> | 0.2 | 0 | 0 | Constrained,otherwise capacity available =161kVA. | --> | 0.19 | 0 | 0.00741 | 0.20584 | 0 |  | --> | C21 ex TRAMORE | Tramore [T41,T42] | BUTLERSTOWN |  | 52.1713 | -7.2635
MV/LV Substation CO***348 |  | 10 kV | _ | LV | 200 kVA :Pole Substation | 0.2 | --> | 0.2 | 0.198 | 1.5 |  | --> | 0.19 | 0 | 0 | 0.2003 | 0 |  | --> | C13 ex SMEARLA | Smearla [T41,T42] | TRIEN |  | 52.4948 | -9.4545
MV/LV Substation CO***348X |  | 10 kV | _ | LV | 200 kVA :Kiosk Substation | 0.2 | --> | 0.2 | 0 | 0 | Constrained,otherwise capacity available =184kVA. | --> | 0.19 | 0 | 0 | 0.20241 | 0 |  | --> | C17 ex STICKILLEN | Stickillen [T41,T42] | DRYBRIDGE |  | 53.8544 | -6.533
MV/LV Substation CO***350Y |  | 10 kV | _ | LV | 200 kVA :Kiosk Substation | 0.2 | --> | 0.2 | 0 | 0 | Constrained,otherwise capacity available =147kVA. | --> | 0.19 | 0 | 0.002964 | 0.20789 | 0 |  | --> | C15 ex BLAKE | Blake [T41,T42] | BLAKE |  | 53.3009 | -6.8256
MV/LV Substation CO***351 |  | 10 kV | _ | LV | 400 kVA :Kiosk Substation | 0.4 | --> | 0.4 | 0.031 | 0.2 |  | --> | 0.38 | 0 | 0.040014 | 0.42388 | 0 |  | --> | C14 ex SANDYFORD | Sandyford [T41,T42] | CARRICKMINES |  | 53.2732 | -6.2409
MV/LV Substation CO***352 |  | 10 kV | _ | LV | 200 kVA :Building Structure | 0.2 | --> | 0.2 | 0.172 | 4.1 |  | --> | 0.19 | 0 | 0 | 0.20421 | 0 |  | --> | C14 ex BALLYMUN | Ballymun [T41,T42] | FINGLAS |  | 53.3923 | -6.2651
MV/LV Substation CO***352Y |  | 10 kV | _ | LV | 50 kVA :Pole Substation | 0.05 | --> | 0.05 | 0.048 | 4.2 |  | --> | 0.0475 | 0 | 0 | 0.050303 | 0 |  | --> | C17 ex ERRIGAL | Errigal [T41,T422] | SHANKILL |  | 54.0767 | -7.0956
MV/LV Substation CO***353Z |  | 10 kV | _ | LV | 50 kVA :Pole Substation | 0.05 | --> | 0.05 | 0 | 0 | Constrained,otherwise capacity available =33kVA. | --> | 0.0475 | 0 | 0 | 0.052518 | 0 |  | --> | C17 ex UNIDARE | Unidare [T41,T42] | FINGLAS |  | 53.4108 | -6.3136
MV/LV Substation CO***354X |  | 20 kV | _ | LV | 200 kVA :Pole Substation | 0.2 | --> | 0.2 | 0 | 0 | Constrained,otherwise capacity available =165kVA. | --> | 0.19 | 0 | 0 | 0.20525 | 0 |  | --> | E17 ex CAVAN | Cavan [T42,T421] | SHANKILL |  | 54.0924 | -7.4237
MV/LV Substation CO***355 |  | 20 kV | _ | LV | 100 kVA :Pole Substation | 0.1 | --> | 0.1 | 0 | 0 | Constrained,otherwise capacity available =76kVA. | --> | 0.095 | 0 | 0 | 0.10358 | 0 |  | --> | E20 ex COLLOONEY | Collooney [T421,T422] | SLIGO |  | 54.2615 | -8.7694
MV/LV Substation CO***355X |  | 10 kV | _ | LV | 100 kVA :Pole Substation | 0.1 | --> | 0.1 | 0.086 | 0.3 |  | --> | 0.095 | 0 | 0 | 0.1021 | 0 |  | --> | C12 ex ABBEYFEALE | Abbeyfeale [T42] | TRIEN |  | 52.3826 | -9.2841
MV/LV Substation CO***356 |  | 10 kV | _ | LV | 100 kVA :Pole Substation | 0.1 | --> | 0.1 | 0 | 0 | Constrained,otherwise capacity available =88kVA. | --> | 0.095 | 0 | 0 | 0.10181 | 0 |  | --> | C13 ex DOCK ROAD | Dock Road [T41,T42] | LIMERICK |  | 52.6399 | -8.68
MV/LV Substation CO***356X |  | 10 kV | _ | LV | 630 kVA :Building Structure | 0.63 | --> | 0.63 | 0.5 | 4.6 |  | --> | 0.5985 | 0 | 0 | 0.5 | 0 |  | --> | C16 ex CASTLEVIEW | Castleview [T101,T102] | CASTLEVIEW |  | 51.9092 | -8.3515
MV/LV Substation CO***356X |  | 10 kV | _ | LV | 400 kVA :Kiosk Substation | 0.4 | --> | 0.4 | 0.39 | 1.9 |  | --> | 0.38 | 0 | 0 | 0.40151 | 0 |  | --> | C16 ex FAIRVIEW | Fairview [T41] | MCDERMOTT |  | 53.3651 | -6.2439
MV/LV Substation CO***357Z |  | 20 kV | _ | LV | 50 kVA :Pole Substation | 0.05 | --> | 0.05 | 0 | 0 | Constrained,otherwise capacity available =49kVA. | --> | 0.0475 | 0 | 0 | 0.050152 | 0 |  | --> | E23 ex BALTRASNA | Baltrasna [T121,T122] | BALTRASNA |  | 53.5582 | -6.4327
MV/LV Substation CO***359Y |  | 10 kV | _ | LV | 50 kVA :Pole Substation | 0.05 | --> | 0.05 | 0 | 0 | Constrained,otherwise capacity available =47kVA. | --> | 0.0475 | 0 | 0 | 0.050453 | 0 |  | --> | C17 ex DOUGLAS | Douglas [T41,T42] | TRABEG |  | 51.8581 | -8.4415
MV/LV Substation CO***360 |  | 10 kV | _ | LV | 25 kVA :Pole Substation | 0.025 | --> | 0.025 | 0.019092 | 0 | Constrained,otherwise capacity available =22kVA. | --> | 0.02375 | 0 | 0 | 0 | 0 | Constrained,otherwise capacity available =25.5kW. | --> | C18 ex BALLYBAY | Ballybay [T41,T42] | LISDRUM |  | 54.1343 | -6.9028
MV/LV Substation CO***360Y |  | 10 kV | _ | LV | 50 kVA :Pole Substation | 0.05 | --> | 0.05 | 0 | 0 | Constrained,otherwise capacity available =48kVA. | --> | 0.0475 | 0 | 0 | 0 | 0 | Constrained,otherwise capacity available =50.3kW. | --> | C22 ex PORTLAOISE | Portlaoise [T41,T42] | PORTLAOISE |  | 53.0888 | -7.2201
MV/LV Substation CO***363 |  | 20 kV | _ | LV | 50 kVA :Pole Substation | 0.05 | --> | 0.05 | 0 | 0 | Constrained,otherwise capacity available =43kVA. | --> | 0.0475 | 0 | 0 | 0 | 0 | Constrained,otherwise capacity available =51.1kW. | --> | E16 ex KILMACTHOMAS | Kilmacthomas [T421,T422] | DUNGARVAN |  | 52.1915 | -7.4144
MV/LV Substation CO***364 |  | 10 kV | _ | LV | 50 kVA :Pole Substation | 0.05 | --> | 0.05 | 0.044 | 0.3 |  | --> | 0.0475 | 0 | 0 | 0.050903 | 0 |  | --> | C20 ex ABBEYFEALE | Abbeyfeale [T42] | TRIEN |  | 52.4348 | -9.2557
MV/LV Substation CO***368 |  | 10 kV | _ | LV | 630 kVA :Kiosk Substation | 0.63 | --> | 0.63 | 0 | 0 | Constrained,otherwise capacity available =480kVA. | --> | 0.5985 | 0 | 0.004446 | 0.5 | 0 |  | --> | C18 ex POPPINTREE | Poppintree [T101,T102] | FINGLAS |  | 53.3978 | -6.2548
MV/LV Substation CO***369Y |  | 10 kV | _ | LV | 100 kVA :Pole Substation | 0.1 | --> | 0.1 | 0 | 0 | Constrained,otherwise capacity available =86kVA. | --> | 0.095 | 0 | 0 | 0.1021 | 0 |  | --> | C20 ex CAVAN | Cavan [T42,T421] | SHANKILL |  | 54.0179 | -7.3229
MV/LV Substation CO***370 |  | 10 kV | _ | LV | 50 kVA :Pole Substation | 0.05 | --> | 0.05 | 0.026 | 0.2 |  | --> | 0.0475 | 0 | 0 | 0 | 0 | Constrained,otherwise capacity available =53.5kW. | --> | C11 ex ROSSGEIR | Rossgeir [T41,T42] | LETTERKENNY |  | 54.8266 | -7.4914
MV/LV Substation CO***370Y |  | 10 kV | _ | LV | 50 kVA :Pole Substation | 0.05 | --> | 0.05 | 0.019092 | 0 | Constrained,otherwise capacity available =43kVA. | --> | 0.0475 | 0 | 0 | 0 | 0 | Constrained,otherwise capacity available =51.1kW. | --> | C18 ex BALLYBAY | Ballybay [T41,T42] | LISDRUM |  | 54.2004 | -6.9013
MV/LV Substation CO***371 |  | 20 kV | _ | LV | 50 kVA :Pole Substation | 0.05 | --> | 0.05 | 0 | 0 | Constrained,otherwise capacity available =50kVA. | --> | 0.0475 | 0 | 0 | 0.05 | 0 |  | --> | C13 ex MORNINGTON ROAD | Mornington Road [T41,T42] | DRYBRIDGE |  | 53.7078 | -6.2872
MV/LV Substation CO***371Z |  | 10 kV | _ | LV | 630 kVA :Building Structure | 0.63 | --> | 0.63 | 0 | 0 | Constrained,otherwise capacity available =500kVA. | --> | 0.5985 | 0 | 0 | 0.5 | 0 |  | --> | C12 ex MORNINGTON ROAD | Mornington Road [T41,T42] | DRYBRIDGE |  | 53.702 | -6.312
MV/LV Substation CO***371Z |  | 10 kV | _ | LV | 400 kVA :Kiosk Substation | 0.4 | --> | 0.4 | 0 | 0 | Constrained,otherwise capacity available =353kVA. | --> | 0.38 | 0 | 0.003705 | 0.40707 | 0 |  | --> | C16 ex JOHNSTOWN | Johnstown [T41,T42] | KILTEEL |  | 53.2474 | -6.5879
MV/LV Substation CO***372Y |  | 10 kV | _ | LV | 630 kVA :Kiosk Substation | 0.63 | --> | 0.63 | 0 | 0 | Constrained,otherwise capacity available =500kVA. | --> | 0.5985 | 0 | 0 | 0.5 | 0 |  | --> | C15 ex TERMONFECKIN ROAD | Termonfeckin Road [T41,T42] | DRYBRIDGE |  | 53.7159 | -6.3461
MV/LV Substation CO***372Z |  | 10 kV | _ | LV | 630 kVA :Building Structure | 0.63 | --> | 0.63 | 0 | 0 | Constrained,otherwise capacity available =500kVA. | --> | 0.5985 | 0 | 0 | 0.5 | 0 |  | --> | C12 ex MORNINGTON ROAD | Mornington Road [T41,T42] | DRYBRIDGE |  | 53.702 | -6.3119
MV/LV Substation CO***373 |  | 10 kV | _ | LV | 1000 kVA :Building Structure | 1 | --> | 1 | 0 | 0 | Constrained,otherwise capacity available =500kVA. | --> | 0.95 | 0 | 0 | 0.5 | 0 |  | --> | C16 ex HEADFORD ROAD | Headford Road [T41,T42] | GALWAY 110KV |  | 53.2735 | -9.0508
MV/LV Substation CO***373Y |  | 10 kV | _ | LV | 630 kVA :Kiosk Substation | 0.63 | --> | 0.63 | 0 | 0 | Constrained,otherwise capacity available =349kVA. | --> | 0.5985 | 0 | 0.018525 | 0 | 0 | Constrained,otherwise capacity available =500kW. | --> | C19 ex PALLAS | Pallas [T41,T42] | PORTLAOISE |  | 53.0366 | -7.3052
MV/LV Substation CO***373Z |  | 10 kV | _ | LV | 400 kVA :Building Structure | 0.4 | --> | 0.4 | 0 | 0 | Constrained,otherwise capacity available =308kVA. | --> | 0.38 | 0 | 0 | 0.41373 | 0 |  | --> | C12 ex MORNINGTON ROAD | Mornington Road [T41,T42] | DRYBRIDGE |  | 53.7023 | -6.3094
MV/LV Substation CO***374 |  | 10 kV | _ | LV | 630 kVA :Kiosk Substation | 0.63 | --> | 0.63 | 0.5 | 2.2 |  | --> | 0.5985 | 0 | 0.001482 | 0.5 | 0 |  | --> | C17 ex KINGSBRIDGE | Kingsbridge [T41,T42] | INCHICORE 220KV |  | 53.348 | -6.2889
MV/LV Substation CO***374Z |  | 10 kV | _ | LV | 630 kVA :Building Structure | 0.63 | --> | 0.63 | 0 | 0 | Constrained,otherwise capacity available =500kVA. | --> | 0.5985 | 0 | 0 | 0.5 | 0 |  | --> | C12 ex MORNINGTON ROAD | Mornington Road [T41,T42] | DRYBRIDGE |  | 53.7029 | -6.3106
MV/LV Substation CO***375 |  | 20 kV | _ | LV | 100 kVA :Pole Substation | 0.1 | --> | 0.1 | 0.098 | 1.4 |  | --> | 0.095 | 0 | 0 | 0.1003 | 0 |  | --> | E12 ex CONG | Cong [T421,T422] | CLOON |  | 53.5109 | -9.4611
MV/LV Substation CO***375 |  | 10 kV | _ | LV | 1000 kVA :Building Structure | 1 | --> | 1 | 0 | 0 | Constrained,otherwise capacity available =489kVA. | --> | 0.95 | 0 | 0.14079 | 0.5 | 0 |  | --> | C12 ex COOLMINE | Coolmine [T41,T42] | FINGLAS |  | 53.384 | -6.3998
MV/LV Substation CO***375X |  | 10 kV | _ | LV | 100 kVA :Pole Substation | 0.1 | --> | 0.1 | 0.049 | 4.6 |  | --> | 0.095 | 0 | 0.00741 | 0.10746 | 0 |  | --> | C19 ex RINGASKIDDY 110KV | Ringaskiddy 110kv [T42] | BARNAHELY |  | 51.8561 | -8.3359
MV/LV Substation CO***376 |  | 20 kV | _ | LV | 200 kVA :Pole Substation | 0.2 | --> | 0.2 | 0 | 0 | Constrained,otherwise capacity available =155kVA. | --> | 0.19 | 0 | 0 | 0 | 0 | Constrained,otherwise capacity available =206.7kW. | --> | E18 ex CARNDONAGH | Carndonagh [T421,T422] | TRILLICK |  | 55.244 | -7.2658
MV/LV Substation CO***376X |  | 10 kV | _ | LV | 630 kVA :Kiosk Substation | 0.63 | --> | 0.63 | 0 | 0 | Constrained,otherwise capacity available =500kVA. | --> | 0.5985 | 0 | 0.033345 | 0.5 | 0 |  | --> | C11 ex BALLAGHADERREEN | Ballaghaderreen [T41,T42] | TONROE |  | 53.9056 | -8.5726
MV/LV Substation CO***376Z |  | 10 kV | _ | LV | 400 kVA :Building Structure | 0.4 | --> | 0.4 | 0 | 0 | Constrained,otherwise capacity available =356kVA. | --> | 0.38 | 0 | 0.025935 | 0.40663 | 0 |  | --> | C11 ex BALLYCOOLIN | Ballycoolin [T41,T42,T43] | FINGLAS |  | 53.412 | -6.3612
MV/LV Substation CO***377 |  | 20 kV | _ | LV | 400 kVA :Building Structure | 0.4 | --> | 0.4 | 0.396 | 1.4 |  | --> | 0.38 | 0 | 0 | 0.40061 | 0 |  | --> | E12 ex CONG | Cong [T421,T422] | CLOON |  | 53.5111 | -9.4657
MV/LV Substation CO***377 |  | 20 kV | _ | LV | 100 kVA :Pole Substation | 0.1 | --> | 0.1 | 0 | 0 | Constrained,otherwise capacity available =60kVA. | --> | 0.095 | 0 | 0.008892 | 0.1059 | 0 |  | --> | E15 ex DULEEK | Duleek [T421,T422] | DRYBRIDGE |  | 53.6581 | -6.4191
MV/LV Substation CO***377 |  | 20 kV | _ | LV | 50 kVA :Pole Substation | 0.05 | --> | 0.05 | 0 | 0 | Constrained,otherwise capacity available =47kVA. | --> | 0.0475 | 0 | 0 | 0 | 0 | Constrained,otherwise capacity available =50.5kW. | --> | C11 ex TIMOLEAGUE | Timoleague [T41] | BANDON |  | 51.6388 | -8.7781
MV/LV Substation CO***377 |  | 10 kV | _ | LV | 630 kVA :Building Structure | 0.63 | --> | 0.63 | 0 | 0 | Constrained,otherwise capacity available =456kVA. | --> | 0.5985 | 0 | 0 | 0.5 | 0 |  | --> | C12 ex GLOUCESTER PLACE | Gloucester Place [T41,T42] | MCDERMOTT |  | 53.3522 | -6.2531
MV/LV Substation CO***378Y |  | 20 kV | _ | LV | 50 kVA :Pole Substation | 0.05 | --> | 0.05 | 0 | 0 | Constrained,otherwise capacity available =41kVA. | --> | 0.0475 | 0 | 0 | 0.051348 | 0 |  | --> | C17 ex CLONES | Clones [T41,T42] | SHANKILL |  | 54.2214 | -7.0868
MV/LV Substation CO***378Z |  | 10 kV | _ | LV | 400 kVA :Kiosk Substation | 0.4 | --> | 0.4 | 0 | 0 | Constrained,otherwise capacity available =278kVA. | --> | 0.38 | 0 | 0 | 0.41811 | 0 |  | --> | C24 ex BALLYCOOLIN | Ballycoolin [T41,T42,T43] | FINGLAS |  | 53.3996 | -6.3816
MV/LV Substation CO***379 |  | 10 kV | _ | LV | 50 kVA :Pole Substation | 0.05 | --> | 0.05 | 0.04 | 6.4 |  | --> | 0.0475 | 0 | 0 | 0.051496 | 0 |  | --> | C17 ex BUSHFIELD | Bushfield [T41,T42] | ATHLONE |  | 53.4348 | -7.9024
MV/LV Substation CO***380Y |  | 10 kV | _ | LV | 200 kVA :Kiosk Substation | 0.2 | --> | 0.2 | 0 | 0 | Constrained,otherwise capacity available =193kVA. | --> | 0.19 | 0 | 0 | 0.20106 | 0 |  | --> | C11 ex KYLEERAGH | Kyleeragh [T41,T42] | NENAGH |  | 52.8654 | -8.2141
MV/LV Substation CO***381 |  | 20 kV | _ | LV | 50 kVA :Pole Substation | 0.05 | --> | 0.05 | 0.045 | 1.6 |  | --> | 0.0475 | 0 | 0 | 0 | 0 | Constrained,otherwise capacity available =50.8kW. | --> | C17 ex BALLYSHANNON | Ballyshannon [T41,T42] | CATHALEENS FALL |  | 54.5585 | -8.1353
MV/LV Substation CO***381X |  | 20 kV | _ | LV | 50 kVA :Pole Substation | 0.05 | --> | 0.05 | 0.032 | 0.1 |  | --> | 0.0475 | 0 | 0.00741 | 0.052662 | 0 |  | --> | E12 ex KILCULLEN | Kilcullen [T41,T42,T424] | STRATFORD |  | 53.0336 | -6.8108
MV/LV Substation CO***381Y |  | 20 kV | _ | LV | 100 kVA :Pole Substation | 0.1 | --> | 0.1 | 0 | 0 | Constrained,otherwise capacity available =34kVA. | --> | 0.095 | 0 | 0.003705 | 0.10955 | 0 |  | --> | C11 ex KILDARE | Kildare [T41,T42] | NEWBRIDGE |  | 53.1435 | -7.0554
MV/LV Substation CO***381Y |  | 10 kV | _ | LV | 630 kVA :Building Structure | 0.63 | --> | 0.63 | 0.5 | 3 |  | --> | 0.5985 | 0 | 0 | 0.5 | 0 |  | --> | C21 ex NENAGH | Nenagh [T41,T42] | NENAGH |  | 52.8634 | -8.211
MV/LV Substation CO***382X |  | 10 kV | _ | LV | 50 kVA :Pole Substation | 0.05 | --> | 0.05 | 0.05 | 4 |  | --> | 0.0475 | 0 | 0 | 0.05 | 0 |  | --> | C14 ex BALLYJAMESDUFF | Ballyjamesduff [T41,T42] | SHANKILL |  | 53.8377 | -7.1207
MV/LV Substation CO***382Y |  | 20 kV | _ | LV | 50 kVA :Pole Substation | 0.05 | --> | 0.05 | 0 | 0 | Constrained,otherwise capacity available =40kVA. | --> | 0.0475 | 0 | 0 | 0.051496 | 0 |  | --> | E21 ex WHITECHURCH | Whitechurch [T421,T422] | KILBARRY |  | 51.9623 | -8.4405
MV/LV Substation CO***382Y |  | 20 kV | _ | LV | 100 kVA :Pole Substation | 0.1 | --> | 0.1 | 0.082 | 18.8 |  | --> | 0.095 | 0 | 0.002964 | 0.1027 | 0 |  | --> | E13 ex HARTNETTS CROSS | Hartnetts Cross [T121,T422] | HARTNETTS CROSS |  | 51.844 | -9.1193
MV/LV Substation CO***383 |  | 10 kV | _ | LV | 200 kVA :Pole Substation | 0.2 | --> | 0.2 | 0 | 0 | Constrained,otherwise capacity available =169kVA. | --> | 0.19 | 0 | 0 | 0.20465 | 0 |  | --> | C19 ex CLONMINCH | Clonminch [T41,T422] | THORNSBERRY |  | 53.2746 | -7.4845
MV/LV Substation CO***383X |  | 10 kV | _ | LV | 200 kVA :Pole Substation | 0.2 | --> | 0.2 | 0 | 0 | Constrained,otherwise capacity available =191kVA. | --> | 0.19 | 0 | 0 | 0 | 0 | Constrained,otherwise capacity available =201.4kW. | --> | E16 ex BUNCRANA | Buncrana [T421,T422] | TRILLICK |  | 55.1409 | -7.4494
MV/LV Substation CO***384 |  | 20 kV | _ | LV | 100 kVA :Pole Substation | 0.1 | --> | 0.1 | 0.097 | 4.2 |  | --> | 0.095 | 0 | 0 | 0.10045 | 0 |  | --> | E15 ex JENKINSTOWN | Jenkinstown [T421,T422] | DUNDALK |  | 54.055 | -6.3424
MV/LV Substation CO***384 |  | 20 kV | _ | LV | 100 kVA :Pole Substation | 0.1 | --> | 0.1 | 0.077 | 2.3 |  | --> | 0.095 | 0 | 0 | 0.10343 | 0 |  | --> | E13 ex MOY | Moy [T421,T422] | MOY |  | 54.1174 | -9.1978
MV/LV Substation CO***386 |  | 20 kV | _ | LV | 630 kVA :Kiosk Substation | 0.63 | --> | 0.63 | 0 | 0 | Constrained,otherwise capacity available =464kVA. | --> | 0.5985 | 0 | 0.008151 | 0 | 0 | Constrained,otherwise capacity available =500kW. | --> | E18 ex KILLYBEGS | Killybegs [T422] | BINBANE |  | 54.636 | -8.4439
MV/LV Substation CO***387Z |  | 10 kV | _ | LV | 200 kVA :Kiosk Substation | 0.2 | --> | 0.2 | 0 | 0 | Constrained,otherwise capacity available =182kVA. | --> | 0.19 | 0 | 0 | 0.20271 | 0 |  | --> | C12 ex KILBARRY | Kilbarry [T101,T43] | KILBARRY |  | 51.9207 | -8.4628
MV/LV Substation CO***388Y |  | 10 kV | _ | LV | 200 kVA :Pole Substation | 0.2 | --> | 0.2 | 0 | 0 | Constrained,otherwise capacity available =129kVA. | --> | 0.19 | 0 | 0.00741 | 0.2105 | 0 |  | --> | C12 ex LEIXLIP | Leixlip [T41,T42] | GRIFFINRATH |  | 53.3614 | -6.4827
MV/LV Substation CO***390 |  | 10 kV | _ | LV | 100 kVA :Pole Substation | 0.1 | --> | 0.1 | 0.019092 | 0 | Constrained,otherwise capacity available =75kVA. | --> | 0.095 | 0 | 0 | 0 | 0 | Constrained,otherwise capacity available =103.7kW. | --> | C18 ex BALLYBAY | Ballybay [T41,T42] | LISDRUM |  | 54.1391 | -6.9677
MV/LV Substation CO***391Z |  | 10 kV | _ | LV | 400 kVA :Building Structure | 0.4 | --> | 0.4 | 0 | 0 | Constrained,otherwise capacity available =366kVA. | --> | 0.38 | 0 | 0 | 0.40513 | 0 |  | --> | C17 ex BALGADDY | Balgaddy [T41,T42] | GRANGE CASTLE |  | 53.3293 | -6.4528
MV/LV Substation CO***392X |  | 10 kV | _ | LV | 400 kVA :Kiosk Substation | 0.4 | --> | 0.4 | 0 | 0 | Constrained,otherwise capacity available =326kVA. | --> | 0.38 | 0 | 0 | 0 | 0 | Constrained,otherwise capacity available =411.1kW. | --> | C19 ex MILFORD (NR) | Milford (nr) [T41,T42] | LETTERKENNY |  | 55.0396 | -7.6548
MV/LV Substation CO***394 |  | 20 kV | _ | LV | 200 kVA :Kiosk Substation | 0.2 | --> | 0.2 | 0 | 0 | Constrained,otherwise capacity available =68kVA. | --> | 0.19 | 0 | 0.025194 | 0.21909 | 0 |  | --> | E13 ex KILCARRAGH | Kilcarragh [T421,T422] | BUTLERSTOWN |  | 52.1512 | -7.0061
MV/LV Substation CO***394Z |  | 10 kV | _ | LV | 400 kVA :Kiosk Substation | 0.4 | --> | 0.4 | 0 | 0 | Constrained,otherwise capacity available =349kVA. | --> | 0.38 | 0 | 0 | 0.40767 | 0 |  | --> | C16 ex JOHNSTOWN | Johnstown [T41,T42] | KILTEEL |  | 53.2476 | -6.5853
MV/LV Substation CO***395X |  | 20 kV | _ | LV | 200 kVA :Kiosk Substation | 0.2 | --> | 0.2 | 0.164 | 1.8 |  | --> | 0.19 | 0 | 0.015561 | 0.20539 | 0 |  | --> | E18 ex BIRDHILL | Birdhill [T421,T422] | ARDNACRUSHA |  | 52.7126 | -8.4964
MV/LV Substation CO***395Z |  | 10 kV | _ | LV | 400 kVA :Kiosk Substation | 0.4 | --> | 0.4 | 0 | 0 | Constrained,otherwise capacity available =337kVA. | --> | 0.38 | 0 | 0.020748 | 0.40945 | 0 |  | --> | C16 ex JOHNSTOWN | Johnstown [T41,T42] | KILTEEL |  | 53.2484 | -6.5868
MV/LV Substation CO***397 |  | 10 kV | _ | LV | 630 kVA :Kiosk Substation | 0.63 | --> | 0.63 | 0 | 0 | Constrained,otherwise capacity available =500kVA. | --> | 0.5985 | 0 | 0 | 0.5 | 0 |  | --> | C18 ex POPPINTREE | Poppintree [T101,T102] | FINGLAS |  | 53.3994 | -6.2591
MV/LV Substation CO***398 |  | 20 kV | _ | LV | 200 kVA :Pole Substation | 0.2 | --> | 0.2 | 0.2 | 0.4 |  | --> | 0.19 | 0 | 0 | 0 | 0 | Constrained,otherwise capacity available =200kW. | --> | C20 ex SWINFORD | Swinford [T41,T42] | CASTLEBAR |  | 53.8805 | -8.8515
MV/LV Substation CO***399X |  | 10 kV | _ | LV | 200 kVA :Kiosk Substation | 0.2 | --> | 0.2 | 0 | 0 | Constrained,otherwise capacity available =123kVA. | --> | 0.19 | 0 | 0 | 0.21137 | 0 |  | --> | C19 ex KILMORE | Kilmore [T101,T102,T103] | FINGLAS |  | 53.4143 | -6.2397
MV/LV Substation CO***399Y |  | 20 kV | _ | LV | 200 kVA :Kiosk Substation | 0.2 | --> | 0.2 | 0 | 0 | Constrained,otherwise capacity available =170kVA. | --> | 0.19 | 0 | 0.00741 | 0.2045 | 0 |  | --> | E12 ex CARRIGSHANE | Carrigshane [T422] | MIDLETON |  | 51.9123 | -8.0478
MV/LV Substation CO***4001 |  | 10 kV | _ | LV | 50 kVA :Pole Substation | 0.05 | --> | 0.05 | 0 | 0 | Constrained,otherwise capacity available =45kVA. | --> | 0.0475 | 0 | 0 | 0.050753 | 0 |  | --> | C14 ex GREYSTONES | Greystones [T41,T42] | FASSAROE |  | 53.1546 | -6.0861
MV/LV Substation CO***4001 |  | 10 kV | _ | LV | 50 kVA :Pole Substation | 0.05 | --> | 0.05 | 0 | 0 | Constrained,otherwise capacity available =39kVA. | --> | 0.0475 | 0 | 0 | 0 | 0 | Constrained,otherwise capacity available =51.6kW. | --> | C23 ex TINAHASK | Tinahask [T41,T42] | ARKLOW |  | 52.7588 | -6.2297
MV/LV Substation CO***4001 |  | 10 kV | _ | LV | 400 kVA :Kiosk Substation | 0.4 | --> | 0.4 | 0 | 0 | Constrained,otherwise capacity available =384kVA. | --> | 0.38 | 0 | 0 | 0.40242 | 0 |  | --> | C13 ex COBH | Cobh [T41,T42] | COW CROSS |  | 51.8764 | -8.315
MV/LV Substation CO***4002 |  | 10 kV | _ | LV | 400 kVA :Kiosk Substation | 0.4 | --> | 0.4 | 0 | 0 | Constrained,otherwise capacity available =329kVA. | --> | 0.38 | 0 | 0.006669 | 0.41064 | 0 |  | --> | E13 ex DALTON | Dalton [T421,T422] | DALTON |  | 53.725 | -9.0015
MV/LV Substation CO***4003 |  | 10 kV | _ | LV | 50 kVA :Pole Substation | 0.05 | --> | 0.05 | 0 | 0 | Constrained,otherwise capacity available =48kVA. | --> | 0.0475 | 0 | 0 | 0.050303 | 0 |  | --> | C12 ex SKIBBEREEN | Skibbereen [T41,T42] | DUNMANWAY |  | 51.5455 | -9.2759
MV/LV Substation CO***4006 |  | 10 kV | _ | LV | 630 kVA :Building Structure | 0.63 | --> | 0.63 | 0.5 | 7 |  | --> | 0.5985 | 0 | 0 | 0.5 | 0 |  | --> | C23 ex NORTH QUAYS | North Quays [T101,T102,T103] | POOLBEG |  | 53.3485 | -6.239
MV/LV Substation CO***4006 |  | 20 kV | _ | LV | 50 kVA :Pole Substation | 0.05 | --> | 0.05 | 0 | 0 | Constrained,otherwise capacity available =38kVA. | --> | 0.0475 | 0 | 0 | 0.05179 | 0 |  | --> | E17 ex JULIANSTOWN | Julianstown [T421,T422] | DRYBRIDGE |  | 53.7065 | -6.2952
MV/LV Substation CO***4009 |  | 20 kV | _ | LV | 50 kVA :Pole Substation | 0.05 | --> | 0.05 | 0.05 | 0.2 |  | --> | 0.0475 | 0 | 0 | 0.05 | 0 |  | --> | C16 ex KILSHANNY | Kilshanny [T41,T42] | CAHIR |  | 52.2975 | -8.102
MV/LV Substation CO***4009 |  | 10 kV | _ | LV | 200 kVA :Building Structure | 0.2 | --> | 0.2 | 0.147 | 0.3 |  | --> | 0.19 | 0 | 0 | 0.20789 | 0 |  | --> | C16 ex BANAGHER | Banagher [T41,T42] | DALLOW |  | 53.1873 | -7.9867
MV/LV Substation CO***400Z |  | 10 kV | _ | LV | 100 kVA :Pole Substation | 0.1 | --> | 0.1 | 0.019092 | 0 | Constrained,otherwise capacity available =96kVA. | --> | 0.095 | 0 | 0 | 0 | 0 | Constrained,otherwise capacity available =100.6kW. | --> | C18 ex BALLYBAY | Ballybay [T41,T42] | LISDRUM |  | 54.2017 | -6.9008
MV/LV Substation CO***401 |  | 20 kV | _ | LV | 200 kVA :Kiosk Substation | 0.2 | --> | 0.2 | 0 | 0 | Constrained,otherwise capacity available =154kVA. | --> | 0.19 | 0 | 0.006669 | 0.20687 | 0 |  | --> | E11 ex BALLINROBE | Ballinrobe [T421,T422] | DALTON |  | 53.6231 | -9.2094
MV/LV Substation CO***4014 |  | 20 kV | _ | LV | 100 kVA :Pole Substation | 0.1 | --> | 0.1 | 0 | 0 | Constrained,otherwise capacity available =100kVA. | --> | 0.095 | 0 | 0 | 0.1 | 0 |  | --> | C11 ex ENNIS NORTH | Ennis North [T41,T42] | ENNIS |  | 52.9429 | -9.0613
MV/LV Substation CO***4016 |  | 10 kV | _ | LV | 400 kVA :Kiosk Substation | 0.4 | --> | 0.4 | 0 | 0 | Constrained,otherwise capacity available =322kVA. | --> | 0.38 | 0 | 0.004446 | 0.41167 | 0 |  | --> | C13 ex COBH | Cobh [T41,T42] | COW CROSS |  | 51.8575 | -8.3021
MV/LV Substation CO***402 |  | 10 kV | _ | LV | 100 kVA :Pole Substation | 0.1 | --> | 0.1 | 0 | 0 | Constrained,otherwise capacity available =56kVA. | --> | 0.095 | 0 | 0.00741 | 0.10647 | 0 |  | --> | C17 ex LOUGHREA | Loughrea [T41,T42] | SOMERSET |  | 53.2064 | -8.5715
MV/LV Substation CO***4024 |  | 20 kV | _ | LV | 50 kVA :Pole Substation | 0.05 | --> | 0.05 | 0.05 | 1.8 |  | --> | 0.0475 | 0 | 0 | 0.05 | 0 |  | --> | E12 ex BIRDHILL | Birdhill [T421,T422] | ARDNACRUSHA |  | 52.7776 | -8.4328
MV/LV Substation CO***4025 |  | 20 kV | _ | LV | 400 kVA :Kiosk Substation | 0.4 | --> | 0.4 | 0 | 0 | Constrained,otherwise capacity available =367kVA. | --> | 0.38 | 0 | 0.23416 | 0.4 | 0 |  | --> | E17 ex DALTON | Dalton [T421,T422] | DALTON |  | 53.7749 | -8.854
MV/LV Substation CO***4025 |  | 20 kV | _ | LV | 400 kVA :Building Structure | 0.4 | --> | 0.4 | 0 | 0 | Constrained,otherwise capacity available =301kVA. | --> | 0.38 | 0 | 0 | 0.41476 | 0 |  | --> | E16 ex JULIANSTOWN | Julianstown [T421,T422] | DRYBRIDGE |  | 53.6923 | -6.2436
MV/LV Substation CO***4026 |  | 10 kV | _ | LV | 400 kVA :Kiosk Substation | 0.4 | --> | 0.4 | 0 | 0 | Constrained,otherwise capacity available =380kVA. | --> | 0.38 | 0 | 0 | 0.40302 | 0 |  | --> | C13 ex COBH | Cobh [T41,T42] | COW CROSS |  | 51.8579 | -8.2997
MV/LV Substation CO***4028 |  | 10 kV | _ | LV | 100 kVA :Pole Substation | 0.1 | --> | 0.1 | 0.098 | 4.2 |  | --> | 0.095 | 0 | 0.003705 | 0.1003 | 0 |  | --> | C15 ex NEWMARKET (SR) | Newmarket (sr) [T41,T42] | GLENLARA |  | 52.23 | -9.0625
MV/LV Substation CO***4028 |  | 10 kV | _ | LV | 50 kVA :Pole Substation | 0.05 | --> | 0.05 | 0.041 | 3 |  | --> | 0.0475 | 0 | 0 | 0.051348 | 0 |  | --> | C23 ex NENAGH | Nenagh [T41,T42] | NENAGH |  | 52.8136 | -8.2614
MV/LV Substation CO***4028 |  | 10 kV | _ | LV | 630 kVA :Building Structure | 0.63 | --> | 0.63 | 0.060409 | 0.1 | Constrained,otherwise capacity available =500kVA. | --> | 0.5985 | 0 | 0.003705 | 0.5 | 0 |  | --> | C15 ex TUBBERCURRY | Tubbercurry [T41,T42] | TONROE |  | 54.0546 | -8.7264
MV/LV Substation CO***403 |  | 20 kV | _ | LV | 400 kVA :Kiosk Substation | 0.4 | --> | 0.4 | 0.34 | 1.8 |  | --> | 0.38 | 0 | 0 | 0.40901 | 0 |  | --> | E12 ex BIRDHILL | Birdhill [T421,T422] | ARDNACRUSHA |  | 52.774 | -8.4299
MV/LV Substation CO***4031 |  | 10 kV | _ | LV | 50 kVA :Pole Substation | 0.05 | --> | 0.05 | 0 | 0 | Constrained,otherwise capacity available =50kVA. | --> | 0.0475 | 0 | 0 | 0.05 | 0 |  | --> | C13 ex COBH | Cobh [T41,T42] | COW CROSS |  | 51.8645 | -8.3008
MV/LV Substation CO***4032 |  | 10 kV | _ | LV | 200 kVA :Kiosk Substation | 0.2 | --> | 0.2 | 0.2 | 14.2 |  | --> | 0.19 | 0 | 0 | 0.2 | 0 |  | --> | C11 ex COOKSTOWN | Cookstown [T101,T102] | CARRICKMINES |  | 53.2933 | -6.3779
MV/LV Substation CO***4032 |  | 10 kV | _ | LV | 200 kVA :Kiosk Substation | 0.2 | --> | 0.2 | 0 | 0 | Constrained,otherwise capacity available =106kVA. | --> | 0.19 | 0 | 0.00741 | 0.21379 | 0 |  | --> | C18 ex CARRICKMACROSS | Carrickmacross [T41,T42] | MEATH HILL |  | 53.9711 | -6.7156
MV/LV Substation CO***4033 |  | 20 kV | _ | LV | 50 kVA :Pole Substation | 0.05 | --> | 0.05 | 0 | 0 | Constrained,otherwise capacity available =42kVA. | --> | 0.0475 | 0 | 0 | 0 | 0 | Constrained,otherwise capacity available =51.2kW. | --> | C11 ex MOUNTMELLICK | Mountmellick [T41,T42] | PORTLAOISE |  | 53.1511 | -7.5049
MV/LV Substation CO***4036 |  | 10 kV | _ | LV | 50 kVA :Pole Substation | 0.05 | --> | 0.05 | 0 | 0 | Constrained,otherwise capacity available =47kVA. | --> | 0.0475 | 0 | 0 | 0.050453 | 0 |  | --> | C18 ex COOLCORCORAN | Coolcorcoran [T41,T42] | KNOCKEARAGH |  | 52.065 | -9.6386
MV/LV Substation CO***4037 |  | 10 kV | _ | LV | 100 kVA :Pole Substation | 0.1 | --> | 0.1 | 0 | 0 | Constrained,otherwise capacity available =85kVA. | --> | 0.095 | 0 | 0 | 0.10225 | 0 |  | --> | C17 ex GRAIGUENAMANAGH | Graiguenamanagh [T41,T42] | KILKENNY |  | 52.5707 | -6.9109
MV/LV Substation CO***4037 |  | 10 kV | _ | LV | 400 kVA :Kiosk Substation | 0.4 | --> | 0.4 | 0.15247 | 0.2 | Constrained,otherwise capacity available =397kVA. | --> | 0.38 | 0 | 0 | 0.40046 | 0 |  | --> | C17 ex SANDYFORD | Sandyford [T41,T42] | CARRICKMINES |  | 53.2662 | -6.2227
MV/LV Substation CO***4038 |  | 10 kV | _ | LV | 1000 kVA :Building Structure | 1 | --> | 1 | 0 | 0 | Constrained,otherwise capacity available =500kVA. | --> | 0.95 | 0 | 0 | 0.5 | 0 |  | --> | C15 ex MALAHIDE | Malahide [T41,T42] | GLASMORE |  | 53.423 | -6.1354
MV/LV Substation CO***4041 |  | 20 kV | _ | LV | 50 kVA :Pole Substation | 0.05 | --> | 0.05 | 0 | 0 | Constrained,otherwise capacity available =36kVA. | --> | 0.0475 | 0 | 0 | 0.052083 | 0 |  | --> | C24 ex MACETOWN | Macetown [T101,T102] | MACETOWN |  | 53.4934 | -6.5465
MV/LV Substation CO***4042 |  | 10 kV | _ | LV | 100 kVA :Pole Substation | 0.1 | --> | 0.1 | 0 | 0 | Constrained,otherwise capacity available =69kVA. | --> | 0.095 | 0 | 0 | 0.1046 | 0 |  | --> | C12 ex SKIBBEREEN | Skibbereen [T41,T42] | DUNMANWAY |  | 51.5491 | -9.2887
MV/LV Substation CO***4044 |  | 10 kV | _ | LV | 400 kVA :Building Structure | 0.4 | --> | 0.4 | 0 | 0 | Constrained,otherwise capacity available =400kVA. | --> | 0.38 | 0 | 0 | 0.4 | 0 |  | --> | C16 ex LOUGHREA | Loughrea [T41,T42] | SOMERSET |  | 53.1894 | -8.5646
MV/LV Substation CO***4044 |  | 10 kV | _ | LV | 100 kVA :Pole Substation | 0.1 | --> | 0.1 | 0.093 | 2.2 |  | --> | 0.095 | 0 | 0.003705 | 0.10106 | 0 |  | --> | C17 ex BALLINASLOE | Ballinasloe [T41,T42] | SOMERSET |  | 53.3193 | -8.2169
MV/LV Substation CO***4046 |  | 10 kV | _ | LV | 100 kVA :Pole Substation | 0.1 | --> | 0.1 | 0.077 | 0.6 |  | --> | 0.095 | 0 | 0 | 0 | 0 | Constrained,otherwise capacity available =103.4kW. | --> | C16 ex LAWLESSTOWN | Lawlesstown [T42,T421] | DOON |  | 52.3571 | -7.7151
MV/LV Substation CO***4046 |  | 10 kV | _ | LV | 50 kVA :Pole Substation | 0.05 | --> | 0.05 | 0.049 | 6 |  | --> | 0.0475 | 0 | 0 | 0.050152 | 0 |  | --> | C26 ex PELLETSTOWN | Pelletstown [T101,T102] | FINGLAS |  | 53.3984 | -6.3575
MV/LV Substation CO***4047 |  | 20 kV | _ | LV | 100 kVA :Pole Substation | 0.1 | --> | 0.1 | 0 | 0 | Constrained,otherwise capacity available =95kVA. | --> | 0.095 | 0 | 0 | 0.10076 | 0 |  | --> | C19 ex TRAMORE | Tramore [T41,T42] | BUTLERSTOWN |  | 52.1568 | -7.0616
MV/LV Substation CO***4048 |  | 10 kV | _ | LV | 50 kVA :Pole Substation | 0.05 | --> | 0.05 | 0.049 | 1.5 |  | --> | 0.0475 | 0 | 0 | 0.050152 | 0 |  | --> | C15 ex SCREEB | Screeb [T41] | SCREEB |  | 53.3333 | -9.7258
MV/LV Substation CO***4049 |  | 10 kV | _ | LV | 630 kVA :Building Structure | 0.63 | --> | 0.63 | 0.486 | 4.4 |  | --> | 0.5985 | 0 | 0.00741 | 0.5 | 0 |  | --> | C18 ex KINGSCOURT | Kingscourt [T41,T42] | MEATH HILL |  | 53.909 | -6.8047
MV/LV Substation CO***4049 |  | 10 kV | _ | LV | 400 kVA :Kiosk Substation | 0.4 | --> | 0.4 | 0 | 0 | Constrained,otherwise capacity available =373kVA. | --> | 0.38 | 0 | 0.011856 | 0.40408 | 0 |  | --> | C18 ex SUTTON | Sutton [T41,T42] | GRANGE (DR) |  | 53.396 | -6.1292
MV/LV Substation CO***404X |  | 20 kV | _ | LV | 50 kVA :Pole Substation | 0.05 | --> | 0.05 | 0.047 | 4.4 |  | --> | 0.0475 | 0 | 0 | 0 | 0 | Constrained,otherwise capacity available =50.5kW. | --> | E18 ex STRANORLAR | Stranorlar [T421,T422] | LETTERKENNY |  | 54.8043 | -7.6531
MV/LV Substation CO***4050 |  | 20 kV | _ | LV | 200 kVA :Pole Substation | 0.2 | --> | 0.2 | 0 | 0 | Constrained,otherwise capacity available =199kVA. | --> | 0.19 | 0 | 0 | 0.20015 | 0 |  | --> | E20 ex EDENDERRY | Edenderry [T421,T422] | BLAKE |  | 53.3598 | -7.2009
MV/LV Substation CO***4052 |  | 10 kV | _ | LV | 200 kVA :Pole Substation | 0.2 | --> | 0.2 | 0.2 | 2.1 |  | --> | 0.19 | 0 | 0 | 0.2 | 0 |  | --> | C18 ex BUTTEVANT | Buttevant [T41,T42] | MALLOW |  | 52.2375 | -8.676
MV/LV Substation CO***4056 |  | 20 kV | _ | LV | 400 kVA :Building Structure | 0.4 | --> | 0.4 | 0 | 0 | Constrained,otherwise capacity available =338kVA. | --> | 0.38 | 0 | 0 | 0 | 0 | Constrained,otherwise capacity available =409.3kW. | --> | C12 ex BANTRY | Bantry [T41,T42] | BALLYLICKY |  | 51.6746 | -9.4463
MV/LV Substation CO***4058 |  | 10 kV | _ | LV | 400 kVA :Building Structure | 0.4 | --> | 0.4 | 0.4 | 12.2 |  | --> | 0.38 | 0 | 0 | 0.4 | 0 |  | --> | C21 ex BALLYBEG | Ballybeg [T101,T102] | CARRICKMINES |  | 52.9851 | -6.0657
MV/LV Substation CO***4058 |  | 10 kV | _ | LV | 50 kVA :Pole Substation | 0.05 | --> | 0.05 | 0.05 | 5.6 |  | --> | 0.0475 | 0 | 0 | 0.05 | 0 |  | --> | C14 ex KILCOOLE | Kilcoole [T41,T42] | FASSAROE |  | 53.0927 | -6.1667
MV/LV Substation CO***405Y |  | 20 kV | _ | LV | 25 kVA :Pole Substation | 0.025 | --> | 0.025 | 0.023 | 1 |  | --> | 0.02375 | 0 | 0.002964 | 0.025302 | 0 |  | --> | E12 ex LONGFORD | Longford [T421,T422] | RICHMOND |  | 53.8252 | -7.7792
MV/LV Substation CO***406 |  | 20 kV | _ | LV | 50 kVA :Pole Substation | 0.05 | --> | 0.05 | 0 | 0 | Constrained,otherwise capacity available =48kVA. | --> | 0.0475 | 0 | 0 | 0.050303 | 0 |  | --> | C22 ex STEPHENSTOWN | Stephenstown [T101,T102] | FINGLAS |  | 53.6237 | -6.2106
MV/LV Substation CO***406 |  | 10 kV | _ | LV | 100 kVA :Pole Substation | 0.1 | --> | 0.1 | 0 | 4.2 |  | --> | 0.095 | 0 | 0 | 0.11435 | 0 |  | --> | C19 ex ERRIGAL | Errigal [T41,T422] | SHANKILL |  | 54.0659 | -7.0626
MV/LV Substation CO***4063 |  | 20 kV | _ | LV | 50 kVA :Pole Substation | 0.05 | --> | 0.05 | 0.046 | 4.4 |  | --> | 0.0475 | 0 | 0 | 0.050604 | 0 |  | --> | E13 ex CRANE | Crane [T122] | CRANE |  | 52.419 | -6.4858
MV/LV Substation CO***4064 |  | 10 kV | _ | LV | 50 kVA :Pole Substation | 0.05 | --> | 0.05 | 0.019092 | 0 | Constrained,otherwise capacity available =50kVA. | --> | 0.0475 | 0 | 0 | 0 | 0 | Constrained,otherwise capacity available =50kW. | --> | C19 ex BALLYBAY | Ballybay [T41,T42] | LISDRUM |  | 54.1117 | -6.9028
MV/LV Substation CO***4064 |  | 10 kV | _ | LV | 630 kVA :Building Structure | 0.63 | --> | 0.63 | 0.5 | 1.6 |  | --> | 0.5985 | 0 | 0 | 0 | 0 | Constrained,otherwise capacity available =500kW. | --> | C15 ex BALLYSHANNON | Ballyshannon [T41,T42] | CATHALEENS FALL |  | 54.5015 | -8.1852
MV/LV Substation CO***4064 |  | 20 kV | _ | LV | 200 kVA :Kiosk Substation | 0.2 | --> | 0.2 | 0 | 0 | Constrained,otherwise capacity available =113kVA. | --> | 0.19 | 0 | 0.048165 | 0.2128 | 0 |  | --> | E21 ex CURRALEIGH | Curraleigh [T421,T422] | KILBARRY |  | 51.9663 | -8.6468
MV/LV Substation CO***4068 |  | 20 kV | _ | LV | 630 kVA :Kiosk Substation | 0.63 | --> | 0.63 | 0.5 | 1.6 |  | --> | 0.5985 | 0 | 0 | 0 | 0 | Constrained,otherwise capacity available =500kW. | --> | E12 ex BELMULLET | Belmullet [T421] | BELLACORICK |  | 54.2141 | -9.9832
MV/LV Substation CO***4068 |  | 20 kV | _ | LV | 200 kVA :Pole Substation | 0.2 | --> | 0.2 | 0 | 0 | Constrained,otherwise capacity available =176kVA. | --> | 0.19 | 0 | 0.002964 | 0.20361 | 0 |  | --> | C19 ex TRAMORE | Tramore [T41,T42] | BUTLERSTOWN |  | 52.1437 | -7.0023
MV/LV Substation CO***4069 |  | 10 kV | _ | LV | 50 kVA :Pole Substation | 0.05 | --> | 0.05 | 0.019092 | 0 | Constrained,otherwise capacity available =35kVA. | --> | 0.0475 | 0 | 0 | 0 | 0 | Constrained,otherwise capacity available =52.2kW. | --> | C12 ex BALLYBAY | Ballybay [T41,T42] | LISDRUM |  | 54.1255 | -7.0434
MV/LV Substation CO***406X |  | 20 kV | _ | LV | 50 kVA :Pole Substation | 0.05 | --> | 0.05 | 0.044 | 8.5 |  | --> | 0.0475 | 0 | 0.00741 | 0 | 0 | Constrained,otherwise capacity available =50.9kW. | --> | E14 ex ARIGNA | Arigna [T121] | ARIGNA |  | 54.0391 | -8.0352
MV/LV Substation CO***406X |  | 10 kV | _ | LV | 630 kVA :Building Structure | 0.63 | --> | 0.63 | 0 | 0 | Constrained,otherwise capacity available =500kVA. | --> | 0.5985 | 0 | 0 | 0.5 | 0 |  | --> | C11 ex ROCHES STREET | Roches Street [T41,T42] | LIMERICK |  | 52.6592 | -8.6236
MV/LV Substation CO***406Z |  | 10 kV | _ | LV | 50 kVA :Pole Substation | 0.05 | --> | 0.05 | 0.019092 | 0 | Constrained,otherwise capacity available =50kVA. | --> | 0.0475 | 0 | 0 | 0 | 0 | Constrained,otherwise capacity available =50kW. | --> | C18 ex BALLYBAY | Ballybay [T41,T42] | LISDRUM |  | 54.1775 | -6.918
MV/LV Substation CO***4072 |  | 20 kV | _ | LV | 200 kVA :Kiosk Substation | 0.2 | --> | 0.2 | 0 | 0 | Constrained,otherwise capacity available =199kVA. | --> | 0.19 | 0 | 0 | 0.20015 | 0 |  | --> | E12 ex SHILLELAGH | Shillelagh [T421,T422] | CARLOW |  | 52.7539 | -6.545
MV/LV Substation CO***4076 |  | 20 kV | _ | LV | 400 kVA :Building Structure | 0.4 | --> | 0.4 | 0 | 0 | Constrained,otherwise capacity available =346kVA. | --> | 0.38 | 0 | 0.004446 | 0.40812 | 0 |  | --> | E17 ex CAVAN | Cavan [T42,T421] | SHANKILL |  | 54.0095 | -7.3513
MV/LV Substation CO***4077 |  | 20 kV | _ | LV | 200 kVA :Pole Substation | 0.2 | --> | 0.2 | 0 | 0 | Constrained,otherwise capacity available =169kVA. | --> | 0.19 | 0 | 0 | 0.20465 | 0 |  | --> | E25 ex PATRICKSWELL | Patrickswell [T421,T422] | LIMERICK |  | 52.6531 | -8.8613
MV/LV Substation CO***4078 |  | 10 kV | _ | LV | 400 kVA :Building Structure | 0.4 | --> | 0.4 | 0 | 0 | Constrained,otherwise capacity available =364kVA. | --> | 0.38 | 0 | 0 | 0.40543 | 0 |  | --> | C13 ex CLONMINCH | Clonminch [T41,T422] | THORNSBERRY |  | 53.2703 | -7.4908
MV/LV Substation CO***4078 |  | 10 kV | _ | LV | 50 kVA :Pole Substation | 0.05 | --> | 0.05 | 0.019092 | 0 | Constrained,otherwise capacity available =41kVA. | --> | 0.0475 | 0 | 0 | 0 | 0 | Constrained,otherwise capacity available =51.3kW. | --> | C18 ex BALLYBAY | Ballybay [T41,T42] | LISDRUM |  | 54.1368 | -6.9045
MV/LV Substation CO***4079 |  | 10 kV | _ | LV | 200 kVA :Kiosk Substation | 0.2 | --> | 0.2 | 0 | 0 | Constrained,otherwise capacity available =175kVA. | --> | 0.19 | 0 | 0 | 0.20376 | 0 |  | --> | C30 ex ACADEMY STREET | Academy Street [T421,T422,T44] | NAVAN |  | 53.6518 | -6.6793
MV/LV Substation CO***407X |  | 10 kV | _ | LV | 50 kVA :Pole Substation | 0.05 | --> | 0.05 | 0.049 | 0.2 |  | --> | 0.0475 | 0 | 0 | 0 | 0 | Constrained,otherwise capacity available =50.2kW. | --> | E17 ex BEALISTOWN | Bealistown [T421,T422] | GREAT ISLAND |  | 52.1951 | -6.8569
MV/LV Substation CO***408 |  | 10 kV | _ | LV | 50 kVA :Pole Substation | 0.05 | --> | 0.05 | 0.041 | 2.8 |  | --> | 0.0475 | 0 | 0 | 0.051348 | 0 |  | --> | C20 ex CASTLEBLAYNEY | Castleblayney [T41,T42] | DUNDALK |  | 54.1049 | -6.7132
MV/LV Substation CO***4080 |  | 10 kV | _ | LV | 400 kVA :Kiosk Substation | 0.4 | --> | 0.4 | 0.371 | 5.5 |  | --> | 0.38 | 0 | 0 | 0 | 0 | Constrained,otherwise capacity available =404.4kW. | --> | C17 ex GORTLEE | Gortlee [T41,T42] | LETTERKENNY |  | 54.9631 | -7.7236
MV/LV Substation CO***4081 |  | 20 kV | _ | LV | 50 kVA :Pole Substation | 0.05 | --> | 0.05 | 0.037 | 1.7 |  | --> | 0.0475 | 0 | 0 | 0.051937 | 0 |  | --> | E64 ex ATHY | Athy [T101,T102] | ATHY |  | 53.0019 | -7.0318
MV/LV Substation CO***4082 |  | 20 kV | _ | LV | 50 kVA :Pole Substation | 0.05 | --> | 0.05 | 0.05 | 8.1 |  | --> | 0.0475 | 0 | 0 | 0 | 0 | Constrained,otherwise capacity available =50kW. | --> | E11 ex WESTPORT | Westport [T421,T422] | CASTLEBAR |  | 53.8031 | -9.9522
MV/LV Substation CO***4085 |  | 10 kV | _ | LV | 100 kVA :Pole Substation | 0.1 | --> | 0.1 | 0 | 0 | Constrained,otherwise capacity available =73kVA. | --> | 0.095 | 0 | 0.023712 | 0 | 0 | Constrained,otherwise capacity available =104kW. | --> | C26 ex PORTLAOISE | Portlaoise [T41,T42] | PORTLAOISE |  | 53.0283 | -7.3089
MV/LV Substation CO***4086 |  | 20 kV | _ | LV | 100 kVA :Pole Substation | 0.1 | --> | 0.1 | 0.096 | 3.3 |  | --> | 0.095 | 0 | 0 | 0.10061 | 0 |  | --> | E16 ex BALLYBUNION | Ballybunion [T421,T422] | TRIEN |  | 52.5062 | -9.5156
MV/LV Substation CO***409 |  | 10 kV | _ | LV | 50 kVA :Pole Substation | 0.05 | --> | 0.05 | 0 | 0 | Constrained,otherwise capacity available =31kVA. | --> | 0.0475 | 0 | 0 | 0.052806 | 0 |  | --> | C14 ex GREYSTONES | Greystones [T41,T42] | FASSAROE |  | 53.1681 | -6.1965
MV/LV Substation CO***4090 |  | 10 kV | _ | LV | 630 kVA :Building Structure | 0.63 | --> | 0.63 | 0 | 0 | Constrained,otherwise capacity available =481kVA. | --> | 0.5985 | 0 | 0 | 0.5 | 0 |  | --> | C17 ex UNIDARE | Unidare [T41,T42] | FINGLAS |  | 53.4117 | -6.3177
MV/LV Substation CO***4091 |  | 20 kV | _ | LV | 50 kVA :Pole Substation | 0.05 | --> | 0.05 | 0 | 0 | Constrained,otherwise capacity available =50kVA. | --> | 0.0475 | 0 | 0 | 0.05 | 0 |  | --> | C21 ex MACETOWN | Macetown [T101,T102] | MACETOWN |  | 53.4355 | -6.495
MV/LV Substation CO***4091 |  | 10 kV | _ | LV | 100 kVA :Pole Substation | 0.1 | --> | 0.1 | 0 | 0 | Constrained,otherwise capacity available =84kVA. | --> | 0.095 | 0 | 0 | 0 | 0 | Constrained,otherwise capacity available =102.4kW. | --> | C15 ex DRUMBEAR | Drumbear [T41,T42] | LISDRUM |  | 54.2217 | -6.9185
MV/LV Substation CO***4091 |  | 10 kV | _ | LV | 50 kVA :Pole Substation | 0.05 | --> | 0.05 | 0 | 0 | Constrained,otherwise capacity available =49kVA. | --> | 0.0475 | 0 | 0 | 0.050152 | 0 |  | --> | C22 ex SKIBBEREEN | Skibbereen [T41,T42] | DUNMANWAY |  | 51.5886 | -9.3541
MV/LV Substation CO***4093 |  | 10 kV | _ | LV | 630 kVA :Kiosk Substation | 0.63 | --> | 0.63 | 0 | 0 | Constrained,otherwise capacity available =500kVA. | --> | 0.5985 | 0 | 0 | 0.5 | 0 |  | --> | C22 ex GREYSTONES | Greystones [T41,T42] | FASSAROE |  | 53.1295 | -6.0709
MV/LV Substation CO***4094 |  | 10 kV | _ | LV | 200 kVA :Kiosk Substation | 0.2 | --> | 0.2 | 0 | 0 | Constrained,otherwise capacity available =137kVA. | --> | 0.19 | 0 | 0.042978 | 0.20935 | 0 |  | --> | C13 ex MALAHIDE | Malahide [T41,T42] | GLASMORE |  | 53.4247 | -6.1719
MV/LV Substation CO***4098 |  | 20 kV | _ | LV | 50 kVA :Pole Substation | 0.05 | --> | 0.05 | 0 | 0 | Constrained,otherwise capacity available =46kVA. | --> | 0.0475 | 0 | 0 | 0.050604 | 0 |  | --> | C16 ex CAPPAMORE | Cappamore [T41,T42] | ARDNACRUSHA |  | 52.6085 | -8.2777
MV/LV Substation CO***4098 |  | 10 kV | _ | LV | 50 kVA :Pole Substation | 0.05 | --> | 0.05 | 0 | 0 | Constrained,otherwise capacity available =36kVA. | --> | 0.0475 | 0 | 0 | 0.052083 | 0 |  | --> | C11 ex GRAIGUENAMANAGH | Graiguenamanagh [T41,T42] | KILKENNY |  | 52.5371 | -6.9123
MV/LV Substation CO***4099 |  | 10 kV | _ | LV | 400 kVA :Kiosk Substation | 0.4 | --> | 0.4 | 0 | 0 | Constrained,otherwise capacity available =333kVA. | --> | 0.38 | 0 | 0.050388 | 0.41005 | 0 |  | --> | C15 ex MALAHIDE | Malahide [T41,T42] | GLASMORE |  | 53.437 | -6.1509
MV/LV Substation CO***4100 |  | 20 kV | _ | LV | 50 kVA :Pole Substation | 0.05 | --> | 0.05 | 0 | 0 | Constrained,otherwise capacity available =50kVA. | --> | 0.0475 | 0 | 0 | 0.05 | 0 |  | --> | E13 ex SHILLELAGH | Shillelagh [T421,T422] | CARLOW |  | 52.8089 | -6.3936
MV/LV Substation CO***4100 |  | 20 kV | _ | LV | 50 kVA :Pole Substation | 0.05 | --> | 0.05 | 0.014 | 2.1 |  | --> | 0.0475 | 0 | 0.02964 | 0 | 0 | Constrained,otherwise capacity available =55.2kW. | --> | E17 ex LISDRUM | Lisdrum [T422] | LISDRUM |  | 54.2349 | -7.0381
MV/LV Substation CO***4102 |  | 10 kV | _ | LV | 400 kVA :Kiosk Substation | 0.4 | --> | 0.4 | 0 | 0 | Constrained,otherwise capacity available =330kVA. | --> | 0.38 | 0 | 0 | 0.41049 | 0 |  | --> | C20 ex BALLYBEGGAN | Ballybeggan [T43,T44] | TRALEE |  | 52.2697 | -9.6951
MV/LV Substation CO***4104 |  | 10 kV | _ | LV | 100 kVA :Pole Substation | 0.1 | --> | 0.1 | 0 | 0 | Constrained,otherwise capacity available =86kVA. | --> | 0.095 | 0 | 0 | 0.1021 | 0 |  | --> | C19 ex SALLINS | Sallins [T41,T42] | GRIFFINRATH |  | 53.2923 | -6.8138
MV/LV Substation CO***4106 |  | 10 kV | _ | LV | 100 kVA :Pole Substation | 0.1 | --> | 0.1 | 0.071 | 2 |  | --> | 0.095 | 0 | 0 | 0.10431 | 0 |  | --> | C15 ex CAUSEWAY | Causeway [T41,T42] | TRALEE |  | 52.35 | -9.7252
MV/LV Substation CO***4109 |  | 20 kV | _ | LV | 100 kVA :Pole Substation | 0.1 | --> | 0.1 | 0 | 0 | Constrained,otherwise capacity available =97kVA. | --> | 0.095 | 0 | 0 | 0.10045 | 0 |  | --> | E18 ex CREAGH | Creagh [T421,T422] | ATHLONE |  | 53.4354 | -8.4316
MV/LV Substation CO***4109 |  | 10 kV | _ | LV | 50 kVA :Pole Substation | 0.05 | --> | 0.05 | 0.05 | 2.1 |  | --> | 0.0475 | 0 | 0 | 0.05 | 0 |  | --> | C13 ex BUTTEVANT | Buttevant [T41,T42] | MALLOW |  | 52.2049 | -8.5163
MV/LV Substation CO***410Y |  | 20 kV | _ | LV | 50 kVA :Pole Substation | 0.05 | --> | 0.05 | 0 | 0 | Constrained,otherwise capacity available =47kVA. | --> | 0.0475 | 0 | 0 | 0.050453 | 0 |  | --> | C15 ex DELVIN | Delvin [T41,T42] | MULLINGAR |  | 53.5428 | -7.1288
MV/LV Substation CO***411 |  | 10 kV | _ | LV | 630 kVA :Kiosk Substation | 0.63 | --> | 0.63 | 0 | 0 | Constrained,otherwise capacity available =500kVA. | --> | 0.5985 | 0 | 0.003705 | 0.5 | 0 |  | --> | C11 ex GRANBY ROW | Granby Row [T41] | MCDERMOTT |  | 53.3539 | -6.2651
MV/LV Substation CO***4111 |  | 10 kV | _ | LV | 400 kVA :Building Structure | 0.4 | --> | 0.4 | 0 | 0 | Constrained,otherwise capacity available =393kVA. | --> | 0.38 | 0 | 0 | 0.40106 | 0 |  | --> | C16 ex BALBRIGGAN | Balbriggan [T42] | GLASMORE |  | 53.6106 | -6.1899
MV/LV Substation CO***4112 |  | 10 kV | _ | LV | 50 kVA :Pole Substation | 0.05 | --> | 0.05 | 0 | 0 | Constrained,otherwise capacity available =43kVA. | --> | 0.0475 | 0 | 0 | 0.051052 | 0 |  | --> | C18 ex HOLYCROSS ROAD | Holycross Road [T41,T42] | THURLES |  | 52.6874 | -7.8242
MV/LV Substation CO***4116 |  | 20 kV | _ | LV | 630 kVA :Kiosk Substation | 0.63 | --> | 0.63 | 0 | 0 | Constrained,otherwise capacity available =500kVA. | --> | 0.5985 | 0 | 0 | 0.5 | 0 |  | --> | E11 ex BEALNABLATH | Bealnablath [T421] | BANDON |  | 51.8453 | -8.7903
MV/LV Substation CO***4118 |  | 10 kV | _ | LV | 50 kVA :Pole Substation | 0.05 | --> | 0.05 | 0.05 | 1.5 |  | --> | 0.0475 | 0 | 0 | 0.05 | 0 |  | --> | C18 ex SHERCOCK | Shercock [T41,T42] | MEATH HILL |  | 54.0236 | -6.9279
MV/LV Substation CO***4118 |  | 10 kV | _ | LV | 50 kVA :Pole Substation | 0.05 | --> | 0.05 | 0 | 0 | Constrained,otherwise capacity available =50kVA. | --> | 0.0475 | 0 | 0 | 0.05 | 0 |  | --> | C23 ex MACETOWN | Macetown [T101,T102] | MACETOWN |  | 53.3857 | -6.4689
MV/LV Substation CO***4119 |  | 10 kV | _ | LV | 400 kVA :Building Structure | 0.4 | --> | 0.4 | 0 | 0 | Constrained,otherwise capacity available =309kVA. | --> | 0.38 | 0 | 0 | 0.41359 | 0 |  | --> | C16 ex KINSALE | Kinsale [T41,T42] | BANDON |  | 51.7048 | -8.5291
MV/LV Substation CO***4119 |  | 10 kV | _ | LV | 50 kVA :Pole Substation | 0.05 | --> | 0.05 | 0.05 | 1.5 |  | --> | 0.0475 | 0 | 0 | 0.05 | 0 |  | --> | C18 ex SHERCOCK | Shercock [T41,T42] | MEATH HILL |  | 53.9937 | -6.8588
MV/LV Substation CO***4120 |  | 20 kV | _ | LV | 50 kVA :Pole Substation | 0.05 | --> | 0.05 | 0 | 0 | Constrained,otherwise capacity available =34kVA. | --> | 0.0475 | 0 | 0 | 0 | 0 | Constrained,otherwise capacity available =52.4kW. | --> | C11 ex TIMOLEAGUE | Timoleague [T41] | BANDON |  | 51.6321 | -8.7266
MV/LV Substation CO***4122 |  | 10 kV | _ | LV | 50 kVA :Pole Substation | 0.05 | --> | 0.05 | 0 | 0 | Constrained,otherwise capacity available =40kVA. | --> | 0.0475 | 0 | 0.01482 | 0.051496 | 0 |  | --> | C11 ex GRAIGUENAMANAGH | Graiguenamanagh [T41,T42] | KILKENNY |  | 52.5318 | -6.9184
MV/LV Substation CO***4122 |  | 20 kV | _ | LV | 400 kVA :Kiosk Substation | 0.4 | --> | 0.4 | 0 | 0 | Constrained,otherwise capacity available =330kVA. | --> | 0.38 | 0 | 0 | 0.41049 | 0 |  | --> | E20 ex BALTRASNA | Baltrasna [T121,T122] | BALTRASNA |  | 53.5112 | -6.4115
MV/LV Substation CO***4122 |  | 20 kV | _ | LV | 50 kVA :Pole Substation | 0.05 | --> | 0.05 | 0 | 0 | Constrained,otherwise capacity available =50kVA. | --> | 0.0475 | 0 | 0 | 0 | 0 | Constrained,otherwise capacity available =50kW. | --> | E18 ex FOXHOLE | Foxhole [T421,T422] | DUNGARVAN |  | 52.0279 | -7.844
MV/LV Substation CO***4124 |  | 10 kV | _ | LV | 50 kVA :Pole Substation | 0.05 | --> | 0.05 | 0 | 0 | Constrained,otherwise capacity available =48kVA. | --> | 0.0475 | 0 | 0 | 0 | 0 | Constrained,otherwise capacity available =50.3kW. | --> | C14 ex TEMPLEMORE | Templemore [T41,T42] | IKERRIN |  | 52.7944 | -7.5509
MV/LV Substation CO***4126 |  | 20 kV | _ | LV | 50 kVA :Pole Substation | 0.05 | --> | 0.05 | 0 | 0 | Constrained,otherwise capacity available =39kVA. | --> | 0.0475 | 0 | 0 | 0.051643 | 0 |  | --> | E16 ex MILLTOWN (SR) | Milltown (sr) [T421,T422] | OUGHTRAGH |  | 52.0988 | -9.7826
MV/LV Substation CO***4127 |  | 10 kV | _ | LV | 200 kVA :Kiosk Substation | 0.2 | --> | 0.2 | 0 | 0 | Constrained,otherwise capacity available =162kVA. | --> | 0.19 | 0 | 0 | 0 | 0 | Constrained,otherwise capacity available =205.7kW. | --> | C20 ex MOUNTMELLICK | Mountmellick [T41,T42] | PORTLAOISE |  | 53.0815 | -7.2512
MV/LV Substation CO***4128 |  | 10 kV | _ | LV | 400 kVA :Kiosk Substation | 0.4 | --> | 0.4 | 0.378 | 2.9 |  | --> | 0.38 | 0 | 0 | 0.40333 | 0 |  | --> | C16 ex ABBEYLAND | Abbeyland [T41,T42] | NAVAN |  | 53.6512 | -6.6966
MV/LV Substation CO***4129 |  | 10 kV | _ | LV | 630 kVA :Kiosk Substation | 0.63 | --> | 0.63 | 0 | 0 | Constrained,otherwise capacity available =500kVA. | --> | 0.5985 | 0 | 0.15265 | 0.5 | 0 |  | --> | C16 ex CLONDALKIN | Clondalkin [T41,T42,T44] | INCHICORE 220KV |  | 53.3175 | -6.4169
MV/LV Substation CO***4131 |  | 20 kV | _ | LV | 50 kVA :Pole Substation | 0.05 | --> | 0.05 | 0.043 | 1 |  | --> | 0.0475 | 0 | 0 | 0.051052 | 0 |  | --> | E18 ex LONGFORD | Longford [T421,T422] | RICHMOND |  | 53.7122 | -7.6897
MV/LV Substation CO***4133 |  | 20 kV | _ | LV | 50 kVA :Pole Substation | 0.05 | --> | 0.05 | 0.05 | 4.4 |  | --> | 0.0475 | 0 | 0 | 0.05 | 0 |  | --> | E18 ex CRANE | Crane [T122] | CRANE |  | 52.5162 | -6.2863
MV/LV Substation CO***4136 |  | 20 kV | _ | LV | 50 kVA :Pole Substation | 0.05 | --> | 0.05 | 0.05 | 0.3 |  | --> | 0.0475 | 0 | 0 | 0.05 | 0 |  | --> | E33 ex TRIM | Trim [T421] | NAVAN |  | 53.4419 | -6.8261
MV/LV Substation CO***413Z |  | 10 kV | _ | LV | 400 kVA :Building Structure | 0.4 | --> | 0.4 | 0 | 0 | Constrained,otherwise capacity available =400kVA. | --> | 0.38 | 0 | 0 | 0.4 | 0 |  | --> | C18 ex MAYFIELD | Mayfield [T41,T42] | KILBARRY |  | 51.9062 | -8.4383
MV/LV Substation CO***413Z |  | 10 kV | _ | LV | 630 kVA :Building Structure | 0.63 | --> | 0.63 | 0 | 0 | Constrained,otherwise capacity available =412kVA. | --> | 0.5985 | 0 | 0 | 0.5 | 0 |  | --> | C16 ex BALBRIGGAN | Balbriggan [T42] | GLASMORE |  | 53.6114 | -6.1852
MV/LV Substation CO***4140 |  | 20 kV | _ | LV | 400 kVA :Building Structure | 0.4 | --> | 0.4 | 0 | 0 | Constrained,otherwise capacity available =255kVA. | --> | 0.38 | 0 | 0.011856 | 0.42144 | 0 |  | --> | E18 ex CREAGH | Creagh [T421,T422] | ATHLONE |  | 53.4704 | -8.4979
MV/LV Substation CO***4141 |  | 10 kV | _ | LV | 200 kVA :Kiosk Substation | 0.2 | --> | 0.2 | 0.183 | 2.9 |  | --> | 0.19 | 0 | 0 | 0.20256 | 0 |  | --> | C11 ex ABBEYLAND | Abbeyland [T41,T42] | NAVAN |  | 53.641 | -6.7028
MV/LV Substation CO***4142 |  | 20 kV | _ | LV | 100 kVA :Pole Substation | 0.1 | --> | 0.1 | 0 | 0 | Constrained,otherwise capacity available =76kVA. | --> | 0.095 | 0 | 0 | 0.10358 | 0 |  | --> | E18 ex CLONMINCH | Clonminch [T41,T422] | THORNSBERRY |  | 53.2189 | -7.55
MV/LV Substation CO***4142 |  | 20 kV | _ | LV | 630 kVA :Building Structure | 0.63 | --> | 0.63 | 0 | 0 | Constrained,otherwise capacity available =500kVA. | --> | 0.5985 | 0 | 0 | 0.5 | 0 |  | --> | E12 ex ACADEMY STREET | Academy Street [T421,T422,T44] | NAVAN |  | 53.643 | -6.6491
MV/LV Substation CO***4142 |  | 10 kV | _ | LV | 400 kVA :Kiosk Substation | 0.4 | --> | 0.4 | 0.317 | 0.4 |  | --> | 0.38 | 0 | 0 | 0.41241 | 0 |  | --> | C17 ex CARRICKMINES | Carrickmines [T41,T42] | CARRICKMINES |  | 53.2349 | -6.1929
MV/LV Substation CO***4145 |  | 10 kV | _ | LV | 400 kVA :Building Structure | 0.4 | --> | 0.4 | 0 | 0 | Constrained,otherwise capacity available =392kVA. | --> | 0.38 | 0 | 0 | 0.40121 | 0 |  | --> | C19 ex SEMPERIT | Semperit [T41,T42,T43] | GRANGE CASTLE |  | 53.3444 | -6.3503
MV/LV Substation CO***4145 |  | 10 kV | _ | LV | 400 kVA :Building Structure | 0.4 | --> | 0.4 | 0.334 | 6.4 |  | --> | 0.38 | 0 | 0 | 0.4099 | 0 |  | --> | C14 ex GARRYCASTLE | Garrycastle [T41,T42] | ATHLONE |  | 53.4241 | -7.919
MV/LV Substation CO***4149 |  | 10 kV | _ | LV | 400 kVA :Building Structure | 0.4 | --> | 0.4 | 0 | 0 | Constrained,otherwise capacity available =367kVA. | --> | 0.38 | 0 | 0 | 0.40498 | 0 |  | --> | C16 ex CREGG ROAD | Cregg Road [T41,T42] | BALLYDINE |  | 52.3524 | -7.3877
MV/LV Substation CO***4149 |  | 10 kV | _ | LV | 200 kVA :Kiosk Substation | 0.2 | --> | 0.2 | 0 | 0 | Constrained,otherwise capacity available =199kVA. | --> | 0.19 | 0 | 0 | 0.20015 | 0 |  | --> | C15 ex LOUGHSHINNY | Loughshinny [T41,T42] | GLASMORE |  | 53.5188 | -6.0916
MV/LV Substation CO***414X |  | 10 kV | _ | LV | 50 kVA :Pole Substation | 0.05 | --> | 0.05 | 0.041 | 0.2 |  | --> | 0.0475 | 0 | 0 | 0 | 0 | Constrained,otherwise capacity available =51.3kW. | --> | C16 ex ROSSGEIR | Rossgeir [T41,T42] | LETTERKENNY |  | 54.9552 | -7.4473
MV/LV Substation CO***414Y |  | 10 kV | _ | LV | 200 kVA :Kiosk Substation | 0.2 | --> | 0.2 | 0 | 0 | Constrained,otherwise capacity available =132kVA. | --> | 0.19 | 0 | 0.003705 | 0.21007 | 0 |  | --> | C11 ex MONEYCOOLEY | Moneycooley [T41,T42,T44] | GRIFFINRATH |  | 53.3722 | -6.6002
MV/LV Substation CO***4150 |  | 20 kV | _ | LV | 50 kVA :Pole Substation | 0.05 | --> | 0.05 | 0 | 0 | Constrained,otherwise capacity available =45kVA. | --> | 0.0475 | 0 | 0.020007 | 0.050753 | 0 |  | --> | E18 ex DALTON | Dalton [T421,T422] | DALTON |  | 53.6409 | -8.8832
MV/LV Substation CO***4151 |  | 10 kV | _ | LV | 400 kVA :Kiosk Substation | 0.4 | --> | 0.4 | 0.357 | 13.1 |  | --> | 0.38 | 0 | 0 | 0.40648 | 0 |  | --> | C18 ex MONREAD | Monread [T101,T102] | MONREAD |  | 53.2327 | -6.6761
MV/LV Substation CO***4153 |  | 10 kV | _ | LV | 50 kVA :Pole Substation | 0.05 | --> | 0.05 | 0.05 | 6.2 |  | --> | 0.0475 | 0 | 0 | 0.05 | 0 |  | --> | C20 ex CAHIR | Cahir [T41,T42] | CAHIR |  | 52.3653 | -7.9605
MV/LV Substation CO***4153 |  | 10 kV | _ | LV | 630 kVA :Building Structure | 0.63 | --> | 0.63 | 0.5 | 13.5 |  | --> | 0.5985 | 0 | 0.02223 | 0.5 | 0 |  | --> | C20 ex ENNIS | Ennis [T101,T102] | ENNIS |  | 52.8469 | -8.9869
MV/LV Substation CO***4154 |  | 20 kV | _ | LV | 50 kVA :Pole Substation | 0.05 | --> | 0.05 | 0 | 0 | Constrained,otherwise capacity available =44kVA. | --> | 0.0475 | 0 | 0 | 0.050903 | 0 |  | --> | E18 ex CLONMINCH | Clonminch [T41,T422] | THORNSBERRY |  | 53.2549 | -7.5407
MV/LV Substation CO***4158 |  | 20 kV | _ | LV | 50 kVA :Pole Substation | 0.05 | --> | 0.05 | 0 | 0 | Constrained,otherwise capacity available =50kVA. | --> | 0.0475 | 0 | 0 | 0 | 0 | Constrained,otherwise capacity available =50kW. | --> | E17 ex WINDSOR | Windsor [T421,T422] | CASTLEBAR |  | 53.8467 | -9.2485
MV/LV Substation CO***415Y |  | 20 kV | _ | LV | 100 kVA :Pole Substation | 0.1 | --> | 0.1 | 0 | 0 | Constrained,otherwise capacity available =83kVA. | --> | 0.095 | 0 | 0 | 0.10255 | 0 |  | --> | E11 ex ACADEMY STREET | Academy Street [T421,T422,T44] | NAVAN |  | 53.5654 | -6.5476
MV/LV Substation CO***415Y |  | 10 kV | _ | LV | 400 kVA :Kiosk Substation | 0.4 | --> | 0.4 | 0 | 0 | Constrained,otherwise capacity available =357kVA. | --> | 0.38 | 0 | 0.013338 | 0 | 0 | Constrained,otherwise capacity available =406.5kW. | --> | C14 ex PORTLAOISE | Portlaoise [T41,T42] | PORTLAOISE |  | 53.0456 | -7.2719
MV/LV Substation CO***415Z |  | 20 kV | _ | LV | 50 kVA :Pole Substation | 0.05 | --> | 0.05 | 0 | 0 | Constrained,otherwise capacity available =48kVA. | --> | 0.0475 | 0 | 0 | 0.050303 | 0 |  | --> | E15 ex BALLYDEHOB | Ballydehob [T421] | DUNMANWAY |  | 51.5825 | -9.4643
MV/LV Substation CO***4160 |  | 10 kV | _ | LV | 400 kVA :Kiosk Substation | 0.4 | --> | 0.4 | 0 | 0 | Constrained,otherwise capacity available =379kVA. | --> | 0.38 | 0 | 0 | 0.40318 | 0 |  | --> | C11 ex DERRYCRAMPH | Derrycramph [T41,T42] | SHANKILL |  | 53.9633 | -7.3567
MV/LV Substation CO***4160 |  | 10 kV | _ | LV | 630 kVA :Building Structure | 0.63 | --> | 0.63 | 0 | 0 | Constrained,otherwise capacity available =500kVA. | --> | 0.5985 | 0 | 0 | 0.5 | 0 |  | --> | C15 ex ROCHES STREET | Roches Street [T41,T42] | LIMERICK |  | 52.6599 | -8.6201
MV/LV Substation CO***4164 |  | 10 kV | _ | LV | 50 kVA :Pole Substation | 0.05 | --> | 0.05 | 0 | 0 | Constrained,otherwise capacity available =47kVA. | --> | 0.0475 | 0 | 0.01482 | 0.050453 | 0 |  | --> | C11 ex LOUGHTAGALLA | Loughtagalla [T41,T42] | THURLES |  | 52.6378 | -7.7324
MV/LV Substation CO***4168 |  | 10 kV | _ | LV | 400 kVA :Kiosk Substation | 0.4 | --> | 0.4 | 0.4 | 18.7 |  | --> | 0.38 | 0 | 0 | 0.4 | 0 |  | --> | C22 ex ARKLOW | Arklow [T101,T102] | ARKLOW |  | 52.7996 | -6.1767
MV/LV Substation CO***4169 |  | 10 kV | _ | LV | 400 kVA :Kiosk Substation | 0.4 | --> | 0.4 | 0 | 0 | Constrained,otherwise capacity available =380kVA. | --> | 0.38 | 0 | 0 | 0.40302 | 0 |  | --> | C16 ex KINSALE | Kinsale [T41,T42] | BANDON |  | 51.7038 | -8.5235
MV/LV Substation CO***416X |  | 20 kV | _ | LV | 50 kVA :Pole Substation | 0.05 | --> | 0.05 | 0.04 | 0.2 |  | --> | 0.0475 | 0 | 0.003705 | 0 | 0 | Constrained,otherwise capacity available =51.5kW. | --> | E15 ex BEALISTOWN | Bealistown [T421,T422] | GREAT ISLAND |  | 52.2752 | -6.8525
MV/LV Substation CO***416X |  | 10 kV | _ | LV | 50 kVA :Pole Substation | 0.05 | --> | 0.05 | 0.041 | 0.2 |  | --> | 0.0475 | 0 | 0.006669 | 0 | 0 | Constrained,otherwise capacity available =51.3kW. | --> | C16 ex ROSSGEIR | Rossgeir [T41,T42] | LETTERKENNY |  | 54.9533 | -7.4428
MV/LV Substation CO***416X |  | 10 kV | _ | LV | 200 kVA :Pole Substation | 0.2 | --> | 0.2 | 0.2 | 1.6 |  | --> | 0.19 | 0 | 0 | 0 | 0 | Constrained,otherwise capacity available =200kW. | --> | C15 ex DERRYBEG | Derrybeg [T41,T42] | ARDNAGAPPARY |  | 55.107 | -8.2631
MV/LV Substation CO***416Y |  | 10 kV | _ | LV | 200 kVA :Pole Substation | 0.2 | --> | 0.2 | 0 | 0 | Constrained,otherwise capacity available =142kVA. | --> | 0.19 | 0 | 0 | 0 | 0 | Constrained,otherwise capacity available =208.6kW. | --> | C19 ex CURRAGLASS | Curraglass [T41] | BARRYMORE |  | 52.092 | -8.1042
MV/LV Substation CO***416Y |  | 10 kV | _ | LV | 100 kVA :Pole Substation | 0.1 | --> | 0.1 | 0 | 0 | Constrained,otherwise capacity available =58kVA. | --> | 0.095 | 0 | 0.008151 | 0.10618 | 0 |  | --> | C17 ex LOUGHREA | Loughrea [T41,T42] | SOMERSET |  | 53.2048 | -8.5888
MV/LV Substation CO***4170 |  | 20 kV | _ | LV | 400 kVA :Kiosk Substation | 0.4 | --> | 0.4 | 0 | 0 | Constrained,otherwise capacity available =332kVA. | --> | 0.38 | 0 | 0.082251 | 0.4102 | 0 |  | --> | E16 ex JULIANSTOWN | Julianstown [T421,T422] | DRYBRIDGE |  | 53.705 | -6.2519
MV/LV Substation CO***4171 |  | 20 kV | _ | LV | 50 kVA :Pole Substation | 0.05 | --> | 0.05 | 0.046 | 1.1 |  | --> | 0.0475 | 0 | 0 | 0.050604 | 0 |  | --> | E18 ex BUNCLODY | Bunclody [T421,T422] | CRANE |  | 52.6079 | -6.6309
MV/LV Substation CO***4171 |  | 10 kV | _ | LV | 50 kVA :Pole Substation | 0.05 | --> | 0.05 | 0 | 0 | Constrained,otherwise capacity available =48kVA. | --> | 0.0475 | 0 | 0 | 0 | 0 | Constrained,otherwise capacity available =50.3kW. | --> | C32 ex CLOYNE | Cloyne [T41] | MIDLETON |  | 51.8188 | -8.1444
MV/LV Substation CO***4171 |  | 20 kV | _ | LV | 200 kVA :Kiosk Substation | 0.2 | --> | 0.2 | 0 | 0 | Constrained,otherwise capacity available =154kVA. | --> | 0.19 | 0 | 0 | 0 | 0 | Constrained,otherwise capacity available =206.9kW. | --> | C11 ex TIMOLEAGUE | Timoleague [T41] | BANDON |  | 51.6502 | -8.7862
MV/LV Substation CO***4173 |  | 10 kV | _ | LV | 50 kVA :Pole Substation | 0.05 | --> | 0.05 | 0.043 | 12.2 |  | --> | 0.0475 | 0 | 0 | 0.051052 | 0 |  | --> | C18 ex BALLYBEG | Ballybeg [T101,T102] | CARRICKMINES |  | 52.966 | -6.1573
MV/LV Substation CO***4174 |  | 10 kV | _ | LV | 50 kVA :Pole Substation | 0.05 | --> | 0.05 | 0 | 0 | Constrained,otherwise capacity available =45kVA. | --> | 0.0475 | 0 | 0 | 0.050753 | 0 |  | --> | C24 ex CARRICKMACROSS | Carrickmacross [T41,T42] | MEATH HILL |  | 54.0128 | -6.7395
MV/LV Substation CO***4175 |  | 10 kV | _ | LV | 630 kVA :Kiosk Substation | 0.63 | --> | 0.63 | 0 | 0 | Constrained,otherwise capacity available =500kVA. | --> | 0.5985 | 0 | 0.003705 | 0 | 0 | Constrained,otherwise capacity available =500kW. | --> | C19 ex KNOCKAPHUNTA | Knockaphunta [T41,T42] | CASTLEBAR |  | 53.8404 | -9.3183
MV/LV Substation CO***4178 |  | 10 kV | _ | LV | 50 kVA :Pole Substation | 0.05 | --> | 0.05 | 0.049 | 0.2 |  | --> | 0.0475 | 0 | 0 | 0.050152 | 0 |  | --> | C15 ex KILSHANNY | Kilshanny [T41,T42] | CAHIR |  | 52.2849 | -8.245
MV/LV Substation CO***4179 |  | 10 kV | _ | LV | 400 kVA :Kiosk Substation | 0.4 | --> | 0.4 | 0 | 0 | Constrained,otherwise capacity available =350kVA. | --> | 0.38 | 0 | 0 | 0.40752 | 0 |  | --> | C17 ex RATHMULLAN | Rathmullan [T41,T42] | DRYBRIDGE |  | 53.7148 | -6.3566
MV/LV Substation CO***417X |  | 10 kV | _ | LV | 100 kVA :Pole Substation | 0.1 | --> | 0.1 | 0 | 0 | Constrained,otherwise capacity available =93kVA. | --> | 0.095 | 0 | 0 | 0.10106 | 0 |  | --> | C16 ex KANTURK | Kanturk [T41,T42] | GLENLARA |  | 52.218 | -8.9016
MV/LV Substation CO***417X |  | 10 kV | _ | LV | 50 kVA :Pole Substation | 0.05 | --> | 0.05 | 0 | 0 | Constrained,otherwise capacity available =35kVA. | --> | 0.0475 | 0 | 0.008151 | 0.052228 | 0 |  | --> | C20 ex RATHMULLAN | Rathmullan [T41,T42] | DRYBRIDGE |  | 53.7036 | -6.3175
MV/LV Substation CO***418 |  | 10 kV | _ | LV | 400 kVA :Kiosk Substation | 0.4 | --> | 0.4 | 0.256 | 4.5 |  | --> | 0.38 | 0 | 0.097812 | 0.4213 | 0 |  | --> | C18 ex TEMPLEOGUE | Templeogue [T41,T42] | MILLTOWN (DR) |  | 53.2864 | -6.3136
MV/LV Substation CO***4180 |  | 20 kV | _ | LV | 50 kVA :Pole Substation | 0.05 | --> | 0.05 | 0 | 0 | Constrained,otherwise capacity available =50kVA. | --> | 0.0475 | 0 | 0 | 0 | 0 | Constrained,otherwise capacity available =50kW. | --> | C18 ex KNOCKAPHUNTA | Knockaphunta [T41,T42] | CASTLEBAR |  | 53.8575 | -9.3836
MV/LV Substation CO***4187 |  | 10 kV | _ | LV | 200 kVA :Pole Substation | 0.2 | --> | 0.2 | 0.2 | 4.2 |  | --> | 0.19 | 0 | 0.11041 | 0.2 | 0 |  | --> | C17 ex ERRIGAL | Errigal [T41,T422] | SHANKILL |  | 54.1372 | -7.1404
MV/LV Substation CO***4189 |  | 10 kV | _ | LV | 400 kVA :Kiosk Substation | 0.4 | --> | 0.4 | 0 | 0 | Constrained,otherwise capacity available =315kVA. | --> | 0.38 | 0 | 0.003705 | 0.41271 | 0 |  | --> | C31 ex KILBARRY | Kilbarry [T101,T43] | KILBARRY |  | 51.9327 | -8.4563
MV/LV Substation CO***4189 |  | 10 kV | _ | LV | 630 kVA :Kiosk Substation | 0.63 | --> | 0.63 | 0.5 | 4 |  | --> | 0.5985 | 0 | 0 | 0.5 | 0 |  | --> | C19 ex BALLINCLEA | Ballinclea [T41] | CHERRYWOOD |  | 53.2631 | -6.1329
MV/LV Substation CO***418Y |  | 20 kV | _ | LV | 200 kVA :Kiosk Substation | 0.2 | --> | 0.2 | 0 | 0 | Constrained,otherwise capacity available =193kVA. | --> | 0.19 | 0 | 0 | 0 | 0 | Constrained,otherwise capacity available =201.1kW. | --> | E17 ex PORTLAOISE | Portlaoise [T423,T424] | PORTLAOISE |  | 53.0148 | -7.3056
MV/LV Substation CO***418Y |  | 10 kV | _ | LV | 400 kVA :Kiosk Substation | 0.4 | --> | 0.4 | 0 | 0 | Constrained,otherwise capacity available =251kVA. | --> | 0.38 | 0 | 0 | 0 | 0 | Constrained,otherwise capacity available =422kW. | --> | C11 ex RATHDRUM | Rathdrum [T42] | ARKLOW |  | 52.9148 | -6.1835
MV/LV Substation CO***419 |  | 10 kV | _ | LV | 50 kVA :Pole Substation | 0.05 | --> | 0.05 | 0.042 | 2.2 |  | --> | 0.0475 | 0 | 0 | 0.0512 | 0 |  | --> | C19 ex BAILIEBORO | Bailieboro [T41,T42] | MEATH HILL |  | 53.903 | -6.9978
MV/LV Substation CO***4190 |  | 20 kV | _ | LV | 50 kVA :Pole Substation | 0.05 | --> | 0.05 | 0 | 0 | Constrained,otherwise capacity available =50kVA. | --> | 0.0475 | 0 | 0 | 0 | 0 | Constrained,otherwise capacity available =50kW. | --> | E17 ex KILMACTHOMAS | Kilmacthomas [T421,T422] | DUNGARVAN |  | 52.1954 | -7.4271
MV/LV Substation CO***4191 |  | 10 kV | _ | LV | 630 kVA :Kiosk Substation | 0.63 | --> | 0.63 | 0 | 0 | Constrained,otherwise capacity available =351kVA. | --> | 0.5985 | 0 | 0.054834 | 0.5 | 0 |  | --> | C12 ex COOLMINE | Coolmine [T41,T42] | FINGLAS |  | 53.3846 | -6.3898
MV/LV Substation CO***4191 |  | 10 kV | _ | LV | 400 kVA :Kiosk Substation | 0.4 | --> | 0.4 | 0 | 0 | Constrained,otherwise capacity available =400kVA. | --> | 0.38 | 0 | 0 | 0.4 | 0 |  | --> | C12 ex MONEYCOOLEY | Moneycooley [T41,T42,T44] | GRIFFINRATH |  | 53.3734 | -6.5239
MV/LV Substation CO***4193 |  | 10 kV | _ | LV | 50 kVA :Pole Substation | 0.05 | --> | 0.05 | 0.043 | 4.2 |  | --> | 0.0475 | 0 | 0 | 0.051052 | 0 |  | --> | C17 ex ERRIGAL | Errigal [T41,T422] | SHANKILL |  | 54.1342 | -7.1591
MV/LV Substation CO***4194 |  | 10 kV | _ | LV | 630 kVA :Building Structure | 0.63 | --> | 0.63 | 0 | 0 | Constrained,otherwise capacity available =500kVA. | --> | 0.5985 | 0 | 0.003705 | 0.5 | 0 |  | --> | C18 ex ORANMORE | Oranmore [T41,T44] | GALWAY 110KV |  | 53.2606 | -8.924
MV/LV Substation CO***4198 |  | 10 kV | _ | LV | 50 kVA :Pole Substation | 0.05 | --> | 0.05 | 0.036794 | 0 | Constrained,otherwise capacity available =46kVA. | --> | 0.0475 | 0 | 0 | 0.050604 | 0 |  | --> | C18 ex CALLAN | Callan [T41,T42] | KILKENNY |  | 52.5109 | -7.4478
MV/LV Substation CO***4199 |  | 20 kV | _ | LV | 200 kVA :Kiosk Substation | 0.2 | --> | 0.2 | 0.2 | 1.7 |  | --> | 0.19 | 0 | 0 | 0.2 | 0 |  | --> | E62 ex ATHY | Athy [T101,T102] | ATHY |  | 52.9963 | -6.9605
MV/LV Substation CO***419X |  | 20 kV | _ | LV | 200 kVA :Pole Substation | 0.2 | --> | 0.2 | 0.2 | 0.6 |  | --> | 0.19 | 0 | 0 | 0 | 0 | Constrained,otherwise capacity available =200kW. | --> | E23 ex LAWLESSTOWN | Lawlesstown [T42,T421] | DOON |  | 52.3467 | -7.7968
MV/LV Substation CO***4200 |  | 20 kV | _ | LV | 630 kVA :Kiosk Substation | 0.63 | --> | 0.63 | 0 | 0 | Constrained,otherwise capacity available =500kVA. | --> | 0.5985 | 0 | 0 | 0.5 | 0 |  | --> | E12 ex CARRIGSHANE | Carrigshane [T422] | MIDLETON |  | 51.9286 | -8.0547
MV/LV Substation CO***4200 |  | 10 kV | _ | LV | 1000 kVA :Building Structure | 1 | --> | 1 | 0.5 | 14.2 |  | --> | 0.95 | 0 | 0 | 0.5 | 0 |  | --> | C22 ex COOKSTOWN | Cookstown [T101,T102] | CARRICKMINES |  | 53.294 | -6.3841
MV/LV Substation CO***4200 |  | 20 kV | _ | LV | 400 kVA :Kiosk Substation | 0.4 | --> | 0.4 | 0 | 0 | Constrained,otherwise capacity available =297kVA. | --> | 0.38 | 0 | 0.10522 | 0.41535 | 0 |  | --> | E12 ex ACADEMY STREET | Academy Street [T421,T422,T44] | NAVAN |  | 53.6353 | -6.657
MV/LV Substation CO***4201 |  | 10 kV | _ | LV | 630 kVA :Building Structure | 0.63 | --> | 0.63 | 0 | 0 | Constrained,otherwise capacity available =500kVA. | --> | 0.5985 | 0 | 0 | 0.5 | 0 |  | --> | C12 ex ROSCOMMON | Roscommon [T41,T42] | LANESBORO |  | 53.6296 | -8.195
MV/LV Substation CO***4202 |  | 10 kV | _ | LV | 400 kVA :Kiosk Substation | 0.4 | --> | 0.4 | 0.355 | 18.7 |  | --> | 0.38 | 0 | 0 | 0.40677 | 0 |  | --> | C19 ex ARKLOW | Arklow [T101,T102] | ARKLOW |  | 52.7984 | -6.158
MV/LV Substation CO***4204 |  | 10 kV | _ | LV | 400 kVA :Building Structure | 0.4 | --> | 0.4 | 0 | 0 | Constrained,otherwise capacity available =400kVA. | --> | 0.38 | 0 | 0 | 0.4 | 0 |  | --> | C12 ex TRAMORE | Tramore [T41,T42] | BUTLERSTOWN |  | 52.1571 | -7.1694
MV/LV Substation CO***4204 |  | 10 kV | _ | LV | 50 kVA :Pole Substation | 0.05 | --> | 0.05 | 0 | 0 | Constrained,otherwise capacity available =36kVA. | --> | 0.0475 | 0 | 0 | 0 | 0 | Constrained,otherwise capacity available =52.1kW. | --> | C11 ex PORTARLINGTON | Portarlington [T41,T42] | PORTLAOISE |  | 53.2309 | -7.2117
MV/LV Substation CO***4204 |  | 20 kV | _ | LV | 50 kVA :Pole Substation | 0.05 | --> | 0.05 | 0.048 | 2.8 |  | --> | 0.0475 | 0 | 0 | 0.050303 | 0 |  | --> | E13 ex BALLYRAGGET | Ballyragget [T421,T422] | BALLYRAGGET |  | 52.7646 | -7.4637
MV/LV Substation CO***420X |  | 10 kV | _ | LV | 50 kVA :Pole Substation | 0.05 | --> | 0.05 | 0 | 0 | Constrained,otherwise capacity available =46kVA. | --> | 0.0475 | 0 | 0.004446 | 0.050604 | 0 |  | --> | C26 ex BISHOPSTOWN | Bishopstown [T41,T42] | KILBARRY |  | 51.9046 | -8.6087
MV/LV Substation CO***4214 |  | 10 kV | _ | LV | 50 kVA :Pole Substation | 0.05 | --> | 0.05 | 0 | 0 | Constrained,otherwise capacity available =50kVA. | --> | 0.0475 | 0 | 0 | 0 | 0 | Constrained,otherwise capacity available =50kW. | --> | C15 ex DRUMBEAR | Drumbear [T41,T42] | LISDRUM |  | 54.2387 | -6.8973
MV/LV Substation CO***4216 |  | 10 kV | _ | LV | 630 kVA :Kiosk Substation | 0.63 | --> | 0.63 | 0.5 | 2.9 |  | --> | 0.5985 | 0 | 0 | 0.5 | 0 |  | --> | C17 ex BREWERY ROAD | Brewery Road [T41,T42] | CARRICKMINES |  | 53.279 | -6.2156
MV/LV Substation CO***4217 |  | 10 kV | _ | LV | 100 kVA :Pole Substation | 0.1 | --> | 0.1 | 0.1 | 4.2 |  | --> | 0.095 | 0 | 0 | 0.1 | 0 |  | --> | C17 ex ERRIGAL | Errigal [T41,T422] | SHANKILL |  | 54.1247 | -7.1536
MV/LV Substation CO***4217 |  | 10 kV | _ | LV | 50 kVA :Pole Substation | 0.05 | --> | 0.05 | 0.05 | 4 |  | --> | 0.0475 | 0 | 0 | 0.05 | 0 |  | --> | C17 ex BALLYJAMESDUFF | Ballyjamesduff [T41,T42] | SHANKILL |  | 53.8637 | -7.3012
MV/LV Substation CO***421Z |  | 20 kV | _ | LV | 50 kVA :Pole Substation | 0.05 | --> | 0.05 | 0.048 | 0.4 |  | --> | 0.0475 | 0 | 0 | 0.050303 | 0 |  | --> | E18 ex TULLOW | Tullow [T421,T422] | CARLOW |  | 52.8521 | -6.595
MV/LV Substation CO***4220 |  | 20 kV | _ | LV | 50 kVA :Pole Substation | 0.05 | --> | 0.05 | 0 | 0 | Constrained,otherwise capacity available =47kVA. | --> | 0.0475 | 0 | 0.00741 | 0.050453 | 0 |  | --> | C17 ex CLONES | Clones [T41,T42] | SHANKILL |  | 54.1999 | -7.2015
MV/LV Substation CO***4221 |  | 10 kV | _ | LV | 50 kVA :Pole Substation | 0.05 | --> | 0.05 | 0.05 | 4.2 |  | --> | 0.0475 | 0 | 0 | 0.05 | 0 |  | --> | C13 ex ERRIGAL | Errigal [T41,T422] | SHANKILL |  | 54.0512 | -7.1343
MV/LV Substation CO***4222 |  | 10 kV | _ | LV | 50 kVA :Pole Substation | 0.05 | --> | 0.05 | 0.049 | 4 |  | --> | 0.0475 | 0 | 0 | 0.050152 | 0 |  | --> | C19 ex BALLYJAMESDUFF | Ballyjamesduff [T41,T42] | SHANKILL |  | 53.8248 | -7.1828
MV/LV Substation CO***4223 |  | 20 kV | _ | LV | 200 kVA :Pole Substation | 0.2 | --> | 0.2 | 0 | 0 | Constrained,otherwise capacity available =200kVA. | --> | 0.19 | 0 | 0 | 0.2 | 0 |  | --> | E18 ex GLASMORE | Glasmore [T421,T422] | GLASMORE |  | 53.5195 | -6.265
MV/LV Substation CO***4227 |  | 10 kV | _ | LV | 1000 kVA :Building Structure | 1 | --> | 1 | 0 | 0 | Constrained,otherwise capacity available =500kVA. | --> | 0.95 | 0 | 0 | 0.5 | 0 |  | --> | C15 ex LOUGHLINSTOWN | Loughlinstown [T41,T42] | CARRICKMINES |  | 53.2401 | -6.1211
MV/LV Substation CO***4228 |  | 10 kV | _ | LV | 400 kVA :Kiosk Substation | 0.4 | --> | 0.4 | 0 | 0 | Constrained,otherwise capacity available =400kVA. | --> | 0.38 | 0 | 0 | 0.4 | 0 |  | --> | C15 ex LOUGHLINSTOWN | Loughlinstown [T41,T42] | CARRICKMINES |  | 53.2407 | -6.119
MV/LV Substation CO***4229 |  | 20 kV | _ | LV | 50 kVA :Pole Substation | 0.05 | --> | 0.05 | 0 | 0 | Constrained,otherwise capacity available =50kVA. | --> | 0.0475 | 0 | 0 | 0.05 | 0 |  | --> | E23 ex BALTRASNA | Baltrasna [T121,T122] | BALTRASNA |  | 53.5557 | -6.4393
MV/LV Substation CO***422X |  | 10 kV | _ | LV | 100 kVA :Pole Substation | 0.1 | --> | 0.1 | 0.019092 | 0 | Constrained,otherwise capacity available =89kVA. | --> | 0.095 | 0 | 0.033345 | 0 | 0 | Constrained,otherwise capacity available =101.7kW. | --> | C19 ex BALLYBAY | Ballybay [T41,T42] | LISDRUM |  | 54.051 | -6.9021
MV/LV Substation CO***422Y |  | 10 kV | _ | LV | 400 kVA :Kiosk Substation | 0.4 | --> | 0.4 | 0 | 0 | Constrained,otherwise capacity available =344kVA. | --> | 0.38 | 0 | 0.003705 | 0.40841 | 0 |  | --> | C21 ex BALLINCOLLIG | Ballincollig [T41,T42] | KILBARRY |  | 51.8823 | -8.5839
MV/LV Substation CO***4230 |  | 10 kV | _ | LV | 400 kVA :Kiosk Substation | 0.4 | --> | 0.4 | 0 | 0 | Constrained,otherwise capacity available =400kVA. | --> | 0.38 | 0 | 0 | 0.4 | 0 |  | --> | C17 ex BELGARD | Belgard [T41,T42] | COOKSTOWN |  | 53.295 | -6.3727
MV/LV Substation CO***4236 |  | 20 kV | _ | LV | 100 kVA :Pole Substation | 0.1 | --> | 0.1 | 0.1 | 0.9 |  | --> | 0.095 | 0 | 0 | 0.1 | 0 |  | --> | E17 ex RATHMORE | Rathmore [T42,T421] | KNOCKEARAGH |  | 52.0727 | -9.0659
MV/LV Substation CO***4237 |  | 10 kV | _ | LV | 400 kVA :Kiosk Substation | 0.4 | --> | 0.4 | 0.396 | 1.8 |  | --> | 0.38 | 0 | 0.049647 | 0.40061 | 0 |  | --> | C12 ex CAHERDAVIN | Caherdavin [T41,T42] | ARDNACRUSHA |  | 52.662 | -8.6665
MV/LV Substation CO***4238 |  | 10 kV | _ | LV | 630 kVA :Building Structure | 0.63 | --> | 0.63 | 0 | 0 | Constrained,otherwise capacity available =396kVA. | --> | 0.5985 | 0 | 0 | 0 | 0 | Constrained,otherwise capacity available =500kW. | --> | C11 ex RATHDRUM | Rathdrum [T42] | ARKLOW |  | 52.9144 | -6.2246
MV/LV Substation CO***4241 |  | 10 kV | _ | LV | 200 kVA :Pole Substation | 0.2 | --> | 0.2 | 0.194 | 10.8 |  | --> | 0.19 | 0 | 0 | 0.20091 | 0 |  | --> | C15 ex FACTORY CROSS | Factory Cross [T41,T42] | BARNAHELY |  | 51.822 | -8.3476
MV/LV Substation CO***4244 |  | 10 kV | _ | LV | 50 kVA :Pole Substation | 0.05 | --> | 0.05 | 0 | 0 | Constrained,otherwise capacity available =50kVA. | --> | 0.0475 | 0 | 0 | 0.05 | 0 |  | --> | C24 ex CARRICKMACROSS | Carrickmacross [T41,T42] | MEATH HILL |  | 54.0126 | -6.7346
MV/LV Substation CO***4247 |  | 10 kV | _ | LV | 100 kVA :Pole Substation | 0.1 | --> | 0.1 | 0 | 0 | Constrained,otherwise capacity available =98kVA. | --> | 0.095 | 0 | 0.003705 | 0 | 0 | Constrained,otherwise capacity available =100.3kW. | --> | C23 ex TINAHASK | Tinahask [T41,T42] | ARKLOW |  | 52.7381 | -6.2726
MV/LV Substation CO***4247 |  | 10 kV | _ | LV | 400 kVA :Building Structure | 0.4 | --> | 0.4 | 0.322 | 0.9 |  | --> | 0.38 | 0 | 0 | 0.41167 | 0 |  | --> | C12 ex COES ROAD | Coes Road [T41,T42] | DUNDALK |  | 54.0022 | -6.3772
MV/LV Substation CO***424Y |  | 10 kV | _ | LV | 200 kVA :Kiosk Substation | 0.2 | --> | 0.2 | 0.2 | 4.2 |  | --> | 0.19 | 0 | 0 | 0.2 | 0 |  | --> | C19 ex ERRIGAL | Errigal [T41,T422] | SHANKILL |  | 54.0678 | -7.0667
MV/LV Substation CO***424Z |  | 10 kV | _ | LV | 400 kVA :Kiosk Substation | 0.4 | --> | 0.4 | 0 | 0 | Constrained,otherwise capacity available =400kVA. | --> | 0.38 | 0 | 0 | 0 | 0 | Constrained,otherwise capacity available =400kW. | --> | C14 ex DRUMBEAR | Drumbear [T41,T42] | LISDRUM |  | 54.2474 | -6.9698
MV/LV Substation CO***4252 |  | 10 kV | _ | LV | 400 kVA :Kiosk Substation | 0.4 | --> | 0.4 | 0 | 0 | Constrained,otherwise capacity available =373kVA. | --> | 0.38 | 0 | 0.003705 | 0.40408 | 0 |  | --> | C20 ex POLLERTON | Pollerton [T41,T42] | CARLOW |  | 52.8309 | -6.9001
MV/LV Substation CO***4255 |  | 10 kV | _ | LV | 50 kVA :Pole Substation | 0.05 | --> | 0.05 | 0.042 | 3.5 |  | --> | 0.0475 | 0 | 0 | 0 | 0 | Constrained,otherwise capacity available =51.2kW. | --> | E14 ex DUNFIRTH | Dunfirth [T122] | DUNFIRTH |  | 53.3429 | -6.8273
MV/LV Substation CO***425X |  | 10 kV | _ | LV | 100 kVA :Pole Substation | 0.1 | --> | 0.1 | 0 | 0 | Constrained,otherwise capacity available =75kVA. | --> | 0.095 | 0 | 0 | 0 | 0 | Constrained,otherwise capacity available =103.7kW. | --> | C20 ex DRUMBEAR | Drumbear [T41,T42] | LISDRUM |  | 54.2407 | -6.9391
MV/LV Substation CO***425X |  | 20 kV | _ | LV | 50 kVA :Pole Substation | 0.05 | --> | 0.05 | 0 | 0 | Constrained,otherwise capacity available =49kVA. | --> | 0.0475 | 0 | 0 | 0.050152 | 0 |  | --> | C15 ex BALLYHAUNIS | Ballyhaunis [T41,T42] | DALTON |  | 53.7416 | -8.6268
MV/LV Substation CO***426 |  | 10 kV | _ | LV | 630 kVA :Building Structure | 0.63 | --> | 0.63 | 0 | 0 | Constrained,otherwise capacity available =500kVA. | --> | 0.5985 | 0 | 0 | 0.5 | 0 |  | --> | C14 ex PHIBSBORO | Phibsboro [T41,T42] | FINGLAS |  | 53.3519 | -6.274
MV/LV Substation CO***426 |  | 10 kV | _ | LV | 100 kVA :Pole Substation | 0.1 | --> | 0.1 | 0.05 | 3.9 |  | --> | 0.095 | 0 | 0.008151 | 0.10732 | 0 |  | --> | C21 ex MARSHES | Marshes [T41,T42] | DUNDALK |  | 53.9579 | -6.3782
MV/LV Substation CO***4260 |  | 10 kV | _ | LV | 50 kVA :Pole Substation | 0.05 | --> | 0.05 | 0.05 | 5 |  | --> | 0.0475 | 0 | 0 | 0.05 | 0 |  | --> | C20 ex MCDONAGH | Mcdonagh [T41,T42] | KILKENNY |  | 52.7332 | -7.1097
MV/LV Substation CO***4260 |  | 20 kV | _ | LV | 50 kVA :Pole Substation | 0.05 | --> | 0.05 | 0 | 0 | Constrained,otherwise capacity available =50kVA. | --> | 0.0475 | 0 | 0 | 0 | 0 | Constrained,otherwise capacity available =50kW. | --> | E14 ex EMYVALE | Emyvale [T422] | LISDRUM |  | 54.3824 | -7.016
MV/LV Substation CO***4263 |  | 20 kV | _ | LV | 400 kVA :Kiosk Substation | 0.4 | --> | 0.4 | 0 | 0 | Constrained,otherwise capacity available =316kVA. | --> | 0.38 | 0 | 0.11189 | 0.41256 | 0 |  | --> | E12 ex ACADEMY STREET | Academy Street [T421,T422,T44] | NAVAN |  | 53.6359 | -6.6543
MV/LV Substation CO***4265 |  | 10 kV | _ | LV | 400 kVA :Kiosk Substation | 0.4 | --> | 0.4 | 0.338 | 4.6 |  | --> | 0.38 | 0 | 0.01482 | 0.40931 | 0 |  | --> | C26 ex CASTLEVIEW | Castleview [T101,T102] | CASTLEVIEW |  | 51.8937 | -8.414
MV/LV Substation CO***4265 |  | 20 kV | _ | LV | 400 kVA :Kiosk Substation | 0.4 | --> | 0.4 | 0 | 0 | Constrained,otherwise capacity available =368kVA. | --> | 0.38 | 0 | 0 | 0.40483 | 0 |  | --> | E11 ex GLASMORE | Glasmore [T421,T422] | GLASMORE |  | 53.4885 | -6.1466
MV/LV Substation CO***4267 |  | 20 kV | _ | LV | 50 kVA :Pole Substation | 0.05 | --> | 0.05 | 0 | 0 | Constrained,otherwise capacity available =42kVA. | --> | 0.0475 | 0 | 0 | 0.0512 | 0 |  | --> | E15 ex BATTER LANE TEMPORARY | Batter Lane Temporary 38kv [T421] | GLASMORE |  | 53.5036 | -6.1947
MV/LV Substation CO***4267 |  | 10 kV | _ | LV | 50 kVA :Pole Substation | 0.05 | --> | 0.05 | 0 | 0 | Constrained,otherwise capacity available =50kVA. | --> | 0.0475 | 0 | 0 | 0 | 0 | Constrained,otherwise capacity available =50kW. | --> | E11 ex KNOCKMULLEN | Knockmullen [T42,T421] | GREAT ISLAND |  | 52.4192 | -6.8624
MV/LV Substation CO***4269 |  | 10 kV | _ | LV | 50 kVA :Pole Substation | 0.05 | --> | 0.05 | 0.019092 | 0 | Constrained,otherwise capacity available =36kVA. | --> | 0.0475 | 0 | 0 | 0 | 0 | Constrained,otherwise capacity available =52.1kW. | --> | C18 ex BALLYBAY | Ballybay [T41,T42] | LISDRUM |  | 54.1922 | -6.9041
MV/LV Substation CO***4269 |  | 10 kV | _ | LV | 50 kVA :Pole Substation | 0.05 | --> | 0.05 | 0 | 0 | Constrained,otherwise capacity available =50kVA. | --> | 0.0475 | 0 | 0 | 0.05 | 0 |  | --> | C20 ex CAVAN | Cavan [T42,T421] | SHANKILL |  | 54.0084 | -7.319
MV/LV Substation CO***4269 |  | 10 kV | _ | LV | 50 kVA :Pole Substation | 0.05 | --> | 0.05 | 0 | 0 | Constrained,otherwise capacity available =48kVA. | --> | 0.0475 | 0 | 0 | 0.050303 | 0 |  | --> | C21 ex CLONMINCH | Clonminch [T41,T422] | THORNSBERRY |  | 53.255 | -7.4814
MV/LV Substation CO***426X |  | 20 kV | _ | LV | 200 kVA :Pole Substation | 0.2 | --> | 0.2 | 0.2 | 2.4 |  | --> | 0.19 | 0 | 0 | 0.2 | 0 |  | --> | C19 ex GRAIGUE | Graigue [T41,T42] | CARLOW |  | 52.8097 | -7.013
MV/LV Substation CO***4278 |  | 20 kV | _ | LV | 200 kVA :Kiosk Substation | 0.2 | --> | 0.2 | 0 | 0 | Constrained,otherwise capacity available =159kVA. | --> | 0.19 | 0 | 0.056316 | 0.20613 | 0 |  | --> | E12 ex ACADEMY STREET | Academy Street [T421,T422,T44] | NAVAN |  | 53.6376 | -6.6572
MV/LV Substation CO***4280 |  | 10 kV | _ | LV | 50 kVA :Pole Substation | 0.05 | --> | 0.05 | 0 | 0 | Constrained,otherwise capacity available =50kVA. | --> | 0.0475 | 0 | 0 | 0.05 | 0 |  | --> | C11 ex CASTLECOMER | Castlecomer [T41,T42] | BALLYRAGGET |  | 52.8234 | -7.1746
MV/LV Substation CO***4285 |  | 10 kV | _ | LV | 400 kVA :Building Structure | 0.4 | --> | 0.4 | 0 | 0 | Constrained,otherwise capacity available =400kVA. | --> | 0.38 | 0 | 0 | 0.4 | 0 |  | --> | E11 ex ASHBOURNE | Ashbourne [T421,T422] | FINGLAS |  | 53.4598 | -6.3518
MV/LV Substation CO***4285 |  | 20 kV | _ | LV | 50 kVA :Pole Substation | 0.05 | --> | 0.05 | 0.048 | 1 |  | --> | 0.0475 | 0 | 0 | 0.050303 | 0 |  | --> | E17 ex LONGFORD | Longford [T421,T422] | RICHMOND |  | 53.7915 | -7.5647
MV/LV Substation CO***4289 |  | 10 kV | _ | LV | 400 kVA :Building Structure | 0.4 | --> | 0.4 | 0 | 0 | Constrained,otherwise capacity available =369kVA. | --> | 0.38 | 0 | 0 | 0.40468 | 0 |  | --> | C11 ex KILBARRY | Kilbarry [T101,T43] | KILBARRY |  | 51.9105 | -8.473
MV/LV Substation CO***428X |  | 20 kV | _ | LV | 50 kVA :Pole Substation | 0.05 | --> | 0.05 | 0 | 0 | Constrained,otherwise capacity available =45kVA. | --> | 0.0475 | 0 | 0 | 0.050753 | 0 |  | --> | E14 ex EDENDERRY | Edenderry [T421,T422] | BLAKE |  | 53.3478 | -7.0049
MV/LV Substation CO***429 |  | 10 kV | _ | LV | 400 kVA :Kiosk Substation | 0.4 | --> | 0.4 | 0 | 0 | Constrained,otherwise capacity available =261kVA. | --> | 0.38 | 0 | 0 | 0.42058 | 0 |  | --> | C18 ex KILLACLOYNE | Killacloyne [T41,T42] | MIDLETON |  | 51.908 | -8.2877
MV/LV Substation CO***429X |  | 10 kV | _ | LV | 630 kVA :Kiosk Substation | 0.63 | --> | 0.63 | 0 | 0 | Constrained,otherwise capacity available =500kVA. | --> | 0.5985 | 0 | 0 | 0.5 | 0 |  | --> | C13 ex CARRICK ON SHANNON | Carrick On Shannon [T41,T42] | CARRICK ON SHANNON |  | 53.9447 | -8.096
MV/LV Substation CO***430 |  | 10 kV | _ | LV | 630 kVA :Building Structure | 0.63 | --> | 0.63 | 0 | 0 | Constrained,otherwise capacity available =500kVA. | --> | 0.5985 | 0 | 0 | 0.5 | 0 |  | --> | C12 ex LEESON STREET | Leeson Street [T41,T42] | MILLTOWN (DR) |  | 53.3361 | -6.2584
MV/LV Substation CO***430 |  | 10 kV | _ | LV | 50 kVA :Pole Substation | 0.05 | --> | 0.05 | 0 | 0 | Constrained,otherwise capacity available =24kVA. | --> | 0.0475 | 0 | 0 | 0 | 0 | Constrained,otherwise capacity available =53.8kW. | --> | C32 ex CLOYNE | Cloyne [T41] | MIDLETON |  | 51.8603 | -8.1273
MV/LV Substation CO***4305 |  | 20 kV | _ | LV | 50 kVA :Pole Substation | 0.05 | --> | 0.05 | 0 | 0 | Constrained,otherwise capacity available =50kVA. | --> | 0.0475 | 0 | 0 | 0.05 | 0 |  | --> | E11 ex GLASMORE | Glasmore [T421,T422] | GLASMORE |  | 53.4792 | -6.1404
MV/LV Substation CO***4306 |  | 10 kV | _ | LV | 400 kVA :Kiosk Substation | 0.4 | --> | 0.4 | 0 | 0 | Constrained,otherwise capacity available =366kVA. | --> | 0.38 | 0 | 0 | 0.40513 | 0 |  | --> | C39 ex COLLEGE PARK | College Park [T101,T102,T103] | COLLEGE PARK |  | 53.417 | -6.3645
MV/LV Substation CO***430X |  | 20 kV | _ | LV | 100 kVA :Pole Substation | 0.1 | --> | 0.1 | 0 | 0 | Constrained,otherwise capacity available =100kVA. | --> | 0.095 | 0 | 0 | 0.1 | 0 |  | --> | E23 ex ATHENRY | Athenry [T423] | GALWAY 110KV |  | 53.2572 | -8.6318
MV/LV Substation CO***430Z |  | 10 kV | _ | LV | 200 kVA :Kiosk Substation | 0.2 | --> | 0.2 | 0 | 0 | Constrained,otherwise capacity available =181kVA. | --> | 0.19 | 0 | 0 | 0.20286 | 0 |  | --> | C14 ex SWORDS | Swords [T41,T42] | GLASMORE |  | 53.4661 | -6.2273
MV/LV Substation CO***4311 |  | 20 kV | _ | LV | 50 kVA :Pole Substation | 0.05 | --> | 0.05 | 0.05 | 3 |  | --> | 0.0475 | 0 | 0 | 0 | 0 | Constrained,otherwise capacity available =50kW. | --> | E11 ex CHARLEVILLE | Charleville [T421,T422] | CHARLEVILLE |  | 52.357 | -8.6553
MV/LV Substation CO***431X |  | 10 kV | _ | LV | 100 kVA :Pole Substation | 0.1 | --> | 0.1 | 0.086 | 4.2 |  | --> | 0.095 | 0 | 0.00741 | 0.1021 | 0 |  | --> | C17 ex ERRIGAL | Errigal [T41,T422] | SHANKILL |  | 54.076 | -7.0984
MV/LV Substation CO***431Y |  | 10 kV | _ | LV | 400 kVA :Kiosk Substation | 0.4 | --> | 0.4 | 0 | 0 | Constrained,otherwise capacity available =286kVA. | --> | 0.38 | 0 | 0.01482 | 0.25474 | 0 | Constrained,otherwise capacity available =417kW. | --> | C16 ex PORTLAW | Portlaw [T41,T42] | BUTLERSTOWN |  | 52.2886 | -7.3133
MV/LV Substation CO***4321 |  | 10 kV | _ | LV | 50 kVA :Pole Substation | 0.05 | --> | 0.05 | 0.05 | 0.1 |  | --> | 0.0475 | 0 | 0 | 0.05 | 0 |  | --> | C14 ex BALLYMAHON | Ballymahon [T41,T42] | ATHLONE |  | 53.5991 | -7.6794
MV/LV Substation CO***4322 |  | 10 kV | _ | LV | 100 kVA :Pole Substation | 0.1 | --> | 0.1 | 0 | 0 | Constrained,otherwise capacity available =98kVA. | --> | 0.095 | 0 | 0 | 0.1003 | 0 |  | --> | C18 ex HEADFORD ROAD | Headford Road [T41,T42] | GALWAY 110KV |  | 53.29 | -9.0519
MV/LV Substation CO***4323 |  | 20 kV | _ | LV | 630 kVA :Building Structure | 0.63 | --> | 0.63 | 0.5 | 10.9 |  | --> | 0.5985 | 0 | 0 | 0.5 | 0 |  | --> | C25 ex MULLINGAR | Mullingar [T101,T102] | MULLINGAR |  | 53.5605 | -7.4578
MV/LV Substation CO***433 |  | 10 kV | _ | LV | 100 kVA :Pole Substation | 0.1 | --> | 0.1 | 0.093 | 2.7 |  | --> | 0.095 | 0 | 0.00741 | 0.10106 | 0 |  | --> | C13 ex MONFIN | Monfin [T41,T42] | WEXFORD |  | 52.4349 | -6.5344
MV/LV Substation CO***4333 |  | 10 kV | _ | LV | 630 kVA :Kiosk Substation | 0.63 | --> | 0.63 | 0 | 0 | Constrained,otherwise capacity available =500kVA. | --> | 0.5985 | 0 | 0.00741 | 0.5 | 0 |  | --> | C13 ex DOCK ROAD | Dock Road [T41,T42] | LIMERICK |  | 52.6377 | -8.6789
MV/LV Substation CO***4333 |  | 10 kV | _ | LV | 400 kVA :Kiosk Substation | 0.4 | --> | 0.4 | 0 | 0 | Constrained,otherwise capacity available =351kVA. | --> | 0.38 | 0 | 0 | 0.40737 | 0 |  | --> | C17 ex BALGADDY | Balgaddy [T41,T42] | GRANGE CASTLE |  | 53.3288 | -6.4465
MV/LV Substation CO***4336 |  | 10 kV | _ | LV | 1000 kVA :Building Structure | 1 | --> | 1 | 0.5 | 1.5 |  | --> | 0.95 | 0 | 0 | 0.5 | 0 |  | --> | C12 ex MARROWBONE LANE | Marrowbone Lane [T42] | INCHICORE 220KV |  | 53.3379 | -6.2828
MV/LV Substation CO***433X |  | 10 kV | _ | LV | 100 kVA :Pole Substation | 0.1 | --> | 0.1 | 0 | 0 | Constrained,otherwise capacity available =57kVA. | --> | 0.095 | 0 | 0 | 0.10633 | 0 |  | --> | C12 ex SKIBBEREEN | Skibbereen [T41,T42] | DUNMANWAY |  | 51.5582 | -9.2555
MV/LV Substation CO***433Z |  | 10 kV | _ | LV | 200 kVA :Kiosk Substation | 0.2 | --> | 0.2 | 0 | 0 | Constrained,otherwise capacity available =167kVA. | --> | 0.19 | 0 | 0.003705 | 0.20495 | 0 |  | --> | C24 ex BALLYCOOLIN | Ballycoolin [T41,T42,T43] | FINGLAS |  | 53.3986 | -6.3782
MV/LV Substation CO***4340 |  | 10 kV | _ | LV | 400 kVA :Kiosk Substation | 0.4 | --> | 0.4 | 0 | 0 | Constrained,otherwise capacity available =343kVA. | --> | 0.38 | 0 | 0.008151 | 0.40856 | 0 |  | --> | C19 ex SALLINS | Sallins [T41,T42] | GRIFFINRATH |  | 53.2858 | -6.7611
MV/LV Substation CO***4345 |  | 10 kV | _ | LV | 100 kVA :Pole Substation | 0.1 | --> | 0.1 | 0 | 0 | Constrained,otherwise capacity available =100kVA. | --> | 0.095 | 0 | 0 | 0.1 | 0 |  | --> | C17 ex CARRIGALINE | Carrigaline [T41,T42] | BARNAHELY |  | 51.786 | -8.3
MV/LV Substation CO***4347 |  | 10 kV | _ | LV | 100 kVA :Pole Substation | 0.1 | --> | 0.1 | 0 | 0 | Constrained,otherwise capacity available =100kVA. | --> | 0.095 | 0 | 0 | 0.1 | 0 |  | --> | C12 ex RIVERSTOWN | Riverstown [T41,T42] | KILBARRY |  | 51.9324 | -8.3981
MV/LV Substation CO***434Z |  | 10 kV | _ | LV | 630 kVA :Kiosk Substation | 0.63 | --> | 0.63 | 0 | 0 | Constrained,otherwise capacity available =500kVA. | --> | 0.5985 | 0 | 0.008892 | 0.5 | 0 |  | --> | C15 ex CASTLEKNOCK | Castleknock [T41,T42] | FINGLAS |  | 53.3725 | -6.3705
MV/LV Substation CO***4359 |  | 10 kV | _ | LV | 630 kVA :Kiosk Substation | 0.63 | --> | 0.63 | 0 | 0 | Constrained,otherwise capacity available =500kVA. | --> | 0.5985 | 0 | 0.003705 | 0.5 | 0 |  | --> | C21 ex BALLINCOLLIG | Ballincollig [T41,T42] | KILBARRY |  | 51.8798 | -8.5928
MV/LV Substation CO***435Z |  | 10 kV | _ | LV | 200 kVA :Kiosk Substation | 0.2 | --> | 0.2 | 0 | 0 | Constrained,otherwise capacity available =200kVA. | --> | 0.19 | 0 | 0 | 0.2 | 0 |  | --> | C19 ex CLONDALKIN | Clondalkin [T41,T42,T44] | INCHICORE 220KV |  | 53.3158 | -6.4093
MV/LV Substation CO***435Z |  | 10 kV | _ | LV | 630 kVA :Kiosk Substation | 0.63 | --> | 0.63 | 0 | 0 | Constrained,otherwise capacity available =354kVA. | --> | 0.5985 | 0 | 0.003705 | 0.5 | 0 |  | --> | C19 ex KILMONEY | Kilmoney [T41,T42] | TRABEG |  | 51.8143 | -8.3929
MV/LV Substation CO***4364 |  | 10 kV | _ | LV | 630 kVA :Kiosk Substation | 0.63 | --> | 0.63 | 0 | 0 | Constrained,otherwise capacity available =500kVA. | --> | 0.5985 | 0 | 0 | 0.5 | 0 |  | --> | E11 ex SLANE | Slane [T421] | DRYBRIDGE |  | 53.7737 | -6.5062
MV/LV Substation CO***4375 |  | 10 kV | _ | LV | 400 kVA :Building Structure | 0.4 | --> | 0.4 | 0 | 0 | Constrained,otherwise capacity available =345kVA. | --> | 0.38 | 0 | 0 | 0.40827 | 0 |  | --> | C13 ex DOCK ROAD | Dock Road [T41,T42] | LIMERICK |  | 52.6297 | -8.6863
MV/LV Substation CO***4376 |  | 10 kV | _ | LV | 100 kVA :Pole Substation | 0.1 | --> | 0.1 | 0.098 | 1.1 |  | --> | 0.095 | 0 | 0 | 0 | 0 | Constrained,otherwise capacity available =100.3kW. | --> | C19 ex NEWCASTLEWEST | Newcastlewest [T41,T42] | RATHKEALE |  | 52.369 | -8.9856
MV/LV Substation CO***4376 |  | 10 kV | _ | LV | 50 kVA :Pole Substation | 0.05 | --> | 0.05 | 0.044 | 0.1 |  | --> | 0.0475 | 0 | 0 | 0.050903 | 0 |  | --> | C14 ex BALLYMAHON | Ballymahon [T41,T42] | ATHLONE |  | 53.5976 | -7.7182
MV/LV Substation CO***4377 |  | 10 kV | _ | LV | 630 kVA :Kiosk Substation | 0.63 | --> | 0.63 | 0 | 0 | Constrained,otherwise capacity available =500kVA. | --> | 0.5985 | 0 | 0 | 0.5 | 0 |  | --> | C13 ex DOCK ROAD | Dock Road [T41,T42] | LIMERICK |  | 52.6299 | -8.6731
MV/LV Substation CO***437X |  | 20 kV | _ | LV | 50 kVA :Pole Substation | 0.05 | --> | 0.05 | 0 | 0 | Constrained,otherwise capacity available =47kVA. | --> | 0.0475 | 0 | 0 | 0.050453 | 0 |  | --> | E13 ex SHILLELAGH | Shillelagh [T421,T422] | CARLOW |  | 52.7633 | -6.4612
MV/LV Substation CO***4380 |  | 10 kV | _ | LV | 400 kVA :Kiosk Substation | 0.4 | --> | 0.4 | 0 | 0 | Constrained,otherwise capacity available =331kVA. | --> | 0.38 | 0 | 0 | 0.41034 | 0 |  | --> | C11 ex KYLEERAGH | Kyleeragh [T41,T42] | NENAGH |  | 52.866 | -8.2063
MV/LV Substation CO***4382 |  | 20 kV | _ | LV | 200 kVA :Pole Substation | 0.2 | --> | 0.2 | 0.2 | 1.7 |  | --> | 0.19 | 0 | 0 | 0.2 | 0 |  | --> | E64 ex ATHY | Athy [T101,T102] | ATHY |  | 53.0933 | -7.0844
MV/LV Substation CO***438X |  | 20 kV | _ | LV | 50 kVA :Pole Substation | 0.05 | --> | 0.05 | 0.049 | 3.5 |  | --> | 0.0475 | 0 | 0 | 0 | 0 | Constrained,otherwise capacity available =50.2kW. | --> | E12 ex DUNFIRTH | Dunfirth [T122] | DUNFIRTH |  | 53.4347 | -6.8526
MV/LV Substation CO***438Z |  | 20 kV | _ | LV | 50 kVA :Pole Substation | 0.05 | --> | 0.05 | 0.047 | 1.5 |  | --> | 0.0475 | 0 | 0 | 0.050453 | 0 |  | --> | C14 ex SMEARLA | Smearla [T41,T42] | TRIEN |  | 52.569 | -9.4207
MV/LV Substation CO***439 |  | 10 kV | _ | LV | 200 kVA :Pole Substation | 0.2 | --> | 0.2 | 0.149 | 3.4 |  | --> | 0.19 | 0 | 0 | 0.2076 | 0 |  | --> | C15 ex GLENGOOLE | Glengoole [T41] | THURLES |  | 52.6466 | -7.6105
MV/LV Substation CO***439 |  | 20 kV | _ | LV | 100 kVA :Pole Substation | 0.1 | --> | 0.1 | 0 | 0 | Constrained,otherwise capacity available =91kVA. | --> | 0.095 | 0 | 0 | 0 | 0 | Constrained,otherwise capacity available =101.4kW. | --> | C17 ex COLLIGAN | Colligan [T41,T42] | DUNGARVAN |  | 52.0815 | -7.6986
MV/LV Substation CO***4391 |  | 10 kV | _ | LV | 1000 kVA :Building Structure | 1 | --> | 1 | 0.5 | 7.2 |  | --> | 0.95 | 0 | 0.02964 | 0.5 | 0 |  | --> | C25 ex LIBERTY STREET | Liberty Street [T101,T102] | LIBERTY STREET |  | 51.8999 | -8.4789
MV/LV Substation CO***439Y |  | 20 kV | _ | LV | 50 kVA :Pole Substation | 0.05 | --> | 0.05 | 0 | 0 | Constrained,otherwise capacity available =49kVA. | --> | 0.0475 | 0 | 0 | 0 | 0 | Constrained,otherwise capacity available =50.2kW. | --> | E14 ex EMYVALE | Emyvale [T422] | LISDRUM |  | 54.3479 | -6.9641
MV/LV Substation CO***4403 |  | 10 kV | _ | LV | 200 kVA :Kiosk Substation | 0.2 | --> | 0.2 | 0 | 0 | Constrained,otherwise capacity available =200kVA. | --> | 0.19 | 0 | 0 | 0.2 | 0 |  | --> | C12 ex BALLINCOLLIG | Ballincollig [T41,T42] | KILBARRY |  | 51.8896 | -8.6051
MV/LV Substation CO***4403 |  | 20 kV | _ | LV | 200 kVA :Pole Substation | 0.2 | --> | 0.2 | 0 | 0 | Constrained,otherwise capacity available =200kVA. | --> | 0.19 | 0 | 0 | 0.2 | 0 |  | --> | E15 ex BATTER LANE TEMPORARY | Batter Lane Temporary 38kv [T421] | GLASMORE |  | 53.5158 | -6.1943
MV/LV Substation CO***4406 |  | 10 kV | _ | LV | 630 kVA :Kiosk Substation | 0.63 | --> | 0.63 | 0 | 0 | Constrained,otherwise capacity available =500kVA. | --> | 0.5985 | 0 | 0 | 0.5 | 0 |  | --> | C21 ex BALLINCOLLIG | Ballincollig [T41,T42] | KILBARRY |  | 51.8801 | -8.5977
MV/LV Substation CO***440Y |  | 10 kV | _ | LV | 50 kVA :Pole Substation | 0.05 | --> | 0.05 | 0.048 | 4.2 |  | --> | 0.0475 | 0 | 0 | 0.050303 | 0 |  | --> | C13 ex ERRIGAL | Errigal [T41,T422] | SHANKILL |  | 54.0478 | -7.1953
MV/LV Substation CO***441 |  | 20 kV | _ | LV | 50 kVA :Pole Substation | 0.05 | --> | 0.05 | 0 | 0 | Constrained,otherwise capacity available =37kVA. | --> | 0.0475 | 0 | 0.002964 | 0.051937 | 0 |  | --> | E15 ex WHITECHURCH | Whitechurch [T421,T422] | KILBARRY |  | 51.9488 | -8.5482
MV/LV Substation CO***441 |  | 10 kV | _ | LV | 50 kVA :Pole Substation | 0.05 | --> | 0.05 | 0.045 | 0.3 |  | --> | 0.0475 | 0 | 0 | 0.050753 | 0 |  | --> | C15 ex BANAGHER | Banagher [T41,T42] | DALLOW |  | 53.189 | -7.9627
MV/LV Substation CO***441 |  | 10 kV | _ | LV | 50 kVA :Pole Substation | 0.05 | --> | 0.05 | 0 | 0 | Constrained,otherwise capacity available =43kVA. | --> | 0.0475 | 0 | 0 | 0 | 0 | Constrained,otherwise capacity available =51.1kW. | --> | C32 ex CLOYNE | Cloyne [T41] | MIDLETON |  | 51.8135 | -8.14
MV/LV Substation CO***4429 |  | 10 kV | _ | LV | 1000 kVA :Building Structure | 1 | --> | 1 | 0.5 | 18.8 |  | --> | 0.95 | 0 | 0 | 0.5 | 0 |  | --> | C23 ex BEDFORD ROW | Bedford Row [T41,T42,T43,T44] | FRANCIS STREET |  | 53.3461 | -6.2561
MV/LV Substation CO***442X |  | 20 kV | _ | LV | 50 kVA :Pole Substation | 0.05 | --> | 0.05 | 0 | 0 | Constrained,otherwise capacity available =28kVA. | --> | 0.0475 | 0 | 0 | 0.053235 | 0 |  | --> | E23 ex BALTRASNA | Baltrasna [T121,T122] | BALTRASNA |  | 53.5536 | -6.435
MV/LV Substation CO***4436 |  | 10 kV | _ | LV | 400 kVA :Kiosk Substation | 0.4 | --> | 0.4 | 0 | 0 | Constrained,otherwise capacity available =400kVA. | --> | 0.38 | 0 | 0 | 0.4 | 0 |  | --> | C15 ex MOUNTGORRY | Mountgorry [T41,T42] | GRANGE (DR) |  | 53.4576 | -6.2151
MV/LV Substation CO***443Z |  | 20 kV | _ | LV | 50 kVA :Pole Substation | 0.05 | --> | 0.05 | 0 | 0 | Constrained,otherwise capacity available =50kVA. | --> | 0.0475 | 0 | 0 | 0.05 | 0 |  | --> | E23 ex BALTRASNA | Baltrasna [T121,T122] | BALTRASNA |  | 53.5565 | -6.4378
MV/LV Substation CO***4456 |  | 10 kV | _ | LV | 630 kVA :Kiosk Substation | 0.63 | --> | 0.63 | 0.5 | 3.9 |  | --> | 0.5985 | 0 | 0 | 0.5 | 0 |  | --> | C21 ex MARSHES | Marshes [T41,T42] | DUNDALK |  | 53.967 | -6.376
MV/LV Substation CO***4466 |  | 20 kV | _ | LV | 50 kVA :Pole Substation | 0.05 | --> | 0.05 | 0 | 0 | Constrained,otherwise capacity available =50kVA. | --> | 0.0475 | 0 | 0 | 0.05 | 0 |  | --> | C22 ex ATHLONE | Athlone [T41,T42] | ATHLONE |  | 53.5089 | -8.1362
MV/LV Substation CO***4469 |  | 20 kV | _ | LV | 50 kVA :Pole Substation | 0.05 | --> | 0.05 | 0 | 0 | Constrained,otherwise capacity available =50kVA. | --> | 0.0475 | 0 | 0 | 0 | 0 | Constrained,otherwise capacity available =50kW. | --> | C15 ex MOUNTRATH | Mountrath [T41,T42] | PORTLAOISE |  | 52.9544 | -7.4579
MV/LV Substation CO***4471 |  | 10 kV | _ | LV | 400 kVA :Kiosk Substation | 0.4 | --> | 0.4 | 0.4 | 6 |  | --> | 0.38 | 0 | 0 | 0.4 | 0 |  | --> | C17 ex TRABEG | Trabeg [T101,T102] | TRABEG |  | 51.8675 | -8.4924
MV/LV Substation CO***448 |  | 20 kV | _ | LV | 100 kVA :Pole Substation | 0.1 | --> | 0.1 | 0 | 0 | Constrained,otherwise capacity available =28kVA. | --> | 0.095 | 0 | 0.003705 | 0.11037 | 0 |  | --> | E47 ex CLAREGALWAY | Claregalway [T42,T421] | GALWAY 110KV |  | 53.367 | -8.8391
MV/LV Substation CO***4481 |  | 10 kV | _ | LV | 630 kVA :Kiosk Substation | 0.63 | --> | 0.63 | 0.5 | 16.1 |  | --> | 0.5985 | 0 | 0 | 0.5 | 0 |  | --> | E14 ex WEXFORD | Wexford [T121,T122] | WEXFORD |  | 52.3363 | -6.4934
MV/LV Substation CO***4488 |  | 10 kV | _ | LV | 400 kVA :Kiosk Substation | 0.4 | --> | 0.4 | 0 | 0 | Constrained,otherwise capacity available =398kVA. | --> | 0.38 | 0 | 0 | 0.4003 | 0 |  | --> | C17 ex ROSEHILL | Rosehill [T41,T42] | KILKENNY |  | 52.6411 | -7.2679
MV/LV Substation CO***4490 |  | 20 kV | _ | LV | 630 kVA :Kiosk Substation | 0.63 | --> | 0.63 | 0 | 0 | Constrained,otherwise capacity available =500kVA. | --> | 0.5985 | 0 | 0 | 0.5 | 0 |  | --> | E15 ex ASHBOURNE | Ashbourne [T421,T422] | FINGLAS |  | 53.5024 | -6.3918
MV/LV Substation CO***4499 |  | 10 kV | _ | LV | 400 kVA :Kiosk Substation | 0.4 | --> | 0.4 | 0.399 | 5.9 |  | --> | 0.38 | 0 | 0 | 0.40015 | 0 |  | --> | C17 ex CASHEL | Cashel [T41,T42] | CAHIR |  | 52.5085 | -7.8865
MV/LV Substation CO***449Y |  | 20 kV | _ | LV | 33 kVA :Pole Substation | 0.033 | --> | 0.033 | 0.027 | 1.1 |  | --> | 0.03135 | 0 | 0 | 0.033899 | 0 |  | --> | E14 ex RANDALSTOWN | Randalstown [T422] | NAVAN |  | 53.7302 | -6.7078
MV/LV Substation CO***450Z |  | 10 kV | _ | LV | 50 kVA :Pole Substation | 0.05 | --> | 0.05 | 0.03 | 11 |  | --> | 0.0475 | 0 | 0 | 0.052949 | 0 |  | --> | C14 ex CLOON | Cloon [T42,T421] | CLOON |  | 53.4399 | -8.8758
MV/LV Substation CO***451Y |  | 10 kV | _ | LV | 400 kVA :Kiosk Substation | 0.4 | --> | 0.4 | 0 | 0 | Constrained,otherwise capacity available =332kVA. | --> | 0.38 | 0 | 0 | 0.4102 | 0 |  | --> | C11 ex KYLEERAGH | Kyleeragh [T41,T42] | NENAGH |  | 52.8651 | -8.2163
MV/LV Substation CO***451Y |  | 10 kV | _ | LV | 50 kVA :Pole Substation | 0.05 | --> | 0.05 | 0 | 0 | Constrained,otherwise capacity available =50kVA. | --> | 0.0475 | 0 | 0 | 0.05 | 0 |  | --> | C17 ex LOUGHREA | Loughrea [T41,T42] | SOMERSET |  | 53.2069 | -8.5768
MV/LV Substation CO***452 |  | 10 kV | _ | LV | 50 kVA :Pole Substation | 0.05 | --> | 0.05 | 0 | 0 | Constrained,otherwise capacity available =24kVA. | --> | 0.0475 | 0 | 0 | 0.0538 | 0 |  | --> | C17 ex BALLYCOOLIN | Ballycoolin [T41,T42,T43] | FINGLAS |  | 53.4102 | -6.3163
MV/LV Substation CO***4521 |  | 10 kV | _ | LV | 1000 kVA :Building Structure | 1 | --> | 1 | 0.5 | 6.7 |  | --> | 0.95 | 0 | 0.006669 | 0.5 | 0 |  | --> | C14 ex EAST WALL ROAD | East Wall Road [T41,T42] | MCDERMOTT |  | 53.3491 | -6.2339
MV/LV Substation CO***4522 |  | 10 kV | _ | LV | 1000 kVA :Building Structure | 1 | --> | 1 | 0.5 | 6.7 |  | --> | 0.95 | 0 | 0 | 0.5 | 0 |  | --> | C14 ex EAST WALL ROAD | East Wall Road [T41,T42] | MCDERMOTT |  | 53.3493 | -6.2326
MV/LV Substation CO***453X |  | 20 kV | _ | LV | 200 kVA :Pole Substation | 0.2 | --> | 0.2 | 0.199 | 4.4 |  | --> | 0.19 | 0 | 0.077805 | 0.20015 | 0 |  | --> | E13 ex CRANE | Crane [T122] | CRANE |  | 52.5115 | -6.52
MV/LV Substation CO***454Y |  | 10 kV | _ | LV | 50 kVA :Pole Substation | 0.05 | --> | 0.05 | 0.044 | 9.5 |  | --> | 0.0475 | 0 | 0.008892 | 0.050903 | 0 |  | --> | C14 ex BANDON | Bandon [T101,T42] | BANDON |  | 51.7611 | -8.672
MV/LV Substation CO***4558 |  | 20 kV | _ | LV | 100 kVA :Pole Substation | 0.1 | --> | 0.1 | 0.1 | 16.1 |  | --> | 0.095 | 0 | 0 | 0.1 | 0 |  | --> | E17 ex WEXFORD | Wexford [T121,T122] | WEXFORD |  | 52.3072 | -6.6883
MV/LV Substation CO***455X |  | 20 kV | _ | LV | 100 kVA :Pole Substation | 0.1 | --> | 0.1 | 0 | 0 | Constrained,otherwise capacity available =100kVA. | --> | 0.095 | 0 | 0 | 0 | 0 | Constrained,otherwise capacity available =100kW. | --> | C11 ex MOUNTMELLICK | Mountmellick [T41,T42] | PORTLAOISE |  | 53.1542 | -7.5032
MV/LV Substation CO***455Z |  | 20 kV | _ | LV | 400 kVA :Kiosk Substation | 0.4 | --> | 0.4 | 0 | 0 | Constrained,otherwise capacity available =276kVA. | --> | 0.38 | 0 | 0 | 0.4184 | 0 |  | --> | C14 ex KILDARE | Kildare [T41,T42] | NEWBRIDGE |  | 53.2195 | -6.99
MV/LV Substation CO***456 |  | 10 kV | _ | LV | 400 kVA :Kiosk Substation | 0.4 | --> | 0.4 | 0.4 | 6.7 |  | --> | 0.38 | 0 | 0 | 0.4 | 0 |  | --> | C20 ex EAST WALL ROAD | East Wall Road [T41,T42] | MCDERMOTT |  | 53.3506 | -6.2083
MV/LV Substation CO***456 |  | 20 kV | _ | LV | 200 kVA :Pole Substation | 0.2 | --> | 0.2 | 0 | 0 | Constrained,otherwise capacity available =30kVA. | --> | 0.19 | 0 | 0.09633 | 0.22424 | 0 |  | --> | C15 ex MOATE | Moate [T41,T42] | ATHLONE |  | 53.3948 | -7.7212
MV/LV Substation CO***4568 |  | 20 kV | _ | LV | 100 kVA :Pole Substation | 0.1 | --> | 0.1 | 0 | 0 | Constrained,otherwise capacity available =100kVA. | --> | 0.095 | 0 | 0 | 0.1 | 0 |  | --> | E13 ex SHILLELAGH | Shillelagh [T421,T422] | CARLOW |  | 52.748 | -6.5009
MV/LV Substation CO***4569 |  | 10 kV | _ | LV | 1000 kVA :Building Structure | 1 | --> | 1 | 0.5 | 4 |  | --> | 0.95 | 0 | 0 | 0.5 | 0 |  | --> | C11 ex SHERIFF STREET | Sheriff Street [T41,T42] | FRANCIS STREET |  | 53.3516 | -6.2451
MV/LV Substation CO***4573 |  | 10 kV | _ | LV | 630 kVA :Building Structure | 0.63 | --> | 0.63 | 0.5 | 1.5 |  | --> | 0.5985 | 0 | 0 | 0.5 | 0 |  | --> | C12 ex MARROWBONE LANE | Marrowbone Lane [T42] | INCHICORE 220KV |  | 53.3385 | -6.2776
MV/LV Substation CO***457Y |  | 10 kV | _ | LV | 630 kVA :Kiosk Substation | 0.63 | --> | 0.63 | 0 | 0 | Constrained,otherwise capacity available =500kVA. | --> | 0.5985 | 0 | 0.03705 | 0.5 | 0 |  | --> | E11 ex SLANE | Slane [T421] | DRYBRIDGE |  | 53.774 | -6.5048
MV/LV Substation CO***4587 |  | 10 kV | _ | LV | 1000 kVA :Building Structure | 1 | --> | 1 | 0.5 | 4 |  | --> | 0.95 | 0 | 0 | 0.5 | 0 |  | --> | C11 ex SHERIFF STREET | Sheriff Street [T41,T42] | FRANCIS STREET |  | 53.3518 | -6.2455
MV/LV Substation CO***4588 |  | 10 kV | _ | LV | 1000 kVA :Building Structure | 1 | --> | 1 | 0.5 | 4 |  | --> | 0.95 | 0 | 0 | 0.5 | 0 |  | --> | C11 ex SHERIFF STREET | Sheriff Street [T41,T42] | FRANCIS STREET |  | 53.352 | -6.2462
MV/LV Substation CO***458X |  | 20 kV | _ | LV | 50 kVA :Pole Substation | 0.05 | --> | 0.05 | 0 | 0 | Constrained,otherwise capacity available =35kVA. | --> | 0.0475 | 0 | 0 | 0.052228 | 0 |  | --> | E11 ex EDENDERRY | Edenderry [T421,T422] | BLAKE |  | 53.3403 | -7.0751
MV/LV Substation CO***459 |  | 20 kV | _ | LV | 50 kVA :Pole Substation | 0.05 | --> | 0.05 | 0.047 | 1.6 |  | --> | 0.0475 | 0 | 0 | 0 | 0 | Constrained,otherwise capacity available =50.5kW. | --> | C17 ex BALLYSHANNON | Ballyshannon [T41,T42] | CATHALEENS FALL |  | 54.5984 | -8.1103
MV/LV Substation CO***461 |  | 20 kV | _ | LV | 100 kVA :Pole Substation | 0.1 | --> | 0.1 | 0.087 | 17.8 |  | --> | 0.095 | 0 | 0 | 0.10195 | 0 |  | --> | E19 ex BANOGE | Banoge [T121,T122] | BANOGE |  | 52.6419 | -6.2938
MV/LV Substation CO***462 |  | 20 kV | _ | LV | 50 kVA :Pole Substation | 0.05 | --> | 0.05 | 0 | 0 | Constrained,otherwise capacity available =24kVA. | --> | 0.0475 | 0 | 0 | 0.0538 | 0 |  | --> | C17 ex MONEYCOOLEY | Moneycooley [T41,T42,T44] | GRIFFINRATH |  | 53.4281 | -6.4973
MV/LV Substation CO***463 |  | 10 kV | _ | LV | 50 kVA :Pole Substation | 0.05 | --> | 0.05 | 0 | 0 | Constrained,otherwise capacity available =43kVA. | --> | 0.0475 | 0 | 0 | 0.051052 | 0 |  | --> | C20 ex CAVAN | Cavan [T42,T421] | SHANKILL |  | 53.9901 | -7.2485
MV/LV Substation CO***463 |  | 10 kV | _ | LV | 50 kVA :Pole Substation | 0.05 | --> | 0.05 | 0 | 0 | Constrained,otherwise capacity available =37kVA. | --> | 0.0475 | 0 | 0 | 0.051937 | 0 |  | --> | C15 ex TULLA | Tulla [T41,T42] | ENNIS |  | 52.9397 | -8.6328
MV/LV Substation CO***464X |  | 20 kV | _ | LV | 200 kVA :Pole Substation | 0.2 | --> | 0.2 | 0.2 | 2.6 |  | --> | 0.19 | 0 | 0 | 0.2 | 0 |  | --> | C17 ex KILLESHANDRA | Killeshandra [T41,T42] | GORTAWEE |  | 54.0302 | -7.5276
MV/LV Substation CO***465X |  | 10 kV | _ | LV | 400 kVA :Building Structure | 0.4 | --> | 0.4 | 0 | 0 | Constrained,otherwise capacity available =400kVA. | --> | 0.38 | 0 | 0 | 0.4 | 0 |  | --> | C15 ex MAYFIELD | Mayfield [T41,T42] | KILBARRY |  | 51.9219 | -8.393
MV/LV Substation CO***465Y |  | 10 kV | _ | LV | 100 kVA :Pole Substation | 0.1 | --> | 0.1 | 0 | 0 | Constrained,otherwise capacity available =56kVA. | --> | 0.095 | 0 | 0 | 0.10647 | 0 |  | --> | E11 ex SLANE | Slane [T421] | DRYBRIDGE |  | 53.7752 | -6.481
MV/LV Substation CO***466Y |  | 10 kV | _ | LV | 200 kVA :Kiosk Substation | 0.2 | --> | 0.2 | 0 | 0 | Constrained,otherwise capacity available =198kVA. | --> | 0.19 | 0 | 0 | 0.2003 | 0 |  | --> | E11 ex SLANE | Slane [T421] | DRYBRIDGE |  | 53.7742 | -6.4802
MV/LV Substation CO***467 |  | 10 kV | _ | LV | 50 kVA :Pole Substation | 0.05 | --> | 0.05 | 0 | 0 | Constrained,otherwise capacity available =43kVA. | --> | 0.0475 | 0 | 0.003705 | 0.051052 | 0 |  | --> | C13 ex SPIDDAL | Spiddal [T42] | SCREEB |  | 53.2482 | -9.2799
MV/LV Substation CO***467Y |  | 10 kV | _ | LV | 100 kVA :Pole Substation | 0.1 | --> | 0.1 | 0 | 0 |  | --> | 0.095 | 0 | 0 | 0.11474 | 0 |  | --> | E11 ex SLANE | Slane [T421] | DRYBRIDGE |  | 53.7776 | -6.4824
MV/LV Substation CO***468X |  | 20 kV | _ | LV | 400 kVA :Kiosk Substation | 0.4 | --> | 0.4 | 0 | 0 | Constrained,otherwise capacity available =322kVA. | --> | 0.38 | 0 | 0.005187 | 0.37942 | 0 | Constrained,otherwise capacity available =411.7kW. | --> | E14 ex COLLOONEY | Collooney [T421,T422] | SLIGO |  | 54.1707 | -8.606
MV/LV Substation CO***468Z |  | 10 kV | _ | LV | 200 kVA :Kiosk Substation | 0.2 | --> | 0.2 | 0 | 0 | Constrained,otherwise capacity available =168kVA. | --> | 0.19 | 0 | 0 | 0.2048 | 0 |  | --> | C20 ex CLONDALKIN | Clondalkin [T41,T42,T44] | INCHICORE 220KV |  | 53.3181 | -6.3914
MV/LV Substation CO***468Z |  | 10 kV | _ | LV | 200 kVA :Pole Substation | 0.2 | --> | 0.2 | 0.14 | 11 |  | --> | 0.19 | 0 | 0 | 0.20891 | 0 |  | --> | C14 ex CLOON | Cloon [T42,T421] | CLOON |  | 53.4381 | -8.8623
MV/LV Substation CO***468Z |  | 20 kV | _ | LV | 50 kVA :Pole Substation | 0.05 | --> | 0.05 | 0 | 0 | Constrained,otherwise capacity available =50kVA. | --> | 0.0475 | 0 | 0 | 0.05 | 0 |  | --> | E18 ex CURRALEIGH | Curraleigh [T421,T422] | KILBARRY |  | 51.931 | -8.5537
MV/LV Substation CO***469X |  | 20 kV | _ | LV | 100 kVA :Pole Substation | 0.1 | --> | 0.1 | 0.09 | 10.9 |  | --> | 0.095 | 0 | 0 | 0.10151 | 0 |  | --> | C25 ex MULLINGAR | Mullingar [T101,T102] | MULLINGAR |  | 53.542 | -7.3922
MV/LV Substation CO***470X |  | 10 kV | _ | LV | 630 kVA :Kiosk Substation | 0.63 | --> | 0.63 | 0 | 0 | Constrained,otherwise capacity available =314kVA. | --> | 0.5985 | 0 | 0.048165 | 0.5 | 0 |  | --> | C13 ex CARRICK ON SHANNON | Carrick On Shannon [T41,T42] | CARRICK ON SHANNON |  | 53.9411 | -8.0996
MV/LV Substation CO***471X |  | 10 kV | _ | LV | 50 kVA :Pole Substation | 0.05 | --> | 0.05 | 0.05 | 0.4 |  | --> | 0.0475 | 0 | 0 | 0 | 0 | Constrained,otherwise capacity available =50kW. | --> | C14 ex SWINFORD | Swinford [T41,T42] | CASTLEBAR |  | 53.9836 | -8.8781
MV/LV Substation CO***471Y |  | 20 kV | _ | LV | 50 kVA :Pole Substation | 0.05 | --> | 0.05 | 0.049 | 18.8 |  | --> | 0.0475 | 0 | 0 | 0.050152 | 0 |  | --> | E17 ex HARTNETTS CROSS | Hartnetts Cross [T121,T422] | HARTNETTS CROSS |  | 51.9049 | -9.0032
MV/LV Substation CO***473X |  | 10 kV | _ | LV | 50 kVA :Pole Substation | 0.05 | --> | 0.05 | 0.048 | 1.3 |  | --> | 0.0475 | 0 | 0 | 0.050303 | 0 |  | --> | C15 ex CLIFDEN | Clifden [T41,T42] | SCREEB |  | 53.4784 | -10.0233
MV/LV Substation CO***473X |  | 20 kV | _ | LV | 200 kVA :Kiosk Substation | 0.2 | --> | 0.2 | 0.167 | 8.5 |  | --> | 0.19 | 0 | 0.00741 | 0 | 0 | Constrained,otherwise capacity available =204.9kW. | --> | E14 ex ARIGNA | Arigna [T121] | ARIGNA |  | 54.0437 | -8.0438
MV/LV Substation CO***475 |  | 10 kV | _ | LV | 50 kVA :Pole Substation | 0.05 | --> | 0.05 | 0 | 0 | Constrained,otherwise capacity available =47kVA. | --> | 0.0475 | 0 | 0 | 0.050453 | 0 |  | --> | C14 ex GREYSTONES | Greystones [T41,T42] | FASSAROE |  | 53.1689 | -6.184
MV/LV Substation CO***475 |  | 20 kV | _ | LV | 100 kVA :Pole Substation | 0.1 | --> | 0.1 | 0.1 | 4.2 |  | --> | 0.095 | 0 | 0 | 0.1 | 0 |  | --> | E15 ex JENKINSTOWN | Jenkinstown [T421,T422] | DUNDALK |  | 54.0372 | -6.3695
MV/LV Substation CO***475 |  | 10 kV | _ | LV | 100 kVA :Pole Substation | 0.1 | --> | 0.1 | 0 | 0 | Constrained,otherwise capacity available =78kVA. | --> | 0.095 | 0 | 0 | 0.10329 | 0 |  | --> | C11 ex DERRYCRAMPH | Derrycramph [T41,T42] | SHANKILL |  | 53.9641 | -7.2313
MV/LV Substation CO***4754 |  | 10 kV | _ | LV | 630 kVA :Building Structure | 0.63 | --> | 0.63 | 0 | 0 | Constrained,otherwise capacity available =500kVA. | --> | 0.5985 | 0 | 0 | 0.5 | 0 |  | --> | C12 ex CLONTARF | Clontarf [T42] | FINGLAS |  | 53.3609 | -6.1887
MV/LV Substation CO***476 |  | 20 kV | _ | LV | 50 kVA :Pole Substation | 0.05 | --> | 0.05 | 0 | 0 | Constrained,otherwise capacity available =41kVA. | --> | 0.0475 | 0 | 0 | 0 | 0 | Constrained,otherwise capacity available =51.3kW. | --> | E14 ex EMYVALE | Emyvale [T422] | LISDRUM |  | 54.3279 | -6.9629
MV/LV Substation CO***476 |  | 20 kV | _ | LV | 630 kVA :Kiosk Substation | 0.63 | --> | 0.63 | 0.5 | 17.8 |  | --> | 0.5985 | 0 | 0.006669 | 0.5 | 0 |  | --> | E13 ex BANOGE | Banoge [T121,T122] | BANOGE |  | 52.645 | -6.23
MV/LV Substation CO***479Z |  | 10 kV | _ | LV | 630 kVA :Kiosk Substation | 0.63 | --> | 0.63 | 0.5 | 9.1 |  | --> | 0.5985 | 0 | 0 | 0.5 | 0 |  | --> | C26 ex CENTRE PARK ROAD | Marina [T105,T106] | MARINA |  | 51.8947 | -8.4657
MV/LV Substation CO***480 |  | 20 kV | _ | LV | 100 kVA :Pole Substation | 0.1 | --> | 0.1 | 0.085 | 1.7 |  | --> | 0.095 | 0 | 0.00741 | 0.10225 | 0 |  | --> | E64 ex ATHY | Athy [T101,T102] | ATHY |  | 53.0935 | -7.0907
MV/LV Substation CO***480Y |  | 20 kV | _ | LV | 400 kVA :Kiosk Substation | 0.4 | --> | 0.4 | 0.302 | 3.5 |  | --> | 0.38 | 0 | 0.014079 | 0 | 0 | Constrained,otherwise capacity available =414.6kW. | --> | E12 ex DUNFIRTH | Dunfirth [T122] | DUNFIRTH |  | 53.4525 | -6.926
MV/LV Substation CO***481X |  | 10 kV | _ | LV | 33 kVA :Pole Substation | 0.033 | --> | 0.033 | 0 | 0 | Constrained,otherwise capacity available =28kVA. | --> | 0.03135 | 0 | 0 | 0.033751 | 0 |  | --> | C15 ex SAGGART | Saggart [T41,T42] | GRANGE CASTLE |  | 53.2744 | -6.416
MV/LV Substation CO***481X |  | 10 kV | _ | LV | 50 kVA :Pole Substation | 0.05 | --> | 0.05 | 0 | 0 | Constrained,otherwise capacity available =48kVA. | --> | 0.0475 | 0 | 0.003705 | 0 | 0 | Constrained,otherwise capacity available =50.3kW. | --> | E17 ex KNOCKMULLEN | Knockmullen [T42,T421] | GREAT ISLAND |  | 52.4008 | -6.9212
MV/LV Substation CO***481X |  | 10 kV | _ | LV | 400 kVA :Kiosk Substation | 0.4 | --> | 0.4 | 0.381 | 0.4 |  | --> | 0.38 | 0 | 0 | 0 | 0 | Constrained,otherwise capacity available =402.9kW. | --> | C13 ex SWINFORD | Swinford [T41,T42] | CASTLEBAR |  | 53.9368 | -8.946
MV/LV Substation CO***481X |  | 10 kV | _ | LV | 630 kVA :Building Structure | 0.63 | --> | 0.63 | 0.5 | 10 |  | --> | 0.5985 | 0 | 0 | 0.5 | 0 |  | --> | C25 ex HAROLDS CROSS | Harolds Cross [T101,T102] | POOLBEG |  | 53.3302 | -6.2749
MV/LV Substation CO***482 |  | 10 kV | _ | LV | 100 kVA :Pole Substation | 0.1 | --> | 0.1 | 0 | 0 | Constrained,otherwise capacity available =66kVA. | --> | 0.095 | 0 | 0.003705 | 0.10504 | 0 |  | --> | C11 ex HOLYCROSS ROAD | Holycross Road [T41,T42] | THURLES |  | 52.6613 | -7.8283
MV/LV Substation CO***482X |  | 10 kV | _ | LV | 1000 kVA :Building Structure | 1 | --> | 1 | 0.5 | 11.1 |  | --> | 0.95 | 0 | 0 | 0.5 | 0 |  | --> | C12 ex CABRA | Cabra [T101,T102] | FINGLAS |  | 53.376 | -6.3173
MV/LV Substation CO***483X |  | 20 kV | _ | LV | 50 kVA :Pole Substation | 0.05 | --> | 0.05 | 0 | 0 | Constrained,otherwise capacity available =48kVA. | --> | 0.0475 | 0 | 0 | 0.050303 | 0 |  | --> | C18 ex CLONES | Clones [T41,T42] | SHANKILL |  | 54.1558 | -7.2371
MV/LV Substation CO***483Z |  | 10 kV | _ | LV | 630 kVA :Building Structure | 0.63 | --> | 0.63 | 0 | 0 | Constrained,otherwise capacity available =500kVA. | --> | 0.5985 | 0 | 0 | 0.5 | 0 |  | --> | C27 ex KILBARRY | Kilbarry [T101,T43] | KILBARRY |  | 51.9198 | -8.477
MV/LV Substation CO***484 |  | 10 kV | _ | LV | 100 kVA :Pole Substation | 0.1 | --> | 0.1 | 0.095 | 0.2 |  | --> | 0.095 | 0 | 0 | 0 | 0 | Constrained,otherwise capacity available =100.8kW. | --> | C16 ex ROSSGEIR | Rossgeir [T41,T42] | LETTERKENNY |  | 54.9283 | -7.4662
MV/LV Substation CO***484Y |  | 10 kV | _ | LV | 400 kVA :Building Structure | 0.4 | --> | 0.4 | 0.357 | 3 |  | --> | 0.38 | 0 | 0 | 0.40648 | 0 |  | --> | C18 ex NENAGH | Nenagh [T41,T42] | NENAGH |  | 52.8646 | -8.2009
MV/LV Substation CO***484Z |  | 20 kV | _ | LV | 100 kVA :Pole Substation | 0.1 | --> | 0.1 | 0.1 | 1.4 |  | --> | 0.095 | 0 | 0 | 0.1 | 0 |  | --> | E20 ex KILLINICK | Killinick [T421,T422] | WEXFORD |  | 52.2499 | -6.506
MV/LV Substation CO***486Z |  | 10 kV | _ | LV | 400 kVA :Kiosk Substation | 0.4 | --> | 0.4 | 0 | 0 | Constrained,otherwise capacity available =228kVA. | --> | 0.38 | 0 | 0 | 0.42531 | 0 |  | --> | C18 ex COOLMINE | Coolmine [T41,T42] | FINGLAS |  | 53.384 | -6.4004
MV/LV Substation CO***488Z |  | 10 kV | _ | LV | 630 kVA :Building Structure | 0.63 | --> | 0.63 | 0 | 0 | Constrained,otherwise capacity available =500kVA. | --> | 0.5985 | 0 | 0 | 0.5 | 0 |  | --> | C21 ex BISHOPSTOWN | Bishopstown [T41,T42] | KILBARRY |  | 51.8838 | -8.5162
MV/LV Substation CO***488Z |  | 20 kV | _ | LV | 630 kVA :Building Structure | 0.63 | --> | 0.63 | 0 | 0 | Constrained,otherwise capacity available =500kVA. | --> | 0.5985 | 0 | 0 | 0.5 | 0 |  | --> | E12 ex WHITECHURCH | Whitechurch [T421,T422] | KILBARRY |  | 52.0492 | -8.4717
MV/LV Substation CO***491 |  | 20 kV | _ | LV | 400 kVA :Kiosk Substation | 0.4 | --> | 0.4 | 0.376 | 1.7 |  | --> | 0.38 | 0 | 0.003705 | 0.40363 | 0 |  | --> | C12 ex ATHY | Athy [T101,T102] | ATHY |  | 52.9801 | -6.9733
MV/LV Substation CO***493 |  | 20 kV | _ | LV | 100 kVA :Pole Substation | 0.1 | --> | 0.1 | 0.076 | 1.4 |  | --> | 0.095 | 0 | 0 | 0.10358 | 0 |  | --> | E17 ex CONG | Cong [T421,T422] | CLOON |  | 53.5322 | -9.2678
MV/LV Substation CO***494X |  | 20 kV | _ | LV | 50 kVA :Pole Substation | 0.05 | --> | 0.05 | 0 | 0 | Constrained,otherwise capacity available =34kVA. | --> | 0.0475 | 0 | 0 | 0.052373 | 0 |  | --> | C18 ex CLONES | Clones [T41,T42] | SHANKILL |  | 54.1411 | -7.2287
MV/LV Substation CO***494Y |  | 10 kV | _ | LV | 100 kVA :Pole Substation | 0.1 | --> | 0.1 | 0 | 0 | Constrained,otherwise capacity available =57kVA. | --> | 0.095 | 0 | 0.006669 | 0.10633 | 0 |  | --> | C18 ex MIDLETON | Midleton [T101,T102] | MIDLETON |  | 51.9705 | -8.2645
MV/LV Substation CO***495X |  | 10 kV | _ | LV | 400 kVA :Kiosk Substation | 0.4 | --> | 0.4 | 0.389 | 5.5 |  | --> | 0.38 | 0 | 0 | 0 | 0 | Constrained,otherwise capacity available =401.7kW. | --> | C13 ex GORTLEE | Gortlee [T41,T42] | LETTERKENNY |  | 54.973 | -7.7262
MV/LV Substation CO***496 |  | 20 kV | _ | LV | 50 kVA :Pole Substation | 0.05 | --> | 0.05 | 0 | 0 | Constrained,otherwise capacity available =40kVA. | --> | 0.0475 | 0 | 0 | 0.051496 | 0 |  | --> | C12 ex SPIDDAL | Spiddal [T42] | SCREEB |  | 53.2465 | -9.37
MV/LV Substation CO***496X |  | 10 kV | _ | LV | 50 kVA :Pole Substation | 0.05 | --> | 0.05 | 0 | 0 | Constrained,otherwise capacity available =31kVA. | --> | 0.0475 | 0 | 0.002964 | 0 | 0 | Constrained,otherwise capacity available =52.8kW. | --> | C20 ex DRUMBEAR | Drumbear [T41,T42] | LISDRUM |  | 54.2392 | -6.944
MV/LV Substation CO***496Y |  | 20 kV | _ | LV | 50 kVA :Pole Substation | 0.05 | --> | 0.05 | 0 | 0 | Constrained,otherwise capacity available =29kVA. | --> | 0.0475 | 0 | 0.020007 | 0.053092 | 0 |  | --> | E21 ex WHITECHURCH | Whitechurch [T421,T422] | KILBARRY |  | 51.9731 | -8.4569
MV/LV Substation CO***496Z |  | 10 kV | _ | LV | 400 kVA :Kiosk Substation | 0.4 | --> | 0.4 | 0 | 0 | Constrained,otherwise capacity available =397kVA. | --> | 0.38 | 0 | 0.004446 | 0 | 0 | Constrained,otherwise capacity available =400.5kW. | --> | C19 ex LISMORE | Lismore [T41,T42] | DUNGARVAN |  | 52.1363 | -7.9325
MV/LV Substation CO***497Y |  | 10 kV | _ | LV | 200 kVA :Kiosk Substation | 0.2 | --> | 0.2 | 0 | 0 | Constrained,otherwise capacity available =183kVA. | --> | 0.19 | 0 | 0.003705 | 0 | 0 | Constrained,otherwise capacity available =202.6kW. | --> | C11 ex COLLIGAN | Colligan [T41,T42] | DUNGARVAN |  | 52.0977 | -7.6081
MV/LV Substation CO***497Z |  | 10 kV | _ | LV | 400 kVA :Building Structure | 0.4 | --> | 0.4 | 0 | 0 | Constrained,otherwise capacity available =400kVA. | --> | 0.38 | 0 | 0.00741 | 0.4 | 0 |  | --> | C18 ex LUCAN EAST | Lucan East [T41,T42] | GRANGE CASTLE |  | 53.3493 | -6.4357
MV/LV Substation CO***497Z |  | 10 kV | _ | LV | 200 kVA :Kiosk Substation | 0.2 | --> | 0.2 | 0 | 0 | Constrained,otherwise capacity available =88kVA. | --> | 0.19 | 0 | 0 | 0.21632 | 0 |  | --> | C19 ex KILMORE | Kilmore [T101,T102,T103] | FINGLAS |  | 53.416 | -6.2404
MV/LV Substation CO***498 |  | 10 kV | _ | LV | 50 kVA :Pole Substation | 0.05 | --> | 0.05 | 0 | 0 | Constrained,otherwise capacity available =18kVA. | --> | 0.0475 | 0 | 0 | 0 | 0 | Constrained,otherwise capacity available =54.6kW. | --> | C19 ex CURRAGLASS | Curraglass [T41] | BARRYMORE |  | 52.0932 | -8.1069
MV/LV Substation CO***498 |  | 10 kV | _ | LV | 50 kVA :Pole Substation | 0.05 | --> | 0.05 | 0.048 | 4 |  | --> | 0.0475 | 0 | 0 | 0.050303 | 0 |  | --> | C14 ex BALLYJAMESDUFF | Ballyjamesduff [T41,T42] | SHANKILL |  | 53.826 | -7.1611
MV/LV Substation CO***499Y |  | 20 kV | _ | LV | 50 kVA :Pole Substation | 0.05 | --> | 0.05 | 0.039 | 3.5 |  | --> | 0.0475 | 0 | 0.00741 | 0.051643 | 0 |  | --> | C18 ex DUNDALK | Dundalk [T41,T42] | DUNDALK |  | 54.041 | -6.4236
MV/LV Substation CO***500 |  | 20 kV | _ | LV | 100 kVA :Pole Substation | 0.1 | --> | 0.1 | 0.1 | 1.3 |  | --> | 0.095 | 0 | 0 | 0.1 | 0 |  | --> | C24 ex CLIFDEN | Clifden [T41,T42] | SCREEB |  | 53.5101 | -10.032
MV/LV Substation CO***500Y |  | 10 kV | _ | LV | 200 kVA :Kiosk Substation | 0.2 | --> | 0.2 | 0.154 | 0.9 |  | --> | 0.19 | 0 | 0 | 0.20687 | 0 |  | --> | C15 ex CLONARD | Clonard [T41,T42] | WEXFORD |  | 52.3367 | -6.4843
MV/LV Substation CO***501 |  | 20 kV | _ | LV | 100 kVA :Pole Substation | 0.1 | --> | 0.1 | 0 | 0 | Constrained,otherwise capacity available =51kVA. | --> | 0.095 | 0 | 0 | 0.10718 | 0 |  | --> | E18 ex COLLOONEY | Collooney [T421,T422] | SLIGO |  | 54.1538 | -8.3742
MV/LV Substation CO***501X |  | 10 kV | _ | LV | 400 kVA :Kiosk Substation | 0.4 | --> | 0.4 | 0 | 0 | Constrained,otherwise capacity available =365kVA. | --> | 0.38 | 0 | 0 | 0 | 0 | Constrained,otherwise capacity available =405.3kW. | --> | C14 ex MILFORD (NR) | Milford (nr) [T41,T42] | LETTERKENNY |  | 55.0928 | -7.6947
MV/LV Substation CO***502Y |  | 20 kV | _ | LV | 50 kVA :Pole Substation | 0.05 | --> | 0.05 | 0 | 0 | Constrained,otherwise capacity available =36kVA. | --> | 0.0475 | 0 | 0 | 0.052083 | 0 |  | --> | E21 ex WHITECHURCH | Whitechurch [T421,T422] | KILBARRY |  | 51.9794 | -8.4495
MV/LV Substation CO***503 |  | 20 kV | _ | LV | 400 kVA :Kiosk Substation | 0.4 | --> | 0.4 | 0.396 | 1.4 |  | --> | 0.38 | 0 | 0 | 0.40061 | 0 |  | --> | E12 ex CONG | Cong [T421,T422] | CLOON |  | 53.5364 | -9.3091
MV/LV Substation CO***503 |  | 20 kV | _ | LV | 200 kVA :Pole Substation | 0.2 | --> | 0.2 | 0 | 0 | Constrained,otherwise capacity available =15kVA. | --> | 0.19 | 0 | 0.001482 | 0 | 0 | Constrained,otherwise capacity available =226.2kW. | --> | E11 ex MACROOM | Macroom [T422] | MACROOM |  | 51.91 | -8.7886
MV/LV Substation CO***503Y |  | 20 kV | _ | LV | 400 kVA :Kiosk Substation | 0.4 | --> | 0.4 | 0.244 | 7.2 |  | --> | 0.38 | 0 | 0.065949 | 0.42302 | 0 |  | --> | C03 ex AHANE | Ahane [T102] | AHANE |  | 52.6645 | -8.5403
MV/LV Substation CO***504 |  | 10 kV | _ | LV | 50 kVA :Pole Substation | 0.05 | --> | 0.05 | 0 | 0 | Constrained,otherwise capacity available =47kVA. | --> | 0.0475 | 0 | 0 | 0.050453 | 0 |  | --> | C11 ex SCARIFF | Scariff [T42] | ENNIS |  | 52.8842 | -8.6045
MV/LV Substation CO***504 |  | 20 kV | _ | LV | 50 kVA :Pole Substation | 0.05 | --> | 0.05 | 0 | 0 | Constrained,otherwise capacity available =41kVA. | --> | 0.0475 | 0 | 0 | 0.051348 | 0 |  | --> | E17 ex JULIANSTOWN | Julianstown [T421,T422] | DRYBRIDGE |  | 53.6705 | -6.3202
MV/LV Substation CO***504 |  | 20 kV | _ | LV | 100 kVA :Pole Substation | 0.1 | --> | 0.1 | 0.09 | 17.8 |  | --> | 0.095 | 0 | 0 | 0.10151 | 0 |  | --> | E19 ex BANOGE | Banoge [T121,T122] | BANOGE |  | 52.6459 | -6.2859
MV/LV Substation CO***504X |  | 10 kV | _ | LV | 400 kVA :Kiosk Substation | 0.4 | --> | 0.4 | 0 | 0 | Constrained,otherwise capacity available =276kVA. | --> | 0.38 | 0 | 0.020007 | 0 | 0 | Constrained,otherwise capacity available =418.4kW. | --> | C19 ex CURRAGLASS | Curraglass [T41] | BARRYMORE |  | 52.092 | -8.1101
MV/LV Substation CO***505X |  | 10 kV | _ | LV | 200 kVA :Kiosk Substation | 0.2 | --> | 0.2 | 0 | 0 | Constrained,otherwise capacity available =131kVA. | --> | 0.19 | 0 | 0.001482 | 0.21022 | 0 |  | --> | C12 ex SKIBBEREEN | Skibbereen [T41,T42] | DUNMANWAY |  | 51.5518 | -9.2821
MV/LV Substation CO***505Y |  | 10 kV | _ | LV | 50 kVA :Pole Substation | 0.05 | --> | 0.05 | 0 | 0 | Constrained,otherwise capacity available =49kVA. | --> | 0.0475 | 0 | 0 | 0.050152 | 0 |  | --> | C18 ex MIDLETON | Midleton [T101,T102] | MIDLETON |  | 51.9784 | -8.2331
MV/LV Substation CO***507X |  | 20 kV | _ | LV | 50 kVA :Pole Substation | 0.05 | --> | 0.05 | 0.04 | 0.1 |  | --> | 0.0475 | 0 | 0 | 0.051496 | 0 |  | --> | E11 ex KILCULLEN | Kilcullen [T41,T42,T424] | STRATFORD |  | 53.0308 | -6.7524
MV/LV Substation CO***507X |  | 20 kV | _ | LV | 50 kVA :Pole Substation | 0.05 | --> | 0.05 | 0 | 0 | Constrained,otherwise capacity available =36kVA. | --> | 0.0475 | 0 | 0 | 0 | 0 | Constrained,otherwise capacity available =52.1kW. | --> | E13 ex ABBEYLEIX | Abbeyleix [T422] | PORTLAOISE |  | 52.9556 | -7.3452
MV/LV Substation CO***507X |  | 10 kV | _ | LV | 100 kVA :Pole Substation | 0.1 | --> | 0.1 | 0 | 0 | Constrained,otherwise capacity available =100kVA. | --> | 0.095 | 0 | 0 | 0.1 | 0 |  | --> | C12 ex SKIBBEREEN | Skibbereen [T41,T42] | DUNMANWAY |  | 51.5441 | -9.2719
MV/LV Substation CO***507Z |  | 10 kV | _ | LV | 400 kVA :Kiosk Substation | 0.4 | --> | 0.4 | 0 | 0 | Constrained,otherwise capacity available =347kVA. | --> | 0.38 | 0 | 0.010374 | 0.40797 | 0 |  | --> | C15 ex RIVERSTOWN | Riverstown [T41,T42] | KILBARRY |  | 51.9279 | -8.3792
MV/LV Substation CO***508X |  | 10 kV | _ | LV | 200 kVA :Kiosk Substation | 0.2 | --> | 0.2 | 0 | 0 | Constrained,otherwise capacity available =139kVA. | --> | 0.19 | 0 | 0.01482 | 0.20906 | 0 |  | --> | C15 ex SKIBBEREEN | Skibbereen [T41,T42] | DUNMANWAY |  | 51.5467 | -9.2624
MV/LV Substation CO***508X |  | 10 kV | _ | LV | 50 kVA :Pole Substation | 0.05 | --> | 0.05 | 0.044 | 2.8 |  | --> | 0.0475 | 0 | 0.011856 | 0.050903 | 0 |  | --> | E16 ex BALLYRAGGET | Ballyragget [T421,T422] | BALLYRAGGET |  | 52.813 | -7.3399
MV/LV Substation CO***508Z |  | 10 kV | _ | LV | 400 kVA :Building Structure | 0.4 | --> | 0.4 | 0 | 0 | Constrained,otherwise capacity available =366kVA. | --> | 0.38 | 0 | 0 | 0.40513 | 0 |  | --> | C12 ex BALLINCOLLIG | Ballincollig [T41,T42] | KILBARRY |  | 51.8909 | -8.6026
MV/LV Substation CO***510 |  | 10 kV | _ | LV | 50 kVA :Pole Substation | 0.05 | --> | 0.05 | 0 | 0 | Constrained,otherwise capacity available =48kVA. | --> | 0.0475 | 0 | 0 | 0 | 0 | Constrained,otherwise capacity available =50.3kW. | --> | E14 ex CASTLELYONS | Castlelyons [T421,T422] | BARRYMORE |  | 52.0909 | -8.118
MV/LV Substation CO***510Y |  | 20 kV | _ | LV | 50 kVA :Pole Substation | 0.05 | --> | 0.05 | 0 | 0 | Constrained,otherwise capacity available =50kVA. | --> | 0.0475 | 0 | 0 | 0 | 0 | Constrained,otherwise capacity available =50kW. | --> | E11 ex MACROOM | Macroom [T422] | MACROOM |  | 51.9052 | -8.8539
MV/LV Substation CO***512X |  | 20 kV | _ | LV | 50 kVA :Pole Substation | 0.05 | --> | 0.05 | 0.028 | 1.1 |  | --> | 0.0475 | 0 | 0 | 0.053235 | 0 |  | --> | E20 ex BIRR | Birr [T41,T422] | DALLOW |  | 53.0779 | -7.9325
MV/LV Substation CO***512Y |  | 20 kV | _ | LV | 50 kVA :Pole Substation | 0.05 | --> | 0.05 | 0.05 | 3.5 |  | --> | 0.0475 | 0 | 0 | 0.05 | 0 |  | --> | C26 ex DUNDALK | Dundalk [T41,T42] | DUNDALK |  | 54.0025 | -6.4743
MV/LV Substation CO***513X |  | 10 kV | _ | LV | 50 kVA :Pole Substation | 0.05 | --> | 0.05 | 0.047 | 7.9 |  | --> | 0.0475 | 0 | 0 | 0.050453 | 0 |  | --> | C11 ex DUNMANWAY | Dunmanway [T422,T43] | DUNMANWAY |  | 51.7156 | -9.1085
MV/LV Substation CO***513Z |  | 20 kV | _ | LV | 400 kVA :Kiosk Substation | 0.4 | --> | 0.4 | 0 | 0 | Constrained,otherwise capacity available =337kVA. | --> | 0.38 | 0 | 0.046683 | 0.40945 | 0 |  | --> | E17 ex BALTRASNA | Baltrasna [T121,T122] | BALTRASNA |  | 53.5102 | -6.5312
MV/LV Substation CO***514Y |  | 10 kV | _ | LV | 50 kVA :Pole Substation | 0.05 | --> | 0.05 | 0.033 | 12.2 |  | --> | 0.0475 | 0 | 0.00741 | 0.052518 | 0 |  | --> | C17 ex BALLYBEG | Ballybeg [T101,T102] | CARRICKMINES |  | 52.9383 | -6.0249
MV/LV Substation CO***515X |  | 10 kV | _ | LV | 630 kVA :Kiosk Substation | 0.63 | --> | 0.63 | 0 | 0 | Constrained,otherwise capacity available =500kVA. | --> | 0.5985 | 0 | 0.004446 | 0.5 | 0 |  | --> | C18 ex ORANMORE | Oranmore [T41,T44] | GALWAY 110KV |  | 53.268 | -8.9203
MV/LV Substation CO***516 |  | 10 kV | _ | LV | 50 kVA :Pole Substation | 0.05 | --> | 0.05 | 0.041 | 4 |  | --> | 0.0475 | 0 | 0 | 0.051348 | 0 |  | --> | C14 ex BALLYJAMESDUFF | Ballyjamesduff [T41,T42] | SHANKILL |  | 53.8485 | -7.1294
MV/LV Substation CO***516X |  | 20 kV | _ | LV | 50 kVA :Pole Substation | 0.05 | --> | 0.05 | 0 | 0 | Constrained,otherwise capacity available =36kVA. | --> | 0.0475 | 0 | 0 | 0.052083 | 0 |  | --> | C19 ex TRAMORE | Tramore [T41,T42] | BUTLERSTOWN |  | 52.1445 | -7.0152
MV/LV Substation CO***516Y |  | 20 kV | _ | LV | 100 kVA :Pole Substation | 0.1 | --> | 0.1 | 0 | 0 | Constrained,otherwise capacity available =77kVA. | --> | 0.095 | 0 | 0.003705 | 0.10343 | 0 |  | --> | E16 ex WHITECHURCH | Whitechurch [T421,T422] | KILBARRY |  | 51.9723 | -8.4709
MV/LV Substation CO***517 |  | 10 kV | _ | LV | 100 kVA :Pole Substation | 0.1 | --> | 0.1 | 0.084 | 4.4 |  | --> | 0.095 | 0 | 0.008151 | 0.1024 | 0 |  | --> | C21 ex KINGSCOURT | Kingscourt [T41,T42] | MEATH HILL |  | 53.905 | -6.787
MV/LV Substation CO***517X |  | 20 kV | _ | LV | 50 kVA :Pole Substation | 0.05 | --> | 0.05 | 0 | 0 | Constrained,otherwise capacity available =33kVA. | --> | 0.0475 | 0 | 0.003705 | 0.052518 | 0 |  | --> | E18 ex MILLTOWN (SR) | Milltown (sr) [T421,T422] | OUGHTRAGH |  | 52.1698 | -9.5967
MV/LV Substation CO***517X |  | 20 kV | _ | LV | 100 kVA :Pole Substation | 0.1 | --> | 0.1 | 0 | 0 | Constrained,otherwise capacity available =88kVA. | --> | 0.095 | 0 | 0 | 0 | 0 | Constrained,otherwise capacity available =101.8kW. | --> | C11 ex TIMOLEAGUE | Timoleague [T41] | BANDON |  | 51.6447 | -8.7854
MV/LV Substation CO***518 |  | 10 kV | _ | LV | 400 kVA :Building Structure | 0.4 | --> | 0.4 | 0 | 0 | Constrained,otherwise capacity available =339kVA. | --> | 0.38 | 0 | 0.00741 | 0.40916 | 0 |  | --> | C17 ex ORANMORE | Oranmore [T41,T44] | GALWAY 110KV |  | 53.2801 | -8.9306
MV/LV Substation CO***519Y |  | 10 kV | _ | LV | 50 kVA :Pole Substation | 0.05 | --> | 0.05 | 0.036794 | 0 | Constrained,otherwise capacity available =45kVA. | --> | 0.0475 | 0 | 0 | 0.050753 | 0 |  | --> | C19 ex CALLAN | Callan [T41,T42] | KILKENNY |  | 52.5491 | -7.39
MV/LV Substation CO***521 |  | 10 kV | _ | LV | 50 kVA :Pole Substation | 0.05 | --> | 0.05 | 0.036 | 4.4 |  | --> | 0.0475 | 0 | 0.014079 | 0.052083 | 0 |  | --> | C18 ex KINGSCOURT | Kingscourt [T41,T42] | MEATH HILL |  | 53.9145 | -6.8234
MV/LV Substation CO***521X |  | 20 kV | _ | LV | 50 kVA :Pole Substation | 0.05 | --> | 0.05 | 0 | 0 | Constrained,otherwise capacity available =23kVA. | --> | 0.0475 | 0 | 0.003705 | 0.05394 | 0 |  | --> | C14 ex CARRICK ON SHANNON | Carrick On Shannon [T41,T42] | CARRICK ON SHANNON |  | 53.9848 | -8.0647
MV/LV Substation CO***521Y |  | 10 kV | _ | LV | 100 kVA :Pole Substation | 0.1 | --> | 0.1 | 0 | 0 | Constrained,otherwise capacity available =89kVA. | --> | 0.095 | 0 | 0 | 0.10166 | 0 |  | --> | C11 ex LOUGHTAGALLA | Loughtagalla [T41,T42] | THURLES |  | 52.6531 | -7.7324
MV/LV Substation CO***521Z |  | 20 kV | _ | LV | 100 kVA :Pole Substation | 0.1 | --> | 0.1 | 0 | 0 | Constrained,otherwise capacity available =53kVA. | --> | 0.095 | 0 | 0.00741 | 0.10689 | 0 |  | --> | E15 ex GLENAMADDY | Glenamaddy [T422] | ATHLONE |  | 53.6065 | -8.5564
MV/LV Substation CO***521Z |  | 10 kV | _ | LV | 400 kVA :Kiosk Substation | 0.4 | --> | 0.4 | 0 | 0 | Constrained,otherwise capacity available =329kVA. | --> | 0.38 | 0 | 0.00741 | 0.41064 | 0 |  | --> | C18 ex CELBRIDGE | Celbridge [T41,T42] | GRIFFINRATH |  | 53.2995 | -6.4953
MV/LV Substation CO***523 |  | 20 kV | _ | LV | 50 kVA :Pole Substation | 0.05 | --> | 0.05 | 0 | 0 | Constrained,otherwise capacity available =46kVA. | --> | 0.0475 | 0 | 0 | 0.050604 | 0 |  | --> | E18 ex BALLINDERRY | Ballinderry [T41,T422] | MULLINGAR |  | 53.5368 | -7.2399
MV/LV Substation CO***524Y |  | 20 kV | _ | LV | 50 kVA :Pole Substation | 0.05 | --> | 0.05 | 0 | 0 | Constrained,otherwise capacity available =49kVA. | --> | 0.0475 | 0 | 0 | 0.050152 | 0 |  | --> | E18 ex CREAGH | Creagh [T421,T422] | ATHLONE |  | 53.4699 | -8.4942
MV/LV Substation CO***528X |  | 10 kV | _ | LV | 25 kVA :Pole Substation | 0.025 | --> | 0.025 | 0 | 3 |  | --> | 0.02375 | 0 | 0 | 0.031906 | 0 |  | --> | C16 ex RAMSTOWN | Ramstown [T41,T42] | CRANE |  | 52.6702 | -6.2859
MV/LV Substation CO***529 |  | 20 kV | _ | LV | 200 kVA :Pole Substation | 0.2 | --> | 0.2 | 0 | 0 | Constrained,otherwise capacity available =187kVA. | --> | 0.19 | 0 | 0.008151 | 0.20196 | 0 |  | --> | E18 ex GLASMORE | Glasmore [T421,T422] | GLASMORE |  | 53.529 | -6.2069
MV/LV Substation CO***529 |  | 10 kV | _ | LV | 100 kVA :Pole Substation | 0.1 | --> | 0.1 | 0.098 | 2.5 |  | --> | 0.095 | 0 | 0 | 0.1003 | 0 |  | --> | C25 ex EDGEWORTHSTOWN | Edgeworthstown [T421,T422] | RICHMOND |  | 53.7163 | -7.5131
MV/LV Substation CO***529 |  | 20 kV | _ | LV | 100 kVA :Pole Substation | 0.1 | --> | 0.1 | 0 | 0 | Constrained,otherwise capacity available =71kVA. | --> | 0.095 | 0 | 0.003705 | 0 | 0 | Constrained,otherwise capacity available =104.3kW. | --> | E17 ex CARNDONAGH | Carndonagh [T421,T422] | TRILLICK |  | 55.2949 | -7.2478
MV/LV Substation CO***529Y |  | 20 kV | _ | LV | 50 kVA :Pole Substation | 0.05 | --> | 0.05 | 0.033 | 1 |  | --> | 0.0475 | 0 | 0 | 0.052518 | 0 |  | --> | E12 ex LONGFORD | Longford [T421,T422] | RICHMOND |  | 53.8969 | -7.6548
MV/LV Substation CO***530X |  | 10 kV | _ | LV | 200 kVA :Kiosk Substation | 0.2 | --> | 0.2 | 0.171 | 11.9 |  | --> | 0.19 | 0 | 0 | 0.20436 | 0 |  | --> | C33 ex SALTHILL | Salthill [T101,T102] | SALTHILL |  | 53.2606 | -9.1226
MV/LV Substation CO***530X |  | 10 kV | _ | LV | 200 kVA :Pole Substation | 0.2 | --> | 0.2 | 0 | 0 | Constrained,otherwise capacity available =181kVA. | --> | 0.19 | 0 | 0.003705 | 0.20286 | 0 |  | --> | C12 ex GRANAGH | Granagh [T41,T42] | WATERFORD |  | 52.2901 | -7.242
MV/LV Substation CO***532X |  | 10 kV | _ | LV | 50 kVA :Pole Substation | 0.05 | --> | 0.05 | 0 | 0 | Constrained,otherwise capacity available =50kVA. | --> | 0.0475 | 0 | 0 | 0.05 | 0 |  | --> | C11 ex DEERPARK | Deerpark [T41,T42] | BALLYDINE |  | 52.3429 | -7.4331
MV/LV Substation CO***532X |  | 10 kV | _ | LV | 400 kVA :Kiosk Substation | 0.4 | --> | 0.4 | 0 | 0 | Constrained,otherwise capacity available =162kVA. | --> | 0.38 | 0 | 0.011115 | 0.43348 | 0 |  | --> | C16 ex ATHENRY | Athenry [T41,T42] | GALWAY 110KV |  | 53.299 | -8.7452
MV/LV Substation CO***533X |  | 10 kV | _ | LV | 200 kVA :Kiosk Substation | 0.2 | --> | 0.2 | 0 | 0 | Constrained,otherwise capacity available =153kVA. | --> | 0.19 | 0 | 0 | 0.20701 | 0 |  | --> | C17 ex GRAIGUENAMANAGH | Graiguenamanagh [T41,T42] | KILKENNY |  | 52.5467 | -6.9629
MV/LV Substation CO***533Y |  | 20 kV | _ | LV | 400 kVA :Kiosk Substation | 0.4 | --> | 0.4 | 0 | 0 | Constrained,otherwise capacity available =271kVA. | --> | 0.38 | 0 | 0 | 0.41913 | 0 |  | --> | E19 ex CAVAN | Cavan [T42,T421] | SHANKILL |  | 53.931 | -7.4117
MV/LV Substation CO***533Z |  | 20 kV | _ | LV | 200 kVA :Pole Substation | 0.2 | --> | 0.2 | 0 | 0 | Constrained,otherwise capacity available =200kVA. | --> | 0.19 | 0 | 0.025935 | 0.2 | 0 |  | --> | E15 ex CLONROCHE | Clonroche [T421,T422] | WEXFORD |  | 52.4342 | -6.7466
MV/LV Substation CO***535 |  | 10 kV | _ | LV | 100 kVA :Pole Substation | 0.1 | --> | 0.1 | 0.019092 | 0 | Constrained,otherwise capacity available =95kVA. | --> | 0.095 | 0 | 0 | 0 | 0 | Constrained,otherwise capacity available =100.8kW. | --> | C19 ex BALLYBAY | Ballybay [T41,T42] | LISDRUM |  | 54.033 | -6.8598
MV/LV Substation CO***537 |  | 20 kV | _ | LV | 50 kVA :Pole Substation | 0.05 | --> | 0.05 | 0 | 0 | Constrained,otherwise capacity available =48kVA. | --> | 0.0475 | 0 | 0 | 0.050303 | 0 |  | --> | E15 ex GORT | Gort [T41,T42] | ENNIS |  | 53.1447 | -8.7583
MV/LV Substation CO***539X |  | 10 kV | _ | LV | 630 kVA :Kiosk Substation | 0.63 | --> | 0.63 | 0 | 0 | Constrained,otherwise capacity available =500kVA. | --> | 0.5985 | 0 | 0 | 0.5 | 0 |  | --> | C22 ex TOGHER | Togher [T41,T42] | TRABEG |  | 51.8691 | -8.4988
MV/LV Substation CO***540 |  | 10 kV | _ | LV | 400 kVA :Kiosk Substation | 0.4 | --> | 0.4 | 0 | 0 | Constrained,otherwise capacity available =226kVA. | --> | 0.38 | 0 | 0.048906 | 0.42559 | 0 |  | --> | C11 ex LITTLE BRAY | Little Bray [T41,T42] | FASSAROE |  | 53.2355 | -6.1156
MV/LV Substation CO***540Y |  | 10 kV | _ | LV | 400 kVA :Building Structure | 0.4 | --> | 0.4 | 0 | 0 | Constrained,otherwise capacity available =353kVA. | --> | 0.38 | 0 | 0 | 0.40707 | 0 |  | --> | C17 ex MIDLETON | Midleton [T101,T102] | MIDLETON |  | 51.9137 | -8.1736
MV/LV Substation CO***540Y |  | 10 kV | _ | LV | 50 kVA :Pole Substation | 0.05 | --> | 0.05 | 0 | 0 | Constrained,otherwise capacity available =32kVA. | --> | 0.0475 | 0 | 0.018525 | 0.052662 | 0 |  | --> | C20 ex POLLERTON | Pollerton [T41,T42] | CARLOW |  | 52.7925 | -6.8954
MV/LV Substation CO***541 |  | 20 kV | _ | LV | 200 kVA :Pole Substation | 0.2 | --> | 0.2 | 0 | 0 | Constrained,otherwise capacity available =200kVA. | --> | 0.19 | 0 | 0 | 0.2 | 0 |  | --> | E11 ex ACADEMY STREET | Academy Street [T421,T422,T44] | NAVAN |  | 53.6105 | -6.6318
MV/LV Substation CO***541X |  | 20 kV | _ | LV | 200 kVA :Kiosk Substation | 0.2 | --> | 0.2 | 0.189 | 7.6 |  | --> | 0.19 | 0 | 0 | 0 | 0 | Constrained,otherwise capacity available =201.7kW. | --> | E12 ex BELLACORICK | Bellacorick [T122] | BELLACORICK |  | 54.0976 | -9.4249
MV/LV Substation CO***542X |  | 20 kV | _ | LV | 50 kVA :Pole Substation | 0.05 | --> | 0.05 | 0 | 0 | Constrained,otherwise capacity available =50kVA. | --> | 0.0475 | 0 | 0 | 0.05 | 0 |  | --> | C17 ex CHARLESTOWN | Charlestown [T41] | TONROE |  | 53.8902 | -8.6914
MV/LV Substation CO***542X |  | 20 kV | _ | LV | 50 kVA :Pole Substation | 0.05 | --> | 0.05 | 0.042 | 1.4 |  | --> | 0.0475 | 0 | 0 | 0.0512 | 0 |  | --> | E17 ex CONG | Cong [T421,T422] | CLOON |  | 53.5171 | -9.2122
MV/LV Substation CO***543 |  | 20 kV | _ | LV | 50 kVA :Pole Substation | 0.05 | --> | 0.05 | 0 | 0 | Constrained,otherwise capacity available =36kVA. | --> | 0.0475 | 0 | 0.004446 | 0.052083 | 0 |  | --> | E11 ex ACADEMY STREET | Academy Street [T421,T422,T44] | NAVAN |  | 53.6091 | -6.6174
MV/LV Substation CO***543X |  | 10 kV | _ | LV | 200 kVA :Kiosk Substation | 0.2 | --> | 0.2 | 0 | 0 | Constrained,otherwise capacity available =69kVA. | --> | 0.19 | 0 | 0.012597 | 0.21896 | 0 |  | --> | C17 ex CASTLEKNOCK | Castleknock [T41,T42] | FINGLAS |  | 53.3728 | -6.3751
MV/LV Substation CO***544 |  | 10 kV | _ | LV | 630 kVA :Building Structure | 0.63 | --> | 0.63 | 0.433 | 2.1 |  | --> | 0.5985 | 0 | 0 | 0 | 0 | Constrained,otherwise capacity available =500kW. | --> | C15 ex KILCAR | Kilcar [T41] | BINBANE |  | 54.6583 | -8.5755
MV/LV Substation CO***544 |  | 20 kV | _ | LV | 50 kVA :Pole Substation | 0.05 | --> | 0.05 | 0.05 | 0.4 |  | --> | 0.0475 | 0 | 0.004446 | 0.05 | 0 |  | --> | E18 ex TULLOW | Tullow [T421,T422] | CARLOW |  | 52.8208 | -6.7327
MV/LV Substation CO***544Y |  | 20 kV | _ | LV | 50 kVA :Pole Substation | 0.05 | --> | 0.05 | 0 | 0 | Constrained,otherwise capacity available =47kVA. | --> | 0.0475 | 0 | 0 | 0 | 0 | Constrained,otherwise capacity available =50.5kW. | --> | E13 ex ABBEYLEIX | Abbeyleix [T422] | PORTLAOISE |  | 52.9683 | -7.3499
MV/LV Substation CO***544Y |  | 20 kV | _ | LV | 100 kVA :Pole Substation | 0.1 | --> | 0.1 | 0 | 0 | Constrained,otherwise capacity available =84kVA. | --> | 0.095 | 0 | 0.003705 | 0.1024 | 0 |  | --> | E15 ex WHITECHURCH | Whitechurch [T421,T422] | KILBARRY |  | 51.9459 | -8.5445
MV/LV Substation CO***544Y |  | 20 kV | _ | LV | 400 kVA :Kiosk Substation | 0.4 | --> | 0.4 | 0 | 0 | Constrained,otherwise capacity available =365kVA. | --> | 0.38 | 0 | 0 | 0.40528 | 0 |  | --> | E17 ex CAVAN | Cavan [T42,T421] | SHANKILL |  | 54.0978 | -7.4391
MV/LV Substation CO***545X |  | 10 kV | _ | LV | 100 kVA :Pole Substation | 0.1 | --> | 0.1 | 0 | 0 | Constrained,otherwise capacity available =70kVA. | --> | 0.095 | 0 | 0.023712 | 0.10446 | 0 |  | --> | C18 ex COOLCORCORAN | Coolcorcoran [T41,T42] | KNOCKEARAGH |  | 52.0679 | -9.6415
MV/LV Substation CO***546 |  | 20 kV | _ | LV | 50 kVA :Pole Substation | 0.05 | --> | 0.05 | 0.042 | 4.2 |  | --> | 0.0475 | 0 | 0 | 0.0512 | 0 |  | --> | E18 ex JENKINSTOWN | Jenkinstown [T421,T422] | DUNDALK |  | 54.0856 | -6.2575
MV/LV Substation CO***547 |  | 10 kV | _ | LV | 400 kVA :Building Structure | 0.4 | --> | 0.4 | 0.019092 | 0 | Constrained,otherwise capacity available =400kVA. | --> | 0.38 | 0 | 0 | 0 | 0 | Constrained,otherwise capacity available =400kW. | --> | C19 ex BALLYBAY | Ballybay [T41,T42] | LISDRUM |  | 54.0471 | -6.9039
MV/LV Substation CO***548X |  | 10 kV | _ | LV | 50 kVA :Pole Substation | 0.05 | --> | 0.05 | 0 | 0 | Constrained,otherwise capacity available =9kVA. | --> | 0.0475 | 0 | 0 | 0 | 0 | Constrained,otherwise capacity available =55.9kW. | --> | C32 ex CLOYNE | Cloyne [T41] | MIDLETON |  | 51.8578 | -8.1194
MV/LV Substation CO***551 |  | 10 kV | _ | LV | 200 kVA :Pole Substation | 0.2 | --> | 0.2 | 0.143 | 2.1 |  | --> | 0.19 | 0 | 0 | 0 | 0 | Constrained,otherwise capacity available =208.5kW. | --> | C16 ex NEWTOWNCUNNINGHAM | Newtowncunningham [T41,T42] | LETTERKENNY |  | 54.9979 | -7.51
MV/LV Substation CO***552 |  | 20 kV | _ | LV | 50 kVA :Pole Substation | 0.05 | --> | 0.05 | 0 | 0 | Constrained,otherwise capacity available =50kVA. | --> | 0.0475 | 0 | 0 | 0.05 | 0 |  | --> | C14 ex KILMEADEN | Kilmeaden [T42] | BUTLERSTOWN |  | 52.2247 | -7.2804
MV/LV Substation CO***554X |  | 10 kV | _ | LV | 100 kVA :Pole Substation | 0.1 | --> | 0.1 | 0 | 0 | Constrained,otherwise capacity available =55kVA. | --> | 0.095 | 0 | 0 | 0.10661 | 0 |  | --> | C11 ex CASTLECOMER | Castlecomer [T41,T42] | BALLYRAGGET |  | 52.8012 | -7.121
MV/LV Substation CO***555X |  | 10 kV | _ | LV | 100 kVA :Pole Substation | 0.1 | --> | 0.1 | 0.075 | 5.8 |  | --> | 0.095 | 0 | 0.012597 | 0.10373 | 0 |  | --> | C14 ex OAKFIELD | Oakfield [T41,T42] | SLIGO |  | 54.2272 | -8.4907
MV/LV Substation CO***555Z |  | 10 kV | _ | LV | 400 kVA :Kiosk Substation | 0.4 | --> | 0.4 | 0.31329 | 0.3 | Constrained,otherwise capacity available =395kVA. | --> | 0.38 | 0 | 0 | 0.40076 | 0 |  | --> | C20 ex SANTRY | Santry [T41,T42] | FINGLAS |  | 53.4078 | -6.2582
MV/LV Substation CO***557 |  | 10 kV | _ | LV | 200 kVA :Pole Substation | 0.2 | --> | 0.2 | 0.177 | 0.4 |  | --> | 0.19 | 0 | 0.00741 | 0.20346 | 0 |  | --> | C16 ex CARRAROE | Carraroe [T42] | SCREEB |  | 53.2884 | -9.5502
MV/LV Substation CO***557X |  | 20 kV | _ | LV | 630 kVA :Kiosk Substation | 0.63 | --> | 0.63 | 0.5 | 17.8 |  | --> | 0.5985 | 0 | 0 | 0.5 | 0 |  | --> | E13 ex BANOGE | Banoge [T121,T122] | BANOGE |  | 52.6449 | -6.2277
MV/LV Substation CO***557Y |  | 20 kV | _ | LV | 50 kVA :Pole Substation | 0.05 | --> | 0.05 | 0 | 0 | Constrained,otherwise capacity available =45kVA. | --> | 0.0475 | 0 | 0 | 0.050753 | 0 |  | --> | C17 ex KINSALE | Kinsale [T41,T42] | BANDON |  | 51.8028 | -8.6209
MV/LV Substation CO***559Y |  | 20 kV | _ | LV | 200 kVA :Pole Substation | 0.2 | --> | 0.2 | 0 | 0 | Constrained,otherwise capacity available =130kVA. | --> | 0.19 | 0 | 0.008151 | 0.21036 | 0 |  | --> | E21 ex SLANE | Slane [T421] | DRYBRIDGE |  | 53.7132 | -6.5369
MV/LV Substation CO***560 |  | 10 kV | _ | LV | 100 kVA :Pole Substation | 0.1 | --> | 0.1 | 0 | 0 | Constrained,otherwise capacity available =61kVA. | --> | 0.095 | 0 | 0.003705 | 0.10575 | 0 |  | --> | C24 ex BALLYCOOLIN | Ballycoolin [T41,T42,T43] | FINGLAS |  | 53.3989 | -6.3924
MV/LV Substation CO***560 |  | 10 kV | _ | LV | 50 kVA :Pole Substation | 0.05 | --> | 0.05 | 0 | 0 | Constrained,otherwise capacity available =27kVA. | --> | 0.0475 | 0 | 0 | 0.053377 | 0 |  | --> | C16 ex LUCAN EAST | Lucan East [T41,T42] | GRANGE CASTLE |  | 53.3651 | -6.4552
MV/LV Substation CO***561X |  | 20 kV | _ | LV | 630 kVA :Building Structure | 0.63 | --> | 0.63 | 0.5 | 1.3 |  | --> | 0.5985 | 0 | 0 | 0.5 | 0 |  | --> | C24 ex CLIFDEN | Clifden [T41,T42] | SCREEB |  | 53.5521 | -9.9476
MV/LV Substation CO***562X |  | 10 kV | _ | LV | 630 kVA :Building Structure | 0.63 | --> | 0.63 | 0.5 | 4.6 |  | --> | 0.5985 | 0 | 0 | 0.5 | 0 |  | --> | C35 ex CASTLEVIEW | Castleview [T101,T102] | CASTLEVIEW |  | 51.8957 | -8.3474
MV/LV Substation CO***564X |  | 10 kV | _ | LV | 50 kVA :Pole Substation | 0.05 | --> | 0.05 | 0.039 | 4.2 |  | --> | 0.0475 | 0 | 0.002964 | 0.051643 | 0 |  | --> | C17 ex ERRIGAL | Errigal [T41,T422] | SHANKILL |  | 54.0834 | -7.1006
MV/LV Substation CO***564X |  | 10 kV | _ | LV | 100 kVA :Pole Substation | 0.1 | --> | 0.1 | 0.019092 | 0 | Constrained,otherwise capacity available =96kVA. | --> | 0.095 | 0 | 0 | 0 | 0 | Constrained,otherwise capacity available =100.6kW. | --> | C18 ex BALLYBAY | Ballybay [T41,T42] | LISDRUM |  | 54.1911 | -6.9274
MV/LV Substation CO***566 |  | 10 kV | _ | LV | 50 kVA :Pole Substation | 0.05 | --> | 0.05 | 0 | 0 | Constrained,otherwise capacity available =41kVA. | --> | 0.0475 | 0 | 0 | 0.051348 | 0 |  | --> | C11 ex CASTLECOMER | Castlecomer [T41,T42] | BALLYRAGGET |  | 52.7867 | -7.1162
MV/LV Substation CO***566 |  | 20 kV | _ | LV | 100 kVA :Pole Substation | 0.1 | --> | 0.1 | 0 | 0 | Constrained,otherwise capacity available =90kVA. | --> | 0.095 | 0 | 0 | 0.10151 | 0 |  | --> | C12 ex BALLAGHADERREEN | Ballaghaderreen [T41,T42] | TONROE |  | 53.8535 | -8.63
MV/LV Substation CO***566Y |  | 10 kV | _ | LV | 200 kVA :Kiosk Substation | 0.2 | --> | 0.2 | 0.115 | 10.9 |  | --> | 0.19 | 0 | 0.003705 | 0.21251 | 0 |  | --> | C14 ex MULLINGAR | Mullingar [T101,T102] | MULLINGAR |  | 53.5386 | -7.3596
MV/LV Substation CO***567 |  | 20 kV | _ | LV | 100 kVA :Pole Substation | 0.1 | --> | 0.1 | 0 | 0 | Constrained,otherwise capacity available =98kVA. | --> | 0.095 | 0 | 0 | 0 | 0 | Constrained,otherwise capacity available =100.3kW. | --> | E12 ex CARNDONAGH | Carndonagh [T421,T422] | TRILLICK |  | 55.2628 | -7.2729
MV/LV Substation CO***567 |  | 20 kV | _ | LV | 50 kVA :Pole Substation | 0.05 | --> | 0.05 | 0.044 | 17.8 |  | --> | 0.0475 | 0 | 0.004446 | 0.050903 | 0 |  | --> | E21 ex BANOGE | Banoge [T121,T122] | BANOGE |  | 52.6594 | -6.3249
MV/LV Substation CO***567Y |  | 20 kV | _ | LV | 50 kVA :Pole Substation | 0.05 | --> | 0.05 | 0.05 | 2.1 |  | --> | 0.0475 | 0 | 0 | 0 | 0 | Constrained,otherwise capacity available =50kW. | --> | E17 ex LISDRUM | Lisdrum [T422] | LISDRUM |  | 54.2324 | -7.0407
MV/LV Substation CO***569X |  | 10 kV | _ | LV | 50 kVA :Pole Substation | 0.05 | --> | 0.05 | 0 | 0 | Constrained,otherwise capacity available =10kVA. | --> | 0.0475 | 0 | 0 | 0 | 0 | Constrained,otherwise capacity available =55.7kW. | --> | C11 ex PORTARLINGTON | Portarlington [T41,T42] | PORTLAOISE |  | 53.2374 | -7.2162
MV/LV Substation CO***569Y |  | 10 kV | _ | LV | 400 kVA :Kiosk Substation | 0.4 | --> | 0.4 | 0 | 0 | Constrained,otherwise capacity available =294kVA. | --> | 0.38 | 0 | 0 | 0.41578 | 0 |  | --> | C11 ex DERRYCRAMPH | Derrycramph [T41,T42] | SHANKILL |  | 53.9625 | -7.3588
MV/LV Substation CO***570 |  | 20 kV | _ | LV | 50 kVA :Pole Substation | 0.05 | --> | 0.05 | 0 | 0 | Constrained,otherwise capacity available =40kVA. | --> | 0.0475 | 0 | 0 | 0.051496 | 0 |  | --> | E15 ex JULIANSTOWN | Julianstown [T421,T422] | DRYBRIDGE |  | 53.6229 | -6.2704
MV/LV Substation CO***570X |  | 10 kV | _ | LV | 630 kVA :Building Structure | 0.63 | --> | 0.63 | 0 | 0 | Constrained,otherwise capacity available =500kVA. | --> | 0.5985 | 0 | 0 | 0.5 | 0 |  | --> | C16 ex HEADFORD ROAD | Headford Road [T41,T42] | GALWAY 110KV |  | 53.2733 | -9.0504
MV/LV Substation CO***570Z |  | 10 kV | _ | LV | 630 kVA :Building Structure | 0.63 | --> | 0.63 | 0 | 0 | Constrained,otherwise capacity available =500kVA. | --> | 0.5985 | 0 | 0 | 0.5 | 0 |  | --> | C11 ex BALLYCOOLIN | Ballycoolin [T41,T42,T43] | FINGLAS |  | 53.4117 | -6.3652
MV/LV Substation CO***571X |  | 20 kV | _ | LV | 50 kVA :Pole Substation | 0.05 | --> | 0.05 | 0.045 | 2.5 |  | --> | 0.0475 | 0 | 0 | 0.050753 | 0 |  | --> | E17 ex BAGENALSTOWN | Bagenalstown [T421,T422] | CARLOW |  | 52.7855 | -7.0694
MV/LV Substation CO***571X |  | 10 kV | _ | LV | 50 kVA :Pole Substation | 0.05 | --> | 0.05 | 0.038 | 4 |  | --> | 0.0475 | 0 | 0.002223 | 0.05179 | 0 |  | --> | C17 ex BALLYJAMESDUFF | Ballyjamesduff [T41,T42] | SHANKILL |  | 53.8562 | -7.2017
MV/LV Substation CO***571Y |  | 10 kV | _ | LV | 200 kVA :Kiosk Substation | 0.2 | --> | 0.2 | 0 | 0 | Constrained,otherwise capacity available =129kVA. | --> | 0.19 | 0 | 0.006669 | 0.2105 | 0 |  | --> | C17 ex CARRIGSHANE | Carrigshane [T41] | MIDLETON |  | 51.8641 | -8.1647
MV/LV Substation CO***572 |  | 20 kV | _ | LV | 100 kVA :Pole Substation | 0.1 | --> | 0.1 | 0 | 0 | Constrained,otherwise capacity available =41kVA. | --> | 0.095 | 0 | 0.003705 | 0.10858 | 0 |  | --> | E17 ex BALTINGLASS | Baltinglass [T421,T422] | STRATFORD |  | 52.876 | -6.6997
MV/LV Substation CO***572 |  | 10 kV | _ | LV | 100 kVA :Pole Substation | 0.1 | --> | 0.1 | 0.073 | 2.1 |  | --> | 0.095 | 0 | 0 | 0 | 0 | Constrained,otherwise capacity available =104kW. | --> | C16 ex NEWTOWNCUNNINGHAM | Newtowncunningham [T41,T42] | LETTERKENNY |  | 54.984 | -7.5337
MV/LV Substation CO***573X |  | 20 kV | _ | LV | 50 kVA :Pole Substation | 0.05 | --> | 0.05 | 0 | 0 | Constrained,otherwise capacity available =45kVA. | --> | 0.0475 | 0 | 0 | 0.050753 | 0 |  | --> | E33 ex CAPPAMORE | Cappamore [T41,T42] | ARDNACRUSHA |  | 52.5403 | -8.3613
MV/LV Substation CO***573Y |  | 20 kV | _ | LV | 100 kVA :Pole Substation | 0.1 | --> | 0.1 | 0 | 0 | Constrained,otherwise capacity available =49kVA. | --> | 0.095 | 0 | 0 | 0.10746 | 0 |  | --> | E15 ex GLENAMADDY | Glenamaddy [T422] | ATHLONE |  | 53.6714 | -8.5703
MV/LV Substation CO***574 |  | 10 kV | _ | LV | 100 kVA :Pole Substation | 0.1 | --> | 0.1 | 0.019092 | 0 | Constrained,otherwise capacity available =46kVA. | --> | 0.095 | 0 | 0.010374 | 0 | 0 | Constrained,otherwise capacity available =107.9kW. | --> | C14 ex BALLYBAY | Ballybay [T41,T42] | LISDRUM |  | 54.1217 | -6.9033
MV/LV Substation CO***574Y |  | 20 kV | _ | LV | 100 kVA :Pole Substation | 0.1 | --> | 0.1 | 0 | 0 | Constrained,otherwise capacity available =95kVA. | --> | 0.095 | 0 | 0 | 0.10076 | 0 |  | --> | E20 ex EDENDERRY | Edenderry [T421,T422] | BLAKE |  | 53.3631 | -7.213
MV/LV Substation CO***575X |  | 20 kV | _ | LV | 200 kVA :Pole Substation | 0.2 | --> | 0.2 | 0.173 | 2.2 |  | --> | 0.19 | 0 | 0 | 0.2 | 0 |  | --> | E11 ex CLOONBANNIN | Cloonbannin [T421] | GLENLARA |  | 52.0617 | -9.0562
MV/LV Substation CO***576 |  | 10 kV | _ | LV | 630 kVA :Kiosk Substation | 0.63 | --> | 0.63 | 0 | 0 | Constrained,otherwise capacity available =393kVA. | --> | 0.5985 | 0 | 0.028158 | 0.5 | 0 |  | --> | C14 ex CLONTARF | Clontarf [T42] | FINGLAS |  | 53.361 | -6.1833
MV/LV Substation CO***578 |  | 10 kV | _ | LV | 200 kVA :Kiosk Substation | 0.2 | --> | 0.2 | 0 | 0 | Constrained,otherwise capacity available =174kVA. | --> | 0.19 | 0 | 0.011856 | 0.20391 | 0 |  | --> | C28 ex CLAREGALWAY | Claregalway [T42,T421] | GALWAY 110KV |  | 53.3379 | -8.9382
MV/LV Substation CO***580X |  | 20 kV | _ | LV | 50 kVA :Pole Substation | 0.05 | --> | 0.05 | 0.05 | 1.4 |  | --> | 0.0475 | 0 | 0 | 0.05 | 0 |  | --> | E12 ex CONG | Cong [T421,T422] | CLOON |  | 53.5142 | -9.452
MV/LV Substation CO***581X |  | 10 kV | _ | LV | 200 kVA :Kiosk Substation | 0.2 | --> | 0.2 | 0 | 0 | Constrained,otherwise capacity available =174kVA. | --> | 0.19 | 0 | 0.003705 | 0.20391 | 0 |  | --> | C15 ex CARRICK ON SHANNON | Carrick On Shannon [T41,T42] | CARRICK ON SHANNON |  | 53.9815 | -8.162
MV/LV Substation CO***582 |  | 20 kV | _ | LV | 200 kVA :Kiosk Substation | 0.2 | --> | 0.2 | 0.138 | 1.3 |  | --> | 0.19 | 0 | 0.001482 | 0.2092 | 0 |  | --> | E16 ex BALLYCROSSAUN | Ballycrossaun [T421,T422] | SOMERSET |  | 53.0961 | -8.2097
MV/LV Substation CO***583 |  | 20 kV | _ | LV | 100 kVA :Pole Substation | 0.1 | --> | 0.1 | 0 | 0 | Constrained,otherwise capacity available =85kVA. | --> | 0.095 | 0 | 0.004446 | 0.10225 | 0 |  | --> | E15 ex DULEEK | Duleek [T421,T422] | DRYBRIDGE |  | 53.6667 | -6.4181
MV/LV Substation CO***583 |  | 20 kV | _ | LV | 200 kVA :Pole Substation | 0.2 | --> | 0.2 | 0 | 0 | Constrained,otherwise capacity available =156kVA. | --> | 0.19 | 0 | 0.009633 | 0 | 0 | Constrained,otherwise capacity available =206.6kW. | --> | E14 ex BUNCRANA | Buncrana [T421,T422] | TRILLICK |  | 55.1494 | -7.4586
MV/LV Substation CO***584 |  | 20 kV | _ | LV | 100 kVA :Pole Substation | 0.1 | --> | 0.1 | 0 | 0 | Constrained,otherwise capacity available =68kVA. | --> | 0.095 | 0 | 0 | 0.10475 | 0 |  | --> | E21 ex ASHBOURNE | Ashbourne [T421,T422] | FINGLAS |  | 53.4601 | -6.3225
MV/LV Substation CO***585 |  | 10 kV | _ | LV | 100 kVA :Pole Substation | 0.1 | --> | 0.1 | 0 | 0 | Constrained,otherwise capacity available =86kVA. | --> | 0.095 | 0 | 0 | 0 | 0 | Constrained,otherwise capacity available =102.1kW. | --> | C13 ex TIMOLEAGUE | Timoleague [T41] | BANDON |  | 51.6479 | -8.6626
MV/LV Substation CO***585X |  | 20 kV | _ | LV | 50 kVA :Pole Substation | 0.05 | --> | 0.05 | 0.026 | 2 |  | --> | 0.0475 | 0 | 0 | 0 | 0 | Constrained,otherwise capacity available =53.5kW. | --> | E12 ex RATHKEALE | Rathkeale [T421,T422] | RATHKEALE |  | 52.514 | -8.9557
MV/LV Substation CO***586Z |  | 10 kV | _ | LV | 50 kVA :Pole Substation | 0.05 | --> | 0.05 | 0 | 0 | Constrained,otherwise capacity available =50kVA. | --> | 0.0475 | 0 | 0 | 0.05 | 0 |  | --> | C26 ex COLLEGE PARK | College Park [T101,T102,T103] | COLLEGE PARK |  | 53.4176 | -6.3624
MV/LV Substation CO***587 |  | 10 kV | _ | LV | 50 kVA :Pole Substation | 0.05 | --> | 0.05 | 0.048 | 0.2 |  | --> | 0.0475 | 0 | 0 | 0.050303 | 0 |  | --> | C15 ex KILSHANNY | Kilshanny [T41,T42] | CAHIR |  | 52.2766 | -8.2644
MV/LV Substation CO***587Z |  | 10 kV | _ | LV | 200 kVA :Pole Substation | 0.2 | --> | 0.2 | 0 | 0 | Constrained,otherwise capacity available =200kVA. | --> | 0.19 | 0 | 0 | 0.2 | 0 |  | --> | C19 ex SALLINS | Sallins [T41,T42] | GRIFFINRATH |  | 53.2896 | -6.8145
MV/LV Substation CO***588Y |  | 10 kV | _ | LV | 200 kVA :Pole Substation | 0.2 | --> | 0.2 | 0 | 0 | Constrained,otherwise capacity available =171kVA. | --> | 0.19 | 0 | 0.001482 | 0.20436 | 0 |  | --> | C22 ex CAVAN | Cavan [T42,T421] | SHANKILL |  | 53.9935 | -7.3574
MV/LV Substation CO***589 |  | 10 kV | _ | LV | 25 kVA :Kiosk Substation | 0.025 | --> | 0.025 | 0 | 8.1 |  | --> | 0.02375 | 0 | 0 | 0.035504 | 0 |  | --> | C12 ex MILLTOWN (DR) | Milltown (dr) [T101,T102] | INCHICORE 220KV |  | 53.3175 | -6.2645
MV/LV Substation CO***589Y |  | 20 kV | _ | LV | 50 kVA :Pole Substation | 0.05 | --> | 0.05 | 0.047 | 0.2 |  | --> | 0.0475 | 0 | 0.004446 | 0 | 0 | Constrained,otherwise capacity available =50.5kW. | --> | E15 ex BEALISTOWN | Bealistown [T421,T422] | GREAT ISLAND |  | 52.2643 | -6.744
MV/LV Substation CO***589Y |  | 10 kV | _ | LV | 50 kVA :Pole Substation | 0.05 | --> | 0.05 | 0 | 0 | Constrained,otherwise capacity available =50kVA. | --> | 0.0475 | 0 | 0 | 0.05 | 0 |  | --> | C14 ex DRYBRIDGE | Drybridge [T41,T42] | DRYBRIDGE |  | 53.7706 | -6.4511
MV/LV Substation CO***590 |  | 20 kV | _ | LV | 50 kVA :Pole Substation | 0.05 | --> | 0.05 | 0.044 | 7.6 |  | --> | 0.0475 | 0 | 0 | 0 | 0 | Constrained,otherwise capacity available =50.9kW. | --> | E14 ex BELLACORICK | Bellacorick [T122] | BELLACORICK |  | 54.2076 | -9.9306
MV/LV Substation CO***590X |  | 10 kV | _ | LV | 50 kVA :Pole Substation | 0.05 | --> | 0.05 | 0 | 0 | Constrained,otherwise capacity available =47kVA. | --> | 0.0475 | 0 | 0 | 0 | 0 | Constrained,otherwise capacity available =50.5kW. | --> | C15 ex DRUMBEAR | Drumbear [T41,T42] | LISDRUM |  | 54.1562 | -6.8759
MV/LV Substation CO***591X |  | 10 kV | _ | LV | 200 kVA :Kiosk Substation | 0.2 | --> | 0.2 | 0 | 0 | Constrained,otherwise capacity available =189kVA. | --> | 0.19 | 0 | 0 | 0.20166 | 0 |  | --> | C17 ex GRAIGUENAMANAGH | Graiguenamanagh [T41,T42] | KILKENNY |  | 52.5395 | -6.9676
MV/LV Substation CO***591Y |  | 10 kV | _ | LV | 400 kVA :Kiosk Substation | 0.4 | --> | 0.4 | 0.323 | 9.5 |  | --> | 0.38 | 0 | 0.003705 | 0.41153 | 0 |  | --> | C13 ex BANDON | Bandon [T101,T42] | BANDON |  | 51.7481 | -8.7506
MV/LV Substation CO***592 |  | 10 kV | _ | LV | 50 kVA :Pole Substation | 0.05 | --> | 0.05 | 0.041 | 1.6 |  | --> | 0.0475 | 0 | 0.006669 | 0 | 0 | Constrained,otherwise capacity available =51.3kW. | --> | C16 ex BALLYSHANNON | Ballyshannon [T41,T42] | CATHALEENS FALL |  | 54.5357 | -8.2257
MV/LV Substation CO***592Z |  | 10 kV | _ | LV | 400 kVA :Kiosk Substation | 0.4 | --> | 0.4 | 0.242 | 10.9 |  | --> | 0.38 | 0 | 0.000741 | 0.42331 | 0 |  | --> | C12 ex MULLINGAR | Mullingar [T101,T102] | MULLINGAR |  | 53.5261 | -7.3459
MV/LV Substation CO***594X |  | 20 kV | _ | LV | 100 kVA :Pole Substation | 0.1 | --> | 0.1 | 0.089 | 1.1 |  | --> | 0.095 | 0 | 0 | 0.10166 | 0 |  | --> | E18 ex BUNCLODY | Bunclody [T421,T422] | CRANE |  | 52.6165 | -6.6132
MV/LV Substation CO***595 |  | 10 kV | _ | LV | 200 kVA :Kiosk Substation | 0.2 | --> | 0.2 | 0 | 0 | Constrained,otherwise capacity available =172kVA. | --> | 0.19 | 0 | 0 | 0.20421 | 0 |  | --> | C12 ex COOLMINE | Coolmine [T41,T42] | FINGLAS |  | 53.3861 | -6.3962
MV/LV Substation CO***595 |  | 10 kV | _ | LV | 400 kVA :Kiosk Substation | 0.4 | --> | 0.4 | 0 | 0 | Constrained,otherwise capacity available =331kVA. | --> | 0.38 | 0 | 0.003705 | 0.41034 | 0 |  | --> | C13 ex LOUGHLINSTOWN | Loughlinstown [T41,T42] | CARRICKMINES |  | 53.2537 | -6.1365
MV/LV Substation CO***595Y |  | 10 kV | _ | LV | 50 kVA :Pole Substation | 0.05 | --> | 0.05 | 0 | 0 | Constrained,otherwise capacity available =28kVA. | --> | 0.0475 | 0 | 0 | 0.053235 | 0 |  | --> | C24 ex ATHLONE | Athlone [T41,T42] | ATHLONE |  | 53.4226 | -7.975
MV/LV Substation CO***597 |  | 20 kV | _ | LV | 50 kVA :Pole Substation | 0.05 | --> | 0.05 | 0.05 | 11.9 |  | --> | 0.0475 | 0 | 0 | 0.05 | 0 |  | --> | C27 ex SALTHILL | Salthill [T101,T102] | SALTHILL |  | 53.3489 | -9.1808
MV/LV Substation CO***597X |  | 20 kV | _ | LV | 100 kVA :Pole Substation | 0.1 | --> | 0.1 | 0.087 | 17.8 |  | --> | 0.095 | 0 | 0.004446 | 0.10195 | 0 |  | --> | E13 ex BANOGE | Banoge [T121,T122] | BANOGE |  | 52.6458 | -6.2337
MV/LV Substation CO***598X |  | 20 kV | _ | LV | 100 kVA :Pole Substation | 0.1 | --> | 0.1 | 0.07 | 2 |  | --> | 0.095 | 0 | 0 | 0 | 0 | Constrained,otherwise capacity available =104.5kW. | --> | E14 ex RATHKEALE | Rathkeale [T421,T422] | RATHKEALE |  | 52.5432 | -8.8543
MV/LV Substation CO***599 |  | 20 kV | _ | LV | 200 kVA :Pole Substation | 0.2 | --> | 0.2 | 0.134 | 0.2 |  | --> | 0.19 | 0 | 0 | 0 | 0 | Constrained,otherwise capacity available =209.8kW. | --> | C12 ex ROSSGEIR | Rossgeir [T41,T42] | LETTERKENNY |  | 54.8031 | -7.5855
MV/LV Substation CO***599Y |  | 10 kV | _ | LV | 400 kVA :Kiosk Substation | 0.4 | --> | 0.4 | 0 | 0 | Constrained,otherwise capacity available =324kVA. | --> | 0.38 | 0 | 0 | 0.41138 | 0 |  | --> | C15 ex DERRYCRAMPH | Derrycramph [T41,T42] | SHANKILL |  | 53.9878 | -7.362
MV/LV Substation CO***603 |  | 10 kV | _ | LV | 200 kVA :Pole Substation | 0.2 | --> | 0.2 | 0.138 | 0.7 |  | --> | 0.19 | 0 | 0.01482 | 0.2092 | 0 |  | --> | C20 ex KILRUSH | Kilrush [T41,T42] | TULLABRACK |  | 52.7041 | -9.4179
MV/LV Substation CO***603Y |  | 20 kV | _ | LV | 50 kVA :Pole Substation | 0.05 | --> | 0.05 | 0 | 0 | Constrained,otherwise capacity available =40kVA. | --> | 0.0475 | 0 | 0.00741 | 0 | 0 | Constrained,otherwise capacity available =51.5kW. | --> | C18 ex COOLCARRON | Coolcarron [T41,T42] | BARRYMORE |  | 52.1165 | -8.2716
MV/LV Substation CO***604 |  | 20 kV | _ | LV | 200 kVA :Pole Substation | 0.2 | --> | 0.2 | 0 | 0 | Constrained,otherwise capacity available =148kVA. | --> | 0.19 | 0 | 0.008151 | 0.20775 | 0 |  | --> | E15 ex BATTER LANE TEMPORARY | Batter Lane Temporary 38kv [T421] | GLASMORE |  | 53.5066 | -6.193
MV/LV Substation CO***605 |  | 20 kV | _ | LV | 50 kVA :Pole Substation | 0.05 | --> | 0.05 | 0 | 0 | Constrained,otherwise capacity available =37kVA. | --> | 0.0475 | 0 | 0.020007 | 0.051937 | 0 |  | --> | E12 ex WHITECHURCH | Whitechurch [T421,T422] | KILBARRY |  | 52.0642 | -8.5048
MV/LV Substation CO***607 |  | 20 kV | _ | LV | 50 kVA :Pole Substation | 0.05 | --> | 0.05 | 0.041 | 2.2 |  | --> | 0.0475 | 0 | 0 | 0.051348 | 0 |  | --> | E11 ex CLOONBANNIN | Cloonbannin [T421] | GLENLARA |  | 52.0785 | -9.0276
MV/LV Substation CO***609X |  | 20 kV | _ | LV | 100 kVA :Pole Substation | 0.1 | --> | 0.1 | 0 | 0 | Constrained,otherwise capacity available =70kVA. | --> | 0.095 | 0 | 0.03705 | 0.10446 | 0 |  | --> | E11 ex ACADEMY STREET | Academy Street [T421,T422,T44] | NAVAN |  | 53.5662 | -6.5391
MV/LV Substation CO***610X |  | 20 kV | _ | LV | 200 kVA :Pole Substation | 0.2 | --> | 0.2 | 0 | 0 | Constrained,otherwise capacity available =156kVA. | --> | 0.19 | 0 | 0.00741 | 0.20657 | 0 |  | --> | E11 ex CURRALEIGH | Curraleigh [T421,T422] | KILBARRY |  | 51.9031 | -8.6734
MV/LV Substation CO***613 |  | 20 kV | _ | LV | 50 kVA :Pole Substation | 0.05 | --> | 0.05 | 0.028 | 5.9 |  | --> | 0.0475 | 0 | 0 | 0.053235 | 0 |  | --> | C14 ex CASHEL | Cashel [T41,T42] | CAHIR |  | 52.6112 | -7.9928
MV/LV Substation CO***613X |  | 10 kV | _ | LV | 50 kVA :Pole Substation | 0.05 | --> | 0.05 | 0.019092 | 0 | Constrained,otherwise capacity available =39kVA. | --> | 0.0475 | 0 | 0.004446 | 0 | 0 | Constrained,otherwise capacity available =51.6kW. | --> | C18 ex BALLYBAY | Ballybay [T41,T42] | LISDRUM |  | 54.1827 | -6.9935
MV/LV Substation CO***613X |  | 10 kV | _ | LV | 400 kVA :Kiosk Substation | 0.4 | --> | 0.4 | 0.334 | 4.5 |  | --> | 0.38 | 0 | 0 | 0.4099 | 0 |  | --> | C14 ex MALLOW | Mallow [T41,T42] | MALLOW |  | 52.1393 | -8.6547
MV/LV Substation CO***613Z |  | 10 kV | _ | LV | 630 kVA :Kiosk Substation | 0.63 | --> | 0.63 | 0 | 0 | Constrained,otherwise capacity available =500kVA. | --> | 0.5985 | 0 | 0.08892 | 0.5 | 0 |  | --> | C17 ex PALMERSTOWN | Palmerstown [T41,T42] | FINGLAS |  | 53.3459 | -6.384
MV/LV Substation CO***615 |  | 10 kV | _ | LV | 50 kVA :Pole Substation | 0.05 | --> | 0.05 | 0 | 0 | Constrained,otherwise capacity available =45kVA. | --> | 0.0475 | 0 | 0 | 0.050753 | 0 |  | --> | C17 ex CARRIGALINE | Carrigaline [T41,T42] | BARNAHELY |  | 51.82 | -8.3562
MV/LV Substation CO***615X |  | 10 kV | _ | LV | 100 kVA :Pole Substation | 0.1 | --> | 0.1 | 0 | 0 | Constrained,otherwise capacity available =74kVA. | --> | 0.095 | 0 | 0.005187 | 0.10387 | 0 |  | --> | C13 ex MALAHIDE | Malahide [T41,T42] | GLASMORE |  | 53.4357 | -6.171
MV/LV Substation CO***616 |  | 20 kV | _ | LV | 100 kVA :Pole Substation | 0.1 | --> | 0.1 | 0 | 0 | Constrained,otherwise capacity available =92kVA. | --> | 0.095 | 0 | 0 | 0.10121 | 0 |  | --> | E11 ex ACADEMY STREET | Academy Street [T421,T422,T44] | NAVAN |  | 53.5751 | -6.5585
MV/LV Substation CO***618 |  | 10 kV | _ | LV | 100 kVA :Pole Substation | 0.1 | --> | 0.1 | 0.075 | 10.8 |  | --> | 0.095 | 0 | 0 | 0.10373 | 0 |  | --> | C18 ex FACTORY CROSS | Factory Cross [T41,T42] | BARNAHELY |  | 51.813 | -8.3422
MV/LV Substation CO***618X |  | 10 kV | _ | LV | 200 kVA :Kiosk Substation | 0.2 | --> | 0.2 | 0 | 0 | Constrained,otherwise capacity available =157kVA. | --> | 0.19 | 0 | 0.006669 | 0.20643 | 0 |  | --> | C15 ex CAHIRCALLA | Cahircalla [T41,T42] | ENNIS |  | 52.834 | -8.9779
MV/LV Substation CO***618Y |  | 10 kV | _ | LV | 200 kVA :Kiosk Substation | 0.2 | --> | 0.2 | 0 | 0 | Constrained,otherwise capacity available =168kVA. | --> | 0.19 | 0 | 0.00741 | 0.2048 | 0 |  | --> | C18 ex KILLACLOYNE | Killacloyne [T41,T42] | MIDLETON |  | 51.8952 | -8.2859
MV/LV Substation CO***618Z |  | 10 kV | _ | LV | 200 kVA :Building Structure | 0.2 | --> | 0.2 | 0.2 | 4.6 |  | --> | 0.19 | 0 | 0 | 0.2 | 0 |  | --> | C35 ex CASTLEVIEW | Castleview [T101,T102] | CASTLEVIEW |  | 51.8975 | -8.3466
MV/LV Substation CO***619 |  | 20 kV | _ | LV | 200 kVA :Kiosk Substation | 0.2 | --> | 0.2 | 0 | 0 | Constrained,otherwise capacity available =192kVA. | --> | 0.19 | 0 | 0 | 0.20121 | 0 |  | --> | E11 ex ACADEMY STREET | Academy Street [T421,T422,T44] | NAVAN |  | 53.5681 | -6.5317
MV/LV Substation CO***619X |  | 10 kV | _ | LV | 50 kVA :Pole Substation | 0.05 | --> | 0.05 | 0 | 0 | Constrained,otherwise capacity available =35kVA. | --> | 0.0475 | 0 | 0 | 0.052228 | 0 |  | --> | C20 ex CAVAN | Cavan [T42,T421] | SHANKILL |  | 54.0089 | -7.3231
MV/LV Substation CO***623 |  | 20 kV | _ | LV | 50 kVA :Pole Substation | 0.05 | --> | 0.05 | 0 | 0 | Constrained,otherwise capacity available =46kVA. | --> | 0.0475 | 0 | 0 | 0 | 0 | Constrained,otherwise capacity available =50.6kW. | --> | E20 ex FOXHOLE | Foxhole [T421,T422] | DUNGARVAN |  | 51.9644 | -8.0389
MV/LV Substation CO***624Z |  | 20 kV | _ | LV | 50 kVA :Pole Substation | 0.05 | --> | 0.05 | 0 | 0 | Constrained,otherwise capacity available =45kVA. | --> | 0.0475 | 0 | 0 | 0.050753 | 0 |  | --> | C18 ex DELVIN | Delvin [T41,T42] | MULLINGAR |  | 53.6381 | -7.2084
MV/LV Substation CO***625Z |  | 20 kV | _ | LV | 50 kVA :Pole Substation | 0.05 | --> | 0.05 | 0 | 0 | Constrained,otherwise capacity available =32kVA. | --> | 0.0475 | 0 | 0.004446 | 0 | 0 | Constrained,otherwise capacity available =52.7kW. | --> | E17 ex KNOCKMULLEN | Knockmullen [T42,T421] | GREAT ISLAND |  | 52.3696 | -6.8418
MV/LV Substation CO***627X |  | 10 kV | _ | LV | 50 kVA :Pole Substation | 0.05 | --> | 0.05 | 0 | 0 | Constrained,otherwise capacity available =48kVA. | --> | 0.0475 | 0 | 0 | 0.050303 | 0 |  | --> | C19 ex BALLYBAILIE | Ballybailie [T41,T42] | DUNDALK |  | 53.8668 | -6.5953
MV/LV Substation CO***627X |  | 20 kV | _ | LV | 200 kVA :Kiosk Substation | 0.2 | --> | 0.2 | 0 | 0 | Constrained,otherwise capacity available =178kVA. | --> | 0.19 | 0 | 0.003705 | 0.20331 | 0 |  | --> | E17 ex GURRANEBANE | Gurranebane [T421,T422] | OUGHTRAGH |  | 51.9404 | -10.24
MV/LV Substation CO***630X |  | 20 kV | _ | LV | 100 kVA :Pole Substation | 0.1 | --> | 0.1 | 0 | 0 | Constrained,otherwise capacity available =86kVA. | --> | 0.095 | 0 | 0.011115 | 0 | 0 | Constrained,otherwise capacity available =102.1kW. | --> | C17 ex COLLIGAN | Colligan [T41,T42] | DUNGARVAN |  | 52.0805 | -7.6604
MV/LV Substation CO***631Z |  | 20 kV | _ | LV | 630 kVA :Kiosk Substation | 0.63 | --> | 0.63 | 0.5 | 1.4 |  | --> | 0.5985 | 0 | 0 | 0.5 | 0 |  | --> | E20 ex KILLINICK | Killinick [T421,T422] | WEXFORD |  | 52.2495 | -6.5063
MV/LV Substation CO***636 |  | 20 kV | _ | LV | 50 kVA :Pole Substation | 0.05 | --> | 0.05 | 0 | 0 | Constrained,otherwise capacity available =36kVA. | --> | 0.0475 | 0 | 0 | 0 | 0 | Constrained,otherwise capacity available =52.1kW. | --> | E13 ex ABBEYLEIX | Abbeyleix [T422] | PORTLAOISE |  | 52.9462 | -7.3491
MV/LV Substation CO***636X |  | 20 kV | _ | LV | 200 kVA :Pole Substation | 0.2 | --> | 0.2 | 0.176 | 3 |  | --> | 0.19 | 0 | 0 | 0 | 0 | Constrained,otherwise capacity available =203.6kW. | --> | E11 ex CHARLEVILLE | Charleville [T421,T422] | CHARLEVILLE |  | 52.3706 | -8.6725
MV/LV Substation CO***637X |  | 10 kV | _ | LV | 50 kVA :Pole Substation | 0.05 | --> | 0.05 | 0 | 0 | Constrained,otherwise capacity available =49kVA. | --> | 0.0475 | 0 | 0 | 0.050152 | 0 |  | --> | C16 ex SAGGART | Saggart [T41,T42] | GRANGE CASTLE |  | 53.2869 | -6.4602
MV/LV Substation CO***638Y |  | 20 kV | _ | LV | 50 kVA :Pole Substation | 0.05 | --> | 0.05 | 0.044 | 3 |  | --> | 0.0475 | 0 | 0 | 0 | 0 | Constrained,otherwise capacity available =50.9kW. | --> | E11 ex CHARLEVILLE | Charleville [T421,T422] | CHARLEVILLE |  | 52.3351 | -8.6706
MV/LV Substation CO***639X |  | 10 kV | _ | LV | 50 kVA :Pole Substation | 0.05 | --> | 0.05 | 0.03 | 4.2 |  | --> | 0.0475 | 0 | 0 | 0.052949 | 0 |  | --> | C19 ex ERRIGAL | Errigal [T41,T422] | SHANKILL |  | 54.0737 | -7.0575
MV/LV Substation CO***641 |  | 10 kV | _ | LV | 50 kVA :Pole Substation | 0.05 | --> | 0.05 | 0 | 0 | Constrained,otherwise capacity available =44kVA. | --> | 0.0475 | 0 | 0 | 0.050903 | 0 |  | --> | C17 ex BALLYHAUNIS | Ballyhaunis [T41,T42] | DALTON |  | 53.7577 | -8.7734
MV/LV Substation CO***641 |  | 10 kV | _ | LV | 50 kVA :Pole Substation | 0.05 | --> | 0.05 | 0.043 | 4.4 |  | --> | 0.0475 | 0 | 0.011115 | 0.051052 | 0 |  | --> | E14 ex CRANE | Crane [T122] | CRANE |  | 52.5589 | -6.6942
MV/LV Substation CO***641 |  | 10 kV | _ | LV | 100 kVA :Pole Substation | 0.1 | --> | 0.1 | 0.09 | 4.4 |  | --> | 0.095 | 0 | 0 | 0.10151 | 0 |  | --> | C17 ex KINGSCOURT | Kingscourt [T41,T42] | MEATH HILL |  | 53.9238 | -6.7741
MV/LV Substation CO***642X |  | 10 kV | _ | LV | 400 kVA :Building Structure | 0.4 | --> | 0.4 | 0 | 0 | Constrained,otherwise capacity available =400kVA. | --> | 0.38 | 0 | 0 | 0.4 | 0 |  | --> | C14 ex INCHICORE NORTH | Inchicore North [T41] | INCHICORE 220KV |  | 53.3475 | -6.3436
MV/LV Substation CO***642Y |  | 10 kV | _ | LV | 200 kVA :Pole Substation | 0.2 | --> | 0.2 | 0.168 | 1.4 |  | --> | 0.19 | 0 | 0.00741 | 0.2048 | 0 |  | --> | E18 ex KILLINICK | Killinick [T421,T422] | WEXFORD |  | 52.2693 | -6.3852
MV/LV Substation CO***643 |  | 10 kV | _ | LV | 200 kVA :Kiosk Substation | 0.2 | --> | 0.2 | 0 | 0 | Constrained,otherwise capacity available =104kVA. | --> | 0.19 | 0 | 0.055575 | 0.21407 | 0 |  | --> | C11 ex LITTLE BRAY | Little Bray [T41,T42] | FASSAROE |  | 53.2364 | -6.1123
MV/LV Substation CO***646X |  | 20 kV | _ | LV | 200 kVA :Kiosk Substation | 0.2 | --> | 0.2 | 0 | 0 | Constrained,otherwise capacity available =140kVA. | --> | 0.19 | 0 | 0.003705 | 0.20891 | 0 |  | --> | E21 ex CURRALEIGH | Curraleigh [T421,T422] | KILBARRY |  | 51.9275 | -8.5959
MV/LV Substation CO***647X |  | 20 kV | _ | LV | 50 kVA :Pole Substation | 0.05 | --> | 0.05 | 0.044 | 3 |  | --> | 0.0475 | 0 | 0 | 0 | 0 | Constrained,otherwise capacity available =50.9kW. | --> | E12 ex CHARLEVILLE | Charleville [T421,T422] | CHARLEVILLE |  | 52.3491 | -8.6694
MV/LV Substation CO***647Y |  | 20 kV | _ | LV | 50 kVA :Pole Substation | 0.05 | --> | 0.05 | 0 | 0 | Constrained,otherwise capacity available =44kVA. | --> | 0.0475 | 0 | 0 | 0 | 0 | Constrained,otherwise capacity available =50.9kW. | --> | E12 ex PORTLAOISE | Portlaoise [T423,T424] | PORTLAOISE |  | 53.0084 | -7.2239
MV/LV Substation CO***648X |  | 20 kV | _ | LV | 50 kVA :Pole Substation | 0.05 | --> | 0.05 | 0 | 0 | Constrained,otherwise capacity available =38kVA. | --> | 0.0475 | 0 | 0 | 0.05179 | 0 |  | --> | E11 ex GLASMORE | Glasmore [T421,T422] | GLASMORE |  | 53.4723 | -6.1314
MV/LV Substation CO***649 |  | 10 kV | _ | LV | 50 kVA :Pole Substation | 0.05 | --> | 0.05 | 0.044 | 2.8 |  | --> | 0.0475 | 0 | 0 | 0.050903 | 0 |  | --> | C18 ex CASTLEBLAYNEY | Castleblayney [T41,T42] | DUNDALK |  | 54.1273 | -6.7521
MV/LV Substation CO***649X |  | 10 kV | _ | LV | 630 kVA :Building Structure | 0.63 | --> | 0.63 | 0 | 0 | Constrained,otherwise capacity available =500kVA. | --> | 0.5985 | 0 | 0 | 0.5 | 0 |  | --> | C15 ex SCARTEEN | Scarteen [T41,T42] | MALLOW |  | 52.1202 | -8.6978
MV/LV Substation CO***650X |  | 10 kV | _ | LV | 50 kVA :Pole Substation | 0.05 | --> | 0.05 | 0.024 | 3.9 |  | --> | 0.0475 | 0 | 0.002964 | 0.0538 | 0 |  | --> | C21 ex MARSHES | Marshes [T41,T42] | DUNDALK |  | 53.958 | -6.3821
MV/LV Substation CO***650Y |  | 10 kV | _ | LV | 50 kVA :Pole Substation | 0.05 | --> | 0.05 | 0.046 | 16.1 |  | --> | 0.0475 | 0 | 0.008151 | 0.050604 | 0 |  | --> | E14 ex WEXFORD | Wexford [T121,T122] | WEXFORD |  | 52.328 | -6.5173
MV/LV Substation CO***650Y |  | 20 kV | _ | LV | 400 kVA :Kiosk Substation | 0.4 | --> | 0.4 | 0.309 | 2.3 |  | --> | 0.38 | 0 | 0.027417 | 0.41359 | 0 |  | --> | E13 ex AGHADA | Aghada [T721] | N/A |  | 51.8271 | -8.2253
MV/LV Substation CO***651 |  | 10 kV | _ | LV | 200 kVA :Kiosk Substation | 0.2 | --> | 0.2 | 0 | 0 | Constrained,otherwise capacity available =100kVA. | --> | 0.19 | 0 | 0.035568 | 0.21464 | 0 |  | --> | C11 ex LITTLE BRAY | Little Bray [T41,T42] | FASSAROE |  | 53.2338 | -6.1138
MV/LV Substation CO***651X |  | 20 kV | _ | LV | 50 kVA :Pole Substation | 0.05 | --> | 0.05 | 0.05 | 3 |  | --> | 0.0475 | 0 | 0 | 0 | 0 | Constrained,otherwise capacity available =50kW. | --> | E14 ex CHARLEVILLE | Charleville [T421,T422] | CHARLEVILLE |  | 52.3509 | -8.773
MV/LV Substation CO***653X |  | 10 kV | _ | LV | 50 kVA :Pole Substation | 0.05 | --> | 0.05 | 0.043 | 1.6 |  | --> | 0.0475 | 0 | 0 | 0.051052 | 0 |  | --> | C18 ex TULLYNAMALRA | Tullynamalra [T41,T42] | MEATH HILL |  | 54.0668 | -6.8142
MV/LV Substation CO***653X |  | 10 kV | _ | LV | 50 kVA :Pole Substation | 0.05 | --> | 0.05 | 0 | 0 | Constrained,otherwise capacity available =18kVA. | --> | 0.0475 | 0 | 0 | 0.054636 | 0 |  | --> | C15 ex RIVERSTOWN | Riverstown [T41,T42] | KILBARRY |  | 51.9295 | -8.3836
MV/LV Substation CO***653X |  | 20 kV | _ | LV | 50 kVA :Pole Substation | 0.05 | --> | 0.05 | 0.023 | 16.1 |  | --> | 0.0475 | 0 | 0.002223 | 0.05394 | 0 |  | --> | E12 ex WEXFORD | Wexford [T121,T122] | WEXFORD |  | 52.3875 | -6.5713
MV/LV Substation CO***655X |  | 10 kV | _ | LV | 25 kVA :Pole Substation | 0.025 | --> | 0.025 | 0.025 | 4.2 |  | --> | 0.02375 | 0 | 0 | 0.025 | 0 |  | --> | C15 ex NEWMARKET (SR) | Newmarket (sr) [T41,T42] | GLENLARA |  | 52.2194 | -9.0251
MV/LV Substation CO***656X |  | 10 kV | _ | LV | 50 kVA :Pole Substation | 0.05 | --> | 0.05 | 0 | 0 | Constrained,otherwise capacity available =37kVA. | --> | 0.0475 | 0 | 0.003705 | 0.051937 | 0 |  | --> | C11 ex DEERPARK | Deerpark [T41,T42] | BALLYDINE |  | 52.3428 | -7.4398
MV/LV Substation CO***657Y |  | 20 kV | _ | LV | 100 kVA :Pole Substation | 0.1 | --> | 0.1 | 0.087 | 1.7 |  | --> | 0.095 | 0 | 0.003705 | 0.10195 | 0 |  | --> | E64 ex ATHY | Athy [T101,T102] | ATHY |  | 53.0521 | -7.0905
MV/LV Substation CO***657Y |  | 10 kV | _ | LV | 50 kVA :Pole Substation | 0.05 | --> | 0.05 | 0 | 0 | Constrained,otherwise capacity available =40kVA. | --> | 0.0475 | 0 | 0.003705 | 0.051496 | 0 |  | --> | C18 ex MIDLETON | Midleton [T101,T102] | MIDLETON |  | 51.9869 | -8.2276
MV/LV Substation CO***657Z |  | 10 kV | _ | LV | 200 kVA :Building Structure | 0.2 | --> | 0.2 | 0.161 | 4.6 |  | --> | 0.19 | 0 | 0 | 0.20584 | 0 |  | --> | C41 ex CASTLEVIEW | Castleview [T101,T102] | CASTLEVIEW |  | 51.9033 | -8.4
MV/LV Substation CO***658 |  | 20 kV | _ | LV | 50 kVA :Pole Substation | 0.05 | --> | 0.05 | 0 | 0 | Constrained,otherwise capacity available =32kVA. | --> | 0.0475 | 0 | 0 | 0.052662 | 0 |  | --> | E18 ex WHITECHURCH | Whitechurch [T421,T422] | KILBARRY |  | 51.9739 | -8.6469
MV/LV Substation CO***658X |  | 20 kV | _ | LV | 50 kVA :Pole Substation | 0.05 | --> | 0.05 | 0.04 | 1.1 |  | --> | 0.0475 | 0 | 0.00741 | 0.051496 | 0 |  | --> | E20 ex BIRR | Birr [T41,T422] | DALLOW |  | 53.0717 | -7.9345
MV/LV Substation CO***660 |  | 10 kV | _ | LV | 25 kVA :Pole Substation | 0.025 | --> | 0.025 | 0 | 0 | Constrained,otherwise capacity available =16kVA. | --> | 0.02375 | 0 | 0 | 0.026331 | 0 |  | --> | C16 ex TRIM | Trim [T41,T42] | NAVAN |  | 53.5468 | -6.7962
MV/LV Substation CO***661 |  | 10 kV | _ | LV | 200 kVA :Pole Substation | 0.2 | --> | 0.2 | 0 | 0 | Constrained,otherwise capacity available =168kVA. | --> | 0.19 | 0 | 0.0741 | 0.2 | 0 |  | --> | C18 ex GORT | Gort [T41,T42] | ENNIS |  | 52.9841 | -8.8946
MV/LV Substation CO***661Y |  | 10 kV | _ | LV | 50 kVA :Pole Substation | 0.05 | --> | 0.05 | 0 | 0 | Constrained,otherwise capacity available =45kVA. | --> | 0.0475 | 0 | 0 | 0.050753 | 0 |  | --> | C18 ex BLAKE | Blake [T41,T42] | BLAKE |  | 53.2565 | -6.8526
MV/LV Substation CO***662 |  | 10 kV | _ | LV | 50 kVA :Pole Substation | 0.05 | --> | 0.05 | 0.038 | 1.5 |  | --> | 0.0475 | 0 | 0 | 0.05179 | 0 |  | --> | C12 ex SMEARLA | Smearla [T41,T42] | TRIEN |  | 52.4493 | -9.499
MV/LV Substation CO***663X |  | 10 kV | _ | LV | 200 kVA :Pole Substation | 0.2 | --> | 0.2 | 0.177 | 1.6 |  | --> | 0.19 | 0 | 0 | 0.20346 | 0 |  | --> | C18 ex TULLYNAMALRA | Tullynamalra [T41,T42] | MEATH HILL |  | 54.0656 | -6.8144
MV/LV Substation CO***663Z |  | 10 kV | _ | LV | 200 kVA :Kiosk Substation | 0.2 | --> | 0.2 | 0 | 0 | Constrained,otherwise capacity available =170kVA. | --> | 0.19 | 0 | 0 | 0.2045 | 0 |  | --> | C17 ex SALLINS | Sallins [T41,T42] | GRIFFINRATH |  | 53.295 | -6.6986
MV/LV Substation CO***664 |  | 20 kV | _ | LV | 50 kVA :Pole Substation | 0.05 | --> | 0.05 | 0 | 0 | Constrained,otherwise capacity available =47kVA. | --> | 0.0475 | 0 | 0 | 0.050453 | 0 |  | --> | E15 ex BATTER LANE TEMPORARY | Batter Lane Temporary 38kv [T421] | GLASMORE |  | 53.5018 | -6.1917
MV/LV Substation CO***664Z |  | 10 kV | _ | LV | 200 kVA :Kiosk Substation | 0.2 | --> | 0.2 | 0 | 0 | Constrained,otherwise capacity available =155kVA. | --> | 0.19 | 0 | 0.003705 | 0.20672 | 0 |  | --> | C17 ex SALLINS | Sallins [T41,T42] | GRIFFINRATH |  | 53.2959 | -6.7003
MV/LV Substation CO***668X |  | 20 kV | _ | LV | 200 kVA :Kiosk Substation | 0.2 | --> | 0.2 | 0.175 | 17.8 |  | --> | 0.19 | 0 | 0 | 0.20376 | 0 |  | --> | E13 ex BANOGE | Banoge [T121,T122] | BANOGE |  | 52.6491 | -6.2321
MV/LV Substation CO***670Y |  | 10 kV | _ | LV | 50 kVA :Pole Substation | 0.05 | --> | 0.05 | 0 | 0 | Constrained,otherwise capacity available =22kVA. | --> | 0.0475 | 0 | 0.004446 | 0.05408 | 0 |  | --> | C15 ex LEIXLIP | Leixlip [T41,T42] | GRIFFINRATH |  | 53.3579 | -6.4811
MV/LV Substation CO***671 |  | 10 kV | _ | LV | 25 kVA :Pole Substation | 0.025 | --> | 0.025 | 0 | 0 | Constrained,otherwise capacity available =18kVA. | --> | 0.02375 | 0 | 0 | 0.026041 | 0 |  | --> | C15 ex TRIM | Trim [T41,T42] | NAVAN |  | 53.5702 | -6.8231
MV/LV Substation CO***671Y |  | 10 kV | _ | LV | 200 kVA :Kiosk Substation | 0.2 | --> | 0.2 | 0 | 0 | Constrained,otherwise capacity available =158kVA. | --> | 0.19 | 0 | 0.00741 | 0.20628 | 0 |  | --> | C18 ex LITTLE MILLS | Little Mills [T41] | DUNDALK |  | 53.9258 | -6.4016
MV/LV Substation CO***672X |  | 20 kV | _ | LV | 50 kVA :Pole Substation | 0.05 | --> | 0.05 | 0 | 2 |  | --> | 0.0475 | 0 | 0 | 0 | 0 | Constrained,otherwise capacity available =60kW. | --> | E12 ex RATHKEALE | Rathkeale [T421,T422] | RATHKEALE |  | 52.4749 | -8.8683
MV/LV Substation CO***672Y |  | 10 kV | _ | LV | 630 kVA :Kiosk Substation | 0.63 | --> | 0.63 | 0.45 | 1 |  | --> | 0.5985 | 0 | 0 | 0.5 | 0 |  | --> | E14 ex LONGFORD | Longford [T421,T422] | RICHMOND |  | 53.7309 | -7.8024
MV/LV Substation CO***673X |  | 20 kV | _ | LV | 50 kVA :Pole Substation | 0.05 | --> | 0.05 | 0.045 | 2.2 |  | --> | 0.0475 | 0 | 0 | 0.050753 | 0 |  | --> | E11 ex CLOONBANNIN | Cloonbannin [T421] | GLENLARA |  | 52.0683 | -9.0347
MV/LV Substation CO***673Y |  | 20 kV | _ | LV | 50 kVA :Pole Substation | 0.05 | --> | 0.05 | 0 | 1.7 |  | --> | 0.0475 | 0 | 0.00741 | 0.057563 | 0 |  | --> | E64 ex ATHY | Athy [T101,T102] | ATHY |  | 53.0923 | -7.0866
MV/LV Substation CO***674 |  | 10 kV | _ | LV | 200 kVA :Kiosk Substation | 0.2 | --> | 0.2 | 0.144 | 2.9 |  | --> | 0.19 | 0 | 0.017784 | 0.20833 | 0 |  | --> | C18 ex BREWERY ROAD | Brewery Road [T41,T42] | CARRICKMINES |  | 53.2848 | -6.2051
MV/LV Substation CO***675 |  | 10 kV | _ | LV | 50 kVA :Pole Substation | 0.05 | --> | 0.05 | 0.049 | 1.5 |  | --> | 0.0475 | 0 | 0 | 0.050152 | 0 |  | --> | C15 ex SCREEB | Screeb [T41] | SCREEB |  | 53.3228 | -9.8133
MV/LV Substation CO***676X |  | 10 kV | _ | LV | 50 kVA :Pole Substation | 0.05 | --> | 0.05 | 0.05 | 16.1 |  | --> | 0.0475 | 0 | 0 | 0.05 | 0 |  | --> | E14 ex WEXFORD | Wexford [T121,T122] | WEXFORD |  | 52.3271 | -6.5202
MV/LV Substation CO***677X |  | 10 kV | _ | LV | 200 kVA :Kiosk Substation | 0.2 | --> | 0.2 | 0.124 | 3.3 |  | --> | 0.19 | 0 | 0.012597 | 0.21122 | 0 |  | --> | C16 ex GLEBE | Glebe [T41,T42] | RICHMOND |  | 53.7312 | -7.7885
MV/LV Substation CO***679Y |  | 10 kV | _ | LV | 200 kVA :Kiosk Substation | 0.2 | --> | 0.2 | 0 | 0 | Constrained,otherwise capacity available =129kVA. | --> | 0.19 | 0 | 0.00741 | 0.2105 | 0 |  | --> | C18 ex MIDLETON | Midleton [T101,T102] | MIDLETON |  | 51.9733 | -8.2164
MV/LV Substation CO***680 |  | 10 kV | _ | LV | 400 kVA :Kiosk Substation | 0.4 | --> | 0.4 | 0.254 | 0.9 |  | --> | 0.38 | 0 | 0.040755 | 0.42158 | 0 |  | --> | C15 ex KIMMAGE | Kimmage [T41,T42] | INCHICORE 220KV |  | 53.3029 | -6.3082
MV/LV Substation CO***680Y |  | 10 kV | _ | LV | 400 kVA :Kiosk Substation | 0.4 | --> | 0.4 | 0.381 | 1.6 |  | --> | 0.38 | 0 | 0 | 0.40287 | 0 |  | --> | C18 ex TULLYNAMALRA | Tullynamalra [T41,T42] | MEATH HILL |  | 54.0648 | -6.8118
MV/LV Substation CO***681X |  | 10 kV | _ | LV | 50 kVA :Pole Substation | 0.05 | --> | 0.05 | 0 | 0 | Constrained,otherwise capacity available =33kVA. | --> | 0.0475 | 0 | 0 | 0.052518 | 0 |  | --> | C11 ex SCARIFF | Scariff [T42] | ENNIS |  | 52.89 | -8.5667
MV/LV Substation CO***682 |  | 10 kV | _ | LV | 50 kVA :Pole Substation | 0.05 | --> | 0.05 | 0.021 | 1.9 |  | --> | 0.0475 | 0 | 0 | 0 | 0 | Constrained,otherwise capacity available =54.2kW. | --> | C17 ex MILFORD (MWR) | Milford (mwr) [T41] | CHARLEVILLE |  | 52.3449 | -8.9148
MV/LV Substation CO***682 |  | 10 kV | _ | LV | 400 kVA :Kiosk Substation | 0.4 | --> | 0.4 | 0.234 | 1.2 |  | --> | 0.38 | 0 | 0.020007 | 0.42445 | 0 |  | --> | C19 ex SALLYNOGGIN ROAD | Sallynoggin Road [T41,T42] | CHERRYWOOD |  | 53.2868 | -6.1318
MV/LV Substation CO***682X |  | 20 kV | _ | LV | 100 kVA :Pole Substation | 0.1 | --> | 0.1 | 0.093 | 18.8 |  | --> | 0.095 | 0 | 0 | 0.10106 | 0 |  | --> | E19 ex HARTNETTS CROSS | Hartnetts Cross [T121,T422] | HARTNETTS CROSS |  | 51.8929 | -8.9442
MV/LV Substation CO***683 |  | 20 kV | _ | LV | 50 kVA :Pole Substation | 0.05 | --> | 0.05 | 0.048 | 18.8 |  | --> | 0.0475 | 0 | 0 | 0.050303 | 0 |  | --> | E17 ex HARTNETTS CROSS | Hartnetts Cross [T121,T422] | HARTNETTS CROSS |  | 51.9254 | -9.0497
MV/LV Substation CO***684X |  | 10 kV | _ | LV | 400 kVA :Kiosk Substation | 0.4 | --> | 0.4 | 0.223 | 4.5 |  | --> | 0.38 | 0 | 0.038532 | 0.42602 | 0 |  | --> | C11 ex MALLOW | Mallow [T41,T42] | MALLOW |  | 52.1295 | -8.629
MV/LV Substation CO***685 |  | 20 kV | _ | LV | 400 kVA :Building Structure | 0.4 | --> | 0.4 | 0 | 0 | Constrained,otherwise capacity available =400kVA. | --> | 0.38 | 0 | 0 | 0.4 | 0 |  | --> | C11 ex LOUGHSHINNY | Loughshinny [T41,T42] | GLASMORE |  | 53.5481 | -6.1744
MV/LV Substation CO***685Y |  | 10 kV | _ | LV | 200 kVA :Kiosk Substation | 0.2 | --> | 0.2 | 0 | 0 | Constrained,otherwise capacity available =152kVA. | --> | 0.19 | 0 | 0 | 0 | 0 | Constrained,otherwise capacity available =207.2kW. | --> | C13 ex ROSCREA | Roscrea [T41,T42] | IKERRIN |  | 52.9615 | -7.795
MV/LV Substation CO***687 |  | 10 kV | _ | LV | 400 kVA :Building Structure | 0.4 | --> | 0.4 | 0.4 | 0.9 |  | --> | 0.38 | 0 | 0 | 0.4 | 0 |  | --> | C12 ex WOODFORD | Woodford [T41,T42] | KNOCKEARAGH |  | 52.0622 | -9.4373
MV/LV Substation CO***687X |  | 10 kV | _ | LV | 50 kVA :Pole Substation | 0.05 | --> | 0.05 | 0 | 0 | Constrained,otherwise capacity available =41kVA. | --> | 0.0475 | 0 | 0 | 0.051348 | 0 |  | --> | C11 ex CASTLECOMER | Castlecomer [T41,T42] | BALLYRAGGET |  | 52.7891 | -7.1424
MV/LV Substation CO***688 |  | 20 kV | _ | LV | 50 kVA :Pole Substation | 0.05 | --> | 0.05 | 0 | 0 | Constrained,otherwise capacity available =30kVA. | --> | 0.0475 | 0 | 0.00741 | 0.052949 | 0 |  | --> | E14 ex KILCOCK | Kilcock [T421,T422] | GRIFFINRATH |  | 53.452 | -6.7277
MV/LV Substation CO***690 |  | 10 kV | _ | LV | 200 kVA :Pole Substation | 0.2 | --> | 0.2 | 0 | 0 | Constrained,otherwise capacity available =144kVA. | --> | 0.19 | 0 | 0.005928 | 0 | 0 | Constrained,otherwise capacity available =208.3kW. | --> | C23 ex TINAHASK | Tinahask [T41,T42] | ARKLOW |  | 52.7644 | -6.2352
MV/LV Substation CO***690Z |  | 10 kV | _ | LV | 50 kVA :Pole Substation | 0.05 | --> | 0.05 | 0.036 | 4.6 |  | --> | 0.0475 | 0 | 0 | 0.052083 | 0 |  | --> | C19 ex RINGASKIDDY 110KV | Ringaskiddy 110kv [T42] | BARNAHELY |  | 51.8542 | -8.3367
MV/LV Substation CO***691Y |  | 10 kV | _ | LV | 1000 kVA :Building Structure | 1 | --> | 1 | 0.5 | 3.8 |  | --> | 0.95 | 0 | 0 | 0.5 | 0 |  | --> | C13 ex WATERFORD | Waterford [T41,T42] | WATERFORD |  | 52.2635 | -7.1199
MV/LV Substation CO***692X |  | 20 kV | _ | LV | 200 kVA :Pole Substation | 0.2 | --> | 0.2 | 0 | 0 | Constrained,otherwise capacity available =98kVA. | --> | 0.19 | 0 | 0 | 0 | 0 | Constrained,otherwise capacity available =214.9kW. | --> | E14 ex EMYVALE | Emyvale [T422] | LISDRUM |  | 54.3635 | -7.0508
MV/LV Substation CO***692Y |  | 20 kV | _ | LV | 100 kVA :Pole Substation | 0.1 | --> | 0.1 | 0 | 0 | Constrained,otherwise capacity available =100kVA. | --> | 0.095 | 0 | 0 | 0.1 | 0 |  | --> | E16 ex CLONROCHE | Clonroche [T421,T422] | WEXFORD |  | 52.518 | -6.7994
MV/LV Substation CO***695 |  | 10 kV | _ | LV | 200 kVA :Pole Substation | 0.2 | --> | 0.2 | 0.179 | 3.9 |  | --> | 0.19 | 0 | 0 | 0.20316 | 0 |  | --> | C28 ex GALWAY 110KV | Galway 110kv [T102,T103] | GALWAY 110KV |  | 53.329 | -9.0206
MV/LV Substation CO***695Y |  | 10 kV | _ | LV | 50 kVA :Pole Substation | 0.05 | --> | 0.05 | 0 | 0 | Constrained,otherwise capacity available =36kVA. | --> | 0.0475 | 0 | 0.018525 | 0 | 0 | Constrained,otherwise capacity available =52.1kW. | --> | C15 ex DRUMBEAR | Drumbear [T41,T42] | LISDRUM |  | 54.2025 | -6.8467
MV/LV Substation CO***700X |  | 10 kV | _ | LV | 400 kVA :Kiosk Substation | 0.4 | --> | 0.4 | 0 | 0 | Constrained,otherwise capacity available =282kVA. | --> | 0.38 | 0 | 0.008151 | 0.41753 | 0 |  | --> | C12 ex GRANGE (SR) | Grange (sr) [T41,T42] | BUTLERSTOWN |  | 52.2407 | -7.1076
MV/LV Substation CO***700X |  | 10 kV | _ | LV | 400 kVA :Kiosk Substation | 0.4 | --> | 0.4 | 0 | 0 | Constrained,otherwise capacity available =275kVA. | --> | 0.38 | 0 | 0.021489 | 0.41855 | 0 |  | --> | C19 ex FORTUNESTOWN | Fortunestown [T101,T102] | INCHICORE 220KV |  | 53.2765 | -6.4203
MV/LV Substation CO***700Z |  | 20 kV | _ | LV | 50 kVA :Pole Substation | 0.05 | --> | 0.05 | 0 | 0 | Constrained,otherwise capacity available =50kVA. | --> | 0.0475 | 0 | 0 | 0.05 | 0 |  | --> | E15 ex BATTER LANE TEMPORARY | Batter Lane Temporary 38kv [T421] | GLASMORE |  | 53.5137 | -6.1916
MV/LV Substation CO***701 |  | 20 kV | _ | LV | 50 kVA :Pole Substation | 0.05 | --> | 0.05 | 0.048 | 0.3 |  | --> | 0.0475 | 0 | 0 | 0.050303 | 0 |  | --> | E31 ex TRIM | Trim [T421] | NAVAN |  | 53.5385 | -6.8068
MV/LV Substation CO***701X |  | 10 kV | _ | LV | 400 kVA :Kiosk Substation | 0.4 | --> | 0.4 | 0.356 | 1.9 |  | --> | 0.38 | 0 | 0 | 0 | 0 | Constrained,otherwise capacity available =406.6kW. | --> | C17 ex MILFORD (MWR) | Milford (mwr) [T41] | CHARLEVILLE |  | 52.3424 | -8.912
MV/LV Substation CO***701X |  | 10 kV | _ | LV | 200 kVA :Pole Substation | 0.2 | --> | 0.2 | 0.2 | 12.2 |  | --> | 0.19 | 0 | 0 | 0.2 | 0 |  | --> | C23 ex BALLYBEG | Ballybeg [T101,T102] | CARRICKMINES |  | 52.9573 | -6.0955
MV/LV Substation CO***701Y |  | 10 kV | _ | LV | 400 kVA :Kiosk Substation | 0.4 | --> | 0.4 | 0.326 | 3.9 |  | --> | 0.38 | 0 | 0.003705 | 0.41108 | 0 |  | --> | C12 ex MARSHES | Marshes [T41,T42] | DUNDALK |  | 53.9871 | -6.3894
MV/LV Substation CO***702X |  | 20 kV | _ | LV | 100 kVA :Pole Substation | 0.1 | --> | 0.1 | 0 | 0 | Constrained,otherwise capacity available =100kVA. | --> | 0.095 | 0 | 0 | 0 | 0 | Constrained,otherwise capacity available =100kW. | --> | C11 ex TIMOLEAGUE | Timoleague [T41] | BANDON |  | 51.6456 | -8.7866
MV/LV Substation CO***702Y |  | 10 kV | _ | LV | 400 kVA :Kiosk Substation | 0.4 | --> | 0.4 | 0 | 0 | Constrained,otherwise capacity available =341kVA. | --> | 0.38 | 0 | 0.002964 | 0 | 0 | Constrained,otherwise capacity available =408.9kW. | --> | C15 ex MOUNTMELLICK | Mountmellick [T41,T42] | PORTLAOISE |  | 53.1197 | -7.3261
MV/LV Substation CO***704 |  | 10 kV | _ | LV | 50 kVA :Pole Substation | 0.05 | --> | 0.05 | 0.038 | 0.2 |  | --> | 0.0475 | 0 | 0.002964 | 0 | 0 | Constrained,otherwise capacity available =51.8kW. | --> | C11 ex ROSSGEIR | Rossgeir [T41,T42] | LETTERKENNY |  | 54.8533 | -7.4794
MV/LV Substation CO***705 |  | 10 kV | _ | LV | 400 kVA :Kiosk Substation | 0.4 | --> | 0.4 | 0.343 | 3.5 |  | --> | 0.38 | 0 | 0 | 0.40856 | 0 |  | --> | C20 ex TRIMMS LANE | Trimms Lane [T41,T42] | SALTHILL |  | 53.2633 | -9.0711
MV/LV Substation CO***707X |  | 20 kV | _ | LV | 50 kVA :Pole Substation | 0.05 | --> | 0.05 | 0 | 0 | Constrained,otherwise capacity available =46kVA. | --> | 0.0475 | 0 | 0 | 0.050604 | 0 |  | --> | E17 ex BALTINGLASS | Baltinglass [T421,T422] | STRATFORD |  | 52.8706 | -6.667
MV/LV Substation CO***709X |  | 10 kV | _ | LV | 50 kVA :Pole Substation | 0.05 | --> | 0.05 | 0 | 0 | Constrained,otherwise capacity available =38kVA. | --> | 0.0475 | 0 | 0 | 0.05179 | 0 |  | --> | C19 ex BALLYBAILIE | Ballybailie [T41,T42] | DUNDALK |  | 53.8549 | -6.5466
MV/LV Substation CO***709Y |  | 20 kV | _ | LV | 100 kVA :Pole Substation | 0.1 | --> | 0.1 | 0 | 0 | Constrained,otherwise capacity available =95kVA. | --> | 0.095 | 0 | 0 | 0.10076 | 0 |  | --> | E16 ex CLONROCHE | Clonroche [T421,T422] | WEXFORD |  | 52.5155 | -6.8037
MV/LV Substation CO***711 |  | 20 kV | _ | LV | 100 kVA :Pole Substation | 0.1 | --> | 0.1 | 0 | 0 | Constrained,otherwise capacity available =27kVA. | --> | 0.095 | 0 | 0 | 0 | 0 | Constrained,otherwise capacity available =110.5kW. | --> | E14 ex BUNCRANA | Buncrana [T421,T422] | TRILLICK |  | 55.1476 | -7.4466
MV/LV Substation CO***712Y |  | 20 kV | _ | LV | 200 kVA :Pole Substation | 0.2 | --> | 0.2 | 0 | 0 | Constrained,otherwise capacity available =200kVA. | --> | 0.19 | 0 | 0 | 0 | 0 | Constrained,otherwise capacity available =200kW. | --> | E14 ex EMYVALE | Emyvale [T422] | LISDRUM |  | 54.3347 | -6.9599
MV/LV Substation CO***714X |  | 10 kV | _ | LV | 630 kVA :Kiosk Substation | 0.63 | --> | 0.63 | 0.499 | 4.5 |  | --> | 0.5985 | 0 | 0.039273 | 0.5 | 0 |  | --> | C11 ex MALLOW | Mallow [T41,T42] | MALLOW |  | 52.1314 | -8.6254
MV/LV Substation CO***714X |  | 10 kV | _ | LV | 50 kVA :Pole Substation | 0.05 | --> | 0.05 | 0 | 0 | Constrained,otherwise capacity available =36kVA. | --> | 0.0475 | 0 | 0 | 0.052083 | 0 |  | --> | C18 ex COOLCORCORAN | Coolcorcoran [T41,T42] | KNOCKEARAGH |  | 52.0795 | -9.5156
MV/LV Substation CO***715 |  | 10 kV | _ | LV | 200 kVA :Pole Substation | 0.2 | --> | 0.2 | 0 | 0 | Constrained,otherwise capacity available =144kVA. | --> | 0.19 | 0 | 0.003705 | 0 | 0 | Constrained,otherwise capacity available =208.3kW. | --> | C23 ex TINAHASK | Tinahask [T41,T42] | ARKLOW |  | 52.764 | -6.2391
MV/LV Substation CO***715 |  | 10 kV | _ | LV | 630 kVA :Building Structure | 0.63 | --> | 0.63 | 0 | 0 | Constrained,otherwise capacity available =500kVA. | --> | 0.5985 | 0 | 0 | 0.5 | 0 |  | --> | C21 ex CAMDEN ROW | Camden Row [T41] | FRANCIS STREET |  | 53.339 | -6.263
MV/LV Substation CO***718X |  | 10 kV | _ | LV | 200 kVA :Pole Substation | 0.2 | --> | 0.2 | 0.194 | 3.9 |  | --> | 0.19 | 0 | 0 | 0.20091 | 0 |  | --> | C28 ex GALWAY 110KV | Galway 110kv [T102,T103] | GALWAY 110KV |  | 53.3262 | -9.0167
MV/LV Substation CO***720 |  | 20 kV | _ | LV | 200 kVA :Pole Substation | 0.2 | --> | 0.2 | 0 | 0 | Constrained,otherwise capacity available =200kVA. | --> | 0.19 | 0 | 0 | 0.2 | 0 |  | --> | C15 ex BALLYHAUNIS | Ballyhaunis [T41,T42] | DALTON |  | 53.7172 | -8.6464
MV/LV Substation CO***721 |  | 10 kV | _ | LV | 200 kVA :Pole Substation | 0.2 | --> | 0.2 | 0.126 | 2.2 |  | --> | 0.19 | 0 | 0.001482 | 0.21094 | 0 |  | --> | C24 ex BAILIEBORO | Bailieboro [T41,T42] | MEATH HILL |  | 53.9123 | -6.974
MV/LV Substation CO***722 |  | 20 kV | _ | LV | 50 kVA :Pole Substation | 0.05 | --> | 0.05 | 0.035 | 16.1 |  | --> | 0.0475 | 0 | 0 | 0.052228 | 0 |  | --> | E17 ex WEXFORD | Wexford [T121,T122] | WEXFORD |  | 52.3213 | -6.6485
MV/LV Substation CO***722Z |  | 20 kV | _ | LV | 200 kVA :Kiosk Substation | 0.2 | --> | 0.2 | 0 | 0 | Constrained,otherwise capacity available =156kVA. | --> | 0.19 | 0 | 0.003705 | 0 | 0 | Constrained,otherwise capacity available =206.6kW. | --> | E13 ex BLESSINGTON | Blessington [T421,T422] | KILTEEL |  | 53.1787 | -6.5397
MV/LV Substation CO***723 |  | 10 kV | _ | LV | 50 kVA :Pole Substation | 0.05 | --> | 0.05 | 0.039 | 1.1 |  | --> | 0.0475 | 0 | 0 | 0.051643 | 0 |  | --> | C21 ex BIRR | Birr [T41,T422] | DALLOW |  | 53.0755 | -7.872
MV/LV Substation CO***724X |  | 20 kV | _ | LV | 50 kVA :Pole Substation | 0.05 | --> | 0.05 | 0.047 | 4.4 |  | --> | 0.0475 | 0 | 0 | 0.050453 | 0 |  | --> | E13 ex CRANE | Crane [T122] | CRANE |  | 52.4951 | -6.5027
MV/LV Substation CO***725Y |  | 10 kV | _ | LV | 400 kVA :Building Structure | 0.4 | --> | 0.4 | 0 | 0 | Constrained,otherwise capacity available =316kVA. | --> | 0.38 | 0 | 0.017043 | 0.41256 | 0 |  | --> | C17 ex CARRICKMACROSS | Carrickmacross [T41,T42] | MEATH HILL |  | 53.9862 | -6.724
MV/LV Substation CO***729X |  | 20 kV | _ | LV | 50 kVA :Pole Substation | 0.05 | --> | 0.05 | 0.046 | 1 |  | --> | 0.0475 | 0 | 0 | 0.050604 | 0 |  | --> | E12 ex LONGFORD | Longford [T421,T422] | RICHMOND |  | 53.7538 | -7.8199
MV/LV Substation CO***730Y |  | 10 kV | _ | LV | 25 kVA :Building Structure | 0.025 | --> | 0.025 | 0 | 0 | Constrained,otherwise capacity available =25kVA. | --> | 0.02375 | 0 | 0 | 0.025 | 0 |  | --> | C19 ex CLONMINCH | Clonminch [T41,T422] | THORNSBERRY |  | 53.2688 | -7.485
MV/LV Substation CO***731 |  | 20 kV | _ | LV | 100 kVA :Pole Substation | 0.1 | --> | 0.1 | 0 | 0 | Constrained,otherwise capacity available =43kVA. | --> | 0.095 | 0 | 0.00741 | 0.1083 | 0 |  | --> | E16 ex MANORHAMILTON | Manorhamilton [T422] | SLIGO |  | 54.3024 | -8.1764
MV/LV Substation CO***731 |  | 10 kV | _ | LV | 100 kVA :Pole Substation | 0.1 | --> | 0.1 | 0 | 0 | Constrained,otherwise capacity available =34kVA. | --> | 0.095 | 0 | 0 | 0.10955 | 0 |  | --> | C17 ex BALLYHAUNIS | Ballyhaunis [T41,T42] | DALTON |  | 53.7667 | -8.7807
MV/LV Substation CO***731 |  | 10 kV | _ | LV | 50 kVA :Pole Substation | 0.05 | --> | 0.05 | 0.04 | 0.9 |  | --> | 0.0475 | 0 | 0 | 0.051496 | 0 |  | --> | C21 ex ROSS CARBERY | Ross Carbery [T41,T42] | DUNMANWAY |  | 51.6669 | -9.005
MV/LV Substation CO***731Z |  | 20 kV | _ | LV | 100 kVA :Pole Substation | 0.1 | --> | 0.1 | 0.094 | 0.9 |  | --> | 0.095 | 0 | 0 | 0 | 0 | Constrained,otherwise capacity available =100.9kW. | --> | E11 ex CASTLETOWNBERE | Castletownbere [T421] | BALLYLICKY |  | 51.6446 | -10.039
MV/LV Substation CO***732X |  | 10 kV | _ | LV | 50 kVA :Pole Substation | 0.05 | --> | 0.05 | 0 | 0 | Constrained,otherwise capacity available =46kVA. | --> | 0.0475 | 0 | 0 | 0.050604 | 0 |  | --> | C11 ex SKIBBEREEN | Skibbereen [T41,T42] | DUNMANWAY |  | 51.5902 | -9.2719
MV/LV Substation CO***733 |  | 10 kV | _ | LV | 50 kVA :Pole Substation | 0.05 | --> | 0.05 | 0.032 | 4.6 |  | --> | 0.0475 | 0 | 0 | 0.052662 | 0 |  | --> | C39 ex CASTLEVIEW | Castleview [T101,T102] | CASTLEVIEW |  | 51.9014 | -8.3336
MV/LV Substation CO***733X |  | 10 kV | _ | LV | 50 kVA :Pole Substation | 0.05 | --> | 0.05 | 0 | 0 | Constrained,otherwise capacity available =33kVA. | --> | 0.0475 | 0 | 0 | 0.052518 | 0 |  | --> | C18 ex SCARTEEN | Scarteen [T41,T42] | MALLOW |  | 52.168 | -8.7371
MV/LV Substation CO***735Z |  | 20 kV | _ | LV | 400 kVA :Kiosk Substation | 0.4 | --> | 0.4 | 0.377 | 0.4 |  | --> | 0.38 | 0 | 0 | 0.40348 | 0 |  | --> | E19 ex TULLOW | Tullow [T421,T422] | CARLOW |  | 52.8064 | -6.7131
MV/LV Substation CO***736 |  | 20 kV | _ | LV | 50 kVA :Pole Substation | 0.05 | --> | 0.05 | 0 | 0 | Constrained,otherwise capacity available =39kVA. | --> | 0.0475 | 0 | 0 | 0.051643 | 0 |  | --> | E19 ex GARRANACANTY | Garranacanty [T421,T422] | TIPPERARY |  | 52.4776 | -8.1372
MV/LV Substation CO***736X |  | 10 kV | _ | LV | 50 kVA :Pole Substation | 0.05 | --> | 0.05 | 0 | 0 | Constrained,otherwise capacity available =31kVA. | --> | 0.0475 | 0 | 0 | 0 | 0 | Constrained,otherwise capacity available =52.8kW. | --> | C19 ex CURRAGLASS | Curraglass [T41] | BARRYMORE |  | 52.0929 | -8.1027
MV/LV Substation CO***737X |  | 10 kV | _ | LV | 400 kVA :Kiosk Substation | 0.4 | --> | 0.4 | 0 | 0 | Constrained,otherwise capacity available =67kVA. | --> | 0.38 | 0 | 0.027417 | 0.44754 | 0 |  | --> | C17 ex SAGGART | Saggart [T41,T42] | GRANGE CASTLE |  | 53.2766 | -6.4245
MV/LV Substation CO***737Y |  | 20 kV | _ | LV | 100 kVA :Pole Substation | 0.1 | --> | 0.1 | 0 | 0 | Constrained,otherwise capacity available =87kVA. | --> | 0.095 | 0 | 0.003705 | 0.10195 | 0 |  | --> | E16 ex BALLYDEHOB | Ballydehob [T421] | DUNMANWAY |  | 51.5187 | -9.548
MV/LV Substation CO***740 |  | 10 kV | _ | LV | 50 kVA :Pole Substation | 0.05 | --> | 0.05 | 0 | 0 | Constrained,otherwise capacity available =35kVA. | --> | 0.0475 | 0 | 0 | 0 | 0 | Constrained,otherwise capacity available =52.2kW. | --> | C19 ex LISMORE | Lismore [T41,T42] | DUNGARVAN |  | 52.1257 | -8.0385
MV/LV Substation CO***740 |  | 10 kV | _ | LV | 200 kVA :Pole Substation | 0.2 | --> | 0.2 | 0.093 | 7.2 |  | --> | 0.19 | 0 | 0 | 0 | 0 | Constrained,otherwise capacity available =215.6kW. | --> | C18 ex CONVOY | Convoy [T41,T42] | LETTERKENNY |  | 54.8668 | -7.5615
MV/LV Substation CO***740Y |  | 20 kV | _ | LV | 50 kVA :Pole Substation | 0.05 | --> | 0.05 | 0 | 0 | Constrained,otherwise capacity available =44kVA. | --> | 0.0475 | 0 | 0 | 0.050903 | 0 |  | --> | E16 ex FINEA | Finea [T421,T422] | SHANKILL |  | 53.9076 | -7.5248
MV/LV Substation CO***742X |  | 10 kV | _ | LV | 630 kVA :Building Structure | 0.63 | --> | 0.63 | 0 | 0 | Constrained,otherwise capacity available =484kVA. | --> | 0.5985 | 0 | 0 | 0 | 0 | Constrained,otherwise capacity available =500kW. | --> | C12 ex COLLIGAN | Colligan [T41,T42] | DUNGARVAN |  | 52.0897 | -7.618
MV/LV Substation CO***744 |  | 10 kV | _ | LV | 200 kVA :Pole Substation | 0.2 | --> | 0.2 | 0 | 0 | Constrained,otherwise capacity available =119kVA. | --> | 0.19 | 0 | 0 | 0 | 0 | Constrained,otherwise capacity available =211.9kW. | --> | C17 ex ROSCREA | Roscrea [T41,T42] | IKERRIN |  | 52.9473 | -7.7758
MV/LV Substation CO***744Y |  | 10 kV | _ | LV | 400 kVA :Kiosk Substation | 0.4 | --> | 0.4 | 0.317 | 3.9 |  | --> | 0.38 | 0 | 0.005187 | 0.41241 | 0 |  | --> | C11 ex MARSHES | Marshes [T41,T42] | DUNDALK |  | 53.987 | -6.3876
MV/LV Substation CO***744Y |  | 10 kV | _ | LV | 50 kVA :Pole Substation | 0.05 | --> | 0.05 | 0.049 | 4.2 |  | --> | 0.0475 | 0 | 0 | 0.050152 | 0 |  | --> | C13 ex ERRIGAL | Errigal [T41,T422] | SHANKILL |  | 54.0294 | -7.2607
MV/LV Substation CO***745Z |  | 10 kV | _ | LV | 100 kVA :Pole Substation | 0.1 | --> | 0.1 | 0 | 0 | Constrained,otherwise capacity available =100kVA. | --> | 0.095 | 0 | 0 | 0 | 0 | Constrained,otherwise capacity available =100kW. | --> | C15 ex BANTRY | Bantry [T41,T42] | BALLYLICKY |  | 51.7295 | -9.302
MV/LV Substation CO***746X |  | 10 kV | _ | LV | 200 kVA :Pole Substation | 0.2 | --> | 0.2 | 0 | 0 | Constrained,otherwise capacity available =154kVA. | --> | 0.19 | 0 | 0 | 0.20687 | 0 |  | --> | C15 ex RIVERSTOWN | Riverstown [T41,T42] | KILBARRY |  | 51.9303 | -8.3699
MV/LV Substation CO***746X |  | 10 kV | _ | LV | 200 kVA :Pole Substation | 0.2 | --> | 0.2 | 0.151 | 2 |  | --> | 0.19 | 0 | 0 | 0 | 0 | Constrained,otherwise capacity available =207.3kW. | --> | E18 ex RATHKEALE | Rathkeale [T421,T422] | RATHKEALE |  | 52.5217 | -8.9438
MV/LV Substation CO***748X |  | 20 kV | _ | LV | 50 kVA :Pole Substation | 0.05 | --> | 0.05 | 0.03 | 0.4 |  | --> | 0.0475 | 0 | 0 | 0.052949 | 0 |  | --> | E17 ex BALLYCONNELL | Ballyconnell [T421,T422] | GORTAWEE |  | 54.1189 | -7.6634
MV/LV Substation CO***749X |  | 20 kV | _ | LV | 50 kVA :Pole Substation | 0.05 | --> | 0.05 | 0 | 0 | Constrained,otherwise capacity available =46kVA. | --> | 0.0475 | 0 | 0 | 0.050604 | 0 |  | --> | C17 ex ROSCOMMON | Roscommon [T41,T42] | LANESBORO |  | 53.6028 | -8.2462
MV/LV Substation CO***750Y |  | 10 kV | _ | LV | 200 kVA :Kiosk Substation | 0.2 | --> | 0.2 | 0 | 0 | Constrained,otherwise capacity available =160kVA. | --> | 0.19 | 0 | 0.021489 | 0 | 0 | Constrained,otherwise capacity available =206kW. | --> | C32 ex CLOYNE | Cloyne [T41] | MIDLETON |  | 51.8675 | -8.1145
MV/LV Substation CO***751X |  | 10 kV | _ | LV | 200 kVA :Pole Substation | 0.2 | --> | 0.2 | 0 | 0 | Constrained,otherwise capacity available =160kVA. | --> | 0.19 | 0 | 0 | 0.20598 | 0 |  | --> | C15 ex DEERPARK | Deerpark [T41,T42] | BALLYDINE |  | 52.3448 | -7.4198
MV/LV Substation CO***751X |  | 10 kV | _ | LV | 50 kVA :Pole Substation | 0.05 | --> | 0.05 | 0 | 0 | Constrained,otherwise capacity available =41kVA. | --> | 0.0475 | 0 | 0.003705 | 0.051348 | 0 |  | --> | C12 ex ROSCOMMON | Roscommon [T41,T42] | LANESBORO |  | 53.6384 | -8.197
MV/LV Substation CO***751Y |  | 20 kV | _ | LV | 50 kVA :Pole Substation | 0.05 | --> | 0.05 | 0 | 0 | Constrained,otherwise capacity available =50kVA. | --> | 0.0475 | 0 | 0 | 0.05 | 0 |  | --> | E16 ex FINEA | Finea [T421,T422] | SHANKILL |  | 53.8918 | -7.549
MV/LV Substation CO***752 |  | 10 kV | _ | LV | 100 kVA :Pole Substation | 0.1 | --> | 0.1 | 0.096 | 0.5 |  | --> | 0.095 | 0 | 0 | 0 | 0 | Constrained,otherwise capacity available =100.6kW. | --> | C20 ex KILMARTIN | Kilmartin [T41] | ARKLOW |  | 53.0602 | -6.2295
MV/LV Substation CO***752 |  | 20 kV | _ | LV | 100 kVA :Pole Substation | 0.1 | --> | 0.1 | 0 | 0 | Constrained,otherwise capacity available =78kVA. | --> | 0.095 | 0 | 0 | 0 | 0 | Constrained,otherwise capacity available =103.3kW. | --> | E16 ex KILMACTHOMAS | Kilmacthomas [T421,T422] | DUNGARVAN |  | 52.1277 | -7.4594
MV/LV Substation CO***753X |  | 20 kV | _ | LV | 100 kVA :Pole Substation | 0.1 | --> | 0.1 | 0.1 | 4.2 |  | --> | 0.095 | 0 | 0.013338 | 0.1 | 0 |  | --> | E14 ex ERRIGAL | Errigal [T41,T422] | SHANKILL |  | 54.0243 | -7.0562
MV/LV Substation CO***753Y |  | 10 kV | _ | LV | 400 kVA :Kiosk Substation | 0.4 | --> | 0.4 | 0 | 0 | Constrained,otherwise capacity available =299kVA. | --> | 0.38 | 0 | 0 | 0 | 0 | Constrained,otherwise capacity available =415.1kW. | --> | C18 ex KNOCKMULLEN | Knockmullen [T42,T421] | GREAT ISLAND |  | 52.3879 | -6.9493
MV/LV Substation CO***753Z |  | 10 kV | _ | LV | 50 kVA :Pole Substation | 0.05 | --> | 0.05 | 0 | 0 | Constrained,otherwise capacity available =47kVA. | --> | 0.0475 | 0 | 0 | 0.050453 | 0 |  | --> | C14 ex ATHGARVAN | Athgarvan [T41,T44] | NEWBRIDGE |  | 53.1647 | -6.7653
MV/LV Substation CO***754Y |  | 10 kV | _ | LV | 100 kVA :Pole Substation | 0.1 | --> | 0.1 | 0 | 0 | Constrained,otherwise capacity available =76kVA. | --> | 0.095 | 0 | 0.004446 | 0.10358 | 0 |  | --> | C19 ex ROSCOMMON | Roscommon [T41,T42] | LANESBORO |  | 53.6437 | -8.2087
MV/LV Substation CO***755X |  | 20 kV | _ | LV | 400 kVA :Kiosk Substation | 0.4 | --> | 0.4 | 0.367 | 2.5 |  | --> | 0.38 | 0 | 0 | 0.40498 | 0 |  | --> | E12 ex BAGENALSTOWN | Bagenalstown [T421,T422] | CARLOW |  | 52.6994 | -6.9655
MV/LV Substation CO***756 |  | 10 kV | _ | LV | 50 kVA :Pole Substation | 0.05 | --> | 0.05 | 0.047 | 4.1 |  | --> | 0.0475 | 0 | 0.003705 | 0.050453 | 0 |  | --> | C14 ex AGHAGAD | Aghagad [T41,T42] | SLIGO |  | 54.357 | -8.5172
MV/LV Substation CO***756 |  | 10 kV | _ | LV | 50 kVA :Pole Substation | 0.05 | --> | 0.05 | 0 | 0 | Constrained,otherwise capacity available =42kVA. | --> | 0.0475 | 0 | 0 | 0.0512 | 0 |  | --> | C17 ex KINSALE | Kinsale [T41,T42] | BANDON |  | 51.7827 | -8.6187
MV/LV Substation CO***756Y |  | 10 kV | _ | LV | 50 kVA :Pole Substation | 0.05 | --> | 0.05 | 0 | 0 | Constrained,otherwise capacity available =49kVA. | --> | 0.0475 | 0 | 0 | 0.050152 | 0 |  | --> | C23 ex CLONMINCH | Clonminch [T41,T422] | THORNSBERRY |  | 53.2789 | -7.4217
MV/LV Substation CO***756Y |  | 20 kV | _ | LV | 50 kVA :Pole Substation | 0.05 | --> | 0.05 | 0.048 | 2 |  | --> | 0.0475 | 0 | 0 | 0 | 0 | Constrained,otherwise capacity available =50.3kW. | --> | E14 ex RATHKEALE | Rathkeale [T421,T422] | RATHKEALE |  | 52.5151 | -8.723
MV/LV Substation CO***756Z |  | 20 kV | _ | LV | 400 kVA :Kiosk Substation | 0.4 | --> | 0.4 | 0.265 | 0.4 |  | --> | 0.38 | 0 | 0.036309 | 0.42 | 0 |  | --> | E15 ex TULLOW | Tullow [T421,T422] | CARLOW |  | 52.7945 | -6.7524
MV/LV Substation CO***757X |  | 10 kV | _ | LV | 630 kVA :Building Structure | 0.63 | --> | 0.63 | 0.5 | 2.1 |  | --> | 0.5985 | 0 | 0 | 0.5 | 0 |  | --> | C18 ex BUTTEVANT | Buttevant [T41,T42] | MALLOW |  | 52.185 | -8.6989
MV/LV Substation CO***758 |  | 10 kV | _ | LV | 50 kVA :Pole Substation | 0.05 | --> | 0.05 | 0 | 0 | Constrained,otherwise capacity available =38kVA. | --> | 0.0475 | 0 | 0.008151 | 0.05179 | 0 |  | --> | C15 ex BALLAGHADERREEN | Ballaghaderreen [T41,T42] | TONROE |  | 53.8858 | -8.5006
MV/LV Substation CO***758 |  | 20 kV | _ | LV | 50 kVA :Pole Substation | 0.05 | --> | 0.05 | 0.05 | 1 |  | --> | 0.0475 | 0 | 0 | 0.05 | 0 |  | --> | E17 ex LONGFORD | Longford [T421,T422] | RICHMOND |  | 53.7466 | -7.6474
MV/LV Substation CO***758X |  | 10 kV | _ | LV | 50 kVA :Pole Substation | 0.05 | --> | 0.05 | 0.046 | 0.9 |  | --> | 0.0475 | 0 | 0 | 0.050604 | 0 |  | --> | C22 ex ROSS CARBERY | Ross Carbery [T41,T42] | DUNMANWAY |  | 51.5961 | -9.0942
MV/LV Substation CO***760 |  | 20 kV | _ | LV | 50 kVA :Pole Substation | 0.05 | --> | 0.05 | 0 | 0 | Constrained,otherwise capacity available =44kVA. | --> | 0.0475 | 0 | 0.003705 | 0.050903 | 0 |  | --> | C19 ex TRAMORE | Tramore [T41,T42] | BUTLERSTOWN |  | 52.2103 | -7.116
MV/LV Substation CO***760 |  | 10 kV | _ | LV | 50 kVA :Pole Substation | 0.05 | --> | 0.05 | 0 | 0 | Constrained,otherwise capacity available =37kVA. | --> | 0.0475 | 0 | 0 | 0.051937 | 0 |  | --> | C18 ex ORANMORE | Oranmore [T41,T44] | GALWAY 110KV |  | 53.2729 | -8.9194
MV/LV Substation CO***760 |  | 10 kV | _ | LV | 200 kVA :Kiosk Substation | 0.2 | --> | 0.2 | 0.143 | 13.4 |  | --> | 0.19 | 0 | 0.017043 | 0.20848 | 0 |  | --> | C20 ex POTTERY ROAD | Pottery Road [T101,T102] | CARRICKMINES |  | 53.2633 | -6.1468
MV/LV Substation CO***761Y |  | 20 kV | _ | LV | 50 kVA :Pole Substation | 0.05 | --> | 0.05 | 0 | 0 | Constrained,otherwise capacity available =48kVA. | --> | 0.0475 | 0 | 0 | 0.050303 | 0 |  | --> | E16 ex FINEA | Finea [T421,T422] | SHANKILL |  | 53.8823 | -7.5438
MV/LV Substation CO***762 |  | 20 kV | _ | LV | 50 kVA :Pole Substation | 0.05 | --> | 0.05 | 0 | 0 | Constrained,otherwise capacity available =50kVA. | --> | 0.0475 | 0 | 0 | 0 | 0 | Constrained,otherwise capacity available =50kW. | --> | E14 ex EMYVALE | Emyvale [T422] | LISDRUM |  | 54.3828 | -7.0096
MV/LV Substation CO***762X |  | 10 kV | _ | LV | 200 kVA :Pole Substation | 0.2 | --> | 0.2 | 0 | 0 | Constrained,otherwise capacity available =200kVA. | --> | 0.19 | 0 | 0 | 0 | 0 | Constrained,otherwise capacity available =200kW. | --> | C20 ex CLOONLOUGH | Cloonlough [T41,T42] | BARRYMORE |  | 52.204 | -8.2683
MV/LV Substation CO***762X |  | 10 kV | _ | LV | 400 kVA :Building Structure | 0.4 | --> | 0.4 | 0 | 0 | Constrained,otherwise capacity available =293kVA. | --> | 0.38 | 0 | 0 | 0.41593 | 0 |  | --> | C22 ex TOGHER | Togher [T41,T42] | TRABEG |  | 51.8727 | -8.5075
MV/LV Substation CO***762X |  | 20 kV | _ | LV | 100 kVA :Pole Substation | 0.1 | --> | 0.1 | 0 | 0 | Constrained,otherwise capacity available =69kVA. | --> | 0.095 | 0 | 0.019266 | 0.1046 | 0 |  | --> | E11 ex BALLYDEHOB | Ballydehob [T421] | DUNMANWAY |  | 51.5335 | -9.5424
MV/LV Substation CO***762Y |  | 10 kV | _ | LV | 630 kVA :Kiosk Substation | 0.63 | --> | 0.63 | 0 | 0 | Constrained,otherwise capacity available =493kVA. | --> | 0.5985 | 0 | 0 | 0.5 | 0 |  | --> | C15 ex DERRYCRAMPH | Derrycramph [T41,T42] | SHANKILL |  | 53.9878 | -7.3611
MV/LV Substation CO***763Y |  | 10 kV | _ | LV | 50 kVA :Pole Substation | 0.05 | --> | 0.05 | 0 | 0 | Constrained,otherwise capacity available =46kVA. | --> | 0.0475 | 0 | 0 | 0.050604 | 0 |  | --> | C14 ex DRYBRIDGE | Drybridge [T41,T42] | DRYBRIDGE |  | 53.7531 | -6.4352
MV/LV Substation CO***764 |  | 10 kV | _ | LV | 50 kVA :Pole Substation | 0.05 | --> | 0.05 | 0.05 | 0.2 |  | --> | 0.0475 | 0 | 0 | 0.05 | 0 |  | --> | C15 ex KILSHANNY | Kilshanny [T41,T42] | CAHIR |  | 52.2805 | -8.2517
MV/LV Substation CO***765Z |  | 10 kV | _ | LV | 200 kVA :Kiosk Substation | 0.2 | --> | 0.2 | 0 | 0 | Constrained,otherwise capacity available =169kVA. | --> | 0.19 | 0 | 0 | 0.20465 | 0 |  | --> | C12 ex MORRISTOWN | Morristown [T41,T42] | NEWBRIDGE |  | 53.1841 | -6.8011
MV/LV Substation CO***767 |  | 20 kV | _ | LV | 200 kVA :Kiosk Substation | 0.2 | --> | 0.2 | 0 | 0 | Constrained,otherwise capacity available =200kVA. | --> | 0.19 | 0 | 0.034827 | 0.2 | 0 |  | --> | E17 ex BALLYHALE | Ballyhale [T42,T421] | KILKENNY |  | 52.5002 | -7.112
MV/LV Substation CO***768X |  | 20 kV | _ | LV | 50 kVA :Pole Substation | 0.05 | --> | 0.05 | 0 | 0 | Constrained,otherwise capacity available =48kVA. | --> | 0.0475 | 0 | 0 | 0.050303 | 0 |  | --> | C15 ex KANTURK | Kanturk [T41,T42] | GLENLARA |  | 52.1604 | -8.8153
MV/LV Substation CO***769 |  | 10 kV | _ | LV | 200 kVA :Kiosk Substation | 0.2 | --> | 0.2 | 0.147 | 6.4 |  | --> | 0.19 | 0 | 0.014079 | 0.20789 | 0 |  | --> | C18 ex BUSHFIELD | Bushfield [T41,T42] | ATHLONE |  | 53.4351 | -7.9288
MV/LV Substation CO***769X |  | 10 kV | _ | LV | 100 kVA :Pole Substation | 0.1 | --> | 0.1 | 0 | 0 | Constrained,otherwise capacity available =92kVA. | --> | 0.095 | 0 | 0 | 0.10121 | 0 |  | --> | C11 ex KANTURK | Kanturk [T41,T42] | GLENLARA |  | 52.1996 | -8.8622
MV/LV Substation CO***771 |  | 10 kV | _ | LV | 50 kVA :Pole Substation | 0.05 | --> | 0.05 | 0 | 0 | Constrained,otherwise capacity available =41kVA. | --> | 0.0475 | 0 | 0 | 0.051348 | 0 |  | --> | C11 ex ATHENRY | Athenry [T41,T42] | GALWAY 110KV |  | 53.2607 | -8.8605
MV/LV Substation CO***773 |  | 20 kV | _ | LV | 50 kVA :Pole Substation | 0.05 | --> | 0.05 | 0 | 0 | Constrained,otherwise capacity available =48kVA. | --> | 0.0475 | 0 | 0.00741 | 0.050303 | 0 |  | --> | E18 ex GLASMORE | Glasmore [T421,T422] | GLASMORE |  | 53.5308 | -6.2111
MV/LV Substation CO***773Y |  | 10 kV | _ | LV | 50 kVA :Pole Substation | 0.05 | --> | 0.05 | 0.019092 | 0 | Constrained,otherwise capacity available =50kVA. | --> | 0.0475 | 0 | 0 | 0 | 0 | Constrained,otherwise capacity available =50kW. | --> | C19 ex BALLYBAY | Ballybay [T41,T42] | LISDRUM |  | 54.027 | -6.8337
MV/LV Substation CO***775Y |  | 10 kV | _ | LV | 630 kVA :Building Structure | 0.63 | --> | 0.63 | 0 | 0 | Constrained,otherwise capacity available =500kVA. | --> | 0.5985 | 0 | 0 | 0.5 | 0 |  | --> | C15 ex BALLINACURRA | Ballinacurra [T41,T42] | LIMERICK |  | 52.6397 | -8.6471
MV/LV Substation CO***776 |  | 10 kV | _ | LV | 50 kVA :Pole Substation | 0.05 | --> | 0.05 | 0 | 0 | Constrained,otherwise capacity available =42kVA. | --> | 0.0475 | 0 | 0.002964 | 0.0512 | 0 |  | --> | E11 ex ASHBOURNE | Ashbourne [T421,T422] | FINGLAS |  | 53.4532 | -6.341
MV/LV Substation CO***776Y |  | 10 kV | _ | LV | 200 kVA :Kiosk Substation | 0.2 | --> | 0.2 | 0 | 0 | Constrained,otherwise capacity available =139kVA. | --> | 0.19 | 0 | 0 | 0 | 0 | Constrained,otherwise capacity available =209.1kW. | --> | C14 ex PORTLAOISE | Portlaoise [T41,T42] | PORTLAOISE |  | 53.0453 | -7.2779
MV/LV Substation CO***776Z |  | 20 kV | _ | LV | 200 kVA :Kiosk Substation | 0.2 | --> | 0.2 | 0.185 | 0.4 |  | --> | 0.19 | 0 | 0.011115 | 0.20226 | 0 |  | --> | E15 ex TULLOW | Tullow [T421,T422] | CARLOW |  | 52.8024 | -6.7497
MV/LV Substation CO***777X |  | 10 kV | _ | LV | 100 kVA :Pole Substation | 0.1 | --> | 0.1 | 0 | 0 | Constrained,otherwise capacity available =82kVA. | --> | 0.095 | 0 | 0.003705 | 0.1027 | 0 |  | --> | C39 ex COLLEGE PARK | College Park [T101,T102,T103] | COLLEGE PARK |  | 53.463 | -6.3541
MV/LV Substation CO***777Y |  | 10 kV | _ | LV | 200 kVA :Kiosk Substation | 0.2 | --> | 0.2 | 0 | 0 | Constrained,otherwise capacity available =141kVA. | --> | 0.19 | 0 | 0 | 0 | 0 | Constrained,otherwise capacity available =208.8kW. | --> | C14 ex PORTLAOISE | Portlaoise [T41,T42] | PORTLAOISE |  | 53.0459 | -7.2756
MV/LV Substation CO***778 |  | 10 kV | _ | LV | 50 kVA :Pole Substation | 0.05 | --> | 0.05 | 0.045 | 2.8 |  | --> | 0.0475 | 0 | 0 | 0.050753 | 0 |  | --> | C20 ex CASTLEBLAYNEY | Castleblayney [T41,T42] | DUNDALK |  | 54.1034 | -6.711
MV/LV Substation CO***780Z |  | 10 kV | _ | LV | 200 kVA :Building Structure | 0.2 | --> | 0.2 | 0.2 | 9.1 |  | --> | 0.19 | 0 | 0 | 0.2 | 0 |  | --> | C26 ex CENTRE PARK ROAD | Marina [T105,T106] | MARINA |  | 51.8959 | -8.4673
MV/LV Substation CO***781Y |  | 20 kV | _ | LV | 400 kVA :Building Structure | 0.4 | --> | 0.4 | 0 | 0 | Constrained,otherwise capacity available =338kVA. | --> | 0.38 | 0 | 0.005928 | 0 | 0 | Constrained,otherwise capacity available =409.3kW. | --> | E11 ex CASTLELYONS | Castlelyons [T421,T422] | BARRYMORE |  | 52.0988 | -8.2754
MV/LV Substation CO***782Y |  | 10 kV | _ | LV | 400 kVA :Kiosk Substation | 0.4 | --> | 0.4 | 0 | 0 | Constrained,otherwise capacity available =293kVA. | --> | 0.38 | 0 | 0.010374 | 0.41593 | 0 |  | --> | C15 ex BALLINACURRA | Ballinacurra [T41,T42] | LIMERICK |  | 52.6391 | -8.6482
MV/LV Substation CO***782Y |  | 20 kV | _ | LV | 100 kVA :Pole Substation | 0.1 | --> | 0.1 | 0.077 | 2.9 |  | --> | 0.095 | 0 | 0 | 0 | 0 | Constrained,otherwise capacity available =103.4kW. | --> | E13 ex TELAYDON | Telaydon [T42,T421] | LISDRUM |  | 54.3068 | -7.1299
MV/LV Substation CO***783 |  | 10 kV | _ | LV | 100 kVA :Pole Substation | 0.1 | --> | 0.1 | 0.094 | 0.9 |  | --> | 0.095 | 0 | 0 | 0.10091 | 0 |  | --> | C22 ex ROSS CARBERY | Ross Carbery [T41,T42] | DUNMANWAY |  | 51.5938 | -9.1
MV/LV Substation CO***785X |  | 10 kV | _ | LV | 50 kVA :Pole Substation | 0.05 | --> | 0.05 | 0 | 0 | Constrained,otherwise capacity available =44kVA. | --> | 0.0475 | 0 | 0 | 0.050903 | 0 |  | --> | C11 ex DERRYCRAMPH | Derrycramph [T41,T42] | SHANKILL |  | 53.9612 | -7.3582
MV/LV Substation CO***787 |  | 10 kV | _ | LV | 400 kVA :Building Structure | 0.4 | --> | 0.4 | 0 | 0 | Constrained,otherwise capacity available =332kVA. | --> | 0.38 | 0 | 0 | 0.4102 | 0 |  | --> | C18 ex COOLMINE | Coolmine [T41,T42] | FINGLAS |  | 53.3844 | -6.4023
MV/LV Substation CO***787Y |  | 10 kV | _ | LV | 400 kVA :Kiosk Substation | 0.4 | --> | 0.4 | 0.14262 | 0.1 | Constrained,otherwise capacity available =279kVA. | --> | 0.38 | 0 | 0 | 0.41797 | 0 |  | --> | C12 ex CARRIGLAWN | Carriglawn [T41,T42] | WEXFORD |  | 52.3396 | -6.4633
MV/LV Substation CO***791 |  | 10 kV | _ | LV | 100 kVA :Pole Substation | 0.1 | --> | 0.1 | 0.066 | 1.6 |  | --> | 0.095 | 0 | 0 | 0 | 0 | Constrained,otherwise capacity available =105kW. | --> | C15 ex DERRYBEG | Derrybeg [T41,T42] | ARDNAGAPPARY |  | 55.0969 | -8.2805
MV/LV Substation CO***791 |  | 20 kV | _ | LV | 200 kVA :Pole Substation | 0.2 | --> | 0.2 | 0.188 | 8.5 |  | --> | 0.19 | 0 | 0 | 0 | 0 | Constrained,otherwise capacity available =201.8kW. | --> | E14 ex ARIGNA | Arigna [T121] | ARIGNA |  | 54.0716 | -8.2023
MV/LV Substation CO***791X |  | 10 kV | _ | LV | 400 kVA :Kiosk Substation | 0.4 | --> | 0.4 | 0 | 0 | Constrained,otherwise capacity available =324kVA. | --> | 0.38 | 0 | 0.009633 | 0.41138 | 0 |  | --> | C15 ex SCARTEEN | Scarteen [T41,T42] | MALLOW |  | 52.103 | -8.6935
MV/LV Substation CO***792 |  | 20 kV | _ | LV | 50 kVA :Pole Substation | 0.05 | --> | 0.05 | 0 | 0 | Constrained,otherwise capacity available =50kVA. | --> | 0.0475 | 0 | 0 | 0 | 0 | Constrained,otherwise capacity available =50kW. | --> | E13 ex CARNDONAGH | Carndonagh [T421,T422] | TRILLICK |  | 55.2474 | -7.3869
MV/LV Substation CO***792X |  | 10 kV | _ | LV | 200 kVA :Pole Substation | 0.2 | --> | 0.2 | 0 | 0 | Constrained,otherwise capacity available =124kVA. | --> | 0.19 | 0 | 0 | 0.20361 | 0 |  | --> | E11 ex ASHBOURNE | Ashbourne [T421,T422] | FINGLAS |  | 53.46 | -6.3508
MV/LV Substation CO***793 |  | 10 kV | _ | LV | 200 kVA :Kiosk Substation | 0.2 | --> | 0.2 | 0 | 0 | Constrained,otherwise capacity available =125kVA. | --> | 0.19 | 0 | 0.011115 | 0.21108 | 0 |  | --> | C16 ex KILLACLOYNE | Killacloyne [T41,T42] | MIDLETON |  | 51.9138 | -8.3398
MV/LV Substation CO***793X |  | 10 kV | _ | LV | 100 kVA :Pole Substation | 0.1 | --> | 0.1 | 0 | 0 | Constrained,otherwise capacity available =100kVA. | --> | 0.095 | 0 | 0 | 0.1 | 0 |  | --> | E11 ex ASHBOURNE | Ashbourne [T421,T422] | FINGLAS |  | 53.4529 | -6.3469
MV/LV Substation CO***794 |  | 20 kV | _ | LV | 50 kVA :Pole Substation | 0.05 | --> | 0.05 | 0.04 | 1.3 |  | --> | 0.0475 | 0 | 0 | 0.051496 | 0 |  | --> | C22 ex CASTLEREA | Castlerea [T41,T42] | CARRICK ON SHANNON |  | 53.8049 | -8.2281
MV/LV Substation CO***794 |  | 20 kV | _ | LV | 100 kVA :Pole Substation | 0.1 | --> | 0.1 | 0 | 0 | Constrained,otherwise capacity available =83kVA. | --> | 0.095 | 0 | 0.003705 | 0 | 0 | Constrained,otherwise capacity available =102.5kW. | --> | E14 ex BUNCRANA | Buncrana [T421,T422] | TRILLICK |  | 55.1451 | -7.4486
MV/LV Substation CO***795X |  | 20 kV | _ | LV | 100 kVA :Pole Substation | 0.1 | --> | 0.1 | 0 | 0 | Constrained,otherwise capacity available =91kVA. | --> | 0.095 | 0 | 0 | 0.10136 | 0 |  | --> | E18 ex COLLOONEY | Collooney [T421,T422] | SLIGO |  | 54.0888 | -8.3491
MV/LV Substation CO***796X |  | 20 kV | _ | LV | 50 kVA :Pole Substation | 0.05 | --> | 0.05 | 0 | 0 | Constrained,otherwise capacity available =30kVA. | --> | 0.0475 | 0 | 0 | 0.052949 | 0 |  | --> | C22 ex ENNISTYMON | Ennistymon [T41,T42] | ENNIS |  | 53.0079 | -9.3499
MV/LV Substation CO***796X |  | 20 kV | _ | LV | 630 kVA :Building Structure | 0.63 | --> | 0.63 | 0.5 | 4.4 |  | --> | 0.5985 | 0 | 0 | 0.5 | 0 |  | --> | E18 ex CRANE | Crane [T122] | CRANE |  | 52.52 | -6.3875
MV/LV Substation CO***797Y |  | 10 kV | _ | LV | 50 kVA :Pole Substation | 0.05 | --> | 0.05 | 0 | 0 | Constrained,otherwise capacity available =50kVA. | --> | 0.0475 | 0 | 0 | 0.05 | 0 |  | --> | C20 ex CAVAN | Cavan [T42,T421] | SHANKILL |  | 53.9916 | -7.2652
MV/LV Substation CO***797Y |  | 20 kV | _ | LV | 50 kVA :Pole Substation | 0.05 | --> | 0.05 | 0.037 | 1.6 |  | --> | 0.0475 | 0 | 0 | 0 | 0 | Constrained,otherwise capacity available =51.9kW. | --> | C17 ex FOYNES | Foynes [T41,T42] | RATHKEALE |  | 52.5645 | -9.2645
MV/LV Substation CO***797Z |  | 10 kV | _ | LV | 400 kVA :Kiosk Substation | 0.4 | --> | 0.4 | 0.266 | 0.9 |  | --> | 0.38 | 0 | 0.014079 | 0.41985 | 0 |  | --> | C19 ex CLONARD | Clonard [T41,T42] | WEXFORD |  | 52.3244 | -6.4963
MV/LV Substation CO***798 |  | 10 kV | _ | LV | 100 kVA :Pole Substation | 0.1 | --> | 0.1 | 0 | 0 | Constrained,otherwise capacity available =54kVA. | --> | 0.095 | 0 | 0.010374 | 0 | 0 | Constrained,otherwise capacity available =106.8kW. | --> | C23 ex TINAHASK | Tinahask [T41,T42] | ARKLOW |  | 52.7655 | -6.2358
MV/LV Substation CO***798X |  | 20 kV | _ | LV | 50 kVA :Pole Substation | 0.05 | --> | 0.05 | 0 | 0 | Constrained,otherwise capacity available =50kVA. | --> | 0.0475 | 0 | 0 | 0.05 | 0 |  | --> | E21 ex ATHENRY | Athenry [T423] | GALWAY 110KV |  | 53.3956 | -8.6236
MV/LV Substation CO***799Z |  | 20 kV | _ | LV | 100 kVA :Pole Substation | 0.1 | --> | 0.1 | 0 | 0 | Constrained,otherwise capacity available =91kVA. | --> | 0.095 | 0 | 0.018525 | 0.10136 | 0 |  | --> | E15 ex BATTER LANE TEMPORARY | Batter Lane Temporary 38kv [T421] | GLASMORE |  | 53.5154 | -6.1944
MV/LV Substation CO***800 |  | 20 kV | _ | LV | 50 kVA :Pole Substation | 0.05 | --> | 0.05 | 0 | 0 | Constrained,otherwise capacity available =44kVA. | --> | 0.0475 | 0 | 0.00741 | 0.050903 | 0 |  | --> | C19 ex TRAMORE | Tramore [T41,T42] | BUTLERSTOWN |  | 52.1603 | -7.0621
MV/LV Substation CO***800 |  | 20 kV | _ | LV | 100 kVA :Pole Substation | 0.1 | --> | 0.1 | 0.1 | 1.3 |  | --> | 0.095 | 0 | 0 | 0.1 | 0 |  | --> | C16 ex LOUGHANALLA | Loughanalla [T41,T42] | MULLINGAR |  | 53.6754 | -7.3008
MV/LV Substation CO***800X |  | 10 kV | _ | LV | 100 kVA :Pole Substation | 0.1 | --> | 0.1 | 0 | 0 | Constrained,otherwise capacity available =100kVA. | --> | 0.095 | 0 | 0 | 0.1 | 0 |  | --> | E11 ex ASHBOURNE | Ashbourne [T421,T422] | FINGLAS |  | 53.4632 | -6.3448
MV/LV Substation CO***800X |  | 10 kV | _ | LV | 50 kVA :Pole Substation | 0.05 | --> | 0.05 | 0 | 0 | Constrained,otherwise capacity available =26kVA. | --> | 0.0475 | 0 | 0 | 0.053518 | 0 |  | --> | C12 ex ROSCOMMON | Roscommon [T41,T42] | LANESBORO |  | 53.6288 | -8.2039
MV/LV Substation CO***801X |  | 10 kV | _ | LV | 100 kVA :Pole Substation | 0.1 | --> | 0.1 | 0.1 | 18.8 |  | --> | 0.095 | 0 | 0 | 0.1 | 0 |  | --> | E11 ex HARTNETTS CROSS | Hartnetts Cross [T121,T422] | HARTNETTS CROSS |  | 51.906 | -8.9527
MV/LV Substation CO***801X |  | 10 kV | _ | LV | 50 kVA :Pole Substation | 0.05 | --> | 0.05 | 0 | 0 | Constrained,otherwise capacity available =14kVA. | --> | 0.0475 | 0 | 0 | 0.055184 | 0 |  | --> | E11 ex ASHBOURNE | Ashbourne [T421,T422] | FINGLAS |  | 53.4593 | -6.3483
MV/LV Substation CO***802X |  | 10 kV | _ | LV | 50 kVA :Pole Substation | 0.05 | --> | 0.05 | 0 | 0 | Constrained,otherwise capacity available =47kVA. | --> | 0.0475 | 0 | 0 | 0.050453 | 0 |  | --> | C15 ex BALLYBAILIE | Ballybailie [T41,T42] | DUNDALK |  | 53.8923 | -6.5782
MV/LV Substation CO***803 |  | 10 kV | _ | LV | 100 kVA :Pole Substation | 0.1 | --> | 0.1 | 0 | 0 | Constrained,otherwise capacity available =100kVA. | --> | 0.095 | 0 | 0 | 0.1 | 0 |  | --> | C14 ex GREYSTONES | Greystones [T41,T42] | FASSAROE |  | 53.1708 | -6.1886
MV/LV Substation CO***804X |  | 10 kV | _ | LV | 200 kVA :Building Structure | 0.2 | --> | 0.2 | 0 | 0 | Constrained,otherwise capacity available =121kVA. | --> | 0.19 | 0 | 0 | 0.21165 | 0 |  | --> | C12 ex CARRIGALINE | Carrigaline [T41,T42] | BARNAHELY |  | 51.8185 | -8.3868
MV/LV Substation CO***807X |  | 10 kV | _ | LV | 400 kVA :Building Structure | 0.4 | --> | 0.4 | 0 | 0 | Constrained,otherwise capacity available =262kVA. | --> | 0.38 | 0 | 0.026676 | 0.42043 | 0 |  | --> | C15 ex CAHIRCALLA | Cahircalla [T41,T42] | ENNIS |  | 52.8361 | -8.9712
MV/LV Substation CO***808 |  | 10 kV | _ | LV | 50 kVA :Pole Substation | 0.05 | --> | 0.05 | 0.033 | 1.6 |  | --> | 0.0475 | 0 | 0.004446 | 0 | 0 | Constrained,otherwise capacity available =52.5kW. | --> | C16 ex BALLYSHANNON | Ballyshannon [T41,T42] | CATHALEENS FALL |  | 54.5448 | -8.2109
MV/LV Substation CO***810 |  | 20 kV | _ | LV | 50 kVA :Pole Substation | 0.05 | --> | 0.05 | 0.044 | 2.3 |  | --> | 0.0475 | 0 | 0 | 0.050903 | 0 |  | --> | E13 ex MOY | Moy [T421,T422] | MOY |  | 54.0203 | -9.1747
MV/LV Substation CO***813 |  | 10 kV | _ | LV | 200 kVA :Pole Substation | 0.2 | --> | 0.2 | 0.2 | 5.8 |  | --> | 0.19 | 0 | 0 | 0.2 | 0 |  | --> | E15 ex ABBEYFEALE | Abbeyfeale [T421] | TRIEN |  | 52.3875 | -9.2962
MV/LV Substation CO***813 |  | 10 kV | _ | LV | 1000 kVA :Building Structure | 1 | --> | 1 | 0.5 | 4.5 |  | --> | 0.95 | 0 | 0.009633 | 0.5 | 0 |  | --> | C11 ex TEMPLEOGUE | Templeogue [T41,T42] | MILLTOWN (DR) |  | 53.3051 | -6.3028
MV/LV Substation CO***814 |  | 10 kV | _ | LV | 1000 kVA :Building Structure | 1 | --> | 1 | 0.5 | 8.1 |  | --> | 0.95 | 0 | 0 | 0.5 | 0 |  | --> | C24 ex MILLTOWN (DR) | Milltown (dr) [T101,T102] | INCHICORE 220KV |  | 53.3124 | -6.2497
MV/LV Substation CO***814X |  | 10 kV | _ | LV | 400 kVA :Building Structure | 0.4 | --> | 0.4 | 0 | 0 | Constrained,otherwise capacity available =326kVA. | --> | 0.38 | 0 | 0 | 0.41108 | 0 |  | --> | C16 ex LOUGHTAGALLA | Loughtagalla [T41,T42] | THURLES |  | 52.7335 | -7.689
MV/LV Substation CO***814Z |  | 20 kV | _ | LV | 400 kVA :Kiosk Substation | 0.4 | --> | 0.4 | 0 | 0 | Constrained,otherwise capacity available =391kVA. | --> | 0.38 | 0 | 0 | 0.40136 | 0 |  | --> | E17 ex BALTRASNA | Baltrasna [T121,T122] | BALTRASNA |  | 53.5233 | -6.5524
MV/LV Substation CO***815 |  | 20 kV | _ | LV | 50 kVA :Pole Substation | 0.05 | --> | 0.05 | 0 | 0 | Constrained,otherwise capacity available =44kVA. | --> | 0.0475 | 0 | 0.00741 | 0 | 0 | Constrained,otherwise capacity available =50.9kW. | --> | E12 ex KILMACTHOMAS | Kilmacthomas [T421,T422] | DUNGARVAN |  | 52.2051 | -7.418
MV/LV Substation CO***815X |  | 20 kV | _ | LV | 400 kVA :Kiosk Substation | 0.4 | --> | 0.4 | 0 | 0 | Constrained,otherwise capacity available =348kVA. | --> | 0.38 | 0 | 0 | 0.40782 | 0 |  | --> | E19 ex SHILLELAGH | Shillelagh [T421,T422] | CARLOW |  | 52.7126 | -6.499
MV/LV Substation CO***815X |  | 10 kV | _ | LV | 200 kVA :Pole Substation | 0.2 | --> | 0.2 | 0 | 0 | Constrained,otherwise capacity available =161kVA. | --> | 0.19 | 0 | 0 | 0.20584 | 0 |  | --> | C12 ex BRUFF | Bruff [T42,T421] | LIMERICK |  | 52.4781 | -8.4321
MV/LV Substation CO***817 |  | 10 kV | _ | LV | 200 kVA :Kiosk Substation | 0.2 | --> | 0.2 | 0 | 0 | Constrained,otherwise capacity available =177kVA. | --> | 0.19 | 0 | 0 | 0.20346 | 0 |  | --> | C28 ex CLAREGALWAY | Claregalway [T42,T421] | GALWAY 110KV |  | 53.3173 | -8.9814
MV/LV Substation CO***817 |  | 20 kV | _ | LV | 50 kVA :Pole Substation | 0.05 | --> | 0.05 | 0.022 | 1.5 |  | --> | 0.0475 | 0 | 0 | 0.05408 | 0 |  | --> | E17 ex ACHILL | Achill [T422] | CARROWBEG |  | 53.9712 | -10.1621
MV/LV Substation CO***818Z |  | 10 kV | _ | LV | 630 kVA :Kiosk Substation | 0.63 | --> | 0.63 | 0.318 | 6 |  | --> | 0.5985 | 0 | 0.038532 | 0.5 | 0 |  | --> | C17 ex TRABEG | Trabeg [T101,T102] | TRABEG |  | 51.8657 | -8.4871
MV/LV Substation CO***819X |  | 10 kV | _ | LV | 630 kVA :Building Structure | 0.63 | --> | 0.63 | 0.5 | 17.8 |  | --> | 0.5985 | 0 | 0 | 0.5 | 0 |  | --> | E24 ex BANOGE | Banoge [T121,T122] | BANOGE |  | 52.6509 | -6.2394
MV/LV Substation CO***822 |  | 10 kV | _ | LV | 400 kVA :Kiosk Substation | 0.4 | --> | 0.4 | 0.288 | 5.6 |  | --> | 0.38 | 0 | 0.009633 | 0.41666 | 0 |  | --> | C12 ex KILCOOLE | Kilcoole [T41,T42] | FASSAROE |  | 53.103 | -6.0676
MV/LV Substation CO***822X |  | 10 kV | _ | LV | 630 kVA :Building Structure | 0.63 | --> | 0.63 | 0.5 | 4 |  | --> | 0.5985 | 0 | 0 | 0.5 | 0 |  | --> | C14 ex SHERIFF STREET | Sheriff Street [T41,T42] | FRANCIS STREET |  | 53.3534 | -6.2446
MV/LV Substation CO***823X |  | 20 kV | _ | LV | 50 kVA :Pole Substation | 0.05 | --> | 0.05 | 0.048 | 1.3 |  | --> | 0.0475 | 0 | 0 | 0.050303 | 0 |  | --> | C24 ex CLIFDEN | Clifden [T41,T42] | SCREEB |  | 53.5211 | -10.1088
MV/LV Substation CO***824X |  | 10 kV | _ | LV | 100 kVA :Pole Substation | 0.1 | --> | 0.1 | 0 | 0 | Constrained,otherwise capacity available =64kVA. | --> | 0.095 | 0 | 0 | 0.10532 | 0 |  | --> | C11 ex DEERPARK | Deerpark [T41,T42] | BALLYDINE |  | 52.3434 | -7.4275
MV/LV Substation CO***825 |  | 20 kV | _ | LV | 200 kVA :Pole Substation | 0.2 | --> | 0.2 | 0 | 0 | Constrained,otherwise capacity available =172kVA. | --> | 0.19 | 0 | 0.003705 | 0.20421 | 0 |  | --> | E17 ex DINGLE | Dingle [T421,T422] | OUGHTRAGH |  | 52.1432 | -10.2676
MV/LV Substation CO***829 |  | 10 kV | _ | LV | 400 kVA :Building Structure | 0.4 | --> | 0.4 | 0 | 0 | Constrained,otherwise capacity available =400kVA. | --> | 0.38 | 0 | 0 | 0.4 | 0 |  | --> | C11 ex CASTLECOMER | Castlecomer [T41,T42] | BALLYRAGGET |  | 52.7865 | -7.2104
MV/LV Substation CO***830X |  | 20 kV | _ | LV | 50 kVA :Pole Substation | 0.05 | --> | 0.05 | 0 | 0 | Constrained,otherwise capacity available =49kVA. | --> | 0.0475 | 0 | 0 | 0.050152 | 0 |  | --> | C18 ex ROSCOMMON | Roscommon [T41,T42] | LANESBORO |  | 53.5835 | -8.1192
MV/LV Substation CO***830Y |  | 10 kV | _ | LV | 50 kVA :Pole Substation | 0.05 | --> | 0.05 | 0 | 0 | Constrained,otherwise capacity available =46kVA. | --> | 0.0475 | 0 | 0 | 0.050604 | 0 |  | --> | C13 ex DRYBRIDGE | Drybridge [T41,T42] | DRYBRIDGE |  | 53.7286 | -6.3888
MV/LV Substation CO***831 |  | 10 kV | _ | LV | 200 kVA :Pole Substation | 0.2 | --> | 0.2 | 0.189 | 1.6 |  | --> | 0.19 | 0 | 0 | 0 | 0 | Constrained,otherwise capacity available =201.7kW. | --> | C13 ex DERRYBEG | Derrybeg [T41,T42] | ARDNAGAPPARY |  | 55.0206 | -8.2586
MV/LV Substation CO***833 |  | 10 kV | _ | LV | 100 kVA :Pole Substation | 0.1 | --> | 0.1 | 0.042 | 7.2 |  | --> | 0.095 | 0 | 0.008892 | 0 | 0 | Constrained,otherwise capacity available =108.4kW. | --> | C18 ex CONVOY | Convoy [T41,T42] | LETTERKENNY |  | 54.8754 | -7.5908
MV/LV Substation CO***833 |  | 20 kV | _ | LV | 50 kVA :Pole Substation | 0.05 | --> | 0.05 | 0.044 | 8.5 |  | --> | 0.0475 | 0 | 0 | 0 | 0 | Constrained,otherwise capacity available =50.9kW. | --> | E12 ex ARIGNA | Arigna [T121] | ARIGNA |  | 54.1697 | -8.0643
MV/LV Substation CO***833X |  | 10 kV | _ | LV | 400 kVA :Kiosk Substation | 0.4 | --> | 0.4 | 0.27 | 0.9 |  | --> | 0.38 | 0 | 0.010374 | 0.41927 | 0 |  | --> | C12 ex ROSS CARBERY | Ross Carbery [T41,T42] | DUNMANWAY |  | 51.5772 | -9.0354
MV/LV Substation CO***834 |  | 10 kV | _ | LV | 630 kVA :Building Structure | 0.63 | --> | 0.63 | 0.244 | 4.6 |  | --> | 0.5985 | 0 | 0.019266 | 0.5 | 0 |  | --> | C21 ex DUN LAOGHAIRE | Dun Laoghaire [T41,T42] | BLACKROCK |  | 53.2901 | -6.1327
MV/LV Substation CO***834Y |  | 10 kV | _ | LV | 50 kVA :Pole Substation | 0.05 | --> | 0.05 | 0 | 0 | Constrained,otherwise capacity available =38kVA. | --> | 0.0475 | 0 | 0 | 0.05179 | 0 |  | --> | C23 ex ATHLONE | Athlone [T41,T42] | ATHLONE |  | 53.4474 | -7.9334
MV/LV Substation CO***835 |  | 10 kV | _ | LV | 630 kVA :Building Structure | 0.63 | --> | 0.63 | 0.5 | 4 |  | --> | 0.5985 | 0 | 0 | 0.5 | 0 |  | --> | C18 ex SHERIFF STREET | Sheriff Street [T41,T42] | FRANCIS STREET |  | 53.3518 | -6.2479
MV/LV Substation CO***837 |  | 10 kV | _ | LV | 400 kVA :Building Structure | 0.4 | --> | 0.4 | 0.331 | 5.6 |  | --> | 0.38 | 0 | 0 | 0.41034 | 0 |  | --> | C12 ex KILCOOLE | Kilcoole [T41,T42] | FASSAROE |  | 53.1002 | -6.0644
MV/LV Substation CO***838 |  | 20 kV | _ | LV | 200 kVA :Pole Substation | 0.2 | --> | 0.2 | 0 | 0 | Constrained,otherwise capacity available =145kVA. | --> | 0.19 | 0 | 0 | 0 | 0 | Constrained,otherwise capacity available =208.2kW. | --> | E17 ex BUNCRANA | Buncrana [T421,T422] | TRILLICK |  | 55.0672 | -7.3251
MV/LV Substation CO***838X |  | 20 kV | _ | LV | 200 kVA :Pole Substation | 0.2 | --> | 0.2 | 0.199 | 1.3 |  | --> | 0.19 | 0 | 0 | 0.20015 | 0 |  | --> | C24 ex CLIFDEN | Clifden [T41,T42] | SCREEB |  | 53.5028 | -10.0416
MV/LV Substation CO***839 |  | 10 kV | _ | LV | 200 kVA :Pole Substation | 0.2 | --> | 0.2 | 0.2 | 4.4 |  | --> | 0.19 | 0 | 0 | 0.2 | 0 |  | --> | C19 ex KINGSCOURT | Kingscourt [T41,T42] | MEATH HILL |  | 53.8456 | -6.7549
MV/LV Substation CO***839X |  | 10 kV | _ | LV | 50 kVA :Pole Substation | 0.05 | --> | 0.05 | 0 | 0 | Constrained,otherwise capacity available =49kVA. | --> | 0.0475 | 0 | 0 | 0.050152 | 0 |  | --> | C20 ex CAVAN | Cavan [T42,T421] | SHANKILL |  | 53.9894 | -7.2545
MV/LV Substation CO***840X |  | 20 kV | _ | LV | 50 kVA :Pole Substation | 0.05 | --> | 0.05 | 0.05 | 6 |  | --> | 0.0475 | 0 | 0 | 0 | 0 | Constrained,otherwise capacity available =50kW. | --> | C14 ex ARDGEEHA | Ardgeeha [T41,T42] | DOON |  | 52.5156 | -7.545
MV/LV Substation CO***840Y |  | 10 kV | _ | LV | 630 kVA :Kiosk Substation | 0.63 | --> | 0.63 | 0.5 | 13.8 |  | --> | 0.5985 | 0 | 0.003705 | 0.5 | 0 |  | --> | C19 ex SINGLAND | Singland [T101,T102] | SINGLAND |  | 52.6623 | -8.5741
MV/LV Substation CO***841Y |  | 10 kV | _ | LV | 50 kVA :Pole Substation | 0.05 | --> | 0.05 | 0 | 0 | Constrained,otherwise capacity available =37kVA. | --> | 0.0475 | 0 | 0 | 0.051937 | 0 |  | --> | C19 ex CARRICKMACROSS | Carrickmacross [T41,T42] | MEATH HILL |  | 53.9618 | -6.7578
MV/LV Substation CO***842Y |  | 10 kV | _ | LV | 100 kVA :Pole Substation | 0.1 | --> | 0.1 | 0 | 0 | Constrained,otherwise capacity available =100kVA. | --> | 0.095 | 0 | 0 | 0.1 | 0 |  | --> | C12 ex GRANAGH | Granagh [T41,T42] | WATERFORD |  | 52.3188 | -7.2579
MV/LV Substation CO***843X |  | 20 kV | _ | LV | 50 kVA :Pole Substation | 0.05 | --> | 0.05 | 0 | 0 | Constrained,otherwise capacity available =43kVA. | --> | 0.0475 | 0 | 0 | 0.051052 | 0 |  | --> | E19 ex KILCOCK | Kilcock [T421,T422] | GRIFFINRATH |  | 53.3842 | -6.7082
MV/LV Substation CO***843Y |  | 10 kV | _ | LV | 400 kVA :Kiosk Substation | 0.4 | --> | 0.4 | 0 | 0 | Constrained,otherwise capacity available =379kVA. | --> | 0.38 | 0 | 0 | 0.40318 | 0 |  | --> | C14 ex NAAS | Naas [T41,T42] | KILTEEL |  | 53.2168 | -6.6606
MV/LV Substation CO***845X |  | 20 kV | _ | LV | 400 kVA :Building Structure | 0.4 | --> | 0.4 | 0.4 | 2 |  | --> | 0.38 | 0 | 0 | 0 | 0 | Constrained,otherwise capacity available =400kW. | --> | E11 ex RATHKEALE | Rathkeale [T421,T422] | RATHKEALE |  | 52.5901 | -8.9688
MV/LV Substation CO***845Z |  | 20 kV | _ | LV | 100 kVA :Pole Substation | 0.1 | --> | 0.1 | 0.077 | 10.9 |  | --> | 0.095 | 0 | 0.005187 | 0.10343 | 0 |  | --> | C24 ex MULLINGAR | Mullingar [T101,T102] | MULLINGAR |  | 53.6227 | -7.3877
MV/LV Substation CO***846 |  | 10 kV | _ | LV | 100 kVA :Pole Substation | 0.1 | --> | 0.1 | 0 | 0 | Constrained,otherwise capacity available =91kVA. | --> | 0.095 | 0 | 0 | 0.10136 | 0 |  | --> | C12 ex SKIBBEREEN | Skibbereen [T41,T42] | DUNMANWAY |  | 51.5485 | -9.2733
MV/LV Substation CO***848 |  | 10 kV | _ | LV | 200 kVA :Kiosk Substation | 0.2 | --> | 0.2 | 0.181 | 1.5 |  | --> | 0.19 | 0 | 0.003705 | 0.20286 | 0 |  | --> | C11 ex SMEARLA | Smearla [T41,T42] | TRIEN |  | 52.4495 | -9.4744
MV/LV Substation CO***848X |  | 10 kV | _ | LV | 630 kVA :Building Structure | 0.63 | --> | 0.63 | 0 | 0 | Constrained,otherwise capacity available =500kVA. | --> | 0.5985 | 0 | 0 | 0.5 | 0 |  | --> | C17 ex GRANBY ROW | Granby Row [T41] | MCDERMOTT |  | 53.3499 | -6.2637
MV/LV Substation CO***849X |  | 10 kV | _ | LV | 630 kVA :Building Structure | 0.63 | --> | 0.63 | 0 | 0 | Constrained,otherwise capacity available =500kVA. | --> | 0.5985 | 0 | 0 | 0.5 | 0 |  | --> | C11 ex FORTUNESTOWN | Fortunestown [T101,T102] | INCHICORE 220KV |  | 53.2922 | -6.421
MV/LV Substation CO***850 |  | 10 kV | _ | LV | 400 kVA :Kiosk Substation | 0.4 | --> | 0.4 | 0 | 0 | Constrained,otherwise capacity available =300kVA. | --> | 0.38 | 0 | 0.013338 | 0.41491 | 0 |  | --> | C17 ex BALLYBODEN | Ballyboden [T41,T42] | COOKSTOWN |  | 53.2725 | -6.3161
MV/LV Substation CO***851Y |  | 10 kV | _ | LV | 400 kVA :Building Structure | 0.4 | --> | 0.4 | 0 | 0 | Constrained,otherwise capacity available =354kVA. | --> | 0.38 | 0 | 0 | 0.40692 | 0 |  | --> | C11 ex RAHEEN | Raheen [T41,T42] | LIMERICK |  | 52.625 | -8.6642
MV/LV Substation CO***852 |  | 20 kV | _ | LV | 50 kVA :Pole Substation | 0.05 | --> | 0.05 | 0 | 0 | Constrained,otherwise capacity available =42kVA. | --> | 0.0475 | 0 | 0.002964 | 0.0512 | 0 |  | --> | E23 ex BALTRASNA | Baltrasna [T121,T122] | BALTRASNA |  | 53.5574 | -6.4347
MV/LV Substation CO***852 |  | 10 kV | _ | LV | 400 kVA :Kiosk Substation | 0.4 | --> | 0.4 | 0 | 0 | Constrained,otherwise capacity available =291kVA. | --> | 0.38 | 0 | 0.072618 | 0.41622 | 0 |  | --> | C14 ex BALLYBODEN | Ballyboden [T41,T42] | COOKSTOWN |  | 53.2721 | -6.3193
MV/LV Substation CO***853 |  | 10 kV | _ | LV | 100 kVA :Pole Substation | 0.1 | --> | 0.1 | 0 | 0 | Constrained,otherwise capacity available =58kVA. | --> | 0.095 | 0 | 0.002223 | 0.10618 | 0 |  | --> | C18 ex LITTLE MILLS | Little Mills [T41] | DUNDALK |  | 53.9266 | -6.403
MV/LV Substation CO***853 |  | 10 kV | _ | LV | 400 kVA :Kiosk Substation | 0.4 | --> | 0.4 | 0 | 0 | Constrained,otherwise capacity available =365kVA. | --> | 0.38 | 0 | 0 | 0.40528 | 0 |  | --> | C13 ex CARRICK ON SHANNON | Carrick On Shannon [T41,T42] | CARRICK ON SHANNON |  | 53.9443 | -8.0911
MV/LV Substation CO***855Z |  | 10 kV | _ | LV | 100 kVA :Pole Substation | 0.1 | --> | 0.1 | 0.098 | 5 |  | --> | 0.095 | 0 | 0 | 0.1003 | 0 |  | --> | C20 ex MCDONAGH | Mcdonagh [T41,T42] | KILKENNY |  | 52.7364 | -7.1082
MV/LV Substation CO***857 |  | 10 kV | _ | LV | 200 kVA :Kiosk Substation | 0.2 | --> | 0.2 | 0 | 0 | Constrained,otherwise capacity available =157kVA. | --> | 0.19 | 0 | 0 | 0.20643 | 0 |  | --> | C15 ex DRUMQUIN | Drumquin [T42] | ENNIS |  | 52.673 | -9.1049
MV/LV Substation CO***857 |  | 20 kV | _ | LV | 200 kVA :Pole Substation | 0.2 | --> | 0.2 | 0 | 0 | Constrained,otherwise capacity available =173kVA. | --> | 0.19 | 0 | 0.003705 | 0.20406 | 0 |  | --> | C19 ex TRAMORE | Tramore [T41,T42] | BUTLERSTOWN |  | 52.1483 | -7.0067
MV/LV Substation CO***857X |  | 10 kV | _ | LV | 400 kVA :Building Structure | 0.4 | --> | 0.4 | 0 | 0 | Constrained,otherwise capacity available =224kVA. | --> | 0.38 | 0 | 0 | 0.42588 | 0 |  | --> | C23 ex CITYWEST | Citywest [T101,T102] | INCHICORE 220KV |  | 53.296 | -6.4134
MV/LV Substation CO***859 |  | 10 kV | _ | LV | 25 kVA :Pole Substation | 0.025 | --> | 0.025 | 0.019 | 1.6 |  | --> | 0.02375 | 0 | 0 | 0 | 0 | Constrained,otherwise capacity available =25.9kW. | --> | C13 ex DERRYBEG | Derrybeg [T41,T42] | ARDNAGAPPARY |  | 55.0604 | -8.2893
MV/LV Substation CO***862 |  | 20 kV | _ | LV | 200 kVA :Kiosk Substation | 0.2 | --> | 0.2 | 0 | 0 | Constrained,otherwise capacity available =153kVA. | --> | 0.19 | 0 | 0.006669 | 0 | 0 | Constrained,otherwise capacity available =207kW. | --> | E20 ex KILLYBEGS | Killybegs [T422] | BINBANE |  | 54.638 | -8.4455
MV/LV Substation CO***862 |  | 20 kV | _ | LV | 200 kVA :Pole Substation | 0.2 | --> | 0.2 | 0 | 0 | Constrained,otherwise capacity available =156kVA. | --> | 0.19 | 0 | 0.017043 | 0.20657 | 0 |  | --> | E21 ex ATHENRY | Athenry [T423] | GALWAY 110KV |  | 53.3743 | -8.7083
MV/LV Substation CO***862 |  | 20 kV | _ | LV | 50 kVA :Pole Substation | 0.05 | --> | 0.05 | 0.042 | 1.8 |  | --> | 0.0475 | 0 | 0 | 0.0512 | 0 |  | --> | E12 ex BIRDHILL | Birdhill [T421,T422] | ARDNACRUSHA |  | 52.806 | -8.474
MV/LV Substation CO***864 |  | 10 kV | _ | LV | 400 kVA :Kiosk Substation | 0.4 | --> | 0.4 | 0.305 | 5.6 |  | --> | 0.38 | 0 | 0.023712 | 0.41417 | 0 |  | --> | C12 ex KILCOOLE | Kilcoole [T41,T42] | FASSAROE |  | 53.1023 | -6.0625
MV/LV Substation CO***866 |  | 10 kV | _ | LV | 100 kVA :Pole Substation | 0.1 | --> | 0.1 | 0.072 | 2.1 |  | --> | 0.095 | 0 | 0.005928 | 0 | 0 | Constrained,otherwise capacity available =104.2kW. | --> | C16 ex NEWTOWNCUNNINGHAM | Newtowncunningham [T41,T42] | LETTERKENNY |  | 54.9995 | -7.5022
MV/LV Substation CO***867X |  | 20 kV | _ | LV | 50 kVA :Pole Substation | 0.05 | --> | 0.05 | 0 | 0 | Constrained,otherwise capacity available =40kVA. | --> | 0.0475 | 0 | 0 | 0.051496 | 0 |  | --> | E19 ex EDENDERRY | Edenderry [T421,T422] | BLAKE |  | 53.4629 | -7.1196
MV/LV Substation CO***867X |  | 10 kV | _ | LV | 50 kVA :Pole Substation | 0.05 | --> | 0.05 | 0 | 0 | Constrained,otherwise capacity available =32kVA. | --> | 0.0475 | 0 | 0 | 0.052662 | 0 |  | --> | C17 ex LOUGHREA | Loughrea [T41,T42] | SOMERSET |  | 53.2053 | -8.572
MV/LV Substation CO***868X |  | 20 kV | _ | LV | 50 kVA :Pole Substation | 0.05 | --> | 0.05 | 0 | 0 | Constrained,otherwise capacity available =36kVA. | --> | 0.0475 | 0 | 0.004446 | 0 | 0 | Constrained,otherwise capacity available =52.1kW. | --> | C18 ex COOLCARRON | Coolcarron [T41,T42] | BARRYMORE |  | 52.1262 | -8.1899
MV/LV Substation CO***869 |  | 20 kV | _ | LV | 50 kVA :Pole Substation | 0.05 | --> | 0.05 | 0.046 | 0.4 |  | --> | 0.0475 | 0 | 0 | 0.050604 | 0 |  | --> | E17 ex BALLYCONNELL | Ballyconnell [T421,T422] | GORTAWEE |  | 54.2014 | -7.7154
MV/LV Substation CO***870 |  | 10 kV | _ | LV | 50 kVA :Pole Substation | 0.05 | --> | 0.05 | 0 | 0 | Constrained,otherwise capacity available =36kVA. | --> | 0.0475 | 0 | 0 | 0.052083 | 0 |  | --> | C14 ex ATHGARVAN | Athgarvan [T41,T44] | NEWBRIDGE |  | 53.1721 | -6.7752
MV/LV Substation CO***870X |  | 10 kV | _ | LV | 100 kVA :Pole Substation | 0.1 | --> | 0.1 | 0 | 0 | Constrained,otherwise capacity available =89kVA. | --> | 0.095 | 0 | 0 | 0.10166 | 0 |  | --> | C16 ex SAGGART | Saggart [T41,T42] | GRANGE CASTLE |  | 53.2858 | -6.4602
MV/LV Substation CO***870X |  | 20 kV | _ | LV | 50 kVA :Pole Substation | 0.05 | --> | 0.05 | 0 | 0 | Constrained,otherwise capacity available =48kVA. | --> | 0.0475 | 0 | 0 | 0.050303 | 0 |  | --> | E18 ex GURRANEBANE | Gurranebane [T421,T422] | OUGHTRAGH |  | 51.8588 | -10.295
MV/LV Substation CO***871 |  | 20 kV | _ | LV | 50 kVA :Pole Substation | 0.05 | --> | 0.05 | 0 | 0 | Constrained,otherwise capacity available =50kVA. | --> | 0.0475 | 0 | 0 | 0 | 0 | Constrained,otherwise capacity available =50kW. | --> | E17 ex KILMACTHOMAS | Kilmacthomas [T421,T422] | DUNGARVAN |  | 52.1967 | -7.5124
MV/LV Substation CO***871 |  | 10 kV | _ | LV | 50 kVA :Pole Substation | 0.05 | --> | 0.05 | 0 | 0 | Constrained,otherwise capacity available =46kVA. | --> | 0.0475 | 0 | 0 | 0.050604 | 0 |  | --> | E11 ex ASHBOURNE | Ashbourne [T421,T422] | FINGLAS |  | 53.4565 | -6.3477
MV/LV Substation CO***871 |  | 10 kV | _ | LV | 200 kVA :Pole Substation | 0.2 | --> | 0.2 | 0 | 0 | Constrained,otherwise capacity available =169kVA. | --> | 0.19 | 0 | 0 | 0.20465 | 0 |  | --> | C16 ex LITTLE BRAY | Little Bray [T41,T42] | FASSAROE |  | 53.2113 | -6.1343
MV/LV Substation CO***872X |  | 20 kV | _ | LV | 400 kVA :Kiosk Substation | 0.4 | --> | 0.4 | 0 | 0 | Constrained,otherwise capacity available =369kVA. | --> | 0.38 | 0 | 0 | 0.40468 | 0 |  | --> | E11 ex BALLINROBE | Ballinrobe [T421,T422] | DALTON |  | 53.6203 | -9.219
MV/LV Substation CO***873 |  | 10 kV | _ | LV | 630 kVA :Kiosk Substation | 0.63 | --> | 0.63 | 0.5 | 0.9 |  | --> | 0.5985 | 0 | 0 | 0.5 | 0 |  | --> | C11 ex WOODFORD | Woodford [T41,T42] | KNOCKEARAGH |  | 52.0566 | -9.5035
MV/LV Substation CO***873X |  | 10 kV | _ | LV | 200 kVA :Pole Substation | 0.2 | --> | 0.2 | 0.185 | 2.1 |  | --> | 0.19 | 0 | 0 | 0.20226 | 0 |  | --> | C13 ex BUTTEVANT | Buttevant [T41,T42] | MALLOW |  | 52.234 | -8.6666
MV/LV Substation CO***873X |  | 10 kV | _ | LV | 400 kVA :Kiosk Substation | 0.4 | --> | 0.4 | 0 | 0 | Constrained,otherwise capacity available =306kVA. | --> | 0.38 | 0 | 0.047424 | 0.41403 | 0 |  | --> | C18 ex ORANMORE | Oranmore [T41,T44] | GALWAY 110KV |  | 53.2626 | -8.9263
MV/LV Substation CO***874 |  | 20 kV | _ | LV | 50 kVA :Pole Substation | 0.05 | --> | 0.05 | 0.034 | 18.8 |  | --> | 0.0475 | 0 | 0.00741 | 0.052373 | 0 |  | --> | E17 ex HARTNETTS CROSS | Hartnetts Cross [T121,T422] | HARTNETTS CROSS |  | 51.9284 | -9.216
MV/LV Substation CO***874 |  | 10 kV | _ | LV | 400 kVA :Kiosk Substation | 0.4 | --> | 0.4 | 0 | 0 | Constrained,otherwise capacity available =298kVA. | --> | 0.38 | 0 | 0.013338 | 0.4152 | 0 |  | --> | C11 ex GREYSTONES | Greystones [T41,T42] | FASSAROE |  | 53.1342 | -6.0895
MV/LV Substation CO***874 |  | 20 kV | _ | LV | 50 kVA :Pole Substation | 0.05 | --> | 0.05 | 0 | 0 | Constrained,otherwise capacity available =26kVA. | --> | 0.0475 | 0 | 0.003705 | 0.053518 | 0 |  | --> | E19 ex KILCOCK | Kilcock [T421,T422] | GRIFFINRATH |  | 53.3947 | -6.6811
MV/LV Substation CO***874 |  | 10 kV | _ | LV | 630 kVA :Kiosk Substation | 0.63 | --> | 0.63 | 0.5 | 0.9 |  | --> | 0.5985 | 0 | 0.006669 | 0.5 | 0 |  | --> | C18 ex WOODFORD | Woodford [T41,T42] | KNOCKEARAGH |  | 52.0558 | -9.5033
MV/LV Substation CO***874X |  | 10 kV | _ | LV | 100 kVA :Pole Substation | 0.1 | --> | 0.1 | 0.087 | 4 |  | --> | 0.095 | 0 | 0 | 0.10195 | 0 |  | --> | C18 ex BALLYJAMESDUFF | Ballyjamesduff [T41,T42] | SHANKILL |  | 53.8644 | -7.1173
MV/LV Substation CO***875X |  | 20 kV | _ | LV | 50 kVA :Pole Substation | 0.05 | --> | 0.05 | 0 | 0 | Constrained,otherwise capacity available =50kVA. | --> | 0.0475 | 0 | 0 | 0.05 | 0 |  | --> | E18 ex GLASMORE | Glasmore [T421,T422] | GLASMORE |  | 53.5267 | -6.2078
MV/LV Substation CO***875Y |  | 20 kV | _ | LV | 100 kVA :Pole Substation | 0.1 | --> | 0.1 | 0 | 0 | Constrained,otherwise capacity available =81kVA. | --> | 0.095 | 0 | 0.003705 | 0.10284 | 0 |  | --> | E20 ex BALTINGLASS | Baltinglass [T421,T422] | STRATFORD |  | 52.979 | -6.8147
MV/LV Substation CO***876 |  | 10 kV | _ | LV | 100 kVA :Pole Substation | 0.1 | --> | 0.1 | 0 | 0 | Constrained,otherwise capacity available =100kVA. | --> | 0.095 | 0 | 0 | 0.1 | 0 |  | --> | C20 ex KILMEADEN | Kilmeaden [T42] | BUTLERSTOWN |  | 52.2277 | -7.2467
MV/LV Substation CO***876 |  | 20 kV | _ | LV | 200 kVA :Pole Substation | 0.2 | --> | 0.2 | 0.162 | 0.4 |  | --> | 0.19 | 0 | 0.034827 | 0.20569 | 0 |  | --> | E17 ex BALLYCONNELL | Ballyconnell [T421,T422] | GORTAWEE |  | 54.1171 | -7.5852
MV/LV Substation CO***876X |  | 10 kV | _ | LV | 25 kVA :Pole Substation | 0.025 | --> | 0.025 | 0.022 | 1.6 |  | --> | 0.02375 | 0 | 0 | 0.025451 | 0 |  | --> | C18 ex TULLYNAMALRA | Tullynamalra [T41,T42] | MEATH HILL |  | 54.0698 | -6.8125
MV/LV Substation CO***878 |  | 10 kV | _ | LV | 50 kVA :Pole Substation | 0.05 | --> | 0.05 | 0.019092 | 0 | Constrained,otherwise capacity available =49kVA. | --> | 0.0475 | 0 | 0 | 0 | 0 | Constrained,otherwise capacity available =50.2kW. | --> | C18 ex BALLYBAY | Ballybay [T41,T42] | LISDRUM |  | 54.1392 | -6.9641
MV/LV Substation CO***882X |  | 10 kV | _ | LV | 630 kVA :Kiosk Substation | 0.63 | --> | 0.63 | 0 | 0 | Constrained,otherwise capacity available =500kVA. | --> | 0.5985 | 0 | 0 | 0.5 | 0 |  | --> | C11 ex CASTLECOMER | Castlecomer [T41,T42] | BALLYRAGGET |  | 52.7875 | -7.2098
MV/LV Substation CO***882Y |  | 20 kV | _ | LV | 200 kVA :Kiosk Substation | 0.2 | --> | 0.2 | 0 | 0 | Constrained,otherwise capacity available =154kVA. | --> | 0.19 | 0 | 0.008151 | 0.20687 | 0 |  | --> | C22 ex ATHLONE | Athlone [T41,T42] | ATHLONE |  | 53.4235 | -8.0013
MV/LV Substation CO***884 |  | 20 kV | _ | LV | 100 kVA :Pole Substation | 0.1 | --> | 0.1 | 0 | 0 | Constrained,otherwise capacity available =92kVA. | --> | 0.095 | 0 | 0 | 0.10121 | 0 |  | --> | E16 ex GURRANEBANE | Gurranebane [T421,T422] | OUGHTRAGH |  | 51.7797 | -10.0988
MV/LV Substation CO***884X |  | 10 kV | _ | LV | 630 kVA :Building Structure | 0.63 | --> | 0.63 | 0 | 0 | Constrained,otherwise capacity available =500kVA. | --> | 0.5985 | 0 | 0 | 0.5 | 0 |  | --> | C13 ex HEADFORD ROAD | Headford Road [T41,T42] | GALWAY 110KV |  | 53.2863 | -9.0394
MV/LV Substation CO***885 |  | 20 kV | _ | LV | 200 kVA :Pole Substation | 0.2 | --> | 0.2 | 0 | 0 | Constrained,otherwise capacity available =112kVA. | --> | 0.19 | 0 | 0.00741 | 0 | 0 | Constrained,otherwise capacity available =212.9kW. | --> | C11 ex TIMOLEAGUE | Timoleague [T41] | BANDON |  | 51.6341 | -8.7102
MV/LV Substation CO***885 |  | 10 kV | _ | LV | 400 kVA :Building Structure | 0.4 | --> | 0.4 | 0.325 | 3.9 |  | --> | 0.38 | 0 | 0 | 0.41123 | 0 |  | --> | C23 ex GALWAY 110KV | Galway 110kv [T102,T103] | GALWAY 110KV |  | 53.2857 | -9.0349
MV/LV Substation CO***885X |  | 10 kV | _ | LV | 400 kVA :Kiosk Substation | 0.4 | --> | 0.4 | 0 | 0 | Constrained,otherwise capacity available =263kVA. | --> | 0.38 | 0 | 0.02223 | 0.42029 | 0 |  | --> | E12 ex KILCARRAGH | Kilcarragh [T421,T422] | BUTLERSTOWN |  | 52.2418 | -7.0731
MV/LV Substation CO***886 |  | 20 kV | _ | LV | 200 kVA :Pole Substation | 0.2 | --> | 0.2 | 0 | 0 | Constrained,otherwise capacity available =107kVA. | --> | 0.19 | 0 | 0 | 0.21365 | 0 |  | --> | E13 ex SHILLELAGH | Shillelagh [T421,T422] | CARLOW |  | 52.7555 | -6.4645
MV/LV Substation CO***886X |  | 20 kV | _ | LV | 400 kVA :Building Structure | 0.4 | --> | 0.4 | 0.326 | 2.5 |  | --> | 0.38 | 0 | 0.009633 | 0.41108 | 0 |  | --> | E11 ex BAGENALSTOWN | Bagenalstown [T421,T422] | CARLOW |  | 52.7025 | -6.9616
MV/LV Substation CO***888 |  | 10 kV | _ | LV | 100 kVA :Pole Substation | 0.1 | --> | 0.1 | 0.093 | 2.8 |  | --> | 0.095 | 0 | 0 | 0.10106 | 0 |  | --> | C18 ex CASTLEBLAYNEY | Castleblayney [T41,T42] | DUNDALK |  | 54.1271 | -6.7523
MV/LV Substation CO***888 |  | 20 kV | _ | LV | 50 kVA :Pole Substation | 0.05 | --> | 0.05 | 0.026 | 7.6 |  | --> | 0.0475 | 0 | 0 | 0 | 0 | Constrained,otherwise capacity available =53.5kW. | --> | E14 ex BELLACORICK | Bellacorick [T122] | BELLACORICK |  | 54.2082 | -9.9351
MV/LV Substation CO***891 |  | 10 kV | _ | LV | 200 kVA :Kiosk Substation | 0.2 | --> | 0.2 | 0.15247 | 0.2 | Constrained,otherwise capacity available =189kVA. | --> | 0.19 | 0 | 0 | 0.20166 | 0 |  | --> | C13 ex SANDYFORD | Sandyford [T41,T42] | CARRICKMINES |  | 53.2672 | -6.2711
MV/LV Substation CO***895 |  | 10 kV | _ | LV | 100 kVA :Pole Substation | 0.1 | --> | 0.1 | 0.1 | 2.7 |  | --> | 0.095 | 0 | 0 | 0.1 | 0 |  | --> | C13 ex MONFIN | Monfin [T41,T42] | WEXFORD |  | 52.4879 | -6.5224
MV/LV Substation CO***896 |  | 10 kV | _ | LV | 200 kVA :Pole Substation | 0.2 | --> | 0.2 | 0.151 | 0.2 |  | --> | 0.19 | 0 | 0 | 0 | 0 | Constrained,otherwise capacity available =207.3kW. | --> | C11 ex ROSSGEIR | Rossgeir [T41,T42] | LETTERKENNY |  | 54.8351 | -7.4779
MV/LV Substation CO***901 |  | 10 kV | _ | LV | 50 kVA :Pole Substation | 0.05 | --> | 0.05 | 0.05 | 18.7 |  | --> | 0.0475 | 0 | 0 | 0.05 | 0 |  | --> | C18 ex ARKLOW | Arklow [T101,T102] | ARKLOW |  | 52.8914 | -6.1616
MV/LV Substation CO***901X |  | 10 kV | _ | LV | 50 kVA :Pole Substation | 0.05 | --> | 0.05 | 0 | 0 | Constrained,otherwise capacity available =49kVA. | --> | 0.0475 | 0 | 0 | 0 | 0 | Constrained,otherwise capacity available =50.2kW. | --> | C16 ex RATHDOWNEY | Rathdowney [T42] | IKERRIN |  | 52.8584 | -7.5024
MV/LV Substation CO***901X |  | 10 kV | _ | LV | 400 kVA :Building Structure | 0.4 | --> | 0.4 | 0 | 0 | Constrained,otherwise capacity available =385kVA. | --> | 0.38 | 0 | 0.008151 | 0 | 0 | Constrained,otherwise capacity available =402.3kW. | --> | C11 ex CLOONLOUGH | Cloonlough [T41,T42] | BARRYMORE |  | 52.2758 | -8.2716
MV/LV Substation CO***901Y |  | 10 kV | _ | LV | 50 kVA :Pole Substation | 0.05 | --> | 0.05 | 0.05 | 2.9 |  | --> | 0.0475 | 0 | 0 | 0 | 0 | Constrained,otherwise capacity available =50kW. | --> | C12 ex TELAYDON | Telaydon [T42,T421] | LISDRUM |  | 54.2753 | -6.958
MV/LV Substation CO***902X |  | 20 kV | _ | LV | 50 kVA :Pole Substation | 0.05 | --> | 0.05 | 0 | 0 | Constrained,otherwise capacity available =47kVA. | --> | 0.0475 | 0 | 0 | 0.050453 | 0 |  | --> | E14 ex KILCOCK | Kilcock [T421,T422] | GRIFFINRATH |  | 53.4509 | -6.7283
MV/LV Substation CO***904 |  | 10 kV | _ | LV | 400 kVA :Kiosk Substation | 0.4 | --> | 0.4 | 0.353 | 4.2 |  | --> | 0.38 | 0 | 0 | 0 | 0 | Constrained,otherwise capacity available =407.1kW. | --> | C13 ex CHURCHTOWN | Churchtown [T41] | RATHKEALE |  | 52.4577 | -9.0553
MV/LV Substation CO***904X |  | 10 kV | _ | LV | 50 kVA :Pole Substation | 0.05 | --> | 0.05 | 0.042 | 0.9 |  | --> | 0.0475 | 0 | 0 | 0.0512 | 0 |  | --> | C11 ex RATHMORE | Rathmore [T42,T421] | KNOCKEARAGH |  | 52.0823 | -9.2421
MV/LV Substation CO***905Y |  | 10 kV | _ | LV | 200 kVA :Kiosk Substation | 0.2 | --> | 0.2 | 0.146 | 1.7 |  | --> | 0.19 | 0 | 0 | 0.20804 | 0 |  | --> | C23 ex ATHY | Athy [T101,T102] | ATHY |  | 52.9819 | -6.9988
MV/LV Substation CO***906X |  | 10 kV | _ | LV | 100 kVA :Pole Substation | 0.1 | --> | 0.1 | 0 | 0 | Constrained,otherwise capacity available =99kVA. | --> | 0.095 | 0 | 0 | 0 | 0 | Constrained,otherwise capacity available =100.2kW. | --> | C17 ex ROSCREA | Roscrea [T41,T42] | IKERRIN |  | 52.95 | -7.7831
MV/LV Substation CO***907 |  | 20 kV | _ | LV | 100 kVA :Pole Substation | 0.1 | --> | 0.1 | 0 | 0 | Constrained,otherwise capacity available =93kVA. | --> | 0.095 | 0 | 0 | 0.10106 | 0 |  | --> | E21 ex MILLTOWN (SR) | Milltown (sr) [T421,T422] | OUGHTRAGH |  | 52.1017 | -9.6891
MV/LV Substation CO***909X |  | 10 kV | _ | LV | 400 kVA :Kiosk Substation | 0.4 | --> | 0.4 | 0.286 | 3.9 |  | --> | 0.38 | 0 | 0.014079 | 0.41695 | 0 |  | --> | C21 ex GALWAY 110KV | Galway 110kv [T102,T103] | GALWAY 110KV |  | 53.2802 | -9.0002
MV/LV Substation CO***910X |  | 10 kV | _ | LV | 400 kVA :Kiosk Substation | 0.4 | --> | 0.4 | 0 | 0 | Constrained,otherwise capacity available =339kVA. | --> | 0.38 | 0 | 0.008892 | 0.40916 | 0 |  | --> | C12 ex MORRISTOWN | Morristown [T41,T42] | NEWBRIDGE |  | 53.1874 | -6.7988
MV/LV Substation CO***911 |  | 10 kV | _ | LV | 50 kVA :Pole Substation | 0.05 | --> | 0.05 | 0 | 0 | Constrained,otherwise capacity available =49kVA. | --> | 0.0475 | 0 | 0 | 0.050152 | 0 |  | --> | C30 ex CLAREGALWAY | Claregalway [T42,T421] | GALWAY 110KV |  | 53.3907 | -9.0529
MV/LV Substation CO***911X |  | 20 kV | _ | LV | 200 kVA :Pole Substation | 0.2 | --> | 0.2 | 0 | 0 | Constrained,otherwise capacity available =200kVA. | --> | 0.19 | 0 | 0 | 0.2 | 0 |  | --> | E19 ex DALTON | Dalton [T421,T422] | DALTON |  | 53.687 | -9.0121
MV/LV Substation CO***911Y |  | 10 kV | _ | LV | 630 kVA :Building Structure | 0.63 | --> | 0.63 | 0.5 | 3.3 |  | --> | 0.5985 | 0 | 0.004446 | 0.5 | 0 |  | --> | C12 ex GLEBE | Glebe [T41,T42] | RICHMOND |  | 53.7251 | -7.7963
MV/LV Substation CO***912X |  | 10 kV | _ | LV | 400 kVA :Kiosk Substation | 0.4 | --> | 0.4 | 0 | 0 | Constrained,otherwise capacity available =265kVA. | --> | 0.38 | 0 | 0.015561 | 0.42 | 0 |  | --> | C12 ex ORANMORE | Oranmore [T41,T44] | GALWAY 110KV |  | 53.2806 | -8.9856
MV/LV Substation CO***914 |  | 20 kV | _ | LV | 630 kVA :Building Structure | 0.63 | --> | 0.63 | 0 | 0 | Constrained,otherwise capacity available =417kVA. | --> | 0.5985 | 0 | 0 | 0.5 | 0 |  | --> | E15 ex BATTER LANE TEMPORARY | Batter Lane Temporary 38kv [T421] | GLASMORE |  | 53.5042 | -6.1923
MV/LV Substation CO***914X |  | 10 kV | _ | LV | 50 kVA :Pole Substation | 0.05 | --> | 0.05 | 0.044 | 0.5 |  | --> | 0.0475 | 0 | 0 | 0 | 0 | Constrained,otherwise capacity available =50.9kW. | --> | C15 ex KILMARTIN | Kilmartin [T41] | ARKLOW |  | 53.0562 | -6.138
MV/LV Substation CO***915Y |  | 20 kV | _ | LV | 400 kVA :Kiosk Substation | 0.4 | --> | 0.4 | 0.321 | 1.7 |  | --> | 0.38 | 0 | 0.003705 | 0.41182 | 0 |  | --> | C12 ex ATHY | Athy [T101,T102] | ATHY |  | 52.9813 | -6.9726
MV/LV Substation CO***916X |  | 20 kV | _ | LV | 50 kVA :Pole Substation | 0.05 | --> | 0.05 | 0 | 0 | Constrained,otherwise capacity available =41kVA. | --> | 0.0475 | 0 | 0 | 0.051348 | 0 |  | --> | E12 ex KILCOCK | Kilcock [T421,T422] | GRIFFINRATH |  | 53.4416 | -6.607
MV/LV Substation CO***916Y |  | 10 kV | _ | LV | 50 kVA :Pole Substation | 0.05 | --> | 0.05 | 0 | 0 | Constrained,otherwise capacity available =49kVA. | --> | 0.0475 | 0 | 0 | 0.050152 | 0 |  | --> | C23 ex ATHLONE | Athlone [T41,T42] | ATHLONE |  | 53.4599 | -7.9303
MV/LV Substation CO***917 |  | 10 kV | _ | LV | 100 kVA :Pole Substation | 0.1 | --> | 0.1 | 0.074 | 2.3 |  | --> | 0.095 | 0 | 0 | 0.10387 | 0 |  | --> | C17 ex BALLYRICKARD | Ballyrickard [T41,T42] | TRALEE |  | 52.3208 | -9.7696
MV/LV Substation CO***917X |  | 20 kV | _ | LV | 50 kVA :Pole Substation | 0.05 | --> | 0.05 | 0.05 | 0.9 |  | --> | 0.0475 | 0 | 0 | 0.05 | 0 |  | --> | E17 ex RATHMORE | Rathmore [T42,T421] | KNOCKEARAGH |  | 52.065 | -9.0993
MV/LV Substation CO***917X |  | 10 kV | _ | LV | 400 kVA :Kiosk Substation | 0.4 | --> | 0.4 | 0 | 0 | Constrained,otherwise capacity available =298kVA. | --> | 0.38 | 0 | 0.006669 | 0.4152 | 0 |  | --> | C15 ex GORT | Gort [T41,T42] | ENNIS |  | 53.0726 | -8.8229
MV/LV Substation CO***917Z |  | 10 kV | _ | LV | 200 kVA :Kiosk Substation | 0.2 | --> | 0.2 | 0 | 0 | Constrained,otherwise capacity available =184kVA. | --> | 0.19 | 0 | 0 | 0.20241 | 0 |  | --> | C18 ex KILDARE | Kildare [T41,T42] | NEWBRIDGE |  | 53.1574 | -6.9334
MV/LV Substation CO***918Z |  | 10 kV | _ | LV | 200 kVA :Kiosk Substation | 0.2 | --> | 0.2 | 0 | 0 | Constrained,otherwise capacity available =123kVA. | --> | 0.19 | 0 | 0 | 0.21137 | 0 |  | --> | C18 ex KILDARE | Kildare [T41,T42] | NEWBRIDGE |  | 53.1572 | -6.9312
MV/LV Substation CO***920Y |  | 20 kV | _ | LV | 50 kVA :Pole Substation | 0.05 | --> | 0.05 | 0.042 | 10.9 |  | --> | 0.0475 | 0 | 0 | 0.0512 | 0 |  | --> | C25 ex MULLINGAR | Mullingar [T101,T102] | MULLINGAR |  | 53.5565 | -7.4721
MV/LV Substation CO***921 |  | 10 kV | _ | LV | 50 kVA :Pole Substation | 0.05 | --> | 0.05 | 0.05 | 1.6 |  | --> | 0.0475 | 0 | 0 | 0 | 0 | Constrained,otherwise capacity available =50kW. | --> | C13 ex DERRYBEG | Derrybeg [T41,T42] | ARDNAGAPPARY |  | 55.0132 | -8.2717
MV/LV Substation CO***921X |  | 20 kV | _ | LV | 100 kVA :Pole Substation | 0.1 | --> | 0.1 | 0.098 | 6 |  | --> | 0.095 | 0 | 0 | 0 | 0 | Constrained,otherwise capacity available =100.3kW. | --> | C14 ex ARDGEEHA | Ardgeeha [T41,T42] | DOON |  | 52.5143 | -7.5837
MV/LV Substation CO***922Y |  | 20 kV | _ | LV | 50 kVA :Pole Substation | 0.05 | --> | 0.05 | 0.05 | 4.2 |  | --> | 0.0475 | 0 | 0 | 0.05 | 0 |  | --> | E18 ex JENKINSTOWN | Jenkinstown [T421,T422] | DUNDALK |  | 54.1044 | -6.2914
MV/LV Substation CO***923X |  | 10 kV | _ | LV | 200 kVA :Building Structure | 0.2 | --> | 0.2 | 0 | 0 | Constrained,otherwise capacity available =166kVA. | --> | 0.19 | 0 | 0 | 0.2051 | 0 |  | --> | C12 ex TYMON | Tymon [T41,T42] | COOKSTOWN |  | 53.3008 | -6.3487
MV/LV Substation CO***925 |  | 20 kV | _ | LV | 50 kVA :Pole Substation | 0.05 | --> | 0.05 | 0 | 0 | Constrained,otherwise capacity available =39kVA. | --> | 0.0475 | 0 | 0 | 0.051643 | 0 |  | --> | E16 ex BALLYDEHOB | Ballydehob [T421] | DUNMANWAY |  | 51.5083 | -9.5557
MV/LV Substation CO***925 |  | 10 kV | _ | LV | 100 kVA :Pole Substation | 0.1 | --> | 0.1 | 0 | 0 | Constrained,otherwise capacity available =92kVA. | --> | 0.095 | 0 | 0 | 0.10121 | 0 |  | --> | C21 ex LITTLE BRAY | Little Bray [T41,T42] | FASSAROE |  | 53.1984 | -6.1762
MV/LV Substation CO***928X |  | 10 kV | _ | LV | 50 kVA :Pole Substation | 0.05 | --> | 0.05 | 0 | 0 | Constrained,otherwise capacity available =39kVA. | --> | 0.0475 | 0 | 0.004446 | 0 | 0 | Constrained,otherwise capacity available =51.6kW. | --> | C11 ex MOUNTRATH | Mountrath [T41,T42] | PORTLAOISE |  | 52.9737 | -7.5682
MV/LV Substation CO***930 |  | 20 kV | _ | LV | 50 kVA :Pole Substation | 0.05 | --> | 0.05 | 0 | 0 | Constrained,otherwise capacity available =45kVA. | --> | 0.0475 | 0 | 0 | 0.050753 | 0 |  | --> | E11 ex CREAGH | Creagh [T421,T422] | ATHLONE |  | 53.471 | -8.2633
MV/LV Substation CO***932X |  | 10 kV | _ | LV | 50 kVA :Pole Substation | 0.05 | --> | 0.05 | 0.045 | 12.2 |  | --> | 0.0475 | 0 | 0.004446 | 0.050753 | 0 |  | --> | C19 ex BALLYBEG | Ballybeg [T101,T102] | CARRICKMINES |  | 53.0091 | -6.0778
MV/LV Substation CO***934Z |  | 10 kV | _ | LV | 400 kVA :Kiosk Substation | 0.4 | --> | 0.4 | 0.374 | 1.3 |  | --> | 0.38 | 0 | 0.048165 | 0.40393 | 0 |  | --> | C17 ex LOUGHANALLA | Loughanalla [T41,T42] | MULLINGAR |  | 53.6975 | -7.3627
MV/LV Substation CO***935X |  | 10 kV | _ | LV | 200 kVA :Kiosk Substation | 0.2 | --> | 0.2 | 0 | 0 | Constrained,otherwise capacity available =139kVA. | --> | 0.19 | 0 | 0 | 0.20906 | 0 |  | --> | C19 ex POLLERTON | Pollerton [T41,T42] | CARLOW |  | 52.8278 | -6.9208
MV/LV Substation CO***936 |  | 20 kV | _ | LV | 50 kVA :Pole Substation | 0.05 | --> | 0.05 | 0.017 | 0.6 |  | --> | 0.0475 | 0 | 0.003705 | 0 | 0 | Constrained,otherwise capacity available =54.8kW. | --> | E23 ex LAWLESSTOWN | Lawlesstown [T42,T421] | DOON |  | 52.4423 | -7.749
MV/LV Substation CO***936 |  | 10 kV | _ | LV | 100 kVA :Pole Substation | 0.1 | --> | 0.1 | 0 | 0 | Constrained,otherwise capacity available =93kVA. | --> | 0.095 | 0 | 0 | 0 | 0 | Constrained,otherwise capacity available =101.1kW. | --> | C20 ex KNOCKAPHUNTA | Knockaphunta [T41,T42] | CASTLEBAR |  | 53.8154 | -9.261
MV/LV Substation CO***937 |  | 20 kV | _ | LV | 50 kVA :Pole Substation | 0.05 | --> | 0.05 | 0.046 | 16.1 |  | --> | 0.0475 | 0 | 0 | 0.050604 | 0 |  | --> | E17 ex WEXFORD | Wexford [T121,T122] | WEXFORD |  | 52.3189 | -6.6746
MV/LV Substation CO***938X |  | 20 kV | _ | LV | 100 kVA :Pole Substation | 0.1 | --> | 0.1 | 0.1 | 4.4 |  | --> | 0.095 | 0 | 0 | 0.1 | 0 |  | --> | E17 ex CRANE | Crane [T122] | CRANE |  | 52.5801 | -6.4648
MV/LV Substation CO***938X |  | 10 kV | _ | LV | 200 kVA :Kiosk Substation | 0.2 | --> | 0.2 | 0 | 0 | Constrained,otherwise capacity available =198kVA. | --> | 0.19 | 0 | 0 | 0.2003 | 0 |  | --> | C12 ex ORANMORE | Oranmore [T41,T44] | GALWAY 110KV |  | 53.2753 | -8.9837
MV/LV Substation CO***940Y |  | 10 kV | _ | LV | 630 kVA :Kiosk Substation | 0.63 | --> | 0.63 | 0 | 0 | Constrained,otherwise capacity available =500kVA. | --> | 0.5985 | 0 | 0 | 0 | 0 | Constrained,otherwise capacity available =500kW. | --> | C15 ex MOUNTMELLICK | Mountmellick [T41,T42] | PORTLAOISE |  | 53.1196 | -7.3275
MV/LV Substation CO***941 |  | 20 kV | _ | LV | 50 kVA :Pole Substation | 0.05 | --> | 0.05 | 0.027 | 1.2 |  | --> | 0.0475 | 0 | 0.006669 | 0.053377 | 0 |  | --> | E18 ex CRATLOE | Cratloe [T421,T422] | ARDNACRUSHA |  | 52.7119 | -8.8224
MV/LV Substation CO***942X |  | 20 kV | _ | LV | 200 kVA :Kiosk Substation | 0.2 | --> | 0.2 | 0.125 | 0.6 |  | --> | 0.19 | 0 | 0 | 0 | 0 | Constrained,otherwise capacity available =211.1kW. | --> | E19 ex LAWLESSTOWN | Lawlesstown [T42,T421] | DOON |  | 52.5068 | -7.6882
MV/LV Substation CO***943X |  | 10 kV | _ | LV | 100 kVA :Pole Substation | 0.1 | --> | 0.1 | 0 | 0 | Constrained,otherwise capacity available =46kVA. | --> | 0.095 | 0 | 0.00741 | 0.10788 | 0 |  | --> | C12 ex PORTLAW | Portlaw [T41,T42] | BUTLERSTOWN |  | 52.2826 | -7.3114
MV/LV Substation CO***944 |  | 20 kV | _ | LV | 25 kVA :Pole Substation | 0.025 | --> | 0.025 | 0.019 | 2.1 |  | --> | 0.02375 | 0 | 0 | 0 | 0 | Constrained,otherwise capacity available =25.9kW. | --> | E17 ex LISDRUM | Lisdrum [T422] | LISDRUM |  | 54.2413 | -6.9979
MV/LV Substation CO***944Y |  | 20 kV | _ | LV | 50 kVA :Pole Substation | 0.05 | --> | 0.05 | 0 | 0 | Constrained,otherwise capacity available =47kVA. | --> | 0.0475 | 0 | 0 | 0.050453 | 0 |  | --> | E12 ex WHITECHURCH | Whitechurch [T421,T422] | KILBARRY |  | 52.0523 | -8.4185
MV/LV Substation CO***944Z |  | 10 kV | _ | LV | 630 kVA :Building Structure | 0.63 | --> | 0.63 | 0 | 0 | Constrained,otherwise capacity available =500kVA. | --> | 0.5985 | 0 | 0 | 0.5 | 0 |  | --> | C18 ex ROSEHILL | Rosehill [T41,T42] | KILKENNY |  | 52.6543 | -7.2532
MV/LV Substation CO***946X |  | 10 kV | _ | LV | 50 kVA :Pole Substation | 0.05 | --> | 0.05 | 0.047 | 4.2 |  | --> | 0.0475 | 0 | 0 | 0.050453 | 0 |  | --> | C15 ex NEWMARKET (SR) | Newmarket (sr) [T41,T42] | GLENLARA |  | 52.2262 | -9.0456
MV/LV Substation CO***946Y |  | 20 kV | _ | LV | 400 kVA :Kiosk Substation | 0.4 | --> | 0.4 | 0 | 0 | Constrained,otherwise capacity available =400kVA. | --> | 0.38 | 0 | 0 | 0.4 | 0 |  | --> | E21 ex FINEA | Finea [T421,T422] | SHANKILL |  | 53.8583 | -7.3252
MV/LV Substation CO***947 |  | 10 kV | _ | LV | 200 kVA :Pole Substation | 0.2 | --> | 0.2 | 0.2 | 0.9 |  | --> | 0.19 | 0 | 0 | 0.2 | 0 |  | --> | C16 ex KENMARE | Kenmare [T42] | KNOCKEARAGH |  | 51.8832 | -9.5838
MV/LV Substation CO***947X |  | 10 kV | _ | LV | 100 kVA :Pole Substation | 0.1 | --> | 0.1 | 0.095 | 4.2 |  | --> | 0.095 | 0 | 0.003705 | 0.10076 | 0 |  | --> | C13 ex ERRIGAL | Errigal [T41,T422] | SHANKILL |  | 54.0098 | -7.2561
MV/LV Substation CO***947Z |  | 10 kV | _ | LV | 400 kVA :Kiosk Substation | 0.4 | --> | 0.4 | 0 | 0 | Constrained,otherwise capacity available =338kVA. | --> | 0.38 | 0 | 0 | 0.40931 | 0 |  | --> | C17 ex KILDARE | Kildare [T41,T42] | NEWBRIDGE |  | 53.1626 | -6.8933
MV/LV Substation CO***948 |  | 20 kV | _ | LV | 50 kVA :Pole Substation | 0.05 | --> | 0.05 | 0 | 0 | Constrained,otherwise capacity available =32kVA. | --> | 0.0475 | 0 | 0 | 0.052662 | 0 |  | --> | E15 ex JULIANSTOWN | Julianstown [T421,T422] | DRYBRIDGE |  | 53.6363 | -6.2434
MV/LV Substation CO***948X |  | 10 kV | _ | LV | 50 kVA :Pole Substation | 0.05 | --> | 0.05 | 0.049 | 4.2 |  | --> | 0.0475 | 0 | 0.002964 | 0.050152 | 0 |  | --> | C13 ex ERRIGAL | Errigal [T41,T422] | SHANKILL |  | 54.0645 | -7.1447
MV/LV Substation CO***949X |  | 10 kV | _ | LV | 400 kVA :Kiosk Substation | 0.4 | --> | 0.4 | 0.4 | 0.8 |  | --> | 0.38 | 0 | 0 | 0.4 | 0 |  | --> | C20 ex MANOR STREET | Manor Street [T41,T42] | WATERFORD |  | 52.2509 | -7.119
MV/LV Substation CO***950 |  | 10 kV | _ | LV | 200 kVA :Pole Substation | 0.2 | --> | 0.2 | 0 | 0 | Constrained,otherwise capacity available =181kVA. | --> | 0.19 | 0 | 0 | 0.20286 | 0 |  | --> | E11 ex ASHBOURNE | Ashbourne [T421,T422] | FINGLAS |  | 53.4615 | -6.3506
MV/LV Substation CO***951 |  | 10 kV | _ | LV | 150 kVA :Kiosk Substation | 0.15 | --> | 0.15 | 0 | 0 | Constrained,otherwise capacity available =148kVA. | --> | 0.1425 | 0 | 0 | 0.1503 | 0 |  | --> | C15 ex BLAKE | Blake [T41,T42] | BLAKE |  | 53.3217 | -6.8445
MV/LV Substation CO***951X |  | 10 kV | _ | LV | 400 kVA :Kiosk Substation | 0.4 | --> | 0.4 | 0 | 0 | Constrained,otherwise capacity available =363kVA. | --> | 0.38 | 0 | 0.008892 | 0.40558 | 0 |  | --> | C17 ex FORTUNESTOWN | Fortunestown [T101,T102] | INCHICORE 220KV |  | 53.2806 | -6.4406
MV/LV Substation CO***952 |  | 20 kV | _ | LV | 400 kVA :Kiosk Substation | 0.4 | --> | 0.4 | 0 | 0 | Constrained,otherwise capacity available =336kVA. | --> | 0.38 | 0 | 0.032604 | 0 | 0 | Constrained,otherwise capacity available =409.6kW. | --> | E17 ex FOXHOLE | Foxhole [T421,T422] | DUNGARVAN |  | 51.9628 | -7.8674
MV/LV Substation CO***952Y |  | 10 kV | _ | LV | 400 kVA :Kiosk Substation | 0.4 | --> | 0.4 | 0 | 0 | Constrained,otherwise capacity available =281kVA. | --> | 0.38 | 0 | 0 | 0.41768 | 0 |  | --> | C19 ex CLONMINCH | Clonminch [T41,T422] | THORNSBERRY |  | 53.2774 | -7.4908
MV/LV Substation CO***954 |  | 10 kV | _ | LV | 50 kVA :Pole Substation | 0.05 | --> | 0.05 | 0 | 0 | Constrained,otherwise capacity available =34kVA. | --> | 0.0475 | 0 | 0.004446 | 0.052373 | 0 |  | --> | C11 ex GRAIGUENAMANAGH | Graiguenamanagh [T41,T42] | KILKENNY |  | 52.536 | -6.9666
MV/LV Substation CO***954 |  | 20 kV | _ | LV | 50 kVA :Pole Substation | 0.05 | --> | 0.05 | 0 | 0 | Constrained,otherwise capacity available =40kVA. | --> | 0.0475 | 0 | 0 | 0.051496 | 0 |  | --> | E14 ex DULEEK | Duleek [T421,T422] | DRYBRIDGE |  | 53.6759 | -6.4613
MV/LV Substation CO***954X |  | 20 kV | _ | LV | 100 kVA :Pole Substation | 0.1 | --> | 0.1 | 0 | 0 | Constrained,otherwise capacity available =89kVA. | --> | 0.095 | 0 | 0 | 0.10166 | 0 |  | --> | C20 ex ROSCOMMON | Roscommon [T41,T42] | LANESBORO |  | 53.6864 | -8.1946
MV/LV Substation CO***954Y |  | 10 kV | _ | LV | 630 kVA :Kiosk Substation | 0.63 | --> | 0.63 | 0.5 | 13.8 |  | --> | 0.5985 | 0 | 0 | 0.5 | 0 |  | --> | C19 ex SINGLAND | Singland [T101,T102] | SINGLAND |  | 52.6594 | -8.5723
MV/LV Substation CO***955 |  | 10 kV | _ | LV | 400 kVA :Kiosk Substation | 0.4 | --> | 0.4 | 0 | 0 | Constrained,otherwise capacity available =292kVA. | --> | 0.38 | 0 | 0.028158 | 0.41608 | 0 |  | --> | C13 ex LITTLE BRAY | Little Bray [T41,T42] | FASSAROE |  | 53.2097 | -6.1207
MV/LV Substation CO***955Y |  | 20 kV | _ | LV | 50 kVA :Pole Substation | 0.05 | --> | 0.05 | 0.042 | 2 |  | --> | 0.0475 | 0 | 0 | 0 | 0 | Constrained,otherwise capacity available =51.2kW. | --> | E11 ex RATHKEALE | Rathkeale [T421,T422] | RATHKEALE |  | 52.6193 | -8.8774
MV/LV Substation CO***956 |  | 10 kV | _ | LV | 200 kVA :Kiosk Substation | 0.2 | --> | 0.2 | 0 | 0 | Constrained,otherwise capacity available =117kVA. | --> | 0.19 | 0 | 0.033345 | 0.21223 | 0 |  | --> | C13 ex LITTLE BRAY | Little Bray [T41,T42] | FASSAROE |  | 53.2081 | -6.1228
MV/LV Substation CO***957 |  | 10 kV | _ | LV | 200 kVA :Kiosk Substation | 0.2 | --> | 0.2 | 0 | 0 | Constrained,otherwise capacity available =110kVA. | --> | 0.19 | 0 | 0.018525 | 0.21322 | 0 |  | --> | C13 ex LITTLE BRAY | Little Bray [T41,T42] | FASSAROE |  | 53.2084 | -6.1199
MV/LV Substation CO***957X |  | 20 kV | _ | LV | 50 kVA :Pole Substation | 0.05 | --> | 0.05 | 0.05 | 0.4 |  | --> | 0.0475 | 0 | 0 | 0.05 | 0 |  | --> | E17 ex BALLYCONNELL | Ballyconnell [T421,T422] | GORTAWEE |  | 54.1518 | -7.7452
MV/LV Substation CO***957Y |  | 10 kV | _ | LV | 400 kVA :Kiosk Substation | 0.4 | --> | 0.4 | 0 | 0 | Constrained,otherwise capacity available =297kVA. | --> | 0.38 | 0 | 0.034827 | 0.41535 | 0 |  | --> | E41 ex KINSALE | Kinsale [T423] | TRABEG |  | 51.7003 | -8.5315
MV/LV Substation CO***958Y |  | 10 kV | _ | LV | 400 kVA :Kiosk Substation | 0.4 | --> | 0.4 | 0 | 0 | Constrained,otherwise capacity available =400kVA. | --> | 0.38 | 0 | 0 | 0.4 | 0 |  | --> | E41 ex KINSALE | Kinsale [T423] | TRABEG |  | 51.6996 | -8.5317
MV/LV Substation CO***958Y |  | 10 kV | _ | LV | 200 kVA :Kiosk Substation | 0.2 | --> | 0.2 | 0.124 | 1.7 |  | --> | 0.19 | 0 | 0 | 0.21122 | 0 |  | --> | C23 ex ATHY | Athy [T101,T102] | ATHY |  | 52.9808 | -6.9973
MV/LV Substation CO***959 |  | 20 kV | _ | LV | 50 kVA :Pole Substation | 0.05 | --> | 0.05 | 0 | 0 | Constrained,otherwise capacity available =26kVA. | --> | 0.0475 | 0 | 0.005187 | 0.053518 | 0 |  | --> | E15 ex DULEEK | Duleek [T421,T422] | DRYBRIDGE |  | 53.665 | -6.4162
MV/LV Substation CO***959X |  | 20 kV | _ | LV | 50 kVA :Pole Substation | 0.05 | --> | 0.05 | 0 | 0 | Constrained,otherwise capacity available =48kVA. | --> | 0.0475 | 0 | 0 | 0.050303 | 0 |  | --> | E19 ex CAVAN | Cavan [T42,T421] | SHANKILL |  | 53.9299 | -7.4148
MV/LV Substation CO***960X |  | 20 kV | _ | LV | 100 kVA :Pole Substation | 0.1 | --> | 0.1 | 0 | 0 | Constrained,otherwise capacity available =57kVA. | --> | 0.095 | 0 | 0.025935 | 0.10633 | 0 |  | --> | E18 ex CURRALEIGH | Curraleigh [T421,T422] | KILBARRY |  | 51.9202 | -8.6147
MV/LV Substation CO***960Y |  | 10 kV | _ | LV | 400 kVA :Kiosk Substation | 0.4 | --> | 0.4 | 0.345 | 3.9 |  | --> | 0.38 | 0 | 0.017043 | 0.40827 | 0 |  | --> | C21 ex MARSHES | Marshes [T41,T42] | DUNDALK |  | 53.9666 | -6.3768
MV/LV Substation CO***960Y |  | 20 kV | _ | LV | 400 kVA :Kiosk Substation | 0.4 | --> | 0.4 | 0 | 0 | Constrained,otherwise capacity available =331kVA. | --> | 0.38 | 0 | 0.008151 | 0.41034 | 0 |  | --> | E15 ex DULEEK | Duleek [T421,T422] | DRYBRIDGE |  | 53.658 | -6.4116
MV/LV Substation CO***961X |  | 20 kV | _ | LV | 50 kVA :Pole Substation | 0.05 | --> | 0.05 | 0 | 0 | Constrained,otherwise capacity available =29kVA. | --> | 0.0475 | 0 | 0 | 0.053092 | 0 |  | --> | E21 ex CURRALEIGH | Curraleigh [T421,T422] | KILBARRY |  | 51.9237 | -8.6167
MV/LV Substation CO***961Y |  | 10 kV | _ | LV | 200 kVA :Kiosk Substation | 0.2 | --> | 0.2 | 0.109 | 1.7 |  | --> | 0.19 | 0 | 0.031863 | 0.21336 | 0 |  | --> | C20 ex ATHY | Athy [T101,T102] | ATHY |  | 53 | -6.9867
MV/LV Substation CO***962 |  | 10 kV | _ | LV | 200 kVA :Pole Substation | 0.2 | --> | 0.2 | 0 | 0 | Constrained,otherwise capacity available =130kVA. | --> | 0.19 | 0 | 0 | 0.21036 | 0 |  | --> | C20 ex COLLINSTOWN | Collinstown [T41,T42] | GRANGE (DR) |  | 53.4323 | -6.2289
MV/LV Substation CO***963X |  | 10 kV | _ | LV | 1000 kVA :Building Structure | 1 | --> | 1 | 0 | 0 | Constrained,otherwise capacity available =500kVA. | --> | 0.95 | 0 | 0 | 0.5 | 0 |  | --> | C17 ex BELGARD | Belgard [T41,T42] | COOKSTOWN |  | 53.2979 | -6.3737
MV/LV Substation CO***963Z |  | 10 kV | _ | LV | 1000 kVA :Building Structure | 1 | --> | 1 | 0.5 | 7.2 |  | --> | 0.95 | 0 | 0 | 0.5 | 0 |  | --> | C28 ex LIBERTY STREET | Liberty Street [T101,T102] | LIBERTY STREET |  | 51.8997 | -8.4757
MV/LV Substation CO***964Z |  | 10 kV | _ | LV | 1000 kVA :Building Structure | 1 | --> | 1 | 0.5 | 7.2 |  | --> | 0.95 | 0 | 0 | 0.5 | 0 |  | --> | C28 ex LIBERTY STREET | Liberty Street [T101,T102] | LIBERTY STREET |  | 51.8997 | -8.4759
MV/LV Substation CO***965X |  | 10 kV | _ | LV | 400 kVA :Kiosk Substation | 0.4 | --> | 0.4 | 0.341 | 4.6 |  | --> | 0.38 | 0 | 0 | 0.40886 | 0 |  | --> | C26 ex CASTLEVIEW | Castleview [T101,T102] | CASTLEVIEW |  | 51.8925 | -8.4023
MV/LV Substation CO***966 |  | 10 kV | _ | LV | 400 kVA :Kiosk Substation | 0.4 | --> | 0.4 | 0 | 0 | Constrained,otherwise capacity available =270kVA. | --> | 0.38 | 0 | 0.011115 | 0.41927 | 0 |  | --> | C15 ex LITTLE BRAY | Little Bray [T41,T42] | FASSAROE |  | 53.2114 | -6.1222
MV/LV Substation CO***966Y |  | 10 kV | _ | LV | 50 kVA :Pole Substation | 0.05 | --> | 0.05 | 0 | 0 | Constrained,otherwise capacity available =37kVA. | --> | 0.0475 | 0 | 0 | 0.051937 | 0 |  | --> | E11 ex BALLYDEHOB | Ballydehob [T421] | DUNMANWAY |  | 51.5677 | -9.406
MV/LV Substation CO***967 |  | 10 kV | _ | LV | 50 kVA :Pole Substation | 0.05 | --> | 0.05 | 0 | 0 | Constrained,otherwise capacity available =14kVA. | --> | 0.0475 | 0 | 0 | 0.055184 | 0 |  | --> | E11 ex ASHBOURNE | Ashbourne [T421,T422] | FINGLAS |  | 53.4593 | -6.3497
MV/LV Substation CO***967 |  | 10 kV | _ | LV | 100 kVA :Pole Substation | 0.1 | --> | 0.1 | 0.095 | 17.8 |  | --> | 0.095 | 0 | 0.003705 | 0.10076 | 0 |  | --> | E24 ex BANOGE | Banoge [T121,T122] | BANOGE |  | 52.6544 | -6.2365
MV/LV Substation CO***967Y |  | 20 kV | _ | LV | 400 kVA :Kiosk Substation | 0.4 | --> | 0.4 | 0.254 | 1.7 |  | --> | 0.38 | 0 | 0.011115 | 0.42158 | 0 |  | --> | C12 ex ATHY | Athy [T101,T102] | ATHY |  | 52.9826 | -6.9714
MV/LV Substation CO***968X |  | 10 kV | _ | LV | 100 kVA :Pole Substation | 0.1 | --> | 0.1 | 0.083 | 3.9 |  | --> | 0.095 | 0 | 0.002223 | 0.10255 | 0 |  | --> | C28 ex GALWAY 110KV | Galway 110kv [T102,T103] | GALWAY 110KV |  | 53.2979 | -9.0395
MV/LV Substation CO***970 |  | 10 kV | _ | LV | 400 kVA :Kiosk Substation | 0.4 | --> | 0.4 | 0 | 0 | Constrained,otherwise capacity available =301kVA. | --> | 0.38 | 0 | 0.032604 | 0.41476 | 0 |  | --> | C11 ex GREYSTONES | Greystones [T41,T42] | FASSAROE |  | 53.1365 | -6.0899
MV/LV Substation CO***970X |  | 10 kV | _ | LV | 50 kVA :Pole Substation | 0.05 | --> | 0.05 | 0 | 0 | Constrained,otherwise capacity available =38kVA. | --> | 0.0475 | 0 | 0 | 0.05179 | 0 |  | --> | C11 ex LOUGHTAGALLA | Loughtagalla [T41,T42] | THURLES |  | 52.6714 | -7.7627
MV/LV Substation CO***970X |  | 10 kV | _ | LV | 100 kVA :Pole Substation | 0.1 | --> | 0.1 | 0 | 0 | Constrained,otherwise capacity available =66kVA. | --> | 0.095 | 0 | 0 | 0.10504 | 0 |  | --> | C12 ex MAYFIELD | Mayfield [T41,T42] | KILBARRY |  | 51.9099 | -8.429
MV/LV Substation CO***971 |  | 10 kV | _ | LV | 630 kVA :Kiosk Substation | 0.63 | --> | 0.63 | 0.5 | 0.9 |  | --> | 0.5985 | 0 | 0 | 0.5 | 0 |  | --> | C12 ex WOODFORD | Woodford [T41,T42] | KNOCKEARAGH |  | 52.0683 | -9.4305
MV/LV Substation CO***972 |  | 10 kV | _ | LV | 630 kVA :Kiosk Substation | 0.63 | --> | 0.63 | 0.5 | 0.9 |  | --> | 0.5985 | 0 | 0 | 0.5 | 0 |  | --> | C12 ex WOODFORD | Woodford [T41,T42] | KNOCKEARAGH |  | 52.0677 | -9.4291
MV/LV Substation CO***972X |  | 20 kV | _ | LV | 50 kVA :Pole Substation | 0.05 | --> | 0.05 | 0 | 0 | Constrained,otherwise capacity available =45kVA. | --> | 0.0475 | 0 | 0 | 0.050753 | 0 |  | --> | E28 ex LOUGHREA | Loughrea [T41,T42] | SOMERSET |  | 53.2082 | -8.4785
MV/LV Substation CO***973 |  | 10 kV | _ | LV | 630 kVA :Kiosk Substation | 0.63 | --> | 0.63 | 0.5 | 0.9 |  | --> | 0.5985 | 0 | 0 | 0.5 | 0 |  | --> | C12 ex WOODFORD | Woodford [T41,T42] | KNOCKEARAGH |  | 52.0692 | -9.4275
MV/LV Substation CO***973 |  | 20 kV | _ | LV | 50 kVA :Pole Substation | 0.05 | --> | 0.05 | 0 | 0 | Constrained,otherwise capacity available =40kVA. | --> | 0.0475 | 0 | 0 | 0.051496 | 0 |  | --> | E12 ex GURRANEBANE | Gurranebane [T421,T422] | OUGHTRAGH |  | 52.0404 | -9.9629
MV/LV Substation CO***974Y |  | 10 kV | _ | LV | 200 kVA :Kiosk Substation | 0.2 | --> | 0.2 | 0.085 | 9.1 |  | --> | 0.19 | 0 | 0.009633 | 0.21674 | 0 |  | --> | C28 ex CENTRE PARK ROAD | Marina [T105,T106] | MARINA |  | 51.8939 | -8.4335
MV/LV Substation CO***974Z |  | 10 kV | _ | LV | 50 kVA :Pole Substation | 0.05 | --> | 0.05 | 0 | 0 | Constrained,otherwise capacity available =45kVA. | --> | 0.0475 | 0 | 0 | 0.050753 | 0 |  | --> | C14 ex ATHGARVAN | Athgarvan [T41,T44] | NEWBRIDGE |  | 53.1622 | -6.7949
MV/LV Substation CO***975X |  | 10 kV | _ | LV | 50 kVA :Pole Substation | 0.05 | --> | 0.05 | 0.027 | 12.2 |  | --> | 0.0475 | 0 | 0 | 0.053377 | 0 |  | --> | C23 ex BALLYBEG | Ballybeg [T101,T102] | CARRICKMINES |  | 52.953 | -6.0954
MV/LV Substation CO***976 |  | 10 kV | _ | LV | 400 kVA :Building Structure | 0.4 | --> | 0.4 | 0.281 | 13.2 |  | --> | 0.38 | 0 | 0.008151 | 0.41768 | 0 |  | --> | C21 ex ARTANE | Artane [T101,T102] | FINGLAS |  | 53.3806 | -6.2349
MV/LV Substation CO***977 |  | 20 kV | _ | LV | 50 kVA :Pole Substation | 0.05 | --> | 0.05 | 0 | 0 | Constrained,otherwise capacity available =35kVA. | --> | 0.0475 | 0 | 0.003705 | 0.052228 | 0 |  | --> | C11 ex DRUMQUIN | Drumquin [T42] | ENNIS |  | 52.8287 | -9.1785
MV/LV Substation CO***977X |  | 10 kV | _ | LV | 1000 kVA :Kiosk Substation | 1 | --> | 1 | 0 | 0 | Constrained,otherwise capacity available =500kVA. | --> | 0.95 | 0 | 0 | 0.5 | 0 |  | --> | C14 ex OLDBAWN | Oldbawn [T41,T42] | COOKSTOWN |  | 53.2851 | -6.3761
MV/LV Substation CO***982 |  | 10 kV | _ | LV | 50 kVA :Pole Substation | 0.05 | --> | 0.05 | 0 | 0 | Constrained,otherwise capacity available =49kVA. | --> | 0.0475 | 0 | 0 | 0.050152 | 0 |  | --> | C22 ex BALLINCOLLIG | Ballincollig [T41,T42] | KILBARRY |  | 51.8838 | -8.5991
MV/LV Substation CO***982X |  | 10 kV | _ | LV | 630 kVA :Kiosk Substation | 0.63 | --> | 0.63 | 0.5 | 0.8 |  | --> | 0.5985 | 0 | 0.051129 | 0.5 | 0 |  | --> | C20 ex MANOR STREET | Manor Street [T41,T42] | WATERFORD |  | 52.2532 | -7.1179
MV/LV Substation CO***982Z |  | 20 kV | _ | LV | 400 kVA :Kiosk Substation | 0.4 | --> | 0.4 | 0 | 0 | Constrained,otherwise capacity available =352kVA. | --> | 0.38 | 0 | 0.003705 | 0.40722 | 0 |  | --> | E16 ex BALLYDEHOB | Ballydehob [T421] | DUNMANWAY |  | 51.5258 | -9.5518
MV/LV Substation CO***983 |  | 20 kV | _ | LV | 50 kVA :Pole Substation | 0.05 | --> | 0.05 | 0 | 0 | Constrained,otherwise capacity available =38kVA. | --> | 0.0475 | 0 | 0.00741 | 0.05179 | 0 |  | --> | C12 ex SPIDDAL | Spiddal [T42] | SCREEB |  | 53.2479 | -9.3717
MV/LV Substation CO***983 |  | 20 kV | _ | LV | 630 kVA :Kiosk Substation | 0.63 | --> | 0.63 | 0.5 | 17.8 |  | --> | 0.5985 | 0 | 0 | 0.5 | 0 |  | --> | E13 ex BANOGE | Banoge [T121,T122] | BANOGE |  | 52.6443 | -6.2313
MV/LV Substation CO***984 |  | 10 kV | _ | LV | 400 kVA :Building Structure | 0.4 | --> | 0.4 | 0.399 | 13.2 |  | --> | 0.38 | 0 | 0 | 0.40015 | 0 |  | --> | C21 ex ARTANE | Artane [T101,T102] | FINGLAS |  | 53.3846 | -6.2355
MV/LV Substation CO***985X |  | 20 kV | _ | LV | 50 kVA :Pole Substation | 0.05 | --> | 0.05 | 0 | 0 | Constrained,otherwise capacity available =50kVA. | --> | 0.0475 | 0 | 0 | 0.05 | 0 |  | --> | E18 ex GURRANEBANE | Gurranebane [T421,T422] | OUGHTRAGH |  | 51.8956 | -10.3528
MV/LV Substation CO***986 |  | 10 kV | _ | LV | 630 kVA :Building Structure | 0.63 | --> | 0.63 | 0.5 | 14.2 |  | --> | 0.5985 | 0 | 0 | 0.5 | 0 |  | --> | C22 ex COOKSTOWN | Cookstown [T101,T102] | CARRICKMINES |  | 53.2954 | -6.3789
MV/LV Substation CO***986X |  | 10 kV | _ | LV | 50 kVA :Pole Substation | 0.05 | --> | 0.05 | 0 | 0 | Constrained,otherwise capacity available =42kVA. | --> | 0.0475 | 0 | 0 | 0.0512 | 0 |  | --> | C12 ex SAGGART | Saggart [T41,T42] | GRANGE CASTLE |  | 53.2477 | -6.5275
MV/LV Substation CO***987Z |  | 10 kV | _ | LV | 400 kVA :Kiosk Substation | 0.4 | --> | 0.4 | 0 | 0 | Constrained,otherwise capacity available =255kVA. | --> | 0.38 | 0 | 0.006669 | 0.42144 | 0 |  | --> | C13 ex TUAM SOUTH | Tuam South [T42] | CLOON |  | 53.5172 | -8.8606
MV/LV Substation CO***988 |  | 20 kV | _ | LV | 200 kVA :Kiosk Substation | 0.2 | --> | 0.2 | 0.131 | 2.4 |  | --> | 0.19 | 0 | 0 | 0.21022 | 0 |  | --> | C19 ex GRAIGUE | Graigue [T41,T42] | CARLOW |  | 52.8204 | -6.9351
MV/LV Substation CO***988 |  | 10 kV | _ | LV | 50 kVA :Pole Substation | 0.05 | --> | 0.05 | 0.019092 | 0 | Constrained,otherwise capacity available =43kVA. | --> | 0.0475 | 0 | 0 | 0 | 0 | Constrained,otherwise capacity available =51.1kW. | --> | C18 ex BALLYBAY | Ballybay [T41,T42] | LISDRUM |  | 54.1476 | -7.0636
MV/LV Substation CO***988 |  | 10 kV | _ | LV | 630 kVA :Building Structure | 0.63 | --> | 0.63 | 0.479 | 1.5 |  | --> | 0.5985 | 0 | 0.011856 | 0.5 | 0 |  | --> | C16 ex BALLYARD | Ballyard [T41,T42] | TRALEE |  | 52.2686 | -9.7027
MV/LV Substation CO***988Z |  | 10 kV | _ | LV | 400 kVA :Kiosk Substation | 0.4 | --> | 0.4 | 0 | 0 | Constrained,otherwise capacity available =360kVA. | --> | 0.38 | 0 | 0 | 0.40603 | 0 |  | --> | C13 ex TUAM SOUTH | Tuam South [T42] | CLOON |  | 53.517 | -8.8579
MV/LV Substation CO***990 |  | 10 kV | _ | LV | 50 kVA :Pole Substation | 0.05 | --> | 0.05 | 0 | 0 | Constrained,otherwise capacity available =40kVA. | --> | 0.0475 | 0 | 0.002223 | 0.051496 | 0 |  | --> | C12 ex KILSARAN | Kilsaran [T42] | DRYBRIDGE |  | 53.9002 | -6.3822
MV/LV Substation CO***990 |  | 20 kV | _ | LV | 100 kVA :Pole Substation | 0.1 | --> | 0.1 | 0 | 0 | Constrained,otherwise capacity available =85kVA. | --> | 0.095 | 0 | 0 | 0.10225 | 0 |  | --> | E11 ex GLASMORE | Glasmore [T421,T422] | GLASMORE |  | 53.4699 | -6.1317
MV/LV Substation CO***990 |  | 10 kV | _ | LV | 630 kVA :Building Structure | 0.63 | --> | 0.63 | 0.419 | 13.2 |  | --> | 0.5985 | 0 | 0.005928 | 0.5 | 0 |  | --> | C21 ex ARTANE | Artane [T101,T102] | FINGLAS |  | 53.3829 | -6.2331
MV/LV Substation CO***990X |  | 20 kV | _ | LV | 200 kVA :Building Structure | 0.2 | --> | 0.2 | 0 | 0 | Constrained,otherwise capacity available =200kVA. | --> | 0.19 | 0 | 0.05928 | 0.2 | 0 |  | --> | E12 ex BALTINGLASS | Baltinglass [T421,T422] | STRATFORD |  | 52.9769 | -6.5874
MV/LV Substation CO***990X |  | 20 kV | _ | LV | 50 kVA :Pole Substation | 0.05 | --> | 0.05 | 0.041 | 0.4 |  | --> | 0.0475 | 0 | 0 | 0.051348 | 0 |  | --> | E15 ex BALLYCONNELL | Ballyconnell [T421,T422] | GORTAWEE |  | 54.1273 | -7.4664
MV/LV Substation CO***991 |  | 10 kV | _ | LV | 50 kVA :Pole Substation | 0.05 | --> | 0.05 | 0.041 | 1.5 |  | --> | 0.0475 | 0 | 0.003705 | 0.051348 | 0 |  | --> | C15 ex SCREEB | Screeb [T41] | SCREEB |  | 53.3473 | -9.6193
MV/LV Substation CO***991Y |  | 20 kV | _ | LV | 50 kVA :Pole Substation | 0.05 | --> | 0.05 | 0 | 0 | Constrained,otherwise capacity available =28kVA. | --> | 0.0475 | 0 | 0.014079 | 0.053235 | 0 |  | --> | C13 ex MORNINGTON ROAD | Mornington Road [T41,T42] | DRYBRIDGE |  | 53.7095 | -6.2849
MV/LV Substation CO***992 |  | 10 kV | _ | LV | 50 kVA :Pole Substation | 0.05 | --> | 0.05 | 0.049 | 1.6 |  | --> | 0.0475 | 0 | 0 | 0 | 0 | Constrained,otherwise capacity available =50.2kW. | --> | C18 ex BUNDORAN | Bundoran [T41,T42] | CATHALEENS FALL |  | 54.4318 | -8.326
MV/LV Substation CO***993 |  | 20 kV | _ | LV | 50 kVA :Pole Substation | 0.05 | --> | 0.05 | 0 | 0 | Constrained,otherwise capacity available =23kVA. | --> | 0.0475 | 0 | 0 | 0.05394 | 0 |  | --> | E11 ex BALLYHALE | Ballyhale [T42,T421] | KILKENNY |  | 52.529 | -7.1284
MV/LV Substation CO***993 |  | 20 kV | _ | LV | 200 kVA :Pole Substation | 0.2 | --> | 0.2 | 0.103 | 0.4 |  | --> | 0.19 | 0 | 0 | 0.21421 | 0 |  | --> | C14 ex CARRAROE | Carraroe [T42] | SCREEB |  | 53.2461 | -9.5484
MV/LV Substation CO***993X |  | 10 kV | _ | LV | 50 kVA :Pole Substation | 0.05 | --> | 0.05 | 0.048 | 1.4 |  | --> | 0.0475 | 0 | 0 | 0.050303 | 0 |  | --> | C26 ex KELLS | Kells [T41,T42] | NAVAN |  | 53.6846 | -6.8508
MV/LV Substation CO***993Y |  | 20 kV | _ | LV | 50 kVA :Pole Substation | 0.05 | --> | 0.05 | 0 | 0 | Constrained,otherwise capacity available =40kVA. | --> | 0.0475 | 0 | 0 | 0.051496 | 0 |  | --> | C15 ex KILMONEY | Kilmoney [T41,T42] | TRABEG |  | 51.7535 | -8.5183
MV/LV Substation CO***994 |  | 10 kV | _ | LV | 100 kVA :Pole Substation | 0.1 | --> | 0.1 | 0 | 0 | Constrained,otherwise capacity available =36kVA. | --> | 0.095 | 0 | 0.00741 | 0 | 0 | Constrained,otherwise capacity available =109.3kW. | --> | C19 ex LISMORE | Lismore [T41,T42] | DUNGARVAN |  | 52.0903 | -8.0067
MV/LV Substation CO***995 |  | 10 kV | _ | LV | 50 kVA :Pole Substation | 0.05 | --> | 0.05 | 0 | 0 | Constrained,otherwise capacity available =45kVA. | --> | 0.0475 | 0 | 0 | 0.050753 | 0 |  | --> | C18 ex COOLCORCORAN | Coolcorcoran [T41,T42] | KNOCKEARAGH |  | 52.06 | -9.652
MV/LV Substation CO***996 |  | 10 kV | _ | LV | 400 kVA :Building Structure | 0.4 | --> | 0.4 | 0 | 0 | Constrained,otherwise capacity available =399kVA. | --> | 0.38 | 0 | 0 | 0.40015 | 0 |  | --> | C11 ex CLONAKILTY | Clonakilty [T41,T42] | DUNMANWAY |  | 51.6494 | -8.862
MV/LV Substation CO***996X |  | 10 kV | _ | LV | 50 kVA :Pole Substation | 0.05 | --> | 0.05 | 0 | 0 | Constrained,otherwise capacity available =46kVA. | --> | 0.0475 | 0 | 0 | 0.050604 | 0 |  | --> | C17 ex SKIBBEREEN | Skibbereen [T41,T42] | DUNMANWAY |  | 51.498 | -9.2319
MV/LV Substation CP***865Y |  | 10 kV | _ | LV | 400 kVA :Building Structure | 0.4 | --> | 0.4 | 0 | 0 | Constrained,otherwise capacity available =400kVA. | --> | 0.38 | 0 | 0 | 0.4 | 0 |  | --> | C11 ex NAAS | Naas [T41,T42] | KILTEEL |  | 53.1808 | -6.5917
MV/LV Substation CR***003 |  | 20 kV | _ | LV | 100 kVA :Pole Substation | 0.1 | --> | 0.1 | 0.094 | 2 |  | --> | 0.095 | 0 | 0 | 0 | 0 | Constrained,otherwise capacity available =100.9kW. | --> | E14 ex RATHKEALE | Rathkeale [T421,T422] | RATHKEALE |  | 52.5306 | -8.7169
MV/LV Substation CR***004 |  | 10 kV | _ | LV | 200 kVA :Kiosk Substation | 0.2 | --> | 0.2 | 0.159 | 1.8 |  | --> | 0.19 | 0 | 0 | 0.20613 | 0 |  | --> | C11 ex MOYLISH | Moylish [T41,T42] | ARDNACRUSHA |  | 52.6814 | -8.651
MV/LV Substation CR***006X |  | 10 kV | _ | LV | 400 kVA :Kiosk Substation | 0.4 | --> | 0.4 | 0 | 0 | Constrained,otherwise capacity available =314kVA. | --> | 0.38 | 0 | 0.006669 | 0.41285 | 0 |  | --> | C20 ex POPPINTREE | Poppintree [T101,T102] | FINGLAS |  | 53.4033 | -6.2786
MV/LV Substation CR***008Y |  | 20 kV | _ | LV | 50 kVA :Pole Substation | 0.05 | --> | 0.05 | 0 | 0 | Constrained,otherwise capacity available =50kVA. | --> | 0.0475 | 0 | 0 | 0.05 | 0 |  | --> | E12 ex BALLINROBE | Ballinrobe [T421,T422] | DALTON |  | 53.6182 | -9.2293
MV/LV Substation CR***010 |  | 10 kV | _ | LV | 630 kVA :Kiosk Substation | 0.63 | --> | 0.63 | 0.334 | 1.2 |  | --> | 0.5985 | 0 | 0.017043 | 0.5 | 0 |  | --> | C19 ex SALLYNOGGIN ROAD | Sallynoggin Road [T41,T42] | CHERRYWOOD |  | 53.287 | -6.1341
MV/LV Substation CR***010 |  | 10 kV | _ | LV | 630 kVA :Building Structure | 0.63 | --> | 0.63 | 0 | 0 | Constrained,otherwise capacity available =437kVA. | --> | 0.5985 | 0 | 0.008892 | 0.5 | 0 |  | --> | C14 ex HOLYCROSS ROAD | Holycross Road [T41,T42] | THURLES |  | 52.679 | -7.8165
MV/LV Substation CR***010 |  | 10 kV | _ | LV | 100 kVA :Pole Substation | 0.1 | --> | 0.1 | 0.097 | 3 |  | --> | 0.095 | 0 | 0 | 0 | 0 | Constrained,otherwise capacity available =100.5kW. | --> | C12 ex BALLYRAINE | Ballyraine [T41,T42] | LETTERKENNY |  | 54.9561 | -7.7105
MV/LV Substation CR***011 |  | 10 kV | _ | LV | 1000 kVA :Building Structure | 1 | --> | 1 | 0.5 | 3.3 |  | --> | 0.95 | 0 | 0.002223 | 0.5 | 0 |  | --> | C25 ex PEMBROKE | Pembroke [T41,T42,T43,T44] | RINGSEND |  | 53.3467 | -6.2464
MV/LV Substation CR***012X |  | 10 kV | _ | LV | 400 kVA :Building Structure | 0.4 | --> | 0.4 | 0 | 0 | Constrained,otherwise capacity available =370kVA. | --> | 0.38 | 0 | 0 | 0.40453 | 0 |  | --> | C18 ex PARKMORE | Parkmore [T41,T42] | GALWAY 110KV |  | 53.3011 | -8.9944
MV/LV Substation CR***013Z |  | 10 kV | _ | LV | 630 kVA :Building Structure | 0.63 | --> | 0.63 | 0 | 0 | Constrained,otherwise capacity available =500kVA. | --> | 0.5985 | 0 | 0.011115 | 0.5 | 0 |  | --> | C28 ex CLONDALKIN | Clondalkin [T41,T42,T44] | INCHICORE 220KV |  | 53.3307 | -6.3937
MV/LV Substation CR***015 |  | 20 kV | _ | LV | 200 kVA :Kiosk Substation | 0.2 | --> | 0.2 | 0 | 0 | Constrained,otherwise capacity available =119kVA. | --> | 0.19 | 0 | 0.003705 | 0.21194 | 0 |  | --> | E13 ex BALLINROBE | Ballinrobe [T421,T422] | DALTON |  | 53.626 | -9.2282
MV/LV Substation CR***018 |  | 10 kV | _ | LV | 50 kVA :Pole Substation | 0.05 | --> | 0.05 | 0.031 | 0.9 |  | --> | 0.0475 | 0 | 0.004446 | 0 | 0 | Constrained,otherwise capacity available =52.8kW. | --> | C18 ex SPA ROAD | Spa Road [T41,T42] | DOON |  | 52.3531 | -7.6806
MV/LV Substation CR***019X |  | 10 kV | _ | LV | 400 kVA :Building Structure | 0.4 | --> | 0.4 | 0 | 0 | Constrained,otherwise capacity available =314kVA. | --> | 0.38 | 0 | 0.018525 | 0.41285 | 0 |  | --> | C19 ex BALLYMOUNT | Ballymount [T41,T42] | INCHICORE 220KV |  | 53.3118 | -6.3535
MV/LV Substation CR***022 |  | 20 kV | _ | LV | 50 kVA :Pole Substation | 0.05 | --> | 0.05 | 0.012 | 2 |  | --> | 0.0475 | 0 | 0 | 0 | 0 | Constrained,otherwise capacity available =55.5kW. | --> | E14 ex RATHKEALE | Rathkeale [T421,T422] | RATHKEALE |  | 52.5245 | -8.7153
MV/LV Substation CR***023 |  | 10 kV | _ | LV | 100 kVA :Pole Substation | 0.1 | --> | 0.1 | 0 | 0 |  | --> | 0.095 | 0 | 0 | 0.1169 | 0 |  | --> | C15 ex BALLAGHADERREEN | Ballaghaderreen [T41,T42] | TONROE |  | 53.8999 | -8.5763
MV/LV Substation CR***023 |  | 20 kV | _ | LV | 50 kVA :Pole Substation | 0.05 | --> | 0.05 | 0 | 0 | Constrained,otherwise capacity available =31kVA. | --> | 0.0475 | 0 | 0.00741 | 0.052806 | 0 |  | --> | E11 ex BEALNABLATH | Bealnablath [T421] | BANDON |  | 51.8416 | -8.8282
MV/LV Substation CR***023X |  | 10 kV | _ | LV | 400 kVA :Building Structure | 0.4 | --> | 0.4 | 0 | 0 | Constrained,otherwise capacity available =321kVA. | --> | 0.38 | 0 | 0 | 0.41182 | 0 |  | --> | C19 ex BALLYMOUNT | Ballymount [T41,T42] | INCHICORE 220KV |  | 53.3127 | -6.3552
MV/LV Substation CR***024Z |  | 10 kV | _ | LV | 400 kVA :Kiosk Substation | 0.4 | --> | 0.4 | 0 | 0 | Constrained,otherwise capacity available =361kVA. | --> | 0.38 | 0 | 0.003705 | 0.40588 | 0 |  | --> | C14 ex RAHEEN | Raheen [T41,T42] | LIMERICK |  | 52.6407 | -8.6495
MV/LV Substation CR***025 |  | 20 kV | _ | LV | 100 kVA :Pole Substation | 0.1 | --> | 0.1 | 0.098 | 16.1 |  | --> | 0.095 | 0 | 0.002964 | 0.1003 | 0 |  | --> | E17 ex WEXFORD | Wexford [T121,T122] | WEXFORD |  | 52.3404 | -6.5799
MV/LV Substation CR***026 |  | 10 kV | _ | LV | 400 kVA :Building Structure | 0.4 | --> | 0.4 | 0.191 | 6 |  | --> | 0.38 | 0 | 0.034827 | 0.43054 | 0 |  | --> | C20 ex TRABEG | Trabeg [T101,T102] | TRABEG |  | 51.8836 | -8.4565
MV/LV Substation CR***027 |  | 10 kV | _ | LV | 400 kVA :Kiosk Substation | 0.4 | --> | 0.4 | 0.234 | 5.8 |  | --> | 0.38 | 0 | 0.030381 | 0.42445 | 0 |  | --> | C11 ex OAKFIELD | Oakfield [T41,T42] | SLIGO |  | 54.2616 | -8.473
MV/LV Substation CR***027 |  | 10 kV | _ | LV | 200 kVA :Pole Substation | 0.2 | --> | 0.2 | 0 | 0 | Constrained,otherwise capacity available =108kVA. | --> | 0.19 | 0 | 0.012597 | 0.21351 | 0 |  | --> | C16 ex LOUGHREA | Loughrea [T41,T42] | SOMERSET |  | 53.1963 | -8.5639
MV/LV Substation CR***031 |  | 10 kV | _ | LV | 400 kVA :Kiosk Substation | 0.4 | --> | 0.4 | 0 | 0 | Constrained,otherwise capacity available =315kVA. | --> | 0.38 | 0 | 0 | 0.41271 | 0 |  | --> | E13 ex DALTON | Dalton [T421,T422] | DALTON |  | 53.7155 | -8.9987
MV/LV Substation CR***033X |  | 10 kV | _ | LV | 200 kVA :Pole Substation | 0.2 | --> | 0.2 | 0 | 0 | Constrained,otherwise capacity available =200kVA. | --> | 0.19 | 0 | 0 | 0 | 0 | Constrained,otherwise capacity available =200kW. | --> | E16 ex BUNCRANA | Buncrana [T421,T422] | TRILLICK |  | 55.1375 | -7.4534
MV/LV Substation CR***035 |  | 10 kV | _ | LV | 50 kVA :Pole Substation | 0.05 | --> | 0.05 | 0.05 | 1.5 |  | --> | 0.0475 | 0 | 0 | 0.05 | 0 |  | --> | C15 ex SCREEB | Screeb [T41] | SCREEB |  | 53.3168 | -9.8308
MV/LV Substation CR***035Y |  | 10 kV | _ | LV | 50 kVA :Pole Substation | 0.05 | --> | 0.05 | 0 | 0 | Constrained,otherwise capacity available =50kVA. | --> | 0.0475 | 0 | 0 | 0.05 | 0 |  | --> | C15 ex CASTLECOMER | Castlecomer [T41,T42] | BALLYRAGGET |  | 52.8451 | -7.1211
MV/LV Substation CR***038X |  | 10 kV | _ | LV | 630 kVA :Building Structure | 0.63 | --> | 0.63 | 0.083 | 18.8 |  | --> | 0.5985 | 0 | 0.006669 | 0.5 | 0 |  | --> | C04 ex BEDFORD ROW | Bedford Row [T41,T42,T43,T44] | FRANCIS STREET |  | 53.3447 | -6.2637
MV/LV Substation CR***038Z |  | 10 kV | _ | LV | 200 kVA :Pole Substation | 0.2 | --> | 0.2 | 0 | 0 | Constrained,otherwise capacity available =169kVA. | --> | 0.19 | 0 | 0.003705 | 0.20465 | 0 |  | --> | C15 ex MONEYCOOLEY | Moneycooley [T41,T42,T44] | GRIFFINRATH |  | 53.3671 | -6.6247
MV/LV Substation CR***041 |  | 10 kV | _ | LV | 100 kVA :Pole Substation | 0.1 | --> | 0.1 | 0 | 0 | Constrained,otherwise capacity available =100kVA. | --> | 0.095 | 0 | 0 | 0 | 0 | Constrained,otherwise capacity available =100kW. | --> | E18 ex BLESSINGTON | Blessington [T421,T422] | KILTEEL |  | 53.185 | -6.5191
MV/LV Substation CR***045X |  | 20 kV | _ | LV | 200 kVA :Pole Substation | 0.2 | --> | 0.2 | 0.169 | 1.2 |  | --> | 0.19 | 0 | 0.011115 | 0.20465 | 0 |  | --> | E21 ex CRATLOE | Cratloe [T421,T422] | ARDNACRUSHA |  | 52.6989 | -8.7597
MV/LV Substation CR***045Z |  | 20 kV | _ | LV | 100 kVA :Pole Substation | 0.1 | --> | 0.1 | 0 | 0 | Constrained,otherwise capacity available =96kVA. | --> | 0.095 | 0 | 0 | 0.10061 | 0 |  | --> | E18 ex PATRICKSWELL | Patrickswell [T421,T422] | LIMERICK |  | 52.5772 | -8.6713
MV/LV Substation CR***047X |  | 20 kV | _ | LV | 200 kVA :Pole Substation | 0.2 | --> | 0.2 | 0.186 | 0.4 |  | --> | 0.19 | 0 | 0 | 0.20211 | 0 |  | --> | C16 ex CARRAROE | Carraroe [T42] | SCREEB |  | 53.0653 | -9.5412
MV/LV Substation CR***048Y |  | 10 kV | _ | LV | 400 kVA :Kiosk Substation | 0.4 | --> | 0.4 | 0.304 | 1.1 |  | --> | 0.38 | 0 | 0.009633 | 0.41432 | 0 |  | --> | C19 ex BIRR | Birr [T41,T422] | DALLOW |  | 53.1018 | -7.9158
MV/LV Substation CR***050 |  | 10 kV | _ | LV | 630 kVA :Kiosk Substation | 0.63 | --> | 0.63 | 0.425 | 3.9 |  | --> | 0.5985 | 0 | 0 | 0.5 | 0 |  | --> | C27 ex GALWAY 110KV | Galway 110kv [T102,T103] | GALWAY 110KV |  | 53.2712 | -9.0531
MV/LV Substation CR***050Y |  | 20 kV | _ | LV | 100 kVA :Pole Substation | 0.1 | --> | 0.1 | 0.099 | 1.1 |  | --> | 0.095 | 0 | 0.003705 | 0.10015 | 0 |  | --> | E22 ex BUNCLODY | Bunclody [T421,T422] | CRANE |  | 52.6937 | -6.6925
MV/LV Substation CR***053 |  | 10 kV | _ | LV | 630 kVA :Building Structure | 0.63 | --> | 0.63 | 0 | 0 | Constrained,otherwise capacity available =500kVA. | --> | 0.5985 | 0 | 0 | 0.5 | 0 |  | --> | C13 ex CRANMORE | Cranmore [T41,T42] | SLIGO |  | 54.2668 | -8.4601
MV/LV Substation CR***056X |  | 10 kV | _ | LV | 400 kVA :Kiosk Substation | 0.4 | --> | 0.4 | 0 | 0 | Constrained,otherwise capacity available =188kVA. | --> | 0.38 | 0 | 0.017784 | 0.43096 | 0 |  | --> | C20 ex GARRYOWEN | Garryowen [T41,T42] | LIMERICK |  | 52.6468 | -8.5938
MV/LV Substation CR***059Z |  | 10 kV | _ | LV | 1000 kVA :Building Structure | 1 | --> | 1 | 0 | 0 | Constrained,otherwise capacity available =500kVA. | --> | 0.95 | 0 | 0 | 0.5 | 0 |  | --> | C15 ex BALLINACURRA | Ballinacurra [T41,T42] | LIMERICK |  | 52.6397 | -8.6437
MV/LV Substation CR***066X |  | 20 kV | _ | LV | 400 kVA :Kiosk Substation | 0.4 | --> | 0.4 | 0 | 0 | Constrained,otherwise capacity available =345kVA. | --> | 0.38 | 0 | 0.003705 | 0.40827 | 0 |  | --> | E16 ex MANORHAMILTON | Manorhamilton [T422] | SLIGO |  | 54.3051 | -8.1813
MV/LV Substation CR***066Z |  | 20 kV | _ | LV | 100 kVA :Pole Substation | 0.1 | --> | 0.1 | 0.074 | 1 |  | --> | 0.095 | 0 | 0 | 0.10387 | 0 |  | --> | E17 ex LONGFORD | Longford [T421,T422] | RICHMOND |  | 53.7747 | -7.7248
MV/LV Substation CR***067 |  | 10 kV | _ | LV | 200 kVA :Pole Substation | 0.2 | --> | 0.2 | 0 | 0 | Constrained,otherwise capacity available =199kVA. | --> | 0.19 | 0 | 0 | 0.20015 | 0 |  | --> | C16 ex CASTLECOMER | Castlecomer [T41,T42] | BALLYRAGGET |  | 52.7572 | -7.2329
MV/LV Substation CR***068Y |  | 10 kV | _ | LV | 200 kVA :Kiosk Substation | 0.2 | --> | 0.2 | 0 | 0 | Constrained,otherwise capacity available =121kVA. | --> | 0.19 | 0 | 0.038532 | 0.21165 | 0 |  | --> | C12 ex MONEYCOOLEY | Moneycooley [T41,T42,T44] | GRIFFINRATH |  | 53.3526 | -6.5447
MV/LV Substation CR***068Y |  | 10 kV | _ | LV | 200 kVA :Kiosk Substation | 0.2 | --> | 0.2 | 0.113 | 6 |  | --> | 0.19 | 0 | 0.002223 | 0 | 0 | Constrained,otherwise capacity available =212.8kW. | --> | C11 ex ARDGEEHA | Ardgeeha [T41,T42] | DOON |  | 52.3707 | -7.7013
MV/LV Substation CR***070X |  | 20 kV | _ | LV | 25 kVA :Pole Substation | 0.025 | --> | 0.025 | 0 | 0 | Constrained,otherwise capacity available =17kVA. | --> | 0.02375 | 0 | 0 | 0.026187 | 0 |  | --> | C24 ex ATHLONE | Athlone [T41,T42] | ATHLONE |  | 53.4109 | -7.9851
MV/LV Substation CR***071X |  | 20 kV | _ | LV | 50 kVA :Pole Substation | 0.05 | --> | 0.05 | 0.049 | 1.3 |  | --> | 0.0475 | 0 | 0 | 0.050152 | 0 |  | --> | E23 ex ATHBOY | Athboy [T423] | NAVAN |  | 53.5457 | -6.9588
MV/LV Substation CR***072 |  | 10 kV | _ | LV | 200 kVA :Pole Substation | 0.2 | --> | 0.2 | 0.168 | 3 |  | --> | 0.19 | 0 | 0.004446 | 0 | 0 | Constrained,otherwise capacity available =204.8kW. | --> | E17 ex CHARLEVILLE | Charleville [T421,T422] | CHARLEVILLE |  | 52.3607 | -8.6832
MV/LV Substation CR***072 |  | 20 kV | _ | LV | 50 kVA :Pole Substation | 0.05 | --> | 0.05 | 0 | 0 | Constrained,otherwise capacity available =22kVA. | --> | 0.0475 | 0 | 0 | 0.05408 | 0 |  | --> | C19 ex ENNISTYMON | Ennistymon [T41,T42] | ENNIS |  | 53.0769 | -9.1866
MV/LV Substation CR***072Y |  | 20 kV | _ | LV | 100 kVA :Pole Substation | 0.1 | --> | 0.1 | 0.095 | 0.4 |  | --> | 0.095 | 0 | 0.017784 | 0.10076 | 0 |  | --> | E15 ex BALLYCONNELL | Ballyconnell [T421,T422] | GORTAWEE |  | 54.0929 | -7.5525
MV/LV Substation CR***073 |  | 10 kV | _ | LV | 50 kVA :Pole Substation | 0.05 | --> | 0.05 | 0.035 | 13.5 |  | --> | 0.0475 | 0 | 0.016302 | 0.052228 | 0 |  | --> | C21 ex ENNIS | Ennis [T101,T102] | ENNIS |  | 52.8891 | -8.9547
MV/LV Substation CR***073Z |  | 10 kV | _ | LV | 400 kVA :Building Structure | 0.4 | --> | 0.4 | 0 | 0 | Constrained,otherwise capacity available =342kVA. | --> | 0.38 | 0 | 0.018525 | 0.40871 | 0 |  | --> | C28 ex CLONDALKIN | Clondalkin [T41,T42,T44] | INCHICORE 220KV |  | 53.3322 | -6.3845
MV/LV Substation CR***074 |  | 10 kV | _ | LV | 100 kVA :Pole Substation | 0.1 | --> | 0.1 | 0.044 | 2.4 |  | --> | 0.095 | 0 | 0.017784 | 0.10816 | 0 |  | --> | C12 ex BRAY | Bray [T41,T42] | FASSAROE |  | 53.2017 | -6.1203
MV/LV Substation CR***075X |  | 10 kV | _ | LV | 1000 kVA :Building Structure | 1 | --> | 1 | 0 | 0 | Constrained,otherwise capacity available =500kVA. | --> | 0.95 | 0 | 0 | 0.5 | 0 |  | --> | C13 ex ROCHES STREET | Roches Street [T41,T42] | LIMERICK |  | 52.6638 | -8.626
MV/LV Substation CR***078X |  | 20 kV | _ | LV | 100 kVA :Pole Substation | 0.1 | --> | 0.1 | 0.099 | 4.4 |  | --> | 0.095 | 0 | 0 | 0 | 0 | Constrained,otherwise capacity available =100.2kW. | --> | E19 ex STRANORLAR | Stranorlar [T421,T422] | LETTERKENNY |  | 54.788 | -7.8223
MV/LV Substation CR***079 |  | 20 kV | _ | LV | 400 kVA :Building Structure | 0.4 | --> | 0.4 | 0.395 | 2 |  | --> | 0.38 | 0 | 0 | 0 | 0 | Constrained,otherwise capacity available =400.8kW. | --> | E14 ex RATHKEALE | Rathkeale [T421,T422] | RATHKEALE |  | 52.5275 | -8.7115
MV/LV Substation CR***080 |  | 10 kV | _ | LV | 100 kVA :Pole Substation | 0.1 | --> | 0.1 | 0.045 | 3.9 |  | --> | 0.095 | 0 | 0.008151 | 0.10802 | 0 |  | --> | C20 ex MARSHES | Marshes [T41,T42] | DUNDALK |  | 53.971 | -6.3633
MV/LV Substation CR***082 |  | 20 kV | _ | LV | 50 kVA :Pole Substation | 0.05 | --> | 0.05 | 0.046 | 0.9 |  | --> | 0.0475 | 0 | 0.004446 | 0.050604 | 0 |  | --> | E11 ex KILGARVAN | Kilgarvan [T421] | KNOCKEARAGH |  | 51.8986 | -9.5023
MV/LV Substation CR***083 |  | 10 kV | _ | LV | 400 kVA :Kiosk Substation | 0.4 | --> | 0.4 | 0.314 | 1.4 |  | --> | 0.38 | 0 | 0.003705 | 0.41285 | 0 |  | --> | C15 ex RINEANNA | Rineanna [T41,T42] | DRUMLINE |  | 52.707 | -8.8669
MV/LV Substation CR***084 |  | 20 kV | _ | LV | 100 kVA :Pole Substation | 0.1 | --> | 0.1 | 0 | 0 | Constrained,otherwise capacity available =99kVA. | --> | 0.095 | 0 | 0 | 0.10015 | 0 |  | --> | E21 ex MILLTOWN (SR) | Milltown (sr) [T421,T422] | OUGHTRAGH |  | 52.0868 | -9.6024
MV/LV Substation CR***085 |  | 10 kV | _ | LV | 400 kVA :Kiosk Substation | 0.4 | --> | 0.4 | 0.292 | 1.4 |  | --> | 0.38 | 0 | 0.014079 | 0.41608 | 0 |  | --> | C15 ex RINEANNA | Rineanna [T41,T42] | DRUMLINE |  | 52.706 | -8.8662
MV/LV Substation CR***086Y |  | 20 kV | _ | LV | 400 kVA :Kiosk Substation | 0.4 | --> | 0.4 | 0.4 | 17.7 |  | --> | 0.38 | 0 | 0 | 0.4 | 0 |  | --> | E13 ex COOLROE | Coolroe [T121,T122] | COOLROE |  | 51.8691 | -8.6553
MV/LV Substation CR***088Y |  | 20 kV | _ | LV | 50 kVA :Pole Substation | 0.05 | --> | 0.05 | 0 | 0 | Constrained,otherwise capacity available =48kVA. | --> | 0.0475 | 0 | 0.003705 | 0.050303 | 0 |  | --> | C17 ex CLONES | Clones [T41,T42] | SHANKILL |  | 54.1965 | -7.1971
MV/LV Substation CR***089Y |  | 10 kV | _ | LV | 200 kVA :Kiosk Substation | 0.2 | --> | 0.2 | 0.139 | 3 |  | --> | 0.19 | 0 | 0 | 0.20906 | 0 |  | --> | C24 ex RAMSTOWN | Ramstown [T41,T42] | CRANE |  | 52.6782 | -6.3073
MV/LV Substation CR***092 |  | 10 kV | _ | LV | 1000 kVA :Building Structure | 1 | --> | 1 | 0.5 | 3.9 |  | --> | 0.95 | 0 | 0 | 0.5 | 0 |  | --> | C20 ex GALWAY 110KV | Galway 110kv [T102,T103] | GALWAY 110KV |  | 53.2841 | -9.0173
MV/LV Substation CR***092Y |  | 10 kV | _ | LV | 630 kVA :Kiosk Substation | 0.63 | --> | 0.63 | 0 | 0 | Constrained,otherwise capacity available =482kVA. | --> | 0.5985 | 0 | 0 | 0.5 | 0 |  | --> | C21 ex BALLINCOLLIG | Ballincollig [T41,T42] | KILBARRY |  | 51.8873 | -8.5875
MV/LV Substation CR***094Y |  | 20 kV | _ | LV | 400 kVA :Kiosk Substation | 0.4 | --> | 0.4 | 0.37132 | 0.4 | Constrained,otherwise capacity available =382kVA. | --> | 0.38 | 0 | 0.003705 | 0.40272 | 0 |  | --> | E17 ex BALLYCONNELL | Ballyconnell [T421,T422] | GORTAWEE |  | 54.1157 | -7.5855
MV/LV Substation CR***096 |  | 10 kV | _ | LV | 400 kVA :Kiosk Substation | 0.4 | --> | 0.4 | 0 | 0 | Constrained,otherwise capacity available =373kVA. | --> | 0.38 | 0 | 0 | 0.40408 | 0 |  | --> | C12 ex CRANMORE | Cranmore [T41,T42] | SLIGO |  | 54.2668 | -8.4626
MV/LV Substation CR***097 |  | 10 kV | _ | LV | 630 kVA :Kiosk Substation | 0.63 | --> | 0.63 | 0 | 0 | Constrained,otherwise capacity available =500kVA. | --> | 0.5985 | 0 | 0 | 0.5 | 0 |  | --> | C12 ex CRANMORE | Cranmore [T41,T42] | SLIGO |  | 54.266 | -8.4633
MV/LV Substation CR***097 |  | 10 kV | _ | LV | 630 kVA :Kiosk Substation | 0.63 | --> | 0.63 | 0.362 | 7.2 |  | --> | 0.5985 | 0 | 0.005928 | 0.5 | 0 |  | --> | C22 ex LIBERTY STREET | Liberty Street [T101,T102] | LIBERTY STREET |  | 51.8925 | -8.4737
MV/LV Substation CR***100 |  | 10 kV | _ | LV | 630 kVA :Building Structure | 0.63 | --> | 0.63 | 0.36 | 7.2 |  | --> | 0.5985 | 0 | 0 | 0.5 | 0 |  | --> | C22 ex LIBERTY STREET | Liberty Street [T101,T102] | LIBERTY STREET |  | 51.8954 | -8.4791
MV/LV Substation CR***102X |  | 20 kV | _ | LV | 50 kVA :Pole Substation | 0.05 | --> | 0.05 | 0 | 0 | Constrained,otherwise capacity available =49kVA. | --> | 0.0475 | 0 | 0.003705 | 0.050152 | 0 |  | --> | C24 ex ATHLONE | Athlone [T41,T42] | ATHLONE |  | 53.378 | -7.9999
MV/LV Substation CR***103X |  | 10 kV | _ | LV | 50 kVA :Pole Substation | 0.05 | --> | 0.05 | 0.048 | 2.8 |  | --> | 0.0475 | 0 | 0 | 0.050303 | 0 |  | --> | C21 ex CASTLEBLAYNEY | Castleblayney [T41,T42] | DUNDALK |  | 54.1603 | -6.8127
MV/LV Substation CR***103Y |  | 20 kV | _ | LV | 50 kVA :Pole Substation | 0.05 | --> | 0.05 | 0 | 0 | Constrained,otherwise capacity available =44kVA. | --> | 0.0475 | 0 | 0 | 0.050903 | 0 |  | --> | E19 ex EDENDERRY | Edenderry [T421,T422] | BLAKE |  | 53.4236 | -7.0813
MV/LV Substation CR***105Y |  | 10 kV | _ | LV | 200 kVA :Kiosk Substation | 0.2 | --> | 0.2 | 0 | 0 | Constrained,otherwise capacity available =112kVA. | --> | 0.19 | 0 | 0.075582 | 0.21294 | 0 |  | --> | C12 ex MONEYCOOLEY | Moneycooley [T41,T42,T44] | GRIFFINRATH |  | 53.3539 | -6.5461
MV/LV Substation CR***105Z |  | 10 kV | _ | LV | 400 kVA :Kiosk Substation | 0.4 | --> | 0.4 | 0 | 0 | Constrained,otherwise capacity available =260kVA. | --> | 0.38 | 0 | 0.025935 | 0.42072 | 0 |  | --> | C11 ex NAAS | Naas [T41,T42] | KILTEEL |  | 53.2084 | -6.655
MV/LV Substation CR***109X |  | 10 kV | _ | LV | 200 kVA :Pole Substation | 0.2 | --> | 0.2 | 0 | 0 | Constrained,otherwise capacity available =179kVA. | --> | 0.19 | 0 | 0 | 0.20316 | 0 |  | --> | C16 ex DERRYCRAMPH | Derrycramph [T41,T42] | SHANKILL |  | 53.98 | -7.3569
MV/LV Substation CR***110 |  | 20 kV | _ | LV | 200 kVA :Kiosk Substation | 0.2 | --> | 0.2 | 0.137 | 2 |  | --> | 0.19 | 0 | 0 | 0 | 0 | Constrained,otherwise capacity available =209.3kW. | --> | E14 ex RATHKEALE | Rathkeale [T421,T422] | RATHKEALE |  | 52.5178 | -8.7159
MV/LV Substation CR***112 |  | 10 kV | _ | LV | 50 kVA :Pole Substation | 0.05 | --> | 0.05 | 0.032 | 2 |  | --> | 0.0475 | 0 | 0 | 0 | 0 | Constrained,otherwise capacity available =52.7kW. | --> | E18 ex RATHKEALE | Rathkeale [T421,T422] | RATHKEALE |  | 52.5199 | -8.942
MV/LV Substation CR***113Y |  | 20 kV | _ | LV | 50 kVA :Pole Substation | 0.05 | --> | 0.05 | 0 | 0 | Constrained,otherwise capacity available =49kVA. | --> | 0.0475 | 0 | 0.008151 | 0.050152 | 0 |  | --> | E19 ex SLANE | Slane [T421] | DRYBRIDGE |  | 53.749 | -6.5763
MV/LV Substation CR***114 |  | 10 kV | _ | LV | 50 kVA :Pole Substation | 0.05 | --> | 0.05 | 0.045 | 5.6 |  | --> | 0.0475 | 0 | 0 | 0.050753 | 0 |  | --> | C12 ex KILCOOLE | Kilcoole [T41,T42] | FASSAROE |  | 53.0991 | -6.0682
MV/LV Substation CR***116Y |  | 20 kV | _ | LV | 50 kVA :Pole Substation | 0.05 | --> | 0.05 | 0.045 | 17.8 |  | --> | 0.0475 | 0 | 0 | 0.050753 | 0 |  | --> | E21 ex BANOGE | Banoge [T121,T122] | BANOGE |  | 52.6772 | -6.3806
MV/LV Substation CR***119 |  | 10 kV | _ | LV | 400 kVA :Kiosk Substation | 0.4 | --> | 0.4 | 0.275 | 0.3 |  | --> | 0.38 | 0 | 0.005187 | 0.41855 | 0 |  | --> | C16 ex SANTRY | Santry [T41,T42] | FINGLAS |  | 53.3948 | -6.2169
MV/LV Substation CR***120X |  | 10 kV | _ | LV | 400 kVA :Kiosk Substation | 0.4 | --> | 0.4 | 0.317 | 0.4 |  | --> | 0.38 | 0 | 0.002964 | 0.41241 | 0 |  | --> | C17 ex CARRICKMINES | Carrickmines [T41,T42] | CARRICKMINES |  | 53.2518 | -6.2054
MV/LV Substation CR***121X |  | 10 kV | _ | LV | 100 kVA :Pole Substation | 0.1 | --> | 0.1 | 0 | 0 | Constrained,otherwise capacity available =98kVA. | --> | 0.095 | 0 | 0.036309 | 0.1003 | 0 |  | --> | C17 ex ATHBOY | Athboy [T42] | NAVAN |  | 53.7051 | -7.0269
MV/LV Substation CR***121Y |  | 20 kV | _ | LV | 200 kVA :Pole Substation | 0.2 | --> | 0.2 | 0 | 0 | Constrained,otherwise capacity available =173kVA. | --> | 0.19 | 0 | 0 | 0.20406 | 0 |  | --> | E18 ex GARRANACANTY | Garranacanty [T421,T422] | TIPPERARY |  | 52.5794 | -8.1647
MV/LV Substation CR***122 |  | 20 kV | _ | LV | 50 kVA :Pole Substation | 0.05 | --> | 0.05 | 0 | 0 | Constrained,otherwise capacity available =41kVA. | --> | 0.0475 | 0 | 0 | 0.051348 | 0 |  | --> | E33 ex CAPPAMORE | Cappamore [T41,T42] | ARDNACRUSHA |  | 52.558 | -8.307
MV/LV Substation CR***124 |  | 20 kV | _ | LV | 400 kVA :Kiosk Substation | 0.4 | --> | 0.4 | 0.368 | 0.4 |  | --> | 0.38 | 0 | 0.08892 | 0.40483 | 0 |  | --> | E15 ex BALLYCONNELL | Ballyconnell [T421,T422] | GORTAWEE |  | 54.1071 | -7.4342
MV/LV Substation CR***124 |  | 20 kV | _ | LV | 50 kVA :Pole Substation | 0.05 | --> | 0.05 | 0 | 0 | Constrained,otherwise capacity available =38kVA. | --> | 0.0475 | 0 | 0.01482 | 0.05179 | 0 |  | --> | E12 ex GURRANEBANE | Gurranebane [T421,T422] | OUGHTRAGH |  | 52.1043 | -9.898
MV/LV Substation CR***124X |  | 10 kV | _ | LV | 100 kVA :Pole Substation | 0.1 | --> | 0.1 | 0 | 0 | Constrained,otherwise capacity available =57kVA. | --> | 0.095 | 0 | 0 | 0.10633 | 0 |  | --> | C17 ex ATHBOY | Athboy [T42] | NAVAN |  | 53.715 | -7.0203
MV/LV Substation CR***124Y |  | 10 kV | _ | LV | 50 kVA :Pole Substation | 0.05 | --> | 0.05 | 0 | 0 | Constrained,otherwise capacity available =50kVA. | --> | 0.0475 | 0 | 0 | 0 | 0 | Constrained,otherwise capacity available =50kW. | --> | C14 ex TEMPLEMORE | Templemore [T41,T42] | IKERRIN |  | 52.7756 | -7.7427
MV/LV Substation CR***129 |  | 10 kV | _ | LV | 400 kVA :Kiosk Substation | 0.4 | --> | 0.4 | 0.284 | 5.6 |  | --> | 0.38 | 0 | 0.018525 | 0.41153 | 0 |  | --> | C12 ex KILCOOLE | Kilcoole [T41,T42] | FASSAROE |  | 53.1007 | -6.0674
MV/LV Substation CR***129Y |  | 10 kV | _ | LV | 100 kVA :Pole Substation | 0.1 | --> | 0.1 | 0 | 0 | Constrained,otherwise capacity available =79kVA. | --> | 0.095 | 0 | 0 | 0.10314 | 0 |  | --> | E17 ex GLASMORE | Glasmore [T421,T422] | GLASMORE |  | 53.4501 | -6.2314
MV/LV Substation CR***132 |  | 20 kV | _ | LV | 50 kVA :Pole Substation | 0.05 | --> | 0.05 | 0.033 | 1.4 |  | --> | 0.0475 | 0 | 0.003705 | 0.052518 | 0 |  | --> | E17 ex CONG | Cong [T421,T422] | CLOON |  | 53.5407 | -9.2176
MV/LV Substation CR***132 |  | 10 kV | _ | LV | 400 kVA :Kiosk Substation | 0.4 | --> | 0.4 | 0 | 0 | Constrained,otherwise capacity available =376kVA. | --> | 0.38 | 0 | 0.011856 | 0.40363 | 0 |  | --> | C21 ex ENNISTYMON | Ennistymon [T41,T42] | ENNIS |  | 52.9224 | -9.3473
MV/LV Substation CR***132Y |  | 10 kV | _ | LV | 400 kVA :Kiosk Substation | 0.4 | --> | 0.4 | 0.315 | 3 |  | --> | 0.38 | 0 | 0.017784 | 0.41271 | 0 |  | --> | C24 ex RAMSTOWN | Ramstown [T41,T42] | CRANE |  | 52.6765 | -6.3115
MV/LV Substation CR***139X |  | 10 kV | _ | LV | 400 kVA :Building Structure | 0.4 | --> | 0.4 | 0.389 | 3 |  | --> | 0.38 | 0 | 0 | 0.40167 | 0 |  | --> | C37 ex INCHICORE CENTRAL | Inchicore Central [T43,T45] | INCHICORE 220KV |  | 53.3351 | -6.3332
MV/LV Substation CR***144Z |  | 10 kV | _ | LV | 400 kVA :Building Structure | 0.4 | --> | 0.4 | 0 | 0 | Constrained,otherwise capacity available =245kVA. | --> | 0.38 | 0 | 0.01482 | 0.42288 | 0 |  | --> | C15 ex RIVERSTOWN | Riverstown [T41,T42] | KILBARRY |  | 51.9305 | -8.3958
MV/LV Substation CR***145 |  | 10 kV | _ | LV | 50 kVA :Pole Substation | 0.05 | --> | 0.05 | 0 | 0 | Constrained,otherwise capacity available =39kVA. | --> | 0.0475 | 0 | 0 | 0.051643 | 0 |  | --> | C18 ex COOLCORCORAN | Coolcorcoran [T41,T42] | KNOCKEARAGH |  | 52.0856 | -9.5975
MV/LV Substation CR***146 |  | 10 kV | _ | LV | 400 kVA :Kiosk Substation | 0.4 | --> | 0.4 | 0.267 | 1.4 |  | --> | 0.38 | 0 | 0.025194 | 0.41971 | 0 |  | --> | C13 ex DODDER ROAD | Dodder Road [T42] | MILLTOWN (DR) |  | 53.3 | -6.2776
MV/LV Substation CR***146Z |  | 10 kV | _ | LV | 50 kVA :Pole Substation | 0.05 | --> | 0.05 | 0.05 | 9.5 |  | --> | 0.0475 | 0 | 0 | 0.05 | 0 |  | --> | C17 ex BANDON | Bandon [T101,T42] | BANDON |  | 51.7766 | -8.6617
MV/LV Substation CR***150X |  | 20 kV | _ | LV | 50 kVA :Pole Substation | 0.05 | --> | 0.05 | 0.05 | 1.3 |  | --> | 0.0475 | 0 | 0 | 0.05 | 0 |  | --> | C22 ex CASTLEREA | Castlerea [T41,T42] | CARRICK ON SHANNON |  | 53.7598 | -8.5137
MV/LV Substation CR***151 |  | 10 kV | _ | LV | 630 kVA :Building Structure | 0.63 | --> | 0.63 | 0.5 | 3.9 |  | --> | 0.5985 | 0 | 0 | 0.5 | 0 |  | --> | C24 ex GALWAY 110KV | Galway 110kv [T102,T103] | GALWAY 110KV |  | 53.2736 | -8.9972
MV/LV Substation CR***163 |  | 10 kV | _ | LV | 50 kVA :Pole Substation | 0.05 | --> | 0.05 | 0 | 0 | Constrained,otherwise capacity available =39kVA. | --> | 0.0475 | 0 | 0 | 0.051643 | 0 |  | --> | C16 ex CASTLECOMER | Castlecomer [T41,T42] | BALLYRAGGET |  | 52.8585 | -7.2239
MV/LV Substation CR***165Y |  | 10 kV | _ | LV | 400 kVA :Kiosk Substation | 0.4 | --> | 0.4 | 0 | 0 | Constrained,otherwise capacity available =283kVA. | --> | 0.38 | 0 | 0.041496 | 0.41739 | 0 |  | --> | C12 ex MONEYCOOLEY | Moneycooley [T41,T42,T44] | GRIFFINRATH |  | 53.3555 | -6.5428
MV/LV Substation CR***167Z |  | 20 kV | _ | LV | 50 kVA :Pole Substation | 0.05 | --> | 0.05 | 0.041 | 2.9 |  | --> | 0.0475 | 0 | 0 | 0 | 0 | Constrained,otherwise capacity available =51.3kW. | --> | E13 ex TELAYDON | Telaydon [T42,T421] | LISDRUM |  | 54.2706 | -6.9888
MV/LV Substation CR***168 |  | 10 kV | _ | LV | 100 kVA :Pole Substation | 0.1 | --> | 0.1 | 0 | 0 | Constrained,otherwise capacity available =53kVA. | --> | 0.095 | 0 | 0 | 0.10689 | 0 |  | --> | C14 ex DRUMQUIN | Drumquin [T42] | ENNIS |  | 52.8112 | -8.9647
MV/LV Substation CR***172 |  | 10 kV | _ | LV | 100 kVA :Pole Substation | 0.1 | --> | 0.1 | 0 | 0 | Constrained,otherwise capacity available =91kVA. | --> | 0.095 | 0 | 0 | 0.10136 | 0 |  | --> | C18 ex KINSALE | Kinsale [T41,T42] | BANDON |  | 51.7347 | -8.4808
MV/LV Substation CR***178X |  | 10 kV | _ | LV | 400 kVA :Kiosk Substation | 0.4 | --> | 0.4 | 0.321 | 0.3 |  | --> | 0.38 | 0 | 0.008892 | 0.41182 | 0 |  | --> | C12 ex ABBEYFEALE | Abbeyfeale [T42] | TRIEN |  | 52.3778 | -9.3028
MV/LV Substation CR***183 |  | 10 kV | _ | LV | 100 kVA :Pole Substation | 0.1 | --> | 0.1 | 0.096 | 0.9 |  | --> | 0.095 | 0 | 0.003705 | 0.10061 | 0 |  | --> | C12 ex ROSS CARBERY | Ross Carbery [T41,T42] | DUNMANWAY |  | 51.5677 | -8.9919
MV/LV Substation CR***184 |  | 10 kV | _ | LV | 200 kVA :Pole Substation | 0.2 | --> | 0.2 | 0.186 | 13.5 |  | --> | 0.19 | 0 | 0 | 0.20211 | 0 |  | --> | C21 ex ENNIS | Ennis [T101,T102] | ENNIS |  | 52.9045 | -8.93
MV/LV Substation CR***189Y |  | 10 kV | _ | LV | 100 kVA :Pole Substation | 0.1 | --> | 0.1 | 0 | 0 | Constrained,otherwise capacity available =82kVA. | --> | 0.095 | 0 | 0 | 0 | 0 | Constrained,otherwise capacity available =102.7kW. | --> | C11 ex GARDEN CITY | Garden City [T41,T42] | ARKLOW |  | 52.685 | -6.3137
MV/LV Substation CR***191Z |  | 10 kV | _ | LV | 50 kVA :Pole Substation | 0.05 | --> | 0.05 | 0.05 | 4 |  | --> | 0.0475 | 0 | 0 | 0.05 | 0 |  | --> | C19 ex BALLYJAMESDUFF | Ballyjamesduff [T41,T42] | SHANKILL |  | 53.8031 | -7.2617
MV/LV Substation CR***192Y |  | 10 kV | _ | LV | 200 kVA :Kiosk Substation | 0.2 | --> | 0.2 | 0.179 | 3 |  | --> | 0.19 | 0 | 0 | 0.20316 | 0 |  | --> | C24 ex RAMSTOWN | Ramstown [T41,T42] | CRANE |  | 52.6741 | -6.3166
MV/LV Substation CR***195 |  | 20 kV | _ | LV | 100 kVA :Pole Substation | 0.1 | --> | 0.1 | 0.044 | 13.5 |  | --> | 0.095 | 0 | 0 | 0.10816 | 0 |  | --> | C19 ex ENNIS | Ennis [T101,T102] | ENNIS |  | 52.8553 | -8.9124
MV/LV Substation CR***195Z |  | 10 kV | _ | LV | 400 kVA :Building Structure | 0.4 | --> | 0.4 | 0 | 0 | Constrained,otherwise capacity available =137kVA. | --> | 0.38 | 0 | 0 | 0.40886 | 0 |  | --> | E17 ex GLASMORE | Glasmore [T421,T422] | GLASMORE |  | 53.4509 | -6.2178
MV/LV Substation CR***196Z |  | 10 kV | _ | LV | 400 kVA :Building Structure | 0.4 | --> | 0.4 | 0 | 0 | Constrained,otherwise capacity available =353kVA. | --> | 0.38 | 0 | 0.006669 | 0.40707 | 0 |  | --> | E17 ex GLASMORE | Glasmore [T421,T422] | GLASMORE |  | 53.4503 | -6.2197
MV/LV Substation CR***198 |  | 20 kV | _ | LV | 50 kVA :Pole Substation | 0.05 | --> | 0.05 | 0 | 0 | Constrained,otherwise capacity available =40kVA. | --> | 0.0475 | 0 | 0.003705 | 0.051496 | 0 |  | --> | E12 ex GURRANEBANE | Gurranebane [T421,T422] | OUGHTRAGH |  | 52.1253 | -9.8964
MV/LV Substation CR***199Z |  | 10 kV | _ | LV | 50 kVA :Pole Substation | 0.05 | --> | 0.05 | 0 | 0 | Constrained,otherwise capacity available =43kVA. | --> | 0.0475 | 0 | 0 | 0.051052 | 0 |  | --> | C11 ex NAAS | Naas [T41,T42] | KILTEEL |  | 53.1934 | -6.6367
MV/LV Substation CR***202Z |  | 10 kV | _ | LV | 50 kVA :Pole Substation | 0.05 | --> | 0.05 | 0.046 | 4 |  | --> | 0.0475 | 0 | 0 | 0.050604 | 0 |  | --> | C17 ex BALLYJAMESDUFF | Ballyjamesduff [T41,T42] | SHANKILL |  | 53.916 | -7.2623
MV/LV Substation CR***205 |  | 20 kV | _ | LV | 100 kVA :Pole Substation | 0.1 | --> | 0.1 | 0 | 0 | Constrained,otherwise capacity available =91kVA. | --> | 0.095 | 0 | 0.004446 | 0.10136 | 0 |  | --> | E11 ex KILCARRAGH | Kilcarragh [T421,T422] | BUTLERSTOWN |  | 52.2331 | -6.9727
MV/LV Substation CR***207Y |  | 20 kV | _ | LV | 100 kVA :Pole Substation | 0.1 | --> | 0.1 | 0.085 | 2.1 |  | --> | 0.095 | 0 | 0 | 0 | 0 | Constrained,otherwise capacity available =102.3kW. | --> | E17 ex LISDRUM | Lisdrum [T422] | LISDRUM |  | 54.2188 | -7.0297
MV/LV Substation CR***214Y |  | 10 kV | _ | LV | 25 kVA :Pole Substation | 0.025 | --> | 0.025 | 0 | 0 | Constrained,otherwise capacity available =24kVA. | --> | 0.02375 | 0 | 0 | 0.025151 | 0 |  | --> | C11 ex NAAS | Naas [T41,T42] | KILTEEL |  | 53.1949 | -6.6479
MV/LV Substation CR***217 |  | 10 kV | _ | LV | 100 kVA :Pole Substation | 0.1 | --> | 0.1 | 0 | 0 | Constrained,otherwise capacity available =100kVA. | --> | 0.095 | 0 | 0 | 0.1 | 0 |  | --> | C15 ex CRANNY | Cranny [T41] | ENNIS |  | 52.6935 | -9.2218
MV/LV Substation CR***217X |  | 20 kV | _ | LV | 50 kVA :Pole Substation | 0.05 | --> | 0.05 | 0 | 0 | Constrained,otherwise capacity available =46kVA. | --> | 0.0475 | 0 | 0 | 0 | 0 | Constrained,otherwise capacity available =50.6kW. | --> | E17 ex BUNCRANA | Buncrana [T421,T422] | TRILLICK |  | 55.1465 | -7.2872
MV/LV Substation CR***223X |  | 10 kV | _ | LV | 50 kVA :Pole Substation | 0.05 | --> | 0.05 | 0 | 0 | Constrained,otherwise capacity available =42kVA. | --> | 0.0475 | 0 | 0 | 0 | 0 | Constrained,otherwise capacity available =51.2kW. | --> | C11 ex KILMALLOCK | Kilmallock [T41,T42] | CHARLEVILLE |  | 52.4441 | -8.4896
MV/LV Substation CR***225Y |  | 10 kV | _ | LV | 400 kVA :Kiosk Substation | 0.4 | --> | 0.4 | 0.331 | 6 |  | --> | 0.38 | 0 | 0.012597 | 0 | 0 | Constrained,otherwise capacity available =410.3kW. | --> | C11 ex ARDGEEHA | Ardgeeha [T41,T42] | DOON |  | 52.3714 | -7.7048
MV/LV Substation CR***231 |  | 20 kV | _ | LV | 50 kVA :Pole Substation | 0.05 | --> | 0.05 | 0.044 | 2.3 |  | --> | 0.0475 | 0 | 0.008892 | 0.050903 | 0 |  | --> | E14 ex MOY | Moy [T421,T422] | MOY |  | 54.133 | -9.1744
MV/LV Substation CR***234 |  | 10 kV | _ | LV | 400 kVA :Building Structure | 0.4 | --> | 0.4 | 0.376 | 13.2 |  | --> | 0.38 | 0 | 0 | 0.40363 | 0 |  | --> | C22 ex ARTANE | Artane [T101,T102] | FINGLAS |  | 53.3936 | -6.2153
MV/LV Substation CR***234X |  | 20 kV | _ | LV | 50 kVA :Pole Substation | 0.05 | --> | 0.05 | 0.045 | 1.3 |  | --> | 0.0475 | 0 | 0 | 0.050753 | 0 |  | --> | C22 ex CASTLEREA | Castlerea [T41,T42] | CARRICK ON SHANNON |  | 53.7436 | -8.5461
MV/LV Substation CR***234X |  | 20 kV | _ | LV | 50 kVA :Pole Substation | 0.05 | --> | 0.05 | 0 | 0 | Constrained,otherwise capacity available =49kVA. | --> | 0.0475 | 0 | 0 | 0.050152 | 0 |  | --> | E19 ex SHILLELAGH | Shillelagh [T421,T422] | CARLOW |  | 52.7211 | -6.5287
MV/LV Substation CR***235Y |  | 20 kV | _ | LV | 50 kVA :Pole Substation | 0.05 | --> | 0.05 | 0 | 0 | Constrained,otherwise capacity available =36kVA. | --> | 0.0475 | 0 | 0 | 0.052083 | 0 |  | --> | C19 ex ENNISTYMON | Ennistymon [T41,T42] | ENNIS |  | 53.0892 | -9.1898
MV/LV Substation CR***236 |  | 10 kV | _ | LV | 50 kVA :Pole Substation | 0.05 | --> | 0.05 | 0.042 | 1 |  | --> | 0.0475 | 0 | 0 | 0.0512 | 0 |  | --> | E19 ex LONGFORD | Longford [T421,T422] | RICHMOND |  | 53.6971 | -7.8011
MV/LV Substation CR***236Z |  | 10 kV | _ | LV | 400 kVA :Kiosk Substation | 0.4 | --> | 0.4 | 0 | 0 | Constrained,otherwise capacity available =292kVA. | --> | 0.38 | 0 | 0.031863 | 0.41608 | 0 |  | --> | C14 ex MULGANNON | Mulgannon [T41,T42] | WEXFORD |  | 52.3299 | -6.459
MV/LV Substation CR***240 |  | 10 kV | _ | LV | 100 kVA :Pole Substation | 0.1 | --> | 0.1 | 0 | 0 | Constrained,otherwise capacity available =86kVA. | --> | 0.095 | 0 | 0 | 0.1021 | 0 |  | --> | C12 ex SAGGART | Saggart [T41,T42] | GRANGE CASTLE |  | 53.272 | -6.4784
MV/LV Substation CR***241X |  | 20 kV | _ | LV | 50 kVA :Pole Substation | 0.05 | --> | 0.05 | 0.045 | 2 |  | --> | 0.0475 | 0 | 0 | 0 | 0 | Constrained,otherwise capacity available =50.8kW. | --> | E17 ex BALLYMACARRY | Ballymacarry [T421] | TRILLICK |  | 55.0702 | -7.4267
MV/LV Substation CR***248X |  | 20 kV | _ | LV | 50 kVA :Pole Substation | 0.05 | --> | 0.05 | 0 | 0 | Constrained,otherwise capacity available =50kVA. | --> | 0.0475 | 0 | 0 | 0 | 0 | Constrained,otherwise capacity available =50kW. | --> | E12 ex CARNDONAGH | Carndonagh [T421,T422] | TRILLICK |  | 55.3539 | -7.3398
MV/LV Substation CR***251Y |  | 10 kV | _ | LV | 50 kVA :Pole Substation | 0.05 | --> | 0.05 | 0.041 | 14.3 |  | --> | 0.0475 | 0 | 0 | 0.051348 | 0 |  | --> | C22 ex KILLOTERAN | Killoteran [T101,T102] | KILLOTERAN |  | 52.2427 | -7.1519
MV/LV Substation CR***252X |  | 20 kV | _ | LV | 50 kVA :Pole Substation | 0.05 | --> | 0.05 | 0.045 | 2 |  | --> | 0.0475 | 0 | 0 | 0 | 0 | Constrained,otherwise capacity available =50.8kW. | --> | E14 ex RATHKEALE | Rathkeale [T421,T422] | RATHKEALE |  | 52.5272 | -8.9148
MV/LV Substation CR***252Y |  | 10 kV | _ | LV | 400 kVA :Kiosk Substation | 0.4 | --> | 0.4 | 0 | 0 | Constrained,otherwise capacity available =250kVA. | --> | 0.38 | 0 | 0.054834 | 0 | 0 | Constrained,otherwise capacity available =422.2kW. | --> | C11 ex COLLIGAN | Colligan [T41,T42] | DUNGARVAN |  | 52.1041 | -7.6213
MV/LV Substation CR***262Y |  | 20 kV | _ | LV | 200 kVA :Kiosk Substation | 0.2 | --> | 0.2 | 0 | 0 | Constrained,otherwise capacity available =163kVA. | --> | 0.19 | 0 | 0.005928 | 0 | 0 | Constrained,otherwise capacity available =205.5kW. | --> | E17 ex KILMACTHOMAS | Kilmacthomas [T421,T422] | DUNGARVAN |  | 52.2007 | -7.4255
MV/LV Substation CR***266 |  | 10 kV | _ | LV | 400 kVA :Kiosk Substation | 0.4 | --> | 0.4 | 0.324 | 1 |  | --> | 0.38 | 0 | 0.008892 | 0.41138 | 0 |  | --> | C25 ex TYCOR | Tycor [T41,T42] | WATERFORD |  | 52.2611 | -7.1377
MV/LV Substation CR***266X |  | 10 kV | _ | LV | 200 kVA :Kiosk Substation | 0.2 | --> | 0.2 | 0.146 | 2.3 |  | --> | 0.19 | 0 | 0 | 0.20804 | 0 |  | --> | C18 ex BALLYRICKARD | Ballyrickard [T41,T42] | TRALEE |  | 52.281 | -9.7122
MV/LV Substation CR***267 |  | 10 kV | _ | LV | 400 kVA :Kiosk Substation | 0.4 | --> | 0.4 | 0.367 | 4.1 |  | --> | 0.38 | 0 | 0.005928 | 0.40498 | 0 |  | --> | C13 ex BALLYMUN | Ballymun [T41,T42] | FINGLAS |  | 53.3873 | -6.2523
MV/LV Substation CR***267X |  | 20 kV | _ | LV | 100 kVA :Pole Substation | 0.1 | --> | 0.1 | 0.041 | 1.7 |  | --> | 0.095 | 0 | 0 | 0.10858 | 0 |  | --> | C26 ex ATHY | Athy [T101,T102] | ATHY |  | 53.1053 | -7.0145
MV/LV Substation CR***270 |  | 10 kV | _ | LV | 630 kVA :Building Structure | 0.63 | --> | 0.63 | 0 | 0 | Constrained,otherwise capacity available =500kVA. | --> | 0.5985 | 0 | 0.008151 | 0.5 | 0 |  | --> | C12 ex GLASNEVIN | Glasnevin [T41] | FINGLAS |  | 53.3669 | -6.2623
MV/LV Substation CR***270 |  | 10 kV | _ | LV | 400 kVA :Kiosk Substation | 0.4 | --> | 0.4 | 0.269 | 11.9 |  | --> | 0.38 | 0 | 0.037791 | 0.41942 | 0 |  | --> | C33 ex SALTHILL | Salthill [T101,T102] | SALTHILL |  | 53.2728 | -9.0887
MV/LV Substation CR***273 |  | 10 kV | _ | LV | 200 kVA :Kiosk Substation | 0.2 | --> | 0.2 | 0 | 0 | Constrained,otherwise capacity available =157kVA. | --> | 0.19 | 0 | 0.013338 | 0.20643 | 0 |  | --> | C16 ex LITTLE BRAY | Little Bray [T41,T42] | FASSAROE |  | 53.2275 | -6.1288
MV/LV Substation CR***275 |  | 20 kV | _ | LV | 25 kVA :Pole Substation | 0.025 | --> | 0.025 | 0.022 | 0.4 |  | --> | 0.02375 | 0 | 0 | 0.025451 | 0 |  | --> | E15 ex BALLYCONNELL | Ballyconnell [T421,T422] | GORTAWEE |  | 54.107 | -7.4279
MV/LV Substation CR***275 |  | 10 kV | _ | LV | 100 kVA :Pole Substation | 0.1 | --> | 0.1 | 0.08 | 6.4 |  | --> | 0.095 | 0 | 0 | 0.10299 | 0 |  | --> | C19 ex GARRYCASTLE | Garrycastle [T41,T42] | ATHLONE |  | 53.4039 | -7.8857
MV/LV Substation CR***277 |  | 10 kV | _ | LV | 630 kVA :Kiosk Substation | 0.63 | --> | 0.63 | 0.312 | 2.2 |  | --> | 0.5985 | 0 | 0.002223 | 0.5 | 0 |  | --> | C12 ex KINGSBRIDGE | Kingsbridge [T41,T42] | INCHICORE 220KV |  | 53.3423 | -6.2958
MV/LV Substation CR***279Z |  | 10 kV | _ | LV | 400 kVA :Building Structure | 0.4 | --> | 0.4 | 0 | 0 | Constrained,otherwise capacity available =390kVA. | --> | 0.38 | 0 | 0 | 0.40151 | 0 |  | --> | C39 ex COLLEGE PARK | College Park [T101,T102,T103] | COLLEGE PARK |  | 53.4109 | -6.3771
MV/LV Substation CR***280 |  | 10 kV | _ | LV | 200 kVA :Pole Substation | 0.2 | --> | 0.2 | 0.134 | 9.5 |  | --> | 0.19 | 0 | 0.008151 | 0.20978 | 0 |  | --> | C18 ex BANDON | Bandon [T101,T42] | BANDON |  | 51.8015 | -8.6458
MV/LV Substation CR***280 |  | 10 kV | _ | LV | 25 kVA :Pole Substation | 0.025 | --> | 0.025 | 0.025 | 0.9 |  | --> | 0.02375 | 0 | 0 | 0.025 | 0 |  | --> | C12 ex WOODFORD | Woodford [T41,T42] | KNOCKEARAGH |  | 52.0397 | -9.4091
MV/LV Substation CR***282X |  | 10 kV | _ | LV | 400 kVA :Kiosk Substation | 0.4 | --> | 0.4 | 0 | 0 | Constrained,otherwise capacity available =226kVA. | --> | 0.38 | 0 | 0.031122 | 0.42559 | 0 |  | --> | C11 ex PALMERSTOWN | Palmerstown [T41,T42] | FINGLAS |  | 53.3572 | -6.3744
MV/LV Substation CR***283X |  | 10 kV | _ | LV | 1000 kVA :Building Structure | 1 | --> | 1 | 0.5 | 18.8 |  | --> | 0.95 | 0 | 0 | 0.5 | 0 |  | --> | C10 ex BEDFORD ROW | Bedford Row [T41,T42,T43,T44] | FRANCIS STREET |  | 53.3447 | -6.2664
MV/LV Substation CR***283Y |  | 10 kV | _ | LV | 200 kVA :Kiosk Substation | 0.2 | --> | 0.2 | 0 | 0 | Constrained,otherwise capacity available =163kVA. | --> | 0.19 | 0 | 0.010374 | 0 | 0 | Constrained,otherwise capacity available =205.5kW. | --> | C24 ex TINAHASK | Tinahask [T41,T42] | ARKLOW |  | 52.7875 | -6.1671
MV/LV Substation CR***284X |  | 10 kV | _ | LV | 50 kVA :Pole Substation | 0.05 | --> | 0.05 | 0.044 | 1.6 |  | --> | 0.0475 | 0 | 0 | 0 | 0 | Constrained,otherwise capacity available =50.9kW. | --> | C16 ex BALLYSHANNON | Ballyshannon [T41,T42] | CATHALEENS FALL |  | 54.5189 | -8.219
MV/LV Substation CR***287X |  | 20 kV | _ | LV | 200 kVA :Pole Substation | 0.2 | --> | 0.2 | 0 | 0 | Constrained,otherwise capacity available =170kVA. | --> | 0.19 | 0 | 0 | 0.2045 | 0 |  | --> | C21 ex CASTLEISLAND | Castleisland [T41,T42] | TRALEE |  | 52.2079 | -9.448
MV/LV Substation CR***288 |  | 20 kV | _ | LV | 50 kVA :Pole Substation | 0.05 | --> | 0.05 | 0 | 0 | Constrained,otherwise capacity available =50kVA. | --> | 0.0475 | 0 | 0 | 0.05 | 0 |  | --> | E12 ex GURRANEBANE | Gurranebane [T421,T422] | OUGHTRAGH |  | 52.1374 | -9.8994
MV/LV Substation CR***288Y |  | 10 kV | _ | LV | 200 kVA :Kiosk Substation | 0.2 | --> | 0.2 | 0 | 0 | Constrained,otherwise capacity available =116kVA. | --> | 0.19 | 0 | 0.028158 | 0.21237 | 0 |  | --> | C13 ex DOCK ROAD | Dock Road [T41,T42] | LIMERICK |  | 52.6346 | -8.667
MV/LV Substation CR***289 |  | 10 kV | _ | LV | 100 kVA :Pole Substation | 0.1 | --> | 0.1 | 0.088 | 0.7 |  | --> | 0.095 | 0 | 0.003705 | 0.10181 | 0 |  | --> | C20 ex KILRUSH | Kilrush [T41,T42] | TULLABRACK |  | 52.7472 | -9.4306
MV/LV Substation CR***290 |  | 10 kV | _ | LV | 50 kVA :Pole Substation | 0.05 | --> | 0.05 | 0.047 | 13.5 |  | --> | 0.0475 | 0 | 0 | 0.050453 | 0 |  | --> | C19 ex ENNIS | Ennis [T101,T102] | ENNIS |  | 52.8387 | -8.9504
MV/LV Substation CR***290 |  | 20 kV | _ | LV | 25 kVA :Pole Substation | 0.025 | --> | 0.025 | 0 | 0 | Constrained,otherwise capacity available =12kVA. | --> | 0.02375 | 0 | 0 | 0.0269 | 0 |  | --> | C24 ex ATHLONE | Athlone [T41,T42] | ATHLONE |  | 53.3996 | -7.9896
MV/LV Substation CR***297Y |  | 10 kV | _ | LV | 100 kVA :Pole Substation | 0.1 | --> | 0.1 | 0 | 0 | Constrained,otherwise capacity available =61kVA. | --> | 0.095 | 0 | 0.017043 | 0.10575 | 0 |  | --> | C21 ex CARRICKMACROSS | Carrickmacross [T41,T42] | MEATH HILL |  | 53.9756 | -6.726
MV/LV Substation CR***298 |  | 10 kV | _ | LV | 1000 kVA :Building Structure | 1 | --> | 1 | 0.5 | 18.8 |  | --> | 0.95 | 0 | 0 | 0.5 | 0 |  | --> | C10 ex BEDFORD ROW | Bedford Row [T41,T42,T43,T44] | FRANCIS STREET |  | 53.3445 | -6.2669
MV/LV Substation CR***299Y |  | 10 kV | _ | LV | 50 kVA :Pole Substation | 0.05 | --> | 0.05 | 0.034 | 1.2 |  | --> | 0.0475 | 0 | 0.008892 | 0.052373 | 0 |  | --> | E16 ex CRATLOE | Cratloe [T421,T422] | ARDNACRUSHA |  | 52.6887 | -8.7233
MV/LV Substation CR***300 |  | 20 kV | _ | LV | 200 kVA :Pole Substation | 0.2 | --> | 0.2 | 0 | 0 | Constrained,otherwise capacity available =199kVA. | --> | 0.19 | 0 | 0 | 0.20015 | 0 |  | --> | C12 ex SPIDDAL | Spiddal [T42] | SCREEB |  | 53.245 | -9.3228
MV/LV Substation CR***300 |  | 20 kV | _ | LV | 200 kVA :Pole Substation | 0.2 | --> | 0.2 | 0.161 | 4.4 |  | --> | 0.19 | 0 | 0 | 0 | 0 | Constrained,otherwise capacity available =205.8kW. | --> | E18 ex STRANORLAR | Stranorlar [T421,T422] | LETTERKENNY |  | 54.7855 | -7.6909
MV/LV Substation CR***307Y |  | 10 kV | _ | LV | 400 kVA :Kiosk Substation | 0.4 | --> | 0.4 | 0 | 0 | Constrained,otherwise capacity available =325kVA. | --> | 0.38 | 0 | 0.017784 | 0 | 0 | Constrained,otherwise capacity available =411.2kW. | --> | C11 ex COLLIGAN | Colligan [T41,T42] | DUNGARVAN |  | 52.103 | -7.6186
MV/LV Substation CR***310Z |  | 10 kV | _ | LV | 50 kVA :Pole Substation | 0.05 | --> | 0.05 | 0.05 | 1.5 |  | --> | 0.0475 | 0 | 0 | 0.05 | 0 |  | --> | C12 ex SMEARLA | Smearla [T41,T42] | TRIEN |  | 52.4513 | -9.4983
MV/LV Substation CR***318 |  | 20 kV | _ | LV | 630 kVA :Kiosk Substation | 0.63 | --> | 0.63 | 0 | 0 | Constrained,otherwise capacity available =500kVA. | --> | 0.5985 | 0 | 0.014079 | 0.5 | 0 |  | --> | E30 ex LOUGHREA | Loughrea [T41,T42] | SOMERSET |  | 53.229 | -8.7349
MV/LV Substation CR***319Z |  | 20 kV | _ | LV | 50 kVA :Pole Substation | 0.05 | --> | 0.05 | 0.043 | 2 |  | --> | 0.0475 | 0 | 0 | 0 | 0 | Constrained,otherwise capacity available =51.1kW. | --> | E14 ex RATHKEALE | Rathkeale [T421,T422] | RATHKEALE |  | 52.5342 | -8.8625
MV/LV Substation CR***323 |  | 20 kV | _ | LV | 400 kVA :Building Structure | 0.4 | --> | 0.4 | 0.383 | 3.5 |  | --> | 0.38 | 0 | 0 | 0 | 0 | Constrained,otherwise capacity available =402.6kW. | --> | E11 ex DUNFIRTH | Dunfirth [T122] | DUNFIRTH |  | 53.3969 | -6.8784
MV/LV Substation CR***323X |  | 10 kV | _ | LV | 50 kVA :Pole Substation | 0.05 | --> | 0.05 | 0.048 | 2.8 |  | --> | 0.0475 | 0 | 0 | 0.050303 | 0 |  | --> | C21 ex CASTLEBLAYNEY | Castleblayney [T41,T42] | DUNDALK |  | 54.1738 | -6.7867
MV/LV Substation CR***323Y |  | 20 kV | _ | LV | 50 kVA :Pole Substation | 0.05 | --> | 0.05 | 0 | 0 | Constrained,otherwise capacity available =38kVA. | --> | 0.0475 | 0 | 0.002223 | 0.05179 | 0 |  | --> | E47 ex CLAREGALWAY | Claregalway [T42,T421] | GALWAY 110KV |  | 53.3998 | -8.7779
MV/LV Substation CR***325 |  | 10 kV | _ | LV | 200 kVA :Pole Substation | 0.2 | --> | 0.2 | 0 | 0 | Constrained,otherwise capacity available =200kVA. | --> | 0.19 | 0 | 0 | 0.2 | 0 |  | --> | C15 ex SAGGART | Saggart [T41,T42] | GRANGE CASTLE |  | 53.257 | -6.4447
MV/LV Substation CR***325X |  | 20 kV | _ | LV | 200 kVA :Kiosk Substation | 0.2 | --> | 0.2 | 0 | 0 | Constrained,otherwise capacity available =126kVA. | --> | 0.19 | 0 | 0.019266 | 0.21094 | 0 |  | --> | E15 ex ASHBOURNE | Ashbourne [T421,T422] | FINGLAS |  | 53.5082 | -6.4028
MV/LV Substation CR***332X |  | 10 kV | _ | LV | 1000 kVA :Building Structure | 1 | --> | 1 | 0.5 | 11 |  | --> | 0.95 | 0 | 0 | 0.5 | 0 |  | --> | C20 ex MISERY HILL | Misery Hill [T101,T102] | POOLBEG |  | 53.3416 | -6.2597
MV/LV Substation CR***334X |  | 20 kV | _ | LV | 50 kVA :Pole Substation | 0.05 | --> | 0.05 | 0.04 | 2 |  | --> | 0.0475 | 0 | 0 | 0 | 0 | Constrained,otherwise capacity available =51.5kW. | --> | E14 ex RATHKEALE | Rathkeale [T421,T422] | RATHKEALE |  | 52.5205 | -8.726
MV/LV Substation CR***336X |  | 10 kV | _ | LV | 400 kVA :Kiosk Substation | 0.4 | --> | 0.4 | 0 | 0 | Constrained,otherwise capacity available =371kVA. | --> | 0.38 | 0 | 0.01482 | 0.40438 | 0 |  | --> | C12 ex KILSARAN | Kilsaran [T42] | DRYBRIDGE |  | 53.898 | -6.3859
MV/LV Substation CR***348Z |  | 20 kV | _ | LV | 50 kVA :Pole Substation | 0.05 | --> | 0.05 | 0.016 | 0.1 |  | --> | 0.0475 | 0 | 0 | 0.05491 | 0 |  | --> | E12 ex KILCULLEN | Kilcullen [T41,T42,T424] | STRATFORD |  | 53.0201 | -6.7978
MV/LV Substation CR***352X |  | 20 kV | _ | LV | 400 kVA :Kiosk Substation | 0.4 | --> | 0.4 | 0.14764 | 0.1 | Constrained,otherwise capacity available =307kVA. | --> | 0.38 | 0 | 0 | 0.41388 | 0 |  | --> | E12 ex KILCULLEN | Kilcullen [T41,T42,T424] | STRATFORD |  | 53.0184 | -6.8032
MV/LV Substation CR***353Y |  | 20 kV | _ | LV | 50 kVA :Pole Substation | 0.05 | --> | 0.05 | 0.046 | 2.9 |  | --> | 0.0475 | 0 | 0 | 0 | 0 | Constrained,otherwise capacity available =50.6kW. | --> | E13 ex TELAYDON | Telaydon [T42,T421] | LISDRUM |  | 54.2776 | -7.0381
MV/LV Substation CR***354 |  | 20 kV | _ | LV | 50 kVA :Pole Substation | 0.05 | --> | 0.05 | 0 | 0 | Constrained,otherwise capacity available =50kVA. | --> | 0.0475 | 0 | 0 | 0.05 | 0 |  | --> | E15 ex DULEEK | Duleek [T421,T422] | DRYBRIDGE |  | 53.6841 | -6.4253
MV/LV Substation CR***356Z |  | 10 kV | _ | LV | 400 kVA :Building Structure | 0.4 | --> | 0.4 | 0 | 0 | Constrained,otherwise capacity available =319kVA. | --> | 0.38 | 0 | 0.011115 | 0.41212 | 0 |  | --> | C12 ex MONEYCOOLEY | Moneycooley [T41,T42,T44] | GRIFFINRATH |  | 53.3588 | -6.547
MV/LV Substation CR***357 |  | 10 kV | _ | LV | 200 kVA :Kiosk Substation | 0.2 | --> | 0.2 | 0 | 0 | Constrained,otherwise capacity available =150kVA. | --> | 0.19 | 0 | 0.005928 | 0.20745 | 0 |  | --> | C14 ex BELFIELD | Belfield [T41,T42] | BLACKROCK |  | 53.3076 | -6.1983
MV/LV Substation CR***360X |  | 10 kV | _ | LV | 50 kVA :Pole Substation | 0.05 | --> | 0.05 | 0 | 0 | Constrained,otherwise capacity available =48kVA. | --> | 0.0475 | 0 | 0 | 0.050303 | 0 |  | --> | C15 ex CASTLECOMER | Castlecomer [T41,T42] | BALLYRAGGET |  | 52.8666 | -7.1049
MV/LV Substation CR***361X |  | 20 kV | _ | LV | 200 kVA :Kiosk Substation | 0.2 | --> | 0.2 | 0.169 | 1.8 |  | --> | 0.19 | 0 | 0 | 0.20465 | 0 |  | --> | E12 ex BIRDHILL | Birdhill [T421,T422] | ARDNACRUSHA |  | 52.8056 | -8.4464
MV/LV Substation CR***361X |  | 20 kV | _ | LV | 50 kVA :Pole Substation | 0.05 | --> | 0.05 | 0.041 | 0.1 |  | --> | 0.0475 | 0 | 0 | 0.051348 | 0 |  | --> | E12 ex KILCULLEN | Kilcullen [T41,T42,T424] | STRATFORD |  | 53.0277 | -6.8117
MV/LV Substation CR***361X |  | 20 kV | _ | LV | 50 kVA :Pole Substation | 0.05 | --> | 0.05 | 0 | 0 | Constrained,otherwise capacity available =45kVA. | --> | 0.0475 | 0 | 0.002223 | 0.050753 | 0 |  | --> | E11 ex KILCOLGAN | Kilcolgan [T42,T421] | GALWAY 110KV |  | 53.1834 | -8.9043
MV/LV Substation CR***362 |  | 10 kV | _ | LV | 400 kVA :Kiosk Substation | 0.4 | --> | 0.4 | 0 | 0 | Constrained,otherwise capacity available =309kVA. | --> | 0.38 | 0 | 0.02223 | 0.41359 | 0 |  | --> | C18 ex HEADFORD ROAD | Headford Road [T41,T42] | GALWAY 110KV |  | 53.2926 | -9.0503
MV/LV Substation CR***362 |  | 10 kV | _ | LV | 630 kVA :Kiosk Substation | 0.63 | --> | 0.63 | 0.466 | 4.6 |  | --> | 0.5985 | 0 | 0 | 0.5 | 0 |  | --> | C18 ex DUN LAOGHAIRE | Dun Laoghaire [T41,T42] | BLACKROCK |  | 53.2959 | -6.1417
MV/LV Substation CR***364X |  | 20 kV | _ | LV | 200 kVA :Kiosk Substation | 0.2 | --> | 0.2 | 0.2 | 9.1 |  | --> | 0.19 | 0 | 0 | 0.2 | 0 |  | --> | E19 ex ARDNAREE | Ardnaree [T42,T421] | MOY |  | 54.1344 | -9.1364
MV/LV Substation CR***371 |  | 10 kV | _ | LV | 100 kVA :Pole Substation | 0.1 | --> | 0.1 | 0.019092 | 0 | Constrained,otherwise capacity available =93kVA. | --> | 0.095 | 0 | 0 | 0 | 0 | Constrained,otherwise capacity available =101.1kW. | --> | C19 ex BALLYBAY | Ballybay [T41,T42] | LISDRUM |  | 54.1004 | -6.9177
MV/LV Substation CR***371X |  | 20 kV | _ | LV | 50 kVA :Pole Substation | 0.05 | --> | 0.05 | 0 | 0 | Constrained,otherwise capacity available =50kVA. | --> | 0.0475 | 0 | 0 | 0.05 | 0 |  | --> | E18 ex GARRANACANTY | Garranacanty [T421,T422] | TIPPERARY |  | 52.5596 | -8.1613
MV/LV Substation CR***375 |  | 10 kV | _ | LV | 630 kVA :Kiosk Substation | 0.63 | --> | 0.63 | 0.332 | 0.9 |  | --> | 0.5985 | 0 | 0.016302 | 0.5 | 0 |  | --> | C16 ex KIMMAGE | Kimmage [T41,T42] | INCHICORE 220KV |  | 53.3224 | -6.3064
MV/LV Substation CR***376X |  | 10 kV | _ | LV | 400 kVA :Building Structure | 0.4 | --> | 0.4 | 0 | 0 | Constrained,otherwise capacity available =349kVA. | --> | 0.38 | 0 | 0 | 0.40767 | 0 |  | --> | C28 ex CLONDALKIN | Clondalkin [T41,T42,T44] | INCHICORE 220KV |  | 53.332 | -6.3922
MV/LV Substation CR***378Z |  | 10 kV | _ | LV | 400 kVA :Building Structure | 0.4 | --> | 0.4 | 0 | 0 | Constrained,otherwise capacity available =390kVA. | --> | 0.38 | 0 | 0 | 0.40151 | 0 |  | --> | C22 ex BALLYMOUNT | Ballymount [T41,T42] | INCHICORE 220KV |  | 53.3221 | -6.3657
MV/LV Substation CR***380X |  | 20 kV | _ | LV | 200 kVA :Kiosk Substation | 0.2 | --> | 0.2 | 0 | 0 | Constrained,otherwise capacity available =188kVA. | --> | 0.19 | 0 | 0 | 0.20181 | 0 |  | --> | E17 ex KILCOLGAN | Kilcolgan [T42,T421] | GALWAY 110KV |  | 53.2356 | -8.7484
MV/LV Substation CR***390 |  | 20 kV | _ | LV | 400 kVA :Kiosk Substation | 0.4 | --> | 0.4 | 0.396 | 2 |  | --> | 0.38 | 0 | 0 | 0.40061 | 0 |  | --> | E11 ex MOHILL | Mohill [T421,T422] | CARRICK ON SHANNON |  | 53.9231 | -7.8416
MV/LV Substation CR***391X |  | 10 kV | _ | LV | 630 kVA :Kiosk Substation | 0.63 | --> | 0.63 | 0 | 0 | Constrained,otherwise capacity available =419kVA. | --> | 0.5985 | 0 | 0.003705 | 0.5 | 0 |  | --> | C12 ex SEMPERIT | Semperit [T41,T42,T43] | GRANGE CASTLE |  | 53.3366 | -6.3635
MV/LV Substation CR***392X |  | 10 kV | _ | LV | 400 kVA :Kiosk Substation | 0.4 | --> | 0.4 | 0 | 0 | Constrained,otherwise capacity available =282kVA. | --> | 0.38 | 0 | 0 | 0.41753 | 0 |  | --> | C12 ex SEMPERIT | Semperit [T41,T42,T43] | GRANGE CASTLE |  | 53.3379 | -6.367
MV/LV Substation CR***394X |  | 10 kV | _ | LV | 200 kVA :Kiosk Substation | 0.2 | --> | 0.2 | 0 | 0 | Constrained,otherwise capacity available =121kVA. | --> | 0.19 | 0 | 0 | 0.21165 | 0 |  | --> | C17 ex PALMERSTOWN | Palmerstown [T41,T42] | FINGLAS |  | 53.3374 | -6.3703
MV/LV Substation CR***395 |  | 10 kV | _ | LV | 200 kVA :Pole Substation | 0.2 | --> | 0.2 | 0 | 0 | Constrained,otherwise capacity available =200kVA. | --> | 0.19 | 0 | 0 | 0 | 0 | Constrained,otherwise capacity available =200kW. | --> | E12 ex KILLYBEGS | Killybegs [T422] | BINBANE |  | 54.6247 | -8.2843
MV/LV Substation CR***395X |  | 10 kV | _ | LV | 100 kVA :Pole Substation | 0.1 | --> | 0.1 | 0.085 | 4 |  | --> | 0.095 | 0 | 0 | 0.10225 | 0 |  | --> | C17 ex BALLYJAMESDUFF | Ballyjamesduff [T41,T42] | SHANKILL |  | 53.9177 | -7.2642
MV/LV Substation CR***395Y |  | 10 kV | _ | LV | 200 kVA :Kiosk Substation | 0.2 | --> | 0.2 | 0 | 0 | Constrained,otherwise capacity available =164kVA. | --> | 0.19 | 0 | 0 | 0 | 0 | Constrained,otherwise capacity available =205.4kW. | --> | C15 ex PORTARLINGTON | Portarlington [T41,T42] | PORTLAOISE |  | 53.1564 | -7.1874
MV/LV Substation CR***399 |  | 10 kV | _ | LV | 1000 kVA :Building Structure | 1 | --> | 1 | 0.5 | 4.2 |  | --> | 0.95 | 0 | 0 | 0.5 | 0 |  | --> | C11 ex CRUMLIN | Crumlin [T41,T42] | INCHICORE 220KV |  | 53.3299 | -6.3013
MV/LV Substation CR***399 |  | 20 kV | _ | LV | 400 kVA :Kiosk Substation | 0.4 | --> | 0.4 | 0.14262 | 0.1 | Constrained,otherwise capacity available =325kVA. | --> | 0.38 | 0 | 0.043719 | 0.41123 | 0 |  | --> | C12 ex CARRIGLAWN | Carriglawn [T41,T42] | WEXFORD |  | 52.3533 | -6.4561
MV/LV Substation CR***4002 |  | 10 kV | _ | LV | 100 kVA :Pole Substation | 0.1 | --> | 0.1 | 0.095 | 6.5 |  | --> | 0.095 | 0 | 0 | 0.10076 | 0 |  | --> | C17 ex OUGHTERARD | Oughterard [T41,T42] | SCREEB |  | 53.4165 | -9.33
MV/LV Substation CR***4005 |  | 20 kV | _ | LV | 50 kVA :Pole Substation | 0.05 | --> | 0.05 | 0.05 | 1.4 |  | --> | 0.0475 | 0 | 0 | 0.05 | 0 |  | --> | E17 ex CONG | Cong [T421,T422] | CLOON |  | 53.5391 | -9.2201
MV/LV Substation CR***4014 |  | 20 kV | _ | LV | 50 kVA :Pole Substation | 0.05 | --> | 0.05 | 0 | 0 | Constrained,otherwise capacity available =33kVA. | --> | 0.0475 | 0 | 0.011115 | 0.052518 | 0 |  | --> | E17 ex KILCOLGAN | Kilcolgan [T42,T421] | GALWAY 110KV |  | 53.2357 | -8.7507
MV/LV Substation CR***4016 |  | 20 kV | _ | LV | 50 kVA :Pole Substation | 0.05 | --> | 0.05 | 0.047 | 0.4 |  | --> | 0.0475 | 0 | 0 | 0.050453 | 0 |  | --> | C16 ex CARRAROE | Carraroe [T42] | SCREEB |  | 53.1449 | -9.7874
MV/LV Substation CR***4017 |  | 10 kV | _ | LV | 50 kVA :Pole Substation | 0.05 | --> | 0.05 | 0.049 | 0.3 |  | --> | 0.0475 | 0 | 0 | 0.050152 | 0 |  | --> | C12 ex ABBEYFEALE | Abbeyfeale [T42] | TRIEN |  | 52.376 | -9.2924
MV/LV Substation CR***4018 |  | 10 kV | _ | LV | 630 kVA :Building Structure | 0.63 | --> | 0.63 | 0.5 | 20.8 |  | --> | 0.5985 | 0 | 0 | 0.5 | 0 |  | --> | C18 ex HEUSTON SQUARE | Heuston Square [T101,T102] | INCHICORE 220KV |  | 53.3491 | -6.2954
MV/LV Substation CR***401X |  | 10 kV | _ | LV | 200 kVA :Pole Substation | 0.2 | --> | 0.2 | 0 | 0 | Constrained,otherwise capacity available =200kVA. | --> | 0.19 | 0 | 0 | 0 | 0 | Constrained,otherwise capacity available =200kW. | --> | C18 ex FERMOY NORTH | Fermoy North [T41,T42] | BARRYMORE |  | 52.137 | -8.3263
MV/LV Substation CR***401X |  | 10 kV | _ | LV | 100 kVA :Pole Substation | 0.1 | --> | 0.1 | 0.02 | 1.1 |  | --> | 0.095 | 0 | 0 | 0.11145 | 0 |  | --> | C21 ex BIRR | Birr [T41,T422] | DALLOW |  | 53.0784 | -7.8989
MV/LV Substation CR***4022 |  | 20 kV | _ | LV | 200 kVA :Building Structure | 0.2 | --> | 0.2 | 0 | 0 | Constrained,otherwise capacity available =165kVA. | --> | 0.19 | 0 | 0 | 0.20525 | 0 |  | --> | E15 ex CREAGH | Creagh [T421,T422] | ATHLONE |  | 53.3342 | -8.1984
MV/LV Substation CR***4023 |  | 10 kV | _ | LV | 50 kVA :Pole Substation | 0.05 | --> | 0.05 | 0.05 | 3.3 |  | --> | 0.0475 | 0 | 0 | 0 | 0 | Constrained,otherwise capacity available =50kW. | --> | C22 ex ENNISKEANE | Enniskeane [T41,T42] | BANDON |  | 51.7476 | -8.9932
MV/LV Substation CR***402Z |  | 20 kV | _ | LV | 100 kVA :Pole Substation | 0.1 | --> | 0.1 | 0 | 0 | Constrained,otherwise capacity available =100kVA. | --> | 0.095 | 0 | 0 | 0.1 | 0 |  | --> | E19 ex BALTRASNA | Baltrasna [T121,T122] | BALTRASNA |  | 53.5347 | -6.4328
MV/LV Substation CR***4039 |  | 10 kV | _ | LV | 50 kVA :Pole Substation | 0.05 | --> | 0.05 | 0.045 | 1.2 |  | --> | 0.0475 | 0 | 0 | 0.050753 | 0 |  | --> | E16 ex CRATLOE | Cratloe [T421,T422] | ARDNACRUSHA |  | 52.6816 | -8.7108
MV/LV Substation CR***403Y |  | 20 kV | _ | LV | 200 kVA :Pole Substation | 0.2 | --> | 0.2 | 0 | 0 | Constrained,otherwise capacity available =193kVA. | --> | 0.19 | 0 | 0 | 0.20106 | 0 |  | --> | E18 ex COLLOONEY | Collooney [T421,T422] | SLIGO |  | 54.089 | -8.3191
MV/LV Substation CR***404 |  | 10 kV | _ | LV | 400 kVA :Kiosk Substation | 0.4 | --> | 0.4 | 0.272 | 4.5 |  | --> | 0.38 | 0 | 0.056316 | 0.41898 | 0 |  | --> | C14 ex TEMPLEOGUE | Templeogue [T41,T42] | MILLTOWN (DR) |  | 53.2971 | -6.3138
MV/LV Substation CR***4050 |  | 10 kV | _ | LV | 50 kVA :Pole Substation | 0.05 | --> | 0.05 | 0.045 | 1.6 |  | --> | 0.0475 | 0 | 0 | 0 | 0 | Constrained,otherwise capacity available =50.8kW. | --> | C18 ex FOYNES | Foynes [T41,T42] | RATHKEALE |  | 52.5771 | -9.036
MV/LV Substation CR***4056 |  | 10 kV | _ | LV | 50 kVA :Pole Substation | 0.05 | --> | 0.05 | 0.045 | 3.4 |  | --> | 0.0475 | 0 | 0 | 0.050753 | 0 |  | --> | C15 ex GLENGOOLE | Glengoole [T41] | THURLES |  | 52.6586 | -7.6023
MV/LV Substation CR***4056 |  | 10 kV | _ | LV | 200 kVA :Building Structure | 0.2 | --> | 0.2 | 0 | 0 | Constrained,otherwise capacity available =136kVA. | --> | 0.19 | 0 | 0 | 0.20949 | 0 |  | --> | C20 ex KILDARE | Kildare [T41,T42] | NEWBRIDGE |  | 53.1702 | -6.9133
MV/LV Substation CR***406 |  | 10 kV | _ | LV | 200 kVA :Pole Substation | 0.2 | --> | 0.2 | 0.198 | 1.5 |  | --> | 0.19 | 0 | 0.036309 | 0.2003 | 0 |  | --> | C16 ex SCREEB | Screeb [T41] | SCREEB |  | 53.4581 | -9.5386
MV/LV Substation CR***4060 |  | 10 kV | _ | LV | 200 kVA :Kiosk Substation | 0.2 | --> | 0.2 | 0.2 | 3 |  | --> | 0.19 | 0 | 0 | 0.2 | 0 |  | --> | C24 ex RAMSTOWN | Ramstown [T41,T42] | CRANE |  | 52.6782 | -6.311
MV/LV Substation CR***4069 |  | 20 kV | _ | LV | 100 kVA :Pole Substation | 0.1 | --> | 0.1 | 0.067 | 1.4 |  | --> | 0.095 | 0 | 0.024453 | 0.10489 | 0 |  | --> | E17 ex CONG | Cong [T421,T422] | CLOON |  | 53.5427 | -9.2143
MV/LV Substation CR***406X |  | 10 kV | _ | LV | 200 kVA :Pole Substation | 0.2 | --> | 0.2 | 0.116 | 1.6 |  | --> | 0.19 | 0 | 0 | 0 | 0 | Constrained,otherwise capacity available =212.4kW. | --> | C15 ex DERRYBEG | Derrybeg [T41,T42] | ARDNAGAPPARY |  | 55.0786 | -8.2895
MV/LV Substation CR***407X |  | 10 kV | _ | LV | 50 kVA :Pole Substation | 0.05 | --> | 0.05 | 0.025 | 16.1 |  | --> | 0.0475 | 0 | 0.002964 | 0.053659 | 0 |  | --> | E19 ex WEXFORD | Wexford [T121,T122] | WEXFORD |  | 52.3396 | -6.5112
MV/LV Substation CR***4087 |  | 20 kV | _ | LV | 100 kVA :Pole Substation | 0.1 | --> | 0.1 | 0.1 | 1.4 |  | --> | 0.095 | 0 | 0 | 0.1 | 0 |  | --> | E17 ex CONG | Cong [T421,T422] | CLOON |  | 53.5422 | -9.2122
MV/LV Substation CR***4087 |  | 20 kV | _ | LV | 50 kVA :Pole Substation | 0.05 | --> | 0.05 | 0 | 0 | Constrained,otherwise capacity available =49kVA. | --> | 0.0475 | 0 | 0 | 0.050152 | 0 |  | --> | E12 ex GURRANEBANE | Gurranebane [T421,T422] | OUGHTRAGH |  | 52.127 | -9.8964
MV/LV Substation CR***4088 |  | 10 kV | _ | LV | 50 kVA :Pole Substation | 0.05 | --> | 0.05 | 0.019092 | 0 | Constrained,otherwise capacity available =26kVA. | --> | 0.0475 | 0 | 0 | 0 | 0 | Constrained,otherwise capacity available =53.5kW. | --> | C19 ex BALLYBAY | Ballybay [T41,T42] | LISDRUM |  | 54.0971 | -6.905
MV/LV Substation CR***4093 |  | 10 kV | _ | LV | 200 kVA :Pole Substation | 0.2 | --> | 0.2 | 0 | 0 | Constrained,otherwise capacity available =200kVA. | --> | 0.19 | 0 | 0.0741 | 0.2 | 0 |  | --> | C15 ex DUNLEER | Dunleer [T41,T42] | DRYBRIDGE |  | 53.805 | -6.3324
MV/LV Substation CR***4097 |  | 10 kV | _ | LV | 400 kVA :Building Structure | 0.4 | --> | 0.4 | 0.329 | 3 |  | --> | 0.38 | 0 | 0 | 0.41064 | 0 |  | --> | C24 ex RAMSTOWN | Ramstown [T41,T42] | CRANE |  | 52.6746 | -6.3143
MV/LV Substation CR***410 |  | 20 kV | _ | LV | 200 kVA :Pole Substation | 0.2 | --> | 0.2 | 0.123 | 2 |  | --> | 0.19 | 0 | 0.003705 | 0 | 0 | Constrained,otherwise capacity available =211.4kW. | --> | E14 ex RATHKEALE | Rathkeale [T421,T422] | RATHKEALE |  | 52.5345 | -8.8716
MV/LV Substation CR***4103 |  | 10 kV | _ | LV | 400 kVA :Kiosk Substation | 0.4 | --> | 0.4 | 0 | 0 | Constrained,otherwise capacity available =359kVA. | --> | 0.38 | 0 | 0.001482 | 0.40618 | 0 |  | --> | C20 ex BALLYBEGGAN | Ballybeggan [T43,T44] | TRALEE |  | 52.2681 | -9.6947
MV/LV Substation CR***4103 |  | 10 kV | _ | LV | 50 kVA :Pole Substation | 0.05 | --> | 0.05 | 0 | 0 | Constrained,otherwise capacity available =40kVA. | --> | 0.0475 | 0 | 0 | 0.051496 | 0 |  | --> | C17 ex SALLINS | Sallins [T41,T42] | GRIFFINRATH |  | 53.2895 | -6.6885
MV/LV Substation CR***411 |  | 10 kV | _ | LV | 50 kVA :Pole Substation | 0.05 | --> | 0.05 | 0.048 | 7.2 |  | --> | 0.0475 | 0 | 0 | 0 | 0 | Constrained,otherwise capacity available =50.3kW. | --> | C18 ex CONVOY | Convoy [T41,T42] | LETTERKENNY |  | 54.8665 | -7.5695
MV/LV Substation CR***4113 |  | 20 kV | _ | LV | 400 kVA :Kiosk Substation | 0.4 | --> | 0.4 | 0 | 0 | Constrained,otherwise capacity available =221kVA. | --> | 0.38 | 0 | 0.085215 | 0.4263 | 0 |  | --> | E21 ex BALTRASNA | Baltrasna [T121,T122] | BALTRASNA |  | 53.5036 | -6.3833
MV/LV Substation CR***4114 |  | 20 kV | _ | LV | 100 kVA :Pole Substation | 0.1 | --> | 0.1 | 0 | 0 | Constrained,otherwise capacity available =100kVA. | --> | 0.095 | 0 | 0 | 0.1 | 0 |  | --> | C22 ex ATHLONE | Athlone [T41,T42] | ATHLONE |  | 53.4211 | -8.0636
MV/LV Substation CR***4119 |  | 20 kV | _ | LV | 50 kVA :Pole Substation | 0.05 | --> | 0.05 | 0.05 | 16.1 |  | --> | 0.0475 | 0 | 0 | 0.05 | 0 |  | --> | E21 ex WEXFORD | Wexford [T121,T122] | WEXFORD |  | 52.3822 | -6.5039
MV/LV Substation CR***4124 |  | 10 kV | _ | LV | 400 kVA :Kiosk Substation | 0.4 | --> | 0.4 | 0 | 0 | Constrained,otherwise capacity available =360kVA. | --> | 0.38 | 0 | 0.002223 | 0.40603 | 0 |  | --> | C20 ex POPPINTREE | Poppintree [T101,T102] | FINGLAS |  | 53.4017 | -6.2782
MV/LV Substation CR***4126 |  | 20 kV | _ | LV | 50 kVA :Pole Substation | 0.05 | --> | 0.05 | 0 | 0 | Constrained,otherwise capacity available =49kVA. | --> | 0.0475 | 0 | 0 | 0.050152 | 0 |  | --> | E12 ex GURRANEBANE | Gurranebane [T421,T422] | OUGHTRAGH |  | 52.1318 | -9.8961
MV/LV Substation CR***4127 |  | 10 kV | _ | LV | 1000 kVA :Building Structure | 1 | --> | 1 | 0.5 | 7.9 |  | --> | 0.95 | 0 | 0 | 0.5 | 0 |  | --> | C25 ex TRINITY | Trinity [T101,T102] | POOLBEG |  | 53.3461 | -6.2463
MV/LV Substation CR***4129 |  | 20 kV | _ | LV | 50 kVA :Pole Substation | 0.05 | --> | 0.05 | 0 | 0 | Constrained,otherwise capacity available =45kVA. | --> | 0.0475 | 0 | 0 | 0.050753 | 0 |  | --> | C17 ex CLONES | Clones [T41,T42] | SHANKILL |  | 54.197 | -7.1928
MV/LV Substation CR***4130 |  | 10 kV | _ | LV | 50 kVA :Pole Substation | 0.05 | --> | 0.05 | 0.05 | 4.4 |  | --> | 0.0475 | 0 | 0 | 0.05 | 0 |  | --> | C19 ex KINGSCOURT | Kingscourt [T41,T42] | MEATH HILL |  | 53.7922 | -6.737
MV/LV Substation CR***4134 |  | 20 kV | _ | LV | 50 kVA :Pole Substation | 0.05 | --> | 0.05 | 0.046 | 16.1 |  | --> | 0.0475 | 0 | 0 | 0.050604 | 0 |  | --> | E21 ex WEXFORD | Wexford [T121,T122] | WEXFORD |  | 52.3887 | -6.509
MV/LV Substation CR***4147 |  | 10 kV | _ | LV | 400 kVA :Kiosk Substation | 0.4 | --> | 0.4 | 0 | 0 | Constrained,otherwise capacity available =289kVA. | --> | 0.38 | 0 | 0.01482 | 0 | 0 | Constrained,otherwise capacity available =416.5kW. | --> | C12 ex CULLION | Cullion [T41,T42] | LETTERKENNY |  | 54.9368 | -7.7501
MV/LV Substation CR***414Y |  | 20 kV | _ | LV | 50 kVA :Pole Substation | 0.05 | --> | 0.05 | 0 | 0 | Constrained,otherwise capacity available =50kVA. | --> | 0.0475 | 0 | 0 | 0.05 | 0 |  | --> | C24 ex ATHLONE | Athlone [T41,T42] | ATHLONE |  | 53.374 | -7.9935
MV/LV Substation CR***4150 |  | 10 kV | _ | LV | 200 kVA :Pole Substation | 0.2 | --> | 0.2 | 0.2 | 0.7 |  | --> | 0.19 | 0 | 0 | 0.2 | 0 |  | --> | C15 ex KILRUSH | Kilrush [T41,T42] | TULLABRACK |  | 52.642 | -9.4776
MV/LV Substation CR***4173 |  | 10 kV | _ | LV | 400 kVA :Kiosk Substation | 0.4 | --> | 0.4 | 0.351 | 13.2 |  | --> | 0.38 | 0 | 0.002964 | 0.40737 | 0 |  | --> | C22 ex ARTANE | Artane [T101,T102] | FINGLAS |  | 53.393 | -6.2165
MV/LV Substation CR***4174 |  | 20 kV | _ | LV | 50 kVA :Pole Substation | 0.05 | --> | 0.05 | 0.05 | 2.4 |  | --> | 0.0475 | 0 | 0 | 0.05 | 0 |  | --> | C19 ex GRAIGUE | Graigue [T41,T42] | CARLOW |  | 52.7597 | -6.9815
MV/LV Substation CR***4174 |  | 10 kV | _ | LV | 630 kVA :Kiosk Substation | 0.63 | --> | 0.63 | 0.5 | 4.5 |  | --> | 0.5985 | 0 | 0 | 0.5 | 0 |  | --> | C18 ex TEMPLEOGUE | Templeogue [T41,T42] | MILLTOWN (DR) |  | 53.289 | -6.3133
MV/LV Substation CR***417Y |  | 10 kV | _ | LV | 200 kVA :Kiosk Substation | 0.2 | --> | 0.2 | 0 | 0 | Constrained,otherwise capacity available =185kVA. | --> | 0.19 | 0 | 0.00741 | 0.20226 | 0 |  | --> | C21 ex CARRICKMACROSS | Carrickmacross [T41,T42] | MEATH HILL |  | 53.9739 | -6.7255
MV/LV Substation CR***417Y |  | 20 kV | _ | LV | 100 kVA :Pole Substation | 0.1 | --> | 0.1 | 0.097 | 16.1 |  | --> | 0.095 | 0 | 0 | 0.10045 | 0 |  | --> | E17 ex WEXFORD | Wexford [T121,T122] | WEXFORD |  | 52.3394 | -6.5849
MV/LV Substation CR***417Z |  | 10 kV | _ | LV | 200 kVA :Kiosk Substation | 0.2 | --> | 0.2 | 0 | 0 | Constrained,otherwise capacity available =39kVA. | --> | 0.19 | 0 | 0.028158 | 0.22303 | 0 |  | --> | C14 ex MULGANNON | Mulgannon [T41,T42] | WEXFORD |  | 52.3291 | -6.4614
MV/LV Substation CR***418 |  | 10 kV | _ | LV | 200 kVA :Pole Substation | 0.2 | --> | 0.2 | 0 | 0 | Constrained,otherwise capacity available =135kVA. | --> | 0.19 | 0 | 0.008151 | 0.20964 | 0 |  | --> | C17 ex CARRIGALINE | Carrigaline [T41,T42] | BARNAHELY |  | 51.8019 | -8.3062
MV/LV Substation CR***4182 |  | 10 kV | _ | LV | 630 kVA :Kiosk Substation | 0.63 | --> | 0.63 | 0 | 0 | Constrained,otherwise capacity available =500kVA. | --> | 0.5985 | 0 | 0 | 0.5 | 0 |  | --> | C17 ex UNIDARE | Unidare [T41,T42] | FINGLAS |  | 53.4188 | -6.3181
MV/LV Substation CR***4182 |  | 10 kV | _ | LV | 630 kVA :Kiosk Substation | 0.63 | --> | 0.63 | 0.5 | 4.2 |  | --> | 0.5985 | 0 | 0 | 0.5 | 0 |  | --> | C14 ex CRUMLIN | Crumlin [T41,T42] | INCHICORE 220KV |  | 53.3163 | -6.3219
MV/LV Substation CR***4186 |  | 10 kV | _ | LV | 200 kVA :Pole Substation | 0.2 | --> | 0.2 | 0 | 0 | Constrained,otherwise capacity available =148kVA. | --> | 0.19 | 0 | 0 | 0.20775 | 0 |  | --> | C15 ex CASTLECOMER | Castlecomer [T41,T42] | BALLYRAGGET |  | 52.8656 | -7.1151
MV/LV Substation CR***4187 |  | 10 kV | _ | LV | 400 kVA :Kiosk Substation | 0.4 | --> | 0.4 | 0 | 0 | Constrained,otherwise capacity available =353kVA. | --> | 0.38 | 0 | 0 | 0.40707 | 0 |  | --> | C12 ex ORANMORE | Oranmore [T41,T44] | GALWAY 110KV |  | 53.277 | -8.9691
MV/LV Substation CR***4192 |  | 10 kV | _ | LV | 50 kVA :Pole Substation | 0.05 | --> | 0.05 | 0 | 0 | Constrained,otherwise capacity available =40kVA. | --> | 0.0475 | 0 | 0 | 0.051496 | 0 |  | --> | C14 ex CLONAKILTY | Clonakilty [T41,T42] | DUNMANWAY |  | 51.5664 | -8.9202
MV/LV Substation CR***4193 |  | 10 kV | _ | LV | 1000 kVA :Building Structure | 1 | --> | 1 | 0.5 | 1.5 |  | --> | 0.95 | 0 | 0 | 0.5 | 0 |  | --> | C12 ex MONKSTOWN | Monkstown [T41,T42] | BLACKROCK |  | 53.2801 | -6.1656
MV/LV Substation CR***4197 |  | 10 kV | _ | LV | 200 kVA :Kiosk Substation | 0.2 | --> | 0.2 | 0 | 0 | Constrained,otherwise capacity available =199kVA. | --> | 0.19 | 0 | 0 | 0.20015 | 0 |  | --> | C41 ex COLLEGE PARK | College Park [T101,T102,T103] | COLLEGE PARK |  | 53.4144 | -6.3827
MV/LV Substation CR***419Z |  | 20 kV | _ | LV | 50 kVA :Pole Substation | 0.05 | --> | 0.05 | 0.041 | 4.4 |  | --> | 0.0475 | 0 | 0 | 0.051348 | 0 |  | --> | E13 ex CRANE | Crane [T122] | CRANE |  | 52.4385 | -6.3571
MV/LV Substation CR***4204 |  | 10 kV | _ | LV | 50 kVA :Pole Substation | 0.05 | --> | 0.05 | 0.049 | 13.5 |  | --> | 0.0475 | 0 | 0 | 0.050152 | 0 |  | --> | C21 ex ENNIS | Ennis [T101,T102] | ENNIS |  | 52.9365 | -8.8971
MV/LV Substation CR***4206 |  | 10 kV | _ | LV | 50 kVA :Pole Substation | 0.05 | --> | 0.05 | 0 | 0 | Constrained,otherwise capacity available =50kVA. | --> | 0.0475 | 0 | 0 | 0 | 0 | Constrained,otherwise capacity available =50kW. | --> | C16 ex KILCLOHER | Kilcloher [T41,T42] | DUNGARVAN |  | 52.1447 | -7.8171
MV/LV Substation CR***421 |  | 10 kV | _ | LV | 50 kVA :Pole Substation | 0.05 | --> | 0.05 | 0 | 0 | Constrained,otherwise capacity available =42kVA. | --> | 0.0475 | 0 | 0 | 0 | 0 | Constrained,otherwise capacity available =51.2kW. | --> | C18 ex FERMOY NORTH | Fermoy North [T41,T42] | BARRYMORE |  | 52.1374 | -8.3455
MV/LV Substation CR***4218 |  | 10 kV | _ | LV | 50 kVA :Pole Substation | 0.05 | --> | 0.05 | 0 | 0 | Constrained,otherwise capacity available =50kVA. | --> | 0.0475 | 0 | 0 | 0.05 | 0 |  | --> | C14 ex CHARLESTOWN | Charlestown [T41] | TONROE |  | 53.9406 | -8.6967
MV/LV Substation CR***4223 |  | 20 kV | _ | LV | 400 kVA :Kiosk Substation | 0.4 | --> | 0.4 | 0 | 0 | Constrained,otherwise capacity available =353kVA. | --> | 0.38 | 0 | 0.002223 | 0.40707 | 0 |  | --> | E18 ex CURRALEIGH | Curraleigh [T421,T422] | KILBARRY |  | 51.9158 | -8.5805
MV/LV Substation CR***4225 |  | 10 kV | _ | LV | 1000 kVA :Building Structure | 1 | --> | 1 | 0.5 | 3.9 |  | --> | 0.95 | 0 | 0 | 0.5 | 0 |  | --> | C25 ex GALWAY 110KV | Galway 110kv [T102,T103] | GALWAY 110KV |  | 53.2865 | -9.023
MV/LV Substation CR***4242 |  | 10 kV | _ | LV | 1000 kVA :Building Structure | 1 | --> | 1 | 0.5 | 7.2 |  | --> | 0.95 | 0 | 0 | 0.5 | 0 |  | --> | C24 ex LIBERTY STREET | Liberty Street [T101,T102] | LIBERTY STREET |  | 51.8977 | -8.4693
MV/LV Substation CR***4250 |  | 20 kV | _ | LV | 50 kVA :Pole Substation | 0.05 | --> | 0.05 | 0 | 0 | Constrained,otherwise capacity available =44kVA. | --> | 0.0475 | 0 | 0 | 0 | 0 | Constrained,otherwise capacity available =50.9kW. | --> | C15 ex MOUNTRATH | Mountrath [T41,T42] | PORTLAOISE |  | 52.9011 | -7.4572
MV/LV Substation CR***4255 |  | 10 kV | _ | LV | 400 kVA :Kiosk Substation | 0.4 | --> | 0.4 | 0 | 0 | Constrained,otherwise capacity available =348kVA. | --> | 0.38 | 0 | 0.003705 | 0.40782 | 0 |  | --> | C12 ex MAYFIELD | Mayfield [T41,T42] | KILBARRY |  | 51.9085 | -8.4323
MV/LV Substation CR***427 |  | 10 kV | _ | LV | 50 kVA :Pole Substation | 0.05 | --> | 0.05 | 0 | 0 | Constrained,otherwise capacity available =34kVA. | --> | 0.0475 | 0 | 0.01482 | 0.052373 | 0 |  | --> | C23 ex CASTLEISLAND | Castleisland [T41,T42] | TRALEE |  | 52.2477 | -9.4473
MV/LV Substation CR***428Y |  | 10 kV | _ | LV | 200 kVA :Pole Substation | 0.2 | --> | 0.2 | 0 | 0 | Constrained,otherwise capacity available =168kVA. | --> | 0.19 | 0 | 0.016302 | 0.2048 | 0 |  | --> | C17 ex ROSCOMMON | Roscommon [T41,T42] | LANESBORO |  | 53.6207 | -8.2013
MV/LV Substation CR***429 |  | 10 kV | _ | LV | 50 kVA :Pole Substation | 0.05 | --> | 0.05 | 0 | 0 | Constrained,otherwise capacity available =45kVA. | --> | 0.0475 | 0 | 0 | 0 | 0 | Constrained,otherwise capacity available =50.8kW. | --> | C18 ex FERMOY NORTH | Fermoy North [T41,T42] | BARRYMORE |  | 52.1374 | -8.3928
MV/LV Substation CR***4290 |  | 10 kV | _ | LV | 1000 kVA :Building Structure | 1 | --> | 1 | 0.5 | 7.9 |  | --> | 0.95 | 0 | 0 | 0.5 | 0 |  | --> | C25 ex TRINITY | Trinity [T101,T102] | POOLBEG |  | 53.3461 | -6.2462
MV/LV Substation CR***4296 |  | 20 kV | _ | LV | 50 kVA :Pole Substation | 0.05 | --> | 0.05 | 0.05 | 1.4 |  | --> | 0.0475 | 0 | 0 | 0.05 | 0 |  | --> | E20 ex KILLINICK | Killinick [T421,T422] | WEXFORD |  | 52.2406 | -6.5024
MV/LV Substation CR***4306 |  | 10 kV | _ | LV | 50 kVA :Pole Substation | 0.05 | --> | 0.05 | 0 | 0 | Constrained,otherwise capacity available =50kVA. | --> | 0.0475 | 0 | 0 | 0.05 | 0 |  | --> | C20 ex ORANMORE | Oranmore [T41,T44] | GALWAY 110KV |  | 53.319 | -8.9456
MV/LV Substation CR***4309 |  | 10 kV | _ | LV | 400 kVA :Building Structure | 0.4 | --> | 0.4 | 0 | 0 | Constrained,otherwise capacity available =346kVA. | --> | 0.38 | 0 | 0 | 0.40812 | 0 |  | --> | C13 ex DENNEHYS CROSS | Dennehys Cross [T41,T42] | TRABEG |  | 51.8928 | -8.5065
MV/LV Substation CR***4334 |  | 10 kV | _ | LV | 50 kVA :Pole Substation | 0.05 | --> | 0.05 | 0 | 0 | Constrained,otherwise capacity available =45kVA. | --> | 0.0475 | 0 | 0 | 0.050753 | 0 |  | --> | C11 ex KILSARAN | Kilsaran [T42] | DRYBRIDGE |  | 53.9227 | -6.3832
MV/LV Substation CR***4348 |  | 20 kV | _ | LV | 630 kVA :Kiosk Substation | 0.63 | --> | 0.63 | 0 | 0 | Constrained,otherwise capacity available =500kVA. | --> | 0.5985 | 0 | 0.10003 | 0.5 | 0 |  | --> | E13 ex GLASMORE | Glasmore [T421,T422] | GLASMORE |  | 53.4703 | -6.25
MV/LV Substation CR***4349 |  | 20 kV | _ | LV | 630 kVA :Kiosk Substation | 0.63 | --> | 0.63 | 0 | 0 | Constrained,otherwise capacity available =500kVA. | --> | 0.5985 | 0 | 0.11115 | 0.5 | 0 |  | --> | E13 ex GLASMORE | Glasmore [T421,T422] | GLASMORE |  | 53.4694 | -6.2484
MV/LV Substation CR***435 |  | 20 kV | _ | LV | 50 kVA :Pole Substation | 0.05 | --> | 0.05 | 0 | 0 | Constrained,otherwise capacity available =36kVA. | --> | 0.0475 | 0 | 0 | 0.052083 | 0 |  | --> | E15 ex MANORHAMILTON | Manorhamilton [T422] | SLIGO |  | 54.3569 | -8.0418
MV/LV Substation CR***4358 |  | 20 kV | _ | LV | 630 kVA :Kiosk Substation | 0.63 | --> | 0.63 | 0 | 0 | Constrained,otherwise capacity available =500kVA. | --> | 0.5985 | 0 | 0.12004 | 0.5 | 0 |  | --> | E13 ex GLASMORE | Glasmore [T421,T422] | GLASMORE |  | 53.4686 | -6.2503
MV/LV Substation CR***437 |  | 20 kV | _ | LV | 400 kVA :Kiosk Substation | 0.4 | --> | 0.4 | 0.14262 | 0.1 | Constrained,otherwise capacity available =343kVA. | --> | 0.38 | 0 | 0.008151 | 0.40856 | 0 |  | --> | C12 ex CARRIGLAWN | Carriglawn [T41,T42] | WEXFORD |  | 52.3539 | -6.4519
MV/LV Substation CR***438 |  | 20 kV | _ | LV | 50 kVA :Pole Substation | 0.05 | --> | 0.05 | 0.032 | 0.1 |  | --> | 0.0475 | 0 | 0.011115 | 0.052662 | 0 |  | --> | C12 ex CARRIGLAWN | Carriglawn [T41,T42] | WEXFORD |  | 52.3506 | -6.461
MV/LV Substation CR***4384 |  | 10 kV | _ | LV | 400 kVA :Kiosk Substation | 0.4 | --> | 0.4 | 0 | 0 | Constrained,otherwise capacity available =361kVA. | --> | 0.38 | 0 | 0 | 0.40588 | 0 |  | --> | C11 ex ROSEHILL | Rosehill [T41,T42] | KILKENNY |  | 52.6535 | -7.267
MV/LV Substation CR***439Y |  | 10 kV | _ | LV | 630 kVA :Building Structure | 0.63 | --> | 0.63 | 0.384 | 6.4 |  | --> | 0.5985 | 0 | 0.05187 | 0.5 | 0 |  | --> | C11 ex GARRYCASTLE | Garrycastle [T41,T42] | ATHLONE |  | 53.4175 | -7.9084
MV/LV Substation CR***4426 |  | 10 kV | _ | LV | 100 kVA :Pole Substation | 0.1 | --> | 0.1 | 0.1 | 6.4 |  | --> | 0.095 | 0 | 0 | 0.1 | 0 |  | --> | C19 ex GARRYCASTLE | Garrycastle [T41,T42] | ATHLONE |  | 53.4032 | -7.8843
MV/LV Substation CR***442Y |  | 10 kV | _ | LV | 630 kVA :Building Structure | 0.63 | --> | 0.63 | 0 | 0 | Constrained,otherwise capacity available =500kVA. | --> | 0.5985 | 0 | 0.003705 | 0.5 | 0 |  | --> | C16 ex DERRYCRAMPH | Derrycramph [T41,T42] | SHANKILL |  | 53.9821 | -7.3414
MV/LV Substation CR***4488 |  | 20 kV | _ | LV | 630 kVA :Kiosk Substation | 0.63 | --> | 0.63 | 0.5 | 2 |  | --> | 0.5985 | 0 | 0 | 0 | 0 | Constrained,otherwise capacity available =500kW. | --> | E14 ex RATHKEALE | Rathkeale [T421,T422] | RATHKEALE |  | 52.523 | -8.7131
MV/LV Substation CR***451X |  | 20 kV | _ | LV | 200 kVA :Pole Substation | 0.2 | --> | 0.2 | 0 | 0 | Constrained,otherwise capacity available =185kVA. | --> | 0.19 | 0 | 0 | 0.20226 | 0 |  | --> | E19 ex CAVAN | Cavan [T42,T421] | SHANKILL |  | 53.9549 | -7.4324
MV/LV Substation CR***456Z |  | 10 kV | _ | LV | 200 kVA :Pole Substation | 0.2 | --> | 0.2 | 0.13336 | 0.1 | Constrained,otherwise capacity available =180kVA. | --> | 0.19 | 0 | 0 | 0.20301 | 0 |  | --> | C14 ex BALLYMAHON | Ballymahon [T41,T42] | ATHLONE |  | 53.6252 | -7.8151
MV/LV Substation CR***457X |  | 20 kV | _ | LV | 100 kVA :Pole Substation | 0.1 | --> | 0.1 | 0 | 0 | Constrained,otherwise capacity available =95kVA. | --> | 0.095 | 0 | 0 | 0.10076 | 0 |  | --> | E11 ex CAVAN | Cavan [T42,T421] | SHANKILL |  | 54.0513 | -7.3085
MV/LV Substation CR***457Y |  | 10 kV | _ | LV | 50 kVA :Pole Substation | 0.05 | --> | 0.05 | 0.05 | 2.2 |  | --> | 0.0475 | 0 | 0 | 0.05 | 0 |  | --> | C19 ex BAILIEBORO | Bailieboro [T41,T42] | MEATH HILL |  | 53.941 | -6.9974
MV/LV Substation CR***460 |  | 20 kV | _ | LV | 200 kVA :Pole Substation | 0.2 | --> | 0.2 | 0.119 | 1.9 |  | --> | 0.19 | 0 | 0.01482 | 0 | 0 | Constrained,otherwise capacity available =211.9kW. | --> | E18 ex CREESLOUGH | Creeslough [T421] | ARDNAGAPPARY |  | 55.1213 | -7.9083
MV/LV Substation CR***460Y |  | 10 kV | _ | LV | 50 kVA :Pole Substation | 0.05 | --> | 0.05 | 0.05 | 2.9 |  | --> | 0.0475 | 0 | 0 | 0.05 | 0 |  | --> | C18 ex ABBEYLAND | Abbeyland [T41,T42] | NAVAN |  | 53.6301 | -6.7972
MV/LV Substation CR***467X |  | 20 kV | _ | LV | 50 kVA :Pole Substation | 0.05 | --> | 0.05 | 0 | 0 | Constrained,otherwise capacity available =39kVA. | --> | 0.0475 | 0 | 0 | 0.051643 | 0 |  | --> | E20 ex GARRANACANTY | Garranacanty [T421,T422] | TIPPERARY |  | 52.4798 | -8.119
MV/LV Substation CR***471 |  | 20 kV | _ | LV | 50 kVA :Pole Substation | 0.05 | --> | 0.05 | 0 | 0 | Constrained,otherwise capacity available =49kVA. | --> | 0.0475 | 0 | 0 | 0.050152 | 0 |  | --> | C18 ex ROSCOMMON | Roscommon [T41,T42] | LANESBORO |  | 53.6301 | -8.1436
MV/LV Substation CR***472X |  | 20 kV | _ | LV | 50 kVA :Pole Substation | 0.05 | --> | 0.05 | 0 | 0 | Constrained,otherwise capacity available =46kVA. | --> | 0.0475 | 0 | 0 | 0.050604 | 0 |  | --> | E15 ex GORT | Gort [T41,T42] | ENNIS |  | 53.161 | -8.7887
MV/LV Substation CR***473X |  | 20 kV | _ | LV | 50 kVA :Pole Substation | 0.05 | --> | 0.05 | 0 | 0 | Constrained,otherwise capacity available =37kVA. | --> | 0.0475 | 0 | 0 | 0 | 0 | Constrained,otherwise capacity available =51.9kW. | --> | E14 ex EMYVALE | Emyvale [T422] | LISDRUM |  | 54.3203 | -6.966
MV/LV Substation CR***474X |  | 10 kV | _ | LV | 100 kVA :Pole Substation | 0.1 | --> | 0.1 | 0.085 | 4 |  | --> | 0.095 | 0 | 0.003705 | 0.10225 | 0 |  | --> | C17 ex BALLYJAMESDUFF | Ballyjamesduff [T41,T42] | SHANKILL |  | 53.9186 | -7.2655
MV/LV Substation CR***475 |  | 20 kV | _ | LV | 50 kVA :Pole Substation | 0.05 | --> | 0.05 | 0 | 0 | Constrained,otherwise capacity available =44kVA. | --> | 0.0475 | 0 | 0 | 0.050903 | 0 |  | --> | E13 ex KILCOCK | Kilcock [T421,T422] | GRIFFINRATH |  | 53.5119 | -6.6179
MV/LV Substation CR***475X |  | 20 kV | _ | LV | 200 kVA :Pole Substation | 0.2 | --> | 0.2 | 0.2 | 0.5 |  | --> | 0.19 | 0 | 0 | 0.2 | 0 |  | --> | E11 ex ARDFINNAN | Ardfinnan [T421] | CAHIR |  | 52.2895 | -8.053
MV/LV Substation CR***476X |  | 20 kV | _ | LV | 50 kVA :Pole Substation | 0.05 | --> | 0.05 | 0 | 0 | Constrained,otherwise capacity available =8kVA. | --> | 0.0475 | 0 | 0 | 0.055993 | 0 |  | --> | E12 ex GURRANEBANE | Gurranebane [T421,T422] | OUGHTRAGH |  | 52.111 | -9.9017
MV/LV Substation CR***480 |  | 10 kV | _ | LV | 200 kVA :Kiosk Substation | 0.2 | --> | 0.2 | 0.15 | 1.6 |  | --> | 0.19 | 0 | 0.024453 | 0 | 0 | Constrained,otherwise capacity available =207.5kW. | --> | C15 ex BUNDORAN | Bundoran [T41,T42] | CATHALEENS FALL |  | 54.4764 | -8.3141
MV/LV Substation CR***481 |  | 20 kV | _ | LV | 100 kVA :Pole Substation | 0.1 | --> | 0.1 | 0 | 0 | Constrained,otherwise capacity available =79kVA. | --> | 0.095 | 0 | 0.003705 | 0 | 0 | Constrained,otherwise capacity available =103.1kW. | --> | E18 ex SPRINGS | Springs [T421,T422] | DUNGARVAN |  | 52.0531 | -7.5508
MV/LV Substation CR***483 |  | 10 kV | _ | LV | 200 kVA :Pole Substation | 0.2 | --> | 0.2 | 0.197 | 4 |  | --> | 0.19 | 0 | 0 | 0.20045 | 0 |  | --> | C19 ex BALLYJAMESDUFF | Ballyjamesduff [T41,T42] | SHANKILL |  | 53.8278 | -7.2948
MV/LV Substation CR***488 |  | 10 kV | _ | LV | 400 kVA :Kiosk Substation | 0.4 | --> | 0.4 | 0.4 | 4.5 |  | --> | 0.38 | 0 | 0 | 0.4 | 0 |  | --> | C18 ex TEMPLEOGUE | Templeogue [T41,T42] | MILLTOWN (DR) |  | 53.2889 | -6.3137
MV/LV Substation CR***496 |  | 10 kV | _ | LV | 50 kVA :Pole Substation | 0.05 | --> | 0.05 | 0 | 0 | Constrained,otherwise capacity available =41kVA. | --> | 0.0475 | 0 | 0 | 0.051348 | 0 |  | --> | C17 ex BALLYGAR | Ballygar [T41,T42] | ATHLONE |  | 53.5229 | -8.3457
MV/LV Substation CR***498 |  | 20 kV | _ | LV | 200 kVA :Pole Substation | 0.2 | --> | 0.2 | 0 | 0 | Constrained,otherwise capacity available =182kVA. | --> | 0.19 | 0 | 0 | 0.20271 | 0 |  | --> | E11 ex BEALNABLATH | Bealnablath [T421] | BANDON |  | 51.8444 | -8.8348
MV/LV Substation CR***498 |  | 10 kV | _ | LV | 50 kVA :Pole Substation | 0.05 | --> | 0.05 | 0.03 | 1.6 |  | --> | 0.0475 | 0 | 0.003705 | 0 | 0 | Constrained,otherwise capacity available =52.9kW. | --> | C15 ex BUNDORAN | Bundoran [T41,T42] | CATHALEENS FALL |  | 54.4385 | -8.4351
MV/LV Substation CR***499 |  | 20 kV | _ | LV | 200 kVA :Pole Substation | 0.2 | --> | 0.2 | 0 | 0 | Constrained,otherwise capacity available =164kVA. | --> | 0.19 | 0 | 0.003705 | 0.20539 | 0 |  | --> | E11 ex BEALNABLATH | Bealnablath [T421] | BANDON |  | 51.8421 | -8.8315
MV/LV Substation CR***500X |  | 20 kV | _ | LV | 50 kVA :Pole Substation | 0.05 | --> | 0.05 | 0 | 0 | Constrained,otherwise capacity available =50kVA. | --> | 0.0475 | 0 | 0 | 0.05 | 0 |  | --> | C15 ex BALLYHAUNIS | Ballyhaunis [T41,T42] | DALTON |  | 53.7268 | -8.5731
MV/LV Substation CR***501 |  | 20 kV | _ | LV | 50 kVA :Pole Substation | 0.05 | --> | 0.05 | 0 | 0 | Constrained,otherwise capacity available =32kVA. | --> | 0.0475 | 0 | 0.003705 | 0.052662 | 0 |  | --> | E18 ex JULIANSTOWN | Julianstown [T421,T422] | DRYBRIDGE |  | 53.6806 | -6.3555
MV/LV Substation CR***502 |  | 20 kV | _ | LV | 50 kVA :Pole Substation | 0.05 | --> | 0.05 | 0.041 | 0.4 |  | --> | 0.0475 | 0 | 0.004446 | 0.051348 | 0 |  | --> | E13 ex TULLOW | Tullow [T421,T422] | CARLOW |  | 52.7267 | -6.7544
MV/LV Substation CR***504 |  | 20 kV | _ | LV | 100 kVA :Pole Substation | 0.1 | --> | 0.1 | 0 | 0 | Constrained,otherwise capacity available =86kVA. | --> | 0.095 | 0 | 0 | 0.1021 | 0 |  | --> | E13 ex SHILLELAGH | Shillelagh [T421,T422] | CARLOW |  | 52.7644 | -6.4264
MV/LV Substation CR***505 |  | 10 kV | _ | LV | 630 kVA :Kiosk Substation | 0.63 | --> | 0.63 | 0 | 0 | Constrained,otherwise capacity available =500kVA. | --> | 0.5985 | 0 | 0.028158 | 0.5 | 0 |  | --> | C11 ex CLONTARF | Clontarf [T42] | FINGLAS |  | 53.3769 | -6.2086
MV/LV Substation CR***513X |  | 10 kV | _ | LV | 100 kVA :Pole Substation | 0.1 | --> | 0.1 | 0.092 | 1.1 |  | --> | 0.095 | 0 | 0 | 0 | 0 | Constrained,otherwise capacity available =101.2kW. | --> | C16 ex NEWCASTLEWEST | Newcastlewest [T41,T42] | RATHKEALE |  | 52.4979 | -9.0623
MV/LV Substation CR***517Z |  | 10 kV | _ | LV | 400 kVA :Kiosk Substation | 0.4 | --> | 0.4 | 0 | 0 | Constrained,otherwise capacity available =344kVA. | --> | 0.38 | 0 | 0.018525 | 0.40841 | 0 |  | --> | C39 ex COLLEGE PARK | College Park [T101,T102,T103] | COLLEGE PARK |  | 53.4191 | -6.3927
MV/LV Substation CR***518 |  | 10 kV | _ | LV | 50 kVA :Pole Substation | 0.05 | --> | 0.05 | 0 | 0 | Constrained,otherwise capacity available =33kVA. | --> | 0.0475 | 0 | 0 | 0.052518 | 0 |  | --> | C23 ex CREGG ROAD | Cregg Road [T41,T42] | BALLYDINE |  | 52.3721 | -7.3637
MV/LV Substation CR***518Z |  | 10 kV | _ | LV | 400 kVA :Kiosk Substation | 0.4 | --> | 0.4 | 0 | 0 | Constrained,otherwise capacity available =301kVA. | --> | 0.38 | 0 | 0.005187 | 0.41476 | 0 |  | --> | C24 ex POPPINTREE | Poppintree [T101,T102] | FINGLAS |  | 53.4075 | -6.2917
MV/LV Substation CR***520 |  | 20 kV | _ | LV | 50 kVA :Pole Substation | 0.05 | --> | 0.05 | 0 | 0 | Constrained,otherwise capacity available =44kVA. | --> | 0.0475 | 0 | 0 | 0 | 0 | Constrained,otherwise capacity available =50.9kW. | --> | E18 ex SPRINGS | Springs [T421,T422] | DUNGARVAN |  | 51.9832 | -7.6616
MV/LV Substation CR***522 |  | 20 kV | _ | LV | 50 kVA :Pole Substation | 0.05 | --> | 0.05 | 0.029 | 2 |  | --> | 0.0475 | 0 | 0 | 0 | 0 | Constrained,otherwise capacity available =53.1kW. | --> | E14 ex RATHKEALE | Rathkeale [T421,T422] | RATHKEALE |  | 52.5283 | -8.7253
MV/LV Substation CR***524Z |  | 10 kV | _ | LV | 400 kVA :Kiosk Substation | 0.4 | --> | 0.4 | 0 | 0 | Constrained,otherwise capacity available =325kVA. | --> | 0.38 | 0 | 0.00741 | 0.41123 | 0 |  | --> | C39 ex COLLEGE PARK | College Park [T101,T102,T103] | COLLEGE PARK |  | 53.4198 | -6.3976
MV/LV Substation CR***525Y |  | 10 kV | _ | LV | 200 kVA :Kiosk Substation | 0.2 | --> | 0.2 | 0.149 | 6.4 |  | --> | 0.19 | 0 | 0 | 0.2076 | 0 |  | --> | C19 ex GARRYCASTLE | Garrycastle [T41,T42] | ATHLONE |  | 53.404 | -7.8849
MV/LV Substation CR***526Z |  | 10 kV | _ | LV | 400 kVA :Kiosk Substation | 0.4 | --> | 0.4 | 0 | 0 | Constrained,otherwise capacity available =290kVA. | --> | 0.38 | 0 | 0.015561 | 0.41637 | 0 |  | --> | C39 ex COLLEGE PARK | College Park [T101,T102,T103] | COLLEGE PARK |  | 53.4187 | -6.3962
MV/LV Substation CR***530X |  | 10 kV | _ | LV | 100 kVA :Pole Substation | 0.1 | --> | 0.1 | 0.056 | 2.3 |  | --> | 0.095 | 0 | 0.00741 | 0.10647 | 0 |  | --> | E13 ex AGHADA | Aghada [T721] | N/A |  | 51.8392 | -8.2102
MV/LV Substation CR***532X |  | 10 kV | _ | LV | 630 kVA :Building Structure | 0.63 | --> | 0.63 | 0 | 0 | Constrained,otherwise capacity available =500kVA. | --> | 0.5985 | 0 | 0 | 0.5 | 0 |  | --> | C28 ex CLONDALKIN | Clondalkin [T41,T42,T44] | INCHICORE 220KV |  | 53.3319 | -6.391
MV/LV Substation CR***534 |  | 10 kV | _ | LV | 50 kVA :Pole Substation | 0.05 | --> | 0.05 | 0.047 | 0.5 |  | --> | 0.0475 | 0 | 0.008892 | 0 | 0 | Constrained,otherwise capacity available =50.5kW. | --> | C15 ex KILMARTIN | Kilmartin [T41] | ARKLOW |  | 53.0198 | -6.0788
MV/LV Substation CR***537 |  | 20 kV | _ | LV | 100 kVA :Pole Substation | 0.1 | --> | 0.1 | 0 | 0 | Constrained,otherwise capacity available =86kVA. | --> | 0.095 | 0 | 0.003705 | 0 | 0 | Constrained,otherwise capacity available =102.1kW. | --> | C21 ex MILFORD (NR) | Milford (nr) [T41,T42] | LETTERKENNY |  | 55.1398 | -7.6971
MV/LV Substation CR***537Y |  | 20 kV | _ | LV | 100 kVA :Pole Substation | 0.1 | --> | 0.1 | 0.087 | 0.4 |  | --> | 0.095 | 0 | 0 | 0.10195 | 0 |  | --> | E15 ex BALLYCONNELL | Ballyconnell [T421,T422] | GORTAWEE |  | 54.106 | -7.4384
MV/LV Substation CR***540 |  | 20 kV | _ | LV | 100 kVA :Pole Substation | 0.1 | --> | 0.1 | 0.087 | 2.6 |  | --> | 0.095 | 0 | 0.002223 | 0.10195 | 0 |  | --> | C17 ex KILLESHANDRA | Killeshandra [T41,T42] | GORTAWEE |  | 54.0648 | -7.472
MV/LV Substation CR***541X |  | 10 kV | _ | LV | 50 kVA :Pole Substation | 0.05 | --> | 0.05 | 0 | 0 | Constrained,otherwise capacity available =35kVA. | --> | 0.0475 | 0 | 0 | 0 | 0 | Constrained,otherwise capacity available =52.2kW. | --> | C18 ex FERMOY NORTH | Fermoy North [T41,T42] | BARRYMORE |  | 52.1423 | -8.3354
MV/LV Substation CR***542 |  | 10 kV | _ | LV | 630 kVA :Kiosk Substation | 0.63 | --> | 0.63 | 0.5 | 0.9 |  | --> | 0.5985 | 0 | 0 | 0.5 | 0 |  | --> | C16 ex KENMARE | Kenmare [T42] | KNOCKEARAGH |  | 51.8814 | -9.5857
MV/LV Substation CR***546X |  | 10 kV | _ | LV | 200 kVA :Kiosk Substation | 0.2 | --> | 0.2 | 0.139 | 13.5 |  | --> | 0.19 | 0 | 0.013338 | 0.20906 | 0 |  | --> | C12 ex ENNIS | Ennis [T101,T102] | ENNIS |  | 52.8358 | -8.9751
MV/LV Substation CR***547Z |  | 10 kV | _ | LV | 400 kVA :Building Structure | 0.4 | --> | 0.4 | 0 | 0 | Constrained,otherwise capacity available =298kVA. | --> | 0.38 | 0 | 0 | 0.4152 | 0 |  | --> | C12 ex MONEYCOOLEY | Moneycooley [T41,T42,T44] | GRIFFINRATH |  | 53.3583 | -6.5495
MV/LV Substation CR***552 |  | 10 kV | _ | LV | 200 kVA :Pole Substation | 0.2 | --> | 0.2 | 0.198 | 1.6 |  | --> | 0.19 | 0 | 0 | 0 | 0 | Constrained,otherwise capacity available =200.3kW. | --> | C13 ex DERRYBEG | Derrybeg [T41,T42] | ARDNAGAPPARY |  | 55.0269 | -8.262
MV/LV Substation CR***552X |  | 10 kV | _ | LV | 630 kVA :Building Structure | 0.63 | --> | 0.63 | 0.5 | 3.5 |  | --> | 0.5985 | 0 | 0 | 0.5 | 0 |  | --> | C17 ex TRIMMS LANE | Trimms Lane [T41,T42] | SALTHILL |  | 53.2673 | -9.0605
MV/LV Substation CR***553 |  | 10 kV | _ | LV | 400 kVA :Kiosk Substation | 0.4 | --> | 0.4 | 0 | 0 | Constrained,otherwise capacity available =204kVA. | --> | 0.38 | 0 | 0 | 0.42871 | 0 |  | --> | C13 ex BELFIELD | Belfield [T41,T42] | BLACKROCK |  | 53.31 | -6.216
MV/LV Substation CR***553Y |  | 10 kV | _ | LV | 1000 kVA :Building Structure | 1 | --> | 1 | 0 | 0 | Constrained,otherwise capacity available =500kVA. | --> | 0.95 | 0 | 0 | 0.5 | 0 |  | --> | C20 ex DOCK ROAD | Dock Road [T41,T42] | LIMERICK |  | 52.6402 | -8.6454
MV/LV Substation CR***556X |  | 20 kV | _ | LV | 100 kVA :Pole Substation | 0.1 | --> | 0.1 | 0 | 0 | Constrained,otherwise capacity available =37kVA. | --> | 0.095 | 0 | 0.003705 | 0.10913 | 0 |  | --> | C17 ex ROSCOMMON | Roscommon [T41,T42] | LANESBORO |  | 53.5929 | -8.3621
MV/LV Substation CR***560 |  | 10 kV | _ | LV | 50 kVA :Pole Substation | 0.05 | --> | 0.05 | 0.043 | 1.3 |  | --> | 0.0475 | 0 | 0 | 0.051052 | 0 |  | --> | C18 ex CASTLEREA | Castlerea [T41,T42] | CARRICK ON SHANNON |  | 53.7593 | -8.4633
MV/LV Substation CR***565 |  | 20 kV | _ | LV | 50 kVA :Pole Substation | 0.05 | --> | 0.05 | 0 | 0 | Constrained,otherwise capacity available =43kVA. | --> | 0.0475 | 0 | 0 | 0.051052 | 0 |  | --> | E20 ex CLONMINCH | Clonminch [T41,T422] | THORNSBERRY |  | 53.3326 | -7.2773
MV/LV Substation CR***565X |  | 20 kV | _ | LV | 1000 kVA :Building Structure | 1 | --> | 1 | 0 | 0 | Constrained,otherwise capacity available =500kVA. | --> | 0.95 | 0 | 0 | 0.37942 | 0 | Constrained,otherwise capacity available =500kW. | --> | E20 ex COLLOONEY | Collooney [T421,T422] | SLIGO |  | 54.2154 | -8.5286
MV/LV Substation CR***566 |  | 10 kV | _ | LV | 200 kVA :Pole Substation | 0.2 | --> | 0.2 | 0.188 | 3.4 |  | --> | 0.19 | 0 | 0.003705 | 0.20181 | 0 |  | --> | C19 ex GLENGOOLE | Glengoole [T41] | THURLES |  | 52.5907 | -7.5648
MV/LV Substation CR***569 |  | 20 kV | _ | LV | 400 kVA :Kiosk Substation | 0.4 | --> | 0.4 | 0.261 | 3 |  | --> | 0.38 | 0 | 0.014079 | 0 | 0 | Constrained,otherwise capacity available =420.6kW. | --> | E12 ex MOVILLE | Moville [T421,T422] | TRILLICK |  | 55.1894 | -7.0403
MV/LV Substation CR***570 |  | 20 kV | _ | LV | 50 kVA :Pole Substation | 0.05 | --> | 0.05 | 0 | 0 | Constrained,otherwise capacity available =41kVA. | --> | 0.0475 | 0 | 0 | 0 | 0 | Constrained,otherwise capacity available =51.3kW. | --> | C14 ex MILFORD (NR) | Milford (nr) [T41,T42] | LETTERKENNY |  | 55.2064 | -7.63
MV/LV Substation CR***570Y |  | 20 kV | _ | LV | 50 kVA :Pole Substation | 0.05 | --> | 0.05 | 0.044 | 2.9 |  | --> | 0.0475 | 0 | 0 | 0 | 0 | Constrained,otherwise capacity available =50.9kW. | --> | E19 ex TELAYDON | Telaydon [T42,T421] | LISDRUM |  | 54.2722 | -6.9181
MV/LV Substation CR***571 |  | 10 kV | _ | LV | 400 kVA :Kiosk Substation | 0.4 | --> | 0.4 | 0.24583 | 0.2 | Constrained,otherwise capacity available =274kVA. | --> | 0.38 | 0 | 0 | 0 | 0 | Constrained,otherwise capacity available =418.7kW. | --> | C11 ex ROSSGEIR | Rossgeir [T41,T42] | LETTERKENNY |  | 54.8371 | -7.4919
MV/LV Substation CR***572Y |  | 10 kV | _ | LV | 630 kVA :Kiosk Substation | 0.63 | --> | 0.63 | 0 | 0 | Constrained,otherwise capacity available =500kVA. | --> | 0.5985 | 0 | 0 | 0 | 0 | Constrained,otherwise capacity available =500kW. | --> | C13 ex FERMOY NORTH | Fermoy North [T41,T42] | BARRYMORE |  | 52.1508 | -8.2751
MV/LV Substation CR***584X |  | 20 kV | _ | LV | 400 kVA :Kiosk Substation | 0.4 | --> | 0.4 | 0 | 0 | Constrained,otherwise capacity available =353kVA. | --> | 0.38 | 0 | 0.023712 | 0.40707 | 0 |  | --> | E30 ex LOUGHREA | Loughrea [T41,T42] | SOMERSET |  | 53.2284 | -8.638
MV/LV Substation CR***584X |  | 10 kV | _ | LV | 100 kVA :Pole Substation | 0.1 | --> | 0.1 | 0.081 | 4 |  | --> | 0.095 | 0 | 0 | 0.10284 | 0 |  | --> | C17 ex BALLYJAMESDUFF | Ballyjamesduff [T41,T42] | SHANKILL |  | 53.8936 | -7.2987
MV/LV Substation CR***588Y |  | 20 kV | _ | LV | 50 kVA :Pole Substation | 0.05 | --> | 0.05 | 0 | 0 | Constrained,otherwise capacity available =28kVA. | --> | 0.0475 | 0 | 0 | 0 | 0 | Constrained,otherwise capacity available =53.2kW. | --> | C20 ex KNOCKMULLEN | Knockmullen [T42,T421] | GREAT ISLAND |  | 52.361 | -6.9434
MV/LV Substation CR***589 |  | 10 kV | _ | LV | 50 kVA :Pole Substation | 0.05 | --> | 0.05 | 0.036 | 2.9 |  | --> | 0.0475 | 0 | 0 | 0.052083 | 0 |  | --> | C18 ex GLENGOOLE | Glengoole [T42] | THURLES |  | 52.5604 | -7.6684
MV/LV Substation CR***593X |  | 10 kV | _ | LV | 50 kVA :Pole Substation | 0.05 | --> | 0.05 | 0 | 2.2 |  | --> | 0.0475 | 0 | 0.020748 | 0.059192 | 0 |  | --> | C19 ex BAILIEBORO | Bailieboro [T41,T42] | MEATH HILL |  | 53.9398 | -6.9978
MV/LV Substation CR***594Z |  | 20 kV | _ | LV | 50 kVA :Pole Substation | 0.05 | --> | 0.05 | 0 | 0 | Constrained,otherwise capacity available =41kVA. | --> | 0.0475 | 0 | 0 | 0.051348 | 0 |  | --> | C18 ex NEWBROOK | Newbrook [T42] | MULLINGAR |  | 53.4478 | -7.5743
MV/LV Substation CR***595 |  | 20 kV | _ | LV | 100 kVA :Pole Substation | 0.1 | --> | 0.1 | 0.057 | 1.9 |  | --> | 0.095 | 0 | 0.022971 | 0 | 0 | Constrained,otherwise capacity available =106.3kW. | --> | E18 ex CREESLOUGH | Creeslough [T421] | ARDNAGAPPARY |  | 55.1221 | -7.9085
MV/LV Substation CR***596Y |  | 20 kV | _ | LV | 50 kVA :Pole Substation | 0.05 | --> | 0.05 | 0 | 0 | Constrained,otherwise capacity available =43kVA. | --> | 0.0475 | 0 | 0.001482 | 0.051052 | 0 |  | --> | E19 ex SHILLELAGH | Shillelagh [T421,T422] | CARLOW |  | 52.7161 | -6.5207
MV/LV Substation CR***598 |  | 20 kV | _ | LV | 100 kVA :Pole Substation | 0.1 | --> | 0.1 | 0.056 | 17.8 |  | --> | 0.095 | 0 | 0.002964 | 0.10647 | 0 |  | --> | E21 ex BANOGE | Banoge [T121,T122] | BANOGE |  | 52.6809 | -6.3907
MV/LV Substation CR***606Y |  | 20 kV | _ | LV | 50 kVA :Pole Substation | 0.05 | --> | 0.05 | 0.05 | 0.9 |  | --> | 0.0475 | 0 | 0 | 0 | 0 | Constrained,otherwise capacity available =50kW. | --> | E11 ex CASTLETOWNBERE | Castletownbere [T421] | BALLYLICKY |  | 51.6767 | -9.9488
MV/LV Substation CR***609 |  | 10 kV | _ | LV | 50 kVA :Pole Substation | 0.05 | --> | 0.05 | 0.04 | 2.8 |  | --> | 0.0475 | 0 | 0 | 0.051496 | 0 |  | --> | C21 ex CASTLEBLAYNEY | Castleblayney [T41,T42] | DUNDALK |  | 54.1594 | -6.8171
MV/LV Substation CR***612Y |  | 10 kV | _ | LV | 50 kVA :Pole Substation | 0.05 | --> | 0.05 | 0 | 0 | Constrained,otherwise capacity available =43kVA. | --> | 0.0475 | 0 | 0.002964 | 0.051052 | 0 |  | --> | C23 ex ATHLONE | Athlone [T41,T42] | ATHLONE |  | 53.4485 | -7.9327
MV/LV Substation CR***613 |  | 20 kV | _ | LV | 100 kVA :Pole Substation | 0.1 | --> | 0.1 | 0.056 | 1.4 |  | --> | 0.095 | 0 | 0.004446 | 0.10647 | 0 |  | --> | E11 ex KILLINICK | Killinick [T421,T422] | WEXFORD |  | 52.1763 | -6.5879
MV/LV Substation CR***613Y |  | 10 kV | _ | LV | 50 kVA :Pole Substation | 0.05 | --> | 0.05 | 0.047 | 4 |  | --> | 0.0475 | 0 | 0 | 0.050453 | 0 |  | --> | C19 ex BALLYJAMESDUFF | Ballyjamesduff [T41,T42] | SHANKILL |  | 53.8275 | -7.2926
MV/LV Substation CR***615Y |  | 10 kV | _ | LV | 50 kVA :Pole Substation | 0.05 | --> | 0.05 | 0.038 | 1.2 |  | --> | 0.0475 | 0 | 0 | 0.05179 | 0 |  | --> | E16 ex CRATLOE | Cratloe [T421,T422] | ARDNACRUSHA |  | 52.6917 | -8.7709
MV/LV Substation CR***622Y |  | 10 kV | _ | LV | 50 kVA :Pole Substation | 0.05 | --> | 0.05 | 0 | 0 | Constrained,otherwise capacity available =47kVA. | --> | 0.0475 | 0 | 0 | 0 | 0 | Constrained,otherwise capacity available =50.5kW. | --> | C18 ex FERMOY NORTH | Fermoy North [T41,T42] | BARRYMORE |  | 52.1464 | -8.3293
MV/LV Substation CR***624 |  | 10 kV | _ | LV | 50 kVA :Pole Substation | 0.05 | --> | 0.05 | 0 | 0 | Constrained,otherwise capacity available =46kVA. | --> | 0.0475 | 0 | 0 | 0.050604 | 0 |  | --> | C16 ex VIRGINIA | Virginia [T41,T42] | MEATH HILL |  | 53.7789 | -7.0408
MV/LV Substation CR***626 |  | 20 kV | _ | LV | 50 kVA :Pole Substation | 0.05 | --> | 0.05 | 0 | 0 | Constrained,otherwise capacity available =50kVA. | --> | 0.0475 | 0 | 0 | 0.05 | 0 |  | --> | E18 ex PATRICKSWELL | Patrickswell [T421,T422] | LIMERICK |  | 52.5743 | -8.666
MV/LV Substation CR***626 |  | 10 kV | _ | LV | 50 kVA :Pole Substation | 0.05 | --> | 0.05 | 0 | 0 | Constrained,otherwise capacity available =35kVA. | --> | 0.0475 | 0 | 0 | 0.052228 | 0 |  | --> | C15 ex CASTLECOMER | Castlecomer [T41,T42] | BALLYRAGGET |  | 52.8454 | -7.1272
MV/LV Substation CR***630 |  | 20 kV | _ | LV | 50 kVA :Pole Substation | 0.05 | --> | 0.05 | 0.039 | 3 |  | --> | 0.0475 | 0 | 0 | 0 | 0 | Constrained,otherwise capacity available =51.6kW. | --> | E12 ex MOVILLE | Moville [T421,T422] | TRILLICK |  | 55.2016 | -7.0056
MV/LV Substation CR***630X |  | 20 kV | _ | LV | 100 kVA :Pole Substation | 0.1 | --> | 0.1 | 0 | 0 | Constrained,otherwise capacity available =37kVA. | --> | 0.095 | 0 | 0 | 0.10913 | 0 |  | --> | E19 ex CAVAN | Cavan [T42,T421] | SHANKILL |  | 53.996 | -7.4447
MV/LV Substation CR***634Z |  | 10 kV | _ | LV | 630 kVA :Kiosk Substation | 0.63 | --> | 0.63 | 0 | 0 | Constrained,otherwise capacity available =492kVA. | --> | 0.5985 | 0 | 0.046683 | 0.5 | 0 |  | --> | C15 ex MAYFIELD | Mayfield [T41,T42] | KILBARRY |  | 51.9207 | -8.4065
MV/LV Substation CR***637 |  | 10 kV | _ | LV | 50 kVA :Pole Substation | 0.05 | --> | 0.05 | 0.049 | 2.1 |  | --> | 0.0475 | 0 | 0 | 0.050152 | 0 |  | --> | C13 ex BUTTEVANT | Buttevant [T41,T42] | MALLOW |  | 52.2087 | -8.5611
MV/LV Substation CR***643Y |  | 20 kV | _ | LV | 100 kVA :Pole Substation | 0.1 | --> | 0.1 | 0 | 0 | Constrained,otherwise capacity available =84kVA. | --> | 0.095 | 0 | 0 | 0.1024 | 0 |  | --> | E16 ex BALLYDEHOB | Ballydehob [T421] | DUNMANWAY |  | 51.4671 | -9.7274
MV/LV Substation CR***644 |  | 10 kV | _ | LV | 400 kVA :Kiosk Substation | 0.4 | --> | 0.4 | 0.27 | 1.9 |  | --> | 0.38 | 0 | 0.023712 | 0.41927 | 0 |  | --> | C20 ex FAIRVIEW | Fairview [T41] | MCDERMOTT |  | 53.3695 | -6.2374
MV/LV Substation CR***652 |  | 20 kV | _ | LV | 100 kVA :Pole Substation | 0.1 | --> | 0.1 | 0 | 0 | Constrained,otherwise capacity available =91kVA. | --> | 0.095 | 0 | 0 | 0.10136 | 0 |  | --> | E13 ex BALLINROBE | Ballinrobe [T421,T422] | DALTON |  | 53.6364 | -9.2622
MV/LV Substation CR***653 |  | 20 kV | _ | LV | 400 kVA :Kiosk Substation | 0.4 | --> | 0.4 | 0 | 0 | Constrained,otherwise capacity available =339kVA. | --> | 0.38 | 0 | 0.003705 | 0.40916 | 0 |  | --> | E16 ex DINGLE | Dingle [T421,T422] | OUGHTRAGH |  | 52.1419 | -10.2643
MV/LV Substation CR***661X |  | 20 kV | _ | LV | 200 kVA :Pole Substation | 0.2 | --> | 0.2 | 0 | 0 | Constrained,otherwise capacity available =153kVA. | --> | 0.19 | 0 | 0.013338 | 0.20701 | 0 |  | --> | E16 ex BALLYDEHOB | Ballydehob [T421] | DUNMANWAY |  | 51.4682 | -9.7252
MV/LV Substation CR***663 |  | 20 kV | _ | LV | 50 kVA :Pole Substation | 0.05 | --> | 0.05 | 0.043 | 1 |  | --> | 0.0475 | 0 | 0 | 0 | 0 | Constrained,otherwise capacity available =51.1kW. | --> | C18 ex BOYLE | Boyle [T41,T42] | CARRICK ON SHANNON |  | 53.9164 | -8.2227
MV/LV Substation CR***664 |  | 20 kV | _ | LV | 100 kVA :Pole Substation | 0.1 | --> | 0.1 | 0.087 | 1 |  | --> | 0.095 | 0 | 0.003705 | 0 | 0 | Constrained,otherwise capacity available =102kW. | --> | C18 ex BOYLE | Boyle [T41,T42] | CARRICK ON SHANNON |  | 53.9121 | -8.2217
MV/LV Substation CR***666 |  | 20 kV | _ | LV | 50 kVA :Pole Substation | 0.05 | --> | 0.05 | 0 | 0 | Constrained,otherwise capacity available =39kVA. | --> | 0.0475 | 0 | 0 | 0.051643 | 0 |  | --> | E15 ex CREAGH | Creagh [T421,T422] | ATHLONE |  | 53.2733 | -7.9981
MV/LV Substation CR***669 |  | 20 kV | _ | LV | 50 kVA :Pole Substation | 0.05 | --> | 0.05 | 0.035 | 3.5 |  | --> | 0.0475 | 0 | 0 | 0.052228 | 0 |  | --> | E15 ex BUSH | Bush [T421,T422] | DUNDALK |  | 54.0126 | -6.1618
MV/LV Substation CR***671 |  | 10 kV | _ | LV | 400 kVA :Kiosk Substation | 0.4 | --> | 0.4 | 0.294 | 0.9 |  | --> | 0.38 | 0 | 0.00741 | 0.41578 | 0 |  | --> | C21 ex KIMMAGE | Kimmage [T41,T42] | INCHICORE 220KV |  | 53.3011 | -6.2838
MV/LV Substation CR***687 |  | 20 kV | _ | LV | 50 kVA :Pole Substation | 0.05 | --> | 0.05 | 0 | 0 | Constrained,otherwise capacity available =35kVA. | --> | 0.0475 | 0 | 0 | 0.052228 | 0 |  | --> | E15 ex GORT | Gort [T41,T42] | ENNIS |  | 53.164 | -8.7865
MV/LV Substation CR***691 |  | 20 kV | _ | LV | 50 kVA :Pole Substation | 0.05 | --> | 0.05 | 0.049 | 2.7 |  | --> | 0.0475 | 0 | 0 | 0.050152 | 0 |  | --> | E12 ex OLDCASTLE | Oldcastle [T41,T422] | MULLINGAR |  | 53.7505 | -7.1769
MV/LV Substation CR***693 |  | 10 kV | _ | LV | 400 kVA :Building Structure | 0.4 | --> | 0.4 | 0 | 0 | Constrained,otherwise capacity available =295kVA. | --> | 0.38 | 0 | 0.005928 | 0.41564 | 0 |  | --> | C12 ex WHITEHALL | Whitehall [T41] | FINGLAS |  | 53.3778 | -6.2468
MV/LV Substation CR***696X |  | 20 kV | _ | LV | 400 kVA :Building Structure | 0.4 | --> | 0.4 | 0 | 0 | Constrained,otherwise capacity available =394kVA. | --> | 0.38 | 0 | 0 | 0 | 0 | Constrained,otherwise capacity available =400.9kW. | --> | C21 ex MILFORD (NR) | Milford (nr) [T41,T42] | LETTERKENNY |  | 55.1558 | -7.7119
MV/LV Substation CR***697X |  | 10 kV | _ | LV | 1000 kVA :Building Structure | 1 | --> | 1 | 0.5 | 7 |  | --> | 0.95 | 0 | 0 | 0.5 | 0 |  | --> | C13 ex NORTH QUAYS | North Quays [T101,T102,T103] | POOLBEG |  | 53.3553 | -6.2417
MV/LV Substation CR***701 |  | 10 kV | _ | LV | 200 kVA :Kiosk Substation | 0.2 | --> | 0.2 | 0 | 0 | Constrained,otherwise capacity available =121kVA. | --> | 0.19 | 0 | 0.002223 | 0.21165 | 0 |  | --> | C11 ex LOUGHLINSTOWN | Loughlinstown [T41,T42] | CARRICKMINES |  | 53.2454 | -6.124
MV/LV Substation CR***702 |  | 10 kV | _ | LV | 200 kVA :Kiosk Substation | 0.2 | --> | 0.2 | 0 | 0 | Constrained,otherwise capacity available =112kVA. | --> | 0.19 | 0 | 0.003705 | 0.21294 | 0 |  | --> | C11 ex LOUGHLINSTOWN | Loughlinstown [T41,T42] | CARRICKMINES |  | 53.2447 | -6.123
MV/LV Substation CR***704 |  | 10 kV | _ | LV | 400 kVA :Building Structure | 0.4 | --> | 0.4 | 0.393 | 5.3 |  | --> | 0.38 | 0 | 0.003705 | 0.40106 | 0 |  | --> | C17 ex BALLYTIVNAN | Ballytivnan [T41,T42] | SLIGO |  | 54.3046 | -8.515
MV/LV Substation CR***708X |  | 10 kV | _ | LV | 100 kVA :Pole Substation | 0.1 | --> | 0.1 | 0.089 | 1.9 |  | --> | 0.095 | 0 | 0.011856 | 0 | 0 | Constrained,otherwise capacity available =101.7kW. | --> | C18 ex TURLOUGH ROAD | Turlough Road [T41,T42] | CASTLEBAR |  | 53.9199 | -9.2553
MV/LV Substation CR***710Y |  | 20 kV | _ | LV | 50 kVA :Pole Substation | 0.05 | --> | 0.05 | 0 | 0 | Constrained,otherwise capacity available =49kVA. | --> | 0.0475 | 0 | 0 | 0.050152 | 0 |  | --> | E21 ex FINEA | Finea [T421,T422] | SHANKILL |  | 53.8623 | -7.3155
MV/LV Substation CR***720X |  | 10 kV | _ | LV | 100 kVA :Pole Substation | 0.1 | --> | 0.1 | 0.068 | 1.1 |  | --> | 0.095 | 0 | 0.002964 | 0.10475 | 0 |  | --> | C21 ex BIRR | Birr [T41,T422] | DALLOW |  | 53.0791 | -7.8933
MV/LV Substation CR***721X |  | 10 kV | _ | LV | 25 kVA :Pole Substation | 0.025 | --> | 0.025 | 0.02 | 1.2 |  | --> | 0.02375 | 0 | 0 | 0.025748 | 0 |  | --> | E16 ex CRATLOE | Cratloe [T421,T422] | ARDNACRUSHA |  | 52.6842 | -8.7238
MV/LV Substation CR***723X |  | 20 kV | _ | LV | 50 kVA :Pole Substation | 0.05 | --> | 0.05 | 0.041 | 1.4 |  | --> | 0.0475 | 0 | 0 | 0.051348 | 0 |  | --> | E17 ex CONG | Cong [T421,T422] | CLOON |  | 53.5047 | -9.2202
MV/LV Substation CR***730X |  | 20 kV | _ | LV | 100 kVA :Pole Substation | 0.1 | --> | 0.1 | 0.07 | 0.1 |  | --> | 0.095 | 0 | 0 | 0.10446 | 0 |  | --> | C12 ex CARRIGLAWN | Carriglawn [T41,T42] | WEXFORD |  | 52.3603 | -6.4528
MV/LV Substation CR***733X |  | 20 kV | _ | LV | 50 kVA :Pole Substation | 0.05 | --> | 0.05 | 0 | 0 | Constrained,otherwise capacity available =50kVA. | --> | 0.0475 | 0 | 0 | 0.05 | 0 |  | --> | C11 ex KILDARE | Kildare [T41,T42] | NEWBRIDGE |  | 53.1592 | -6.96
MV/LV Substation CR***733Y |  | 20 kV | _ | LV | 100 kVA :Pole Substation | 0.1 | --> | 0.1 | 0 | 0 | Constrained,otherwise capacity available =83kVA. | --> | 0.095 | 0 | 0 | 0.10255 | 0 |  | --> | E17 ex CAVAN | Cavan [T42,T421] | SHANKILL |  | 54.1046 | -7.4347
MV/LV Substation CR***733Z |  | 20 kV | _ | LV | 50 kVA :Pole Substation | 0.05 | --> | 0.05 | 0.043 | 1.3 |  | --> | 0.0475 | 0 | 0.00741 | 0.051052 | 0 |  | --> | C16 ex LOUGHANALLA | Loughanalla [T41,T42] | MULLINGAR |  | 53.6473 | -7.2148
MV/LV Substation CR***734X |  | 10 kV | _ | LV | 200 kVA :Kiosk Substation | 0.2 | --> | 0.2 | 0 | 0 | Constrained,otherwise capacity available =177kVA. | --> | 0.19 | 0 | 0.005187 | 0.20346 | 0 |  | --> | C15 ex CRANNY | Cranny [T41] | ENNIS |  | 52.7242 | -9.3193
MV/LV Substation CR***736 |  | 10 kV | _ | LV | 630 kVA :Kiosk Substation | 0.63 | --> | 0.63 | 0.5 | 4.2 |  | --> | 0.5985 | 0 | 0 | 0.5 | 0 |  | --> | C11 ex CRUMLIN | Crumlin [T41,T42] | INCHICORE 220KV |  | 53.3299 | -6.3034
MV/LV Substation CR***738 |  | 10 kV | _ | LV | 100 kVA :Pole Substation | 0.1 | --> | 0.1 | 0.079 | 1.6 |  | --> | 0.095 | 0 | 0.010374 | 0 | 0 | Constrained,otherwise capacity available =103.1kW. | --> | C16 ex BALLYSHANNON | Ballyshannon [T41,T42] | CATHALEENS FALL |  | 54.5211 | -8.2261
MV/LV Substation CR***739X |  | 20 kV | _ | LV | 100 kVA :Pole Substation | 0.1 | --> | 0.1 | 0.075 | 0.1 |  | --> | 0.095 | 0 | 0 | 0.10373 | 0 |  | --> | E12 ex KILCULLEN | Kilcullen [T41,T42,T424] | STRATFORD |  | 53.0203 | -6.8059
MV/LV Substation CR***739Y |  | 20 kV | _ | LV | 50 kVA :Pole Substation | 0.05 | --> | 0.05 | 0.046 | 7.5 |  | --> | 0.0475 | 0 | 0 | 0 | 0 | Constrained,otherwise capacity available =50.6kW. | --> | E12 ex CHURCHTOWN | Churchtown [T422] | RATHKEALE |  | 52.4167 | -9.1126
MV/LV Substation CR***741Y |  | 10 kV | _ | LV | 200 kVA :Kiosk Substation | 0.2 | --> | 0.2 | 0 | 0 | Constrained,otherwise capacity available =138kVA. | --> | 0.19 | 0 | 0.001482 | 0.2092 | 0 |  | --> | C11 ex DERRYCRAMPH | Derrycramph [T41,T42] | SHANKILL |  | 53.977 | -7.3549
MV/LV Substation CR***750X |  | 20 kV | _ | LV | 50 kVA :Pole Substation | 0.05 | --> | 0.05 | 0.041 | 0.4 |  | --> | 0.0475 | 0 | 0 | 0.051348 | 0 |  | --> | E15 ex BALLYCONNELL | Ballyconnell [T421,T422] | GORTAWEE |  | 54.0983 | -7.5581
MV/LV Substation CR***758 |  | 10 kV | _ | LV | 50 kVA :Pole Substation | 0.05 | --> | 0.05 | 0 | 0 | Constrained,otherwise capacity available =42kVA. | --> | 0.0475 | 0 | 0.003705 | 0 | 0 | Constrained,otherwise capacity available =51.2kW. | --> | C19 ex LISMORE | Lismore [T41,T42] | DUNGARVAN |  | 52.1436 | -8.0513
MV/LV Substation CR***763 |  | 10 kV | _ | LV | 400 kVA :Kiosk Substation | 0.4 | --> | 0.4 | 0.29 | 6.5 |  | --> | 0.38 | 0 | 0.010374 | 0.41637 | 0 |  | --> | C17 ex OUGHTERARD | Oughterard [T41,T42] | SCREEB |  | 53.428 | -9.3208
MV/LV Substation CR***763 |  | 10 kV | _ | LV | 630 kVA :Kiosk Substation | 0.63 | --> | 0.63 | 0.304 | 3.3 |  | --> | 0.5985 | 0 | 0.014079 | 0.5 | 0 |  | --> | C14 ex PEMBROKE | Pembroke [T41,T42,T43,T44] | RINGSEND |  | 53.3368 | -6.2376
MV/LV Substation CR***763Y |  | 10 kV | _ | LV | 400 kVA :Kiosk Substation | 0.4 | --> | 0.4 | 0 | 0 | Constrained,otherwise capacity available =341kVA. | --> | 0.38 | 0 | 0.011115 | 0.40886 | 0 |  | --> | C12 ex RIVERSTOWN | Riverstown [T41,T42] | KILBARRY |  | 51.9351 | -8.3935
MV/LV Substation CR***764 |  | 10 kV | _ | LV | 400 kVA :Kiosk Substation | 0.4 | --> | 0.4 | 0.362 | 1.4 |  | --> | 0.38 | 0 | 0 | 0.40573 | 0 |  | --> | C23 ex SRAH | Srah [T43] | THORNSBERRY |  | 53.2974 | -7.4952
MV/LV Substation CR***764Y |  | 10 kV | _ | LV | 400 kVA :Kiosk Substation | 0.4 | --> | 0.4 | 0 | 0 | Constrained,otherwise capacity available =290kVA. | --> | 0.38 | 0 | 0.003705 | 0.41637 | 0 |  | --> | C14 ex HOLYCROSS ROAD | Holycross Road [T41,T42] | THURLES |  | 52.6771 | -7.8159
MV/LV Substation CR***767X |  | 10 kV | _ | LV | 630 kVA :Kiosk Substation | 0.63 | --> | 0.63 | 0.5 | 11.9 |  | --> | 0.5985 | 0 | 0.008892 | 0.5 | 0 |  | --> | C28 ex SALTHILL | Salthill [T101,T102] | SALTHILL |  | 53.251 | -9.1564
MV/LV Substation CR***768X |  | 10 kV | _ | LV | 200 kVA :Kiosk Substation | 0.2 | --> | 0.2 | 0.181 | 11.9 |  | --> | 0.19 | 0 | 0.008892 | 0.20286 | 0 |  | --> | C28 ex SALTHILL | Salthill [T101,T102] | SALTHILL |  | 53.2518 | -9.1586
MV/LV Substation CR***773 |  | 10 kV | _ | LV | 200 kVA :Pole Substation | 0.2 | --> | 0.2 | 0.123 | 5.6 |  | --> | 0.19 | 0 | 0 | 0.21137 | 0 |  | --> | C13 ex KILCOOLE | Kilcoole [T41,T42] | FASSAROE |  | 53.1006 | -6.0733
MV/LV Substation CR***775 |  | 10 kV | _ | LV | 200 kVA :Kiosk Substation | 0.2 | --> | 0.2 | 0.131 | 4 |  | --> | 0.19 | 0 | 0.017784 | 0.21022 | 0 |  | --> | C15 ex BALLINCLEA | Ballinclea [T41] | CHERRYWOOD |  | 53.2746 | -6.1004
MV/LV Substation CR***775X |  | 20 kV | _ | LV | 50 kVA :Pole Substation | 0.05 | --> | 0.05 | 0.047 | 1.1 |  | --> | 0.0475 | 0 | 0 | 0.050453 | 0 |  | --> | E22 ex BUNCLODY | Bunclody [T421,T422] | CRANE |  | 52.7028 | -6.7005
MV/LV Substation CR***777X |  | 20 kV | _ | LV | 50 kVA :Pole Substation | 0.05 | --> | 0.05 | 0.048 | 2.7 |  | --> | 0.0475 | 0 | 0 | 0.050303 | 0 |  | --> | E12 ex OLDCASTLE | Oldcastle [T41,T422] | MULLINGAR |  | 53.7485 | -7.1719
MV/LV Substation CR***778X |  | 20 kV | _ | LV | 50 kVA :Pole Substation | 0.05 | --> | 0.05 | 0 | 0 | Constrained,otherwise capacity available =42kVA. | --> | 0.0475 | 0 | 0 | 0.0512 | 0 |  | --> | C12 ex SCARIFF | Scariff [T42] | ENNIS |  | 52.953 | -8.377
MV/LV Substation CR***779Y |  | 20 kV | _ | LV | 50 kVA :Pole Substation | 0.05 | --> | 0.05 | 0.041 | 0.4 |  | --> | 0.0475 | 0 | 0 | 0.051348 | 0 |  | --> | E13 ex TULLOW | Tullow [T421,T422] | CARLOW |  | 52.725 | -6.7579
MV/LV Substation CR***780Y |  | 10 kV | _ | LV | 50 kVA :Pole Substation | 0.05 | --> | 0.05 | 0 | 0 | Constrained,otherwise capacity available =29kVA. | --> | 0.0475 | 0 | 0 | 0.053092 | 0 |  | --> | C11 ex NAAS | Naas [T41,T42] | KILTEEL |  | 53.1893 | -6.6421
MV/LV Substation CR***788Y |  | 20 kV | _ | LV | 200 kVA :Kiosk Substation | 0.2 | --> | 0.2 | 0.172 | 2 |  | --> | 0.19 | 0 | 0 | 0 | 0 | Constrained,otherwise capacity available =204.2kW. | --> | E14 ex RATHKEALE | Rathkeale [T421,T422] | RATHKEALE |  | 52.5195 | -8.7141
MV/LV Substation CR***789Y |  | 10 kV | _ | LV | 100 kVA :Pole Substation | 0.1 | --> | 0.1 | 0 | 0 | Constrained,otherwise capacity available =86kVA. | --> | 0.095 | 0 | 0.008151 | 0 | 0 | Constrained,otherwise capacity available =102.1kW. | --> | E18 ex BLESSINGTON | Blessington [T421,T422] | KILTEEL |  | 53.1921 | -6.5127
MV/LV Substation CR***791Y |  | 20 kV | _ | LV | 50 kVA :Pole Substation | 0.05 | --> | 0.05 | 0.05 | 0.9 |  | --> | 0.0475 | 0 | 0 | 0 | 0 | Constrained,otherwise capacity available =50kW. | --> | E11 ex CASTLETOWNBERE | Castletownbere [T421] | BALLYLICKY |  | 51.6845 | -9.943
MV/LV Substation CR***793 |  | 20 kV | _ | LV | 100 kVA :Pole Substation | 0.1 | --> | 0.1 | 0 | 0 | Constrained,otherwise capacity available =97kVA. | --> | 0.095 | 0 | 0 | 0 | 0 | Constrained,otherwise capacity available =100.5kW. | --> | E17 ex BUNCRANA | Buncrana [T421,T422] | TRILLICK |  | 55.1533 | -7.4312
MV/LV Substation CR***794 |  | 10 kV | _ | LV | 200 kVA :Kiosk Substation | 0.2 | --> | 0.2 | 0 | 0 | Constrained,otherwise capacity available =186kVA. | --> | 0.19 | 0 | 0 | 0 | 0 | Constrained,otherwise capacity available =202.1kW. | --> | C11 ex GARDEN CITY | Garden City [T41,T42] | ARKLOW |  | 52.6781 | -6.3024
MV/LV Substation CR***803 |  | 20 kV | _ | LV | 100 kVA :Pole Substation | 0.1 | --> | 0.1 | 0.092 | 0.6 |  | --> | 0.095 | 0 | 0 | 0.10121 | 0 |  | --> | E12 ex FERNS | Ferns [T421] | CRANE |  | 52.5719 | -6.5201
MV/LV Substation CR***803 |  | 10 kV | _ | LV | 630 kVA :Kiosk Substation | 0.63 | --> | 0.63 | 0.5 | 2.4 |  | --> | 0.5985 | 0 | 0.010374 | 0.5 | 0 |  | --> | C17 ex GRAIGUE | Graigue [T41,T42] | CARLOW |  | 52.8269 | -6.9443
MV/LV Substation CR***810Y |  | 20 kV | _ | LV | 630 kVA :Kiosk Substation | 0.63 | --> | 0.63 | 0 | 0 | Constrained,otherwise capacity available =456kVA. | --> | 0.5985 | 0 | 0.024453 | 0.5 | 0 |  | --> | C21 ex PORTARLINGTON | Portarlington [T43] | BLAKE |  | 53.168 | -7.184
MV/LV Substation CR***811 |  | 10 kV | _ | LV | 50 kVA :Pole Substation | 0.05 | --> | 0.05 | 0.034 | 1.1 |  | --> | 0.0475 | 0 | 0.004446 | 0.052373 | 0 |  | --> | C23 ex KILKEE | Kilkee [T41] | TULLABRACK |  | 52.5987 | -9.7764
MV/LV Substation CR***811 |  | 10 kV | _ | LV | 630 kVA :Building Structure | 0.63 | --> | 0.63 | 0 | 0 | Constrained,otherwise capacity available =416kVA. | --> | 0.5985 | 0 | 0.020748 | 0.5 | 0 |  | --> | C13 ex CLONDALKIN | Clondalkin [T41,T42,T44] | INCHICORE 220KV |  | 53.3258 | -6.3661
MV/LV Substation CR***812X |  | 10 kV | _ | LV | 1000 kVA :Building Structure | 1 | --> | 1 | 0 | 0 | Constrained,otherwise capacity available =500kVA. | --> | 0.95 | 0 | 0 | 0.5 | 0 |  | --> | C19 ex CAMDEN ROW | Camden Row [T41] | FRANCIS STREET |  | 53.3389 | -6.2644
MV/LV Substation CR***816 |  | 20 kV | _ | LV | 100 kVA :Pole Substation | 0.1 | --> | 0.1 | 0 | 0 | Constrained,otherwise capacity available =100kVA. | --> | 0.095 | 0 | 0 | 0.1 | 0 |  | --> | E18 ex GURRANEBANE | Gurranebane [T421,T422] | OUGHTRAGH |  | 51.911 | -10.2279
MV/LV Substation CR***817 |  | 10 kV | _ | LV | 400 kVA :Kiosk Substation | 0.4 | --> | 0.4 | 0 | 0 | Constrained,otherwise capacity available =328kVA. | --> | 0.38 | 0 | 0.016302 | 0.41079 | 0 |  | --> | C11 ex LOUGHLINSTOWN | Loughlinstown [T41,T42] | CARRICKMINES |  | 53.2458 | -6.1214
MV/LV Substation CR***823Y |  | 10 kV | _ | LV | 400 kVA :Kiosk Substation | 0.4 | --> | 0.4 | 0.328 | 2.9 |  | --> | 0.38 | 0 | 0.0741 | 0.41079 | 0 |  | --> | C11 ex ABBEYLAND | Abbeyland [T41,T42] | NAVAN |  | 53.643 | -6.7084
MV/LV Substation CR***825 |  | 10 kV | _ | LV | 200 kVA :Pole Substation | 0.2 | --> | 0.2 | 0.183 | 1.6 |  | --> | 0.19 | 0 | 0.004446 | 0 | 0 | Constrained,otherwise capacity available =202.6kW. | --> | C13 ex DERRYBEG | Derrybeg [T41,T42] | ARDNAGAPPARY |  | 55.0233 | -8.2655
MV/LV Substation CR***825 |  | 10 kV | _ | LV | 400 kVA :Kiosk Substation | 0.4 | --> | 0.4 | 0 | 0 | Constrained,otherwise capacity available =314kVA. | --> | 0.38 | 0 | 0.002964 | 0.41285 | 0 |  | --> | C12 ex CLONTARF | Clontarf [T42] | FINGLAS |  | 53.3608 | -6.1869
MV/LV Substation CR***826 |  | 10 kV | _ | LV | 200 kVA :Pole Substation | 0.2 | --> | 0.2 | 0.2 | 4.4 |  | --> | 0.19 | 0 | 0 | 0.2 | 0 |  | --> | C19 ex KINGSCOURT | Kingscourt [T41,T42] | MEATH HILL |  | 53.8399 | -6.7328
MV/LV Substation CR***826Y |  | 20 kV | _ | LV | 400 kVA :Building Structure | 0.4 | --> | 0.4 | 0.4 | 2.9 |  | --> | 0.38 | 0 | 0 | 0 | 0 | Constrained,otherwise capacity available =400kW. | --> | E13 ex TELAYDON | Telaydon [T42,T421] | LISDRUM |  | 54.2664 | -6.989
MV/LV Substation CR***827Y |  | 20 kV | _ | LV | 100 kVA :Pole Substation | 0.1 | --> | 0.1 | 0 | 0 | Constrained,otherwise capacity available =100kVA. | --> | 0.095 | 0 | 0 | 0.1 | 0 |  | --> | C17 ex CLONES | Clones [T41,T42] | SHANKILL |  | 54.2151 | -7.0998
MV/LV Substation CR***832X |  | 10 kV | _ | LV | 200 kVA :Kiosk Substation | 0.2 | --> | 0.2 | 0.147 | 11.9 |  | --> | 0.19 | 0 | 0.017043 | 0.20789 | 0 |  | --> | C28 ex SALTHILL | Salthill [T101,T102] | SALTHILL |  | 53.2527 | -9.1547
MV/LV Substation CR***833 |  | 20 kV | _ | LV | 50 kVA :Pole Substation | 0.05 | --> | 0.05 | 0 | 0 | Constrained,otherwise capacity available =46kVA. | --> | 0.0475 | 0 | 0 | 0.050604 | 0 |  | --> | C22 ex ENNISTYMON | Ennistymon [T41,T42] | ENNIS |  | 53.0059 | -9.3659
MV/LV Substation CR***839 |  | 20 kV | _ | LV | 400 kVA :Kiosk Substation | 0.4 | --> | 0.4 | 0 | 0 | Constrained,otherwise capacity available =308kVA. | --> | 0.38 | 0 | 0.005928 | 0.41373 | 0 |  | --> | E11 ex KILCARRAGH | Kilcarragh [T421,T422] | BUTLERSTOWN |  | 52.23 | -6.975
MV/LV Substation CR***846X |  | 10 kV | _ | LV | 1000 kVA :Building Structure | 1 | --> | 1 | 0.5 | 7 |  | --> | 0.95 | 0 | 0 | 0.5 | 0 |  | --> | C13 ex NORTH QUAYS | North Quays [T101,T102,T103] | POOLBEG |  | 53.3553 | -6.2416
MV/LV Substation CR***852X |  | 20 kV | _ | LV | 50 kVA :Pole Substation | 0.05 | --> | 0.05 | 0 | 0 | Constrained,otherwise capacity available =49kVA. | --> | 0.0475 | 0 | 0 | 0.050152 | 0 |  | --> | E13 ex KILCOCK | Kilcock [T421,T422] | GRIFFINRATH |  | 53.5127 | -6.6153
MV/LV Substation CR***856 |  | 20 kV | _ | LV | 50 kVA :Pole Substation | 0.05 | --> | 0.05 | 0 | 0 | Constrained,otherwise capacity available =50kVA. | --> | 0.0475 | 0 | 0 | 0.05 | 0 |  | --> | E43 ex CLAREGALWAY | Claregalway [T42,T421] | GALWAY 110KV |  | 53.3401 | -8.8665
MV/LV Substation CR***857X |  | 20 kV | _ | LV | 200 kVA :Pole Substation | 0.2 | --> | 0.2 | 0 | 0 | Constrained,otherwise capacity available =177kVA. | --> | 0.19 | 0 | 0 | 0.20346 | 0 |  | --> | E17 ex BALTINGLASS | Baltinglass [T421,T422] | STRATFORD |  | 52.9001 | -6.5829
MV/LV Substation CR***859X |  | 10 kV | _ | LV | 50 kVA :Pole Substation | 0.05 | --> | 0.05 | 0.026 | 1.1 |  | --> | 0.0475 | 0 | 0.004446 | 0.053518 | 0 |  | --> | C21 ex BIRR | Birr [T41,T422] | DALLOW |  | 53.0809 | -7.8938
MV/LV Substation CR***864Y |  | 20 kV | _ | LV | 50 kVA :Pole Substation | 0.05 | --> | 0.05 | 0 | 0 | Constrained,otherwise capacity available =50kVA. | --> | 0.0475 | 0 | 0 | 0.05 | 0 |  | --> | E17 ex BALTINGLASS | Baltinglass [T421,T422] | STRATFORD |  | 52.9012 | -6.5842
MV/LV Substation CR***868Y |  | 10 kV | _ | LV | 100 kVA :Pole Substation | 0.1 | --> | 0.1 | 0.095 | 4 |  | --> | 0.095 | 0 | 0 | 0.10076 | 0 |  | --> | C14 ex BALLYJAMESDUFF | Ballyjamesduff [T41,T42] | SHANKILL |  | 53.8389 | -7.0962
MV/LV Substation CR***871Y |  | 20 kV | _ | LV | 50 kVA :Pole Substation | 0.05 | --> | 0.05 | 0.049 | 7.5 |  | --> | 0.0475 | 0 | 0.008151 | 0 | 0 | Constrained,otherwise capacity available =50.2kW. | --> | E12 ex CHURCHTOWN | Churchtown [T422] | RATHKEALE |  | 52.4187 | -9.1125
MV/LV Substation CR***874X |  | 10 kV | _ | LV | 25 kVA :Pole Substation | 0.025 | --> | 0.025 | 0 | 0 | Constrained,otherwise capacity available =23kVA. | --> | 0.02375 | 0 | 0 | 0 | 0 | Constrained,otherwise capacity available =25.3kW. | --> | C15 ex DRUMBEAR | Drumbear [T41,T42] | LISDRUM |  | 54.2269 | -6.9184
MV/LV Substation CR***877 |  | 10 kV | _ | LV | 200 kVA :Pole Substation | 0.2 | --> | 0.2 | 0 | 0 | Constrained,otherwise capacity available =163kVA. | --> | 0.19 | 0 | 0 | 0.20554 | 0 |  | --> | C12 ex KILMEADEN | Kilmeaden [T42] | BUTLERSTOWN |  | 52.2329 | -7.2413
MV/LV Substation CR***880Y |  | 10 kV | _ | LV | 50 kVA :Pole Substation | 0.05 | --> | 0.05 | 0 | 0 | Constrained,otherwise capacity available =46kVA. | --> | 0.0475 | 0 | 0 | 0.050604 | 0 |  | --> | C13 ex ROSCOMMON | Roscommon [T41,T42] | LANESBORO |  | 53.6337 | -8.1702
MV/LV Substation CR***882 |  | 20 kV | _ | LV | 50 kVA :Pole Substation | 0.05 | --> | 0.05 | 0 | 0 | Constrained,otherwise capacity available =48kVA. | --> | 0.0475 | 0 | 0 | 0.050303 | 0 |  | --> | C15 ex BALLYHAUNIS | Ballyhaunis [T41,T42] | DALTON |  | 53.7241 | -8.5578
MV/LV Substation CR***886X |  | 10 kV | _ | LV | 50 kVA :Pole Substation | 0.05 | --> | 0.05 | 0.038 | 1.4 |  | --> | 0.0475 | 0 | 0 | 0.05179 | 0 |  | --> | C14 ex KELLS | Kells [T41,T42] | NAVAN |  | 53.7573 | -6.8388
MV/LV Substation CR***895 |  | 10 kV | _ | LV | 50 kVA :Pole Substation | 0.05 | --> | 0.05 | 0.049 | 1.5 |  | --> | 0.0475 | 0 | 0 | 0.050152 | 0 |  | --> | C19 ex SHERCOCK | Shercock [T41,T42] | MEATH HILL |  | 53.9697 | -6.9396
MV/LV Substation CR***897X |  | 10 kV | _ | LV | 630 kVA :Building Structure | 0.63 | --> | 0.63 | 0.5 | 20.8 |  | --> | 0.5985 | 0 | 0 | 0.5 | 0 |  | --> | C18 ex HEUSTON SQUARE | Heuston Square [T101,T102] | INCHICORE 220KV |  | 53.3492 | -6.2954
MV/LV Substation CR***899X |  | 10 kV | _ | LV | 100 kVA :Pole Substation | 0.1 | --> | 0.1 | 0 | 0 | Constrained,otherwise capacity available =87kVA. | --> | 0.095 | 0 | 0.00741 | 0.10195 | 0 |  | --> | C21 ex ENNISTYMON | Ennistymon [T41,T42] | ENNIS |  | 52.9264 | -9.3451
MV/LV Substation CR***901X |  | 10 kV | _ | LV | 200 kVA :Kiosk Substation | 0.2 | --> | 0.2 | 0 | 0 | Constrained,otherwise capacity available =164kVA. | --> | 0.19 | 0 | 0.012597 | 0.20539 | 0 |  | --> | C15 ex CASTLECOMER | Castlecomer [T41,T42] | BALLYRAGGET |  | 52.8641 | -7.1153
MV/LV Substation CR***907 |  | 20 kV | _ | LV | 200 kVA :Pole Substation | 0.2 | --> | 0.2 | 0 | 0 | Constrained,otherwise capacity available =181kVA. | --> | 0.19 | 0 | 0.00741 | 0.20286 | 0 |  | --> | E30 ex LOUGHREA | Loughrea [T41,T42] | SOMERSET |  | 53.2313 | -8.7372
MV/LV Substation CR***913X |  | 10 kV | _ | LV | 100 kVA :Pole Substation | 0.1 | --> | 0.1 | 0.088 | 2.9 |  | --> | 0.095 | 0 | 0.01482 | 0 | 0 | Constrained,otherwise capacity available =101.8kW. | --> | C12 ex TELAYDON | Telaydon [T42,T421] | LISDRUM |  | 54.2705 | -6.9378
MV/LV Substation CR***915X |  | 20 kV | _ | LV | 100 kVA :Pole Substation | 0.1 | --> | 0.1 | 0.087 | 17.8 |  | --> | 0.095 | 0 | 0 | 0.10195 | 0 |  | --> | E21 ex BANOGE | Banoge [T121,T122] | BANOGE |  | 52.6789 | -6.3926
MV/LV Substation CR***916 |  | 10 kV | _ | LV | 50 kVA :Pole Substation | 0.05 | --> | 0.05 | 0.049 | 1.3 |  | --> | 0.0475 | 0 | 0 | 0.050152 | 0 |  | --> | E16 ex BALLYCROSSAUN | Ballycrossaun [T421,T422] | SOMERSET |  | 53.1083 | -8.2855
MV/LV Substation CR***919 |  | 10 kV | _ | LV | 50 kVA :Pole Substation | 0.05 | --> | 0.05 | 0.049 | 1.2 |  | --> | 0.0475 | 0 | 0 | 0.050152 | 0 |  | --> | E16 ex CRATLOE | Cratloe [T421,T422] | ARDNACRUSHA |  | 52.6837 | -8.7415
MV/LV Substation CR***920 |  | 10 kV | _ | LV | 50 kVA :Pole Substation | 0.05 | --> | 0.05 | 0.034 | 1.2 |  | --> | 0.0475 | 0 | 0.020377 | 0.052373 | 0 |  | --> | E16 ex CRATLOE | Cratloe [T421,T422] | ARDNACRUSHA |  | 52.6902 | -8.7418
MV/LV Substation CR***920 |  | 10 kV | _ | LV | 50 kVA :Pole Substation | 0.05 | --> | 0.05 | 0 | 0 | Constrained,otherwise capacity available =37kVA. | --> | 0.0475 | 0 | 0 | 0.051937 | 0 |  | --> | C14 ex DRUMQUIN | Drumquin [T42] | ENNIS |  | 52.7681 | -9.026
MV/LV Substation CR***926 |  | 20 kV | _ | LV | 50 kVA :Pole Substation | 0.05 | --> | 0.05 | 0.049 | 2.5 |  | --> | 0.0475 | 0 | 0 | 0.050152 | 0 |  | --> | E13 ex EDGEWORTHSTOWN | Edgeworthstown [T421,T422] | RICHMOND |  | 53.7148 | -7.5829
MV/LV Substation CR***930 |  | 20 kV | _ | LV | 50 kVA :Pole Substation | 0.05 | --> | 0.05 | 0.032 | 1.2 |  | --> | 0.0475 | 0 | 0 | 0.052662 | 0 |  | --> | E21 ex CRATLOE | Cratloe [T421,T422] | ARDNACRUSHA |  | 52.7007 | -8.7667
MV/LV Substation CR***931 |  | 20 kV | _ | LV | 50 kVA :Pole Substation | 0.05 | --> | 0.05 | 0.038 | 1.2 |  | --> | 0.0475 | 0 | 0.002964 | 0.05179 | 0 |  | --> | E21 ex CRATLOE | Cratloe [T421,T422] | ARDNACRUSHA |  | 52.6998 | -8.7634
MV/LV Substation CR***932 |  | 10 kV | _ | LV | 50 kVA :Pole Substation | 0.05 | --> | 0.05 | 0.026 | 1.6 |  | --> | 0.0475 | 0 | 0.004446 | 0 | 0 | Constrained,otherwise capacity available =53.5kW. | --> | C13 ex DERRYBEG | Derrybeg [T41,T42] | ARDNAGAPPARY |  | 55.0243 | -8.2643
MV/LV Substation CR***932 |  | 20 kV | _ | LV | 100 kVA :Pole Substation | 0.1 | --> | 0.1 | 0.069 | 1.2 |  | --> | 0.095 | 0 | 0.015561 | 0.1046 | 0 |  | --> | E21 ex CRATLOE | Cratloe [T421,T422] | ARDNACRUSHA |  | 52.6991 | -8.7575
MV/LV Substation CR***941 |  | 10 kV | _ | LV | 200 kVA :Pole Substation | 0.2 | --> | 0.2 | 0 | 0 | Constrained,otherwise capacity available =177kVA. | --> | 0.19 | 0 | 0 | 0.20346 | 0 |  | --> | C11 ex LITTLE BRAY | Little Bray [T41,T42] | FASSAROE |  | 53.2236 | -6.1257
MV/LV Substation CR***945 |  | 10 kV | _ | LV | 50 kVA :Pole Substation | 0.05 | --> | 0.05 | 0 | 0 | Constrained,otherwise capacity available =43kVA. | --> | 0.0475 | 0 | 0 | 0.051052 | 0 |  | --> | C15 ex CASTLECOMER | Castlecomer [T41,T42] | BALLYRAGGET |  | 52.8442 | -7.1315
MV/LV Substation CR***949Y |  | 10 kV | _ | LV | 100 kVA :Pole Substation | 0.1 | --> | 0.1 | 0 | 0 | Constrained,otherwise capacity available =80kVA. | --> | 0.095 | 0 | 0 | 0.10299 | 0 |  | --> | C11 ex NAAS | Naas [T41,T42] | KILTEEL |  | 53.2065 | -6.6395
MV/LV Substation CR***950Y |  | 20 kV | _ | LV | 400 kVA :Kiosk Substation | 0.4 | --> | 0.4 | 0 | 0 | Constrained,otherwise capacity available =340kVA. | --> | 0.38 | 0 | 0.015561 | 0 | 0 | Constrained,otherwise capacity available =409kW. | --> | E13 ex ABBEYLEIX | Abbeyleix [T422] | PORTLAOISE |  | 52.9481 | -7.3092
MV/LV Substation CR***954X |  | 20 kV | _ | LV | 200 kVA :Kiosk Substation | 0.2 | --> | 0.2 | 0 | 0 | Constrained,otherwise capacity available =184kVA. | --> | 0.19 | 0 | 0.002964 | 0.20241 | 0 |  | --> | E14 ex DALTON | Dalton [T421,T422] | DALTON |  | 53.7841 | -8.9181
MV/LV Substation CR***954Z |  | 10 kV | _ | LV | 400 kVA :Kiosk Substation | 0.4 | --> | 0.4 | 0 | 0 | Constrained,otherwise capacity available =337kVA. | --> | 0.38 | 0 | 0 | 0.40945 | 0 |  | --> | C11 ex NAAS | Naas [T41,T42] | KILTEEL |  | 53.2077 | -6.6594
MV/LV Substation CR***965 |  | 10 kV | _ | LV | 630 kVA :Building Structure | 0.63 | --> | 0.63 | 0.5 | 11.1 |  | --> | 0.5985 | 0 | 0 | 0.5 | 0 |  | --> | C24 ex CABRA | Cabra [T101,T102] | FINGLAS |  | 53.3642 | -6.2724
MV/LV Substation CR***969X |  | 10 kV | _ | LV | 50 kVA :Pole Substation | 0.05 | --> | 0.05 | 0 | 0 | Constrained,otherwise capacity available =45kVA. | --> | 0.0475 | 0 | 0 | 0.050753 | 0 |  | --> | C20 ex ORANMORE | Oranmore [T41,T44] | GALWAY 110KV |  | 53.3193 | -8.9427
MV/LV Substation CR***969Z |  | 10 kV | _ | LV | 200 kVA :Kiosk Substation | 0.2 | --> | 0.2 | 0 | 0 | Constrained,otherwise capacity available =169kVA. | --> | 0.19 | 0 | 0.002964 | 0.20465 | 0 |  | --> | C13 ex ATHGARVAN | Athgarvan [T41,T44] | NEWBRIDGE |  | 53.1609 | -6.8062
MV/LV Substation CR***971 |  | 10 kV | _ | LV | 50 kVA :Pole Substation | 0.05 | --> | 0.05 | 0 | 0 | Constrained,otherwise capacity available =48kVA. | --> | 0.0475 | 0 | 0 | 0 | 0 | Constrained,otherwise capacity available =50.3kW. | --> | C15 ex DRUMBEAR | Drumbear [T41,T42] | LISDRUM |  | 54.2262 | -6.9248
MV/LV Substation CR***971X |  | 10 kV | _ | LV | 400 kVA :Kiosk Substation | 0.4 | --> | 0.4 | 0 | 0 | Constrained,otherwise capacity available =357kVA. | --> | 0.38 | 0 | 0 | 0 | 0 | Constrained,otherwise capacity available =406.5kW. | --> | C11 ex GARDEN CITY | Garden City [T41,T42] | ARKLOW |  | 52.6799 | -6.301
MV/LV Substation CR***974X |  | 20 kV | _ | LV | 100 kVA :Pole Substation | 0.1 | --> | 0.1 | 0 | 0 | Constrained,otherwise capacity available =65kVA. | --> | 0.095 | 0 | 0.03705 | 0.10518 | 0 |  | --> | E23 ex ATHENRY | Athenry [T423] | GALWAY 110KV |  | 53.2915 | -8.5478
MV/LV Substation CR***978Y |  | 20 kV | _ | LV | 50 kVA :Pole Substation | 0.05 | --> | 0.05 | 0 | 0 | Constrained,otherwise capacity available =40kVA. | --> | 0.0475 | 0 | 0 | 0.051496 | 0 |  | --> | E17 ex DULEEK | Duleek [T421,T422] | DRYBRIDGE |  | 53.6455 | -6.6059
MV/LV Substation CR***979Y |  | 10 kV | _ | LV | 630 kVA :Kiosk Substation | 0.63 | --> | 0.63 | 0.5 | 6.4 |  | --> | 0.5985 | 0 | 0 | 0.5 | 0 |  | --> | C12 ex GARRYCASTLE | Garrycastle [T41,T42] | ATHLONE |  | 53.4103 | -7.8997
MV/LV Substation CR***981 |  | 10 kV | _ | LV | 100 kVA :Pole Substation | 0.1 | --> | 0.1 | 0.082 | 5.3 |  | --> | 0.095 | 0 | 0.011115 | 0.1027 | 0 |  | --> | C17 ex BALLYTIVNAN | Ballytivnan [T41,T42] | SLIGO |  | 54.3019 | -8.5143
MV/LV Substation CR***981X |  | 20 kV | _ | LV | 100 kVA :Pole Substation | 0.1 | --> | 0.1 | 0.061 | 2 |  | --> | 0.095 | 0 | 0.003705 | 0 | 0 | Constrained,otherwise capacity available =105.8kW. | --> | E14 ex RATHKEALE | Rathkeale [T421,T422] | RATHKEALE |  | 52.5211 | -8.7131
MV/LV Substation CR***983 |  | 10 kV | _ | LV | 100 kVA :Pole Substation | 0.1 | --> | 0.1 | 0 | 0 | Constrained,otherwise capacity available =96kVA. | --> | 0.095 | 0 | 0 | 0.10061 | 0 |  | --> | C20 ex ENNISTYMON | Ennistymon [T41,T42] | ENNIS |  | 52.8675 | -9.1496
MV/LV Substation CR***992Y |  | 10 kV | _ | LV | 400 kVA :Kiosk Substation | 0.4 | --> | 0.4 | 0.13336 | 0.1 | Constrained,otherwise capacity available =310kVA. | --> | 0.38 | 0 | 0.002964 | 0.41344 | 0 |  | --> | C18 ex BALLYMAHON | Ballymahon [T41,T42] | ATHLONE |  | 53.5586 | -7.7535
MV/LV Substation CR***995Y |  | 10 kV | _ | LV | 200 kVA :Kiosk Substation | 0.2 | --> | 0.2 | 0 | 0 | Constrained,otherwise capacity available =140kVA. | --> | 0.19 | 0 | 0.011856 | 0.20891 | 0 |  | --> | C11 ex NAAS | Naas [T41,T42] | KILTEEL |  | 53.2092 | -6.658
MV/LV Substation CR***997 |  | 10 kV | _ | LV | 200 kVA :Pole Substation | 0.2 | --> | 0.2 | 0 | 0 | Constrained,otherwise capacity available =121kVA. | --> | 0.19 | 0 | 0 | 0.21165 | 0 |  | --> | C24 ex ATHLONE | Athlone [T41,T42] | ATHLONE |  | 53.4219 | -7.9747
MV/LV Substation CR***999X |  | 10 kV | _ | LV | 200 kVA :Kiosk Substation | 0.2 | --> | 0.2 | 0.178 | 0.9 |  | --> | 0.19 | 0 | 0 | 0.20331 | 0 |  | --> | C12 ex ROSS CARBERY | Ross Carbery [T41,T42] | DUNMANWAY |  | 51.5678 | -9.0049
MV/LV Substation CS***408Y |  | 10 kV | _ | LV | 630 kVA :Building Structure | 0.63 | --> | 0.63 | 0.5 | 4.6 |  | --> | 0.5985 | 0 | 0 | 0.5 | 0 |  | --> | C26 ex CASTLEVIEW | Castleview [T101,T102] | CASTLEVIEW |  | 51.89 | -8.4086
MV/LV Substation CT***145 |  | 20 kV | _ | LV | 50 kVA :Pole Substation | 0.05 | --> | 0.05 | 0.031 | 1.8 |  | --> | 0.0475 | 0 | 0 | 0.052806 | 0 |  | --> | E14 ex BIRDHILL | Birdhill [T421,T422] | ARDNACRUSHA |  | 52.8362 | -8.2735
MV/LV Substation CT***4251 |  | 10 kV | _ | LV | 400 kVA :Building Structure | 0.4 | --> | 0.4 | 0 | 0 | Constrained,otherwise capacity available =400kVA. | --> | 0.38 | 0 | 0 | 0.4 | 0 |  | --> | C18 ex CARRICKMACROSS | Carrickmacross [T41,T42] | MEATH HILL |  | 53.9698 | -6.7134
MV/LV Substation CU***003 |  | 10 kV | _ | LV | 200 kVA :Pole Substation | 0.2 | --> | 0.2 | 0 | 0 | Constrained,otherwise capacity available =125kVA. | --> | 0.19 | 0 | 0.003705 | 0.21108 | 0 |  | --> | C12 ex CHARLESTOWN | Charlestown [T41] | TONROE |  | 54.002 | -8.7731
MV/LV Substation CU***004 |  | 10 kV | _ | LV | 630 kVA :Kiosk Substation | 0.63 | --> | 0.63 | 0.381 | 0.9 |  | --> | 0.5985 | 0 | 0.018525 | 0.5 | 0 |  | --> | C12 ex COES ROAD | Coes Road [T41,T42] | DUNDALK |  | 54.0063 | -6.3886
MV/LV Substation CU***007X |  | 10 kV | _ | LV | 630 kVA :Building Structure | 0.63 | --> | 0.63 | 0 | 0 | Constrained,otherwise capacity available =487kVA. | --> | 0.5985 | 0 | 0 | 0.5 | 0 |  | --> | C14 ex GLOUCESTER PLACE | Gloucester Place [T41,T42] | MCDERMOTT |  | 53.3524 | -6.2558
MV/LV Substation CU***008 |  | 20 kV | _ | LV | 50 kVA :Pole Substation | 0.05 | --> | 0.05 | 0 | 0 | Constrained,otherwise capacity available =33kVA. | --> | 0.0475 | 0 | 0 | 0.052518 | 0 |  | --> | C17 ex TULLA | Tulla [T41,T42] | ENNIS |  | 52.8565 | -8.7565
MV/LV Substation CU***010 |  | 10 kV | _ | LV | 400 kVA :Building Structure | 0.4 | --> | 0.4 | 0.252 | 5.3 |  | --> | 0.38 | 0 | 0.00741 | 0.42187 | 0 |  | --> | C14 ex BALLYTIVNAN | Ballytivnan [T41,T42] | SLIGO |  | 54.2745 | -8.4781
MV/LV Substation CU***012Y |  | 10 kV | _ | LV | 50 kVA :Pole Substation | 0.05 | --> | 0.05 | 0 | 0 | Constrained,otherwise capacity available =49kVA. | --> | 0.0475 | 0 | 0 | 0.050152 | 0 |  | --> | C12 ex AGHAMORE | Aghamore [T41,T42] | LANESBORO |  | 53.7296 | -8.0302
MV/LV Substation CU***016 |  | 10 kV | _ | LV | 400 kVA :Kiosk Substation | 0.4 | --> | 0.4 | 0 | 0 | Constrained,otherwise capacity available =339kVA. | --> | 0.38 | 0 | 0.008151 | 0 | 0 | Constrained,otherwise capacity available =409.2kW. | --> | C13 ex KNOCKAPHUNTA | Knockaphunta [T41,T42] | CASTLEBAR |  | 53.8538 | -9.2908
MV/LV Substation CU***017 |  | 10 kV | _ | LV | 630 kVA :Kiosk Substation | 0.63 | --> | 0.63 | 0.035 | 8.1 |  | --> | 0.5985 | 0 | 0.028899 | 0.5 | 0 |  | --> | C15 ex MILLTOWN (DR) | Milltown (dr) [T101,T102] | POOLBEG |  | 53.3243 | -6.2516
MV/LV Substation CU***017 |  | 10 kV | _ | LV | 400 kVA :Kiosk Substation | 0.4 | --> | 0.4 | 0 | 0 | Constrained,otherwise capacity available =294kVA. | --> | 0.38 | 0 | 0.008151 | 0.41578 | 0 |  | --> | C16 ex LOUGHREA | Loughrea [T41,T42] | SOMERSET |  | 53.1969 | -8.5885
MV/LV Substation CU***017 |  | 10 kV | _ | LV | 100 kVA :Pole Substation | 0.1 | --> | 0.1 | 0 | 0 | Constrained,otherwise capacity available =89kVA. | --> | 0.095 | 0 | 0 | 0.10166 | 0 |  | --> | C30 ex CLAREGALWAY | Claregalway [T42,T421] | GALWAY 110KV |  | 53.4023 | -9.0127
MV/LV Substation CU***017Y |  | 10 kV | _ | LV | 200 kVA :Kiosk Substation | 0.2 | --> | 0.2 | 0.19 | 11.9 |  | --> | 0.19 | 0 | 0.004446 | 0.20151 | 0 |  | --> | C29 ex SALTHILL | Salthill [T101,T102] | SALTHILL |  | 53.2804 | -9.0904
MV/LV Substation CU***018 |  | 10 kV | _ | LV | 400 kVA :Kiosk Substation | 0.4 | --> | 0.4 | 0.343 | 14.2 |  | --> | 0.38 | 0 | 0 | 0.40856 | 0 |  | --> | C20 ex COOKSTOWN | Cookstown [T101,T102] | CARRICKMINES |  | 53.2723 | -6.377
MV/LV Substation CU***020 |  | 20 kV | _ | LV | 100 kVA :Pole Substation | 0.1 | --> | 0.1 | 0 | 0 | Constrained,otherwise capacity available =76kVA. | --> | 0.095 | 0 | 0 | 0.10358 | 0 |  | --> | C17 ex TULLA | Tulla [T41,T42] | ENNIS |  | 52.8609 | -8.7652
MV/LV Substation CU***023 |  | 10 kV | _ | LV | 630 kVA :Building Structure | 0.63 | --> | 0.63 | 0 | 0 | Constrained,otherwise capacity available =487kVA. | --> | 0.5985 | 0 | 0.008151 | 0.5 | 0 |  | --> | C17 ex ATHGARVAN | Athgarvan [T41,T44] | NEWBRIDGE |  | 53.1775 | -6.7963
MV/LV Substation CU***025Y |  | 20 kV | _ | LV | 200 kVA :Kiosk Substation | 0.2 | --> | 0.2 | 0 | 0 | Constrained,otherwise capacity available =147kVA. | --> | 0.19 | 0 | 0.00741 | 0.20789 | 0 |  | --> | E18 ex GARRANACANTY | Garranacanty [T421,T422] | TIPPERARY |  | 52.5117 | -8.2222
MV/LV Substation CU***025Y |  | 10 kV | _ | LV | 200 kVA :Kiosk Substation | 0.2 | --> | 0.2 | 0.147 | 11.9 |  | --> | 0.19 | 0 | 0.020007 | 0.20789 | 0 |  | --> | C36 ex SALTHILL | Salthill [T101,T102] | SALTHILL |  | 53.2855 | -9.0853
MV/LV Substation CU***026 |  | 10 kV | _ | LV | 100 kVA :Pole Substation | 0.1 | --> | 0.1 | 0.07 | 1.7 |  | --> | 0.095 | 0 | 0 | 0.10446 | 0 |  | --> | C26 ex ATHY | Athy [T101,T102] | ATHY |  | 53.0058 | -7.0047
MV/LV Substation CU***036X |  | 20 kV | _ | LV | 100 kVA :Pole Substation | 0.1 | --> | 0.1 | 0.095 | 0.5 |  | --> | 0.095 | 0 | 0 | 0.10076 | 0 |  | --> | E11 ex ARDFINNAN | Ardfinnan [T421] | CAHIR |  | 52.2996 | -8.0825
MV/LV Substation CU***037 |  | 10 kV | _ | LV | 200 kVA :Pole Substation | 0.2 | --> | 0.2 | 0.168 | 11 |  | --> | 0.19 | 0 | 0 | 0.2048 | 0 |  | --> | C22 ex CLOON | Cloon [T42,T421] | CLOON |  | 53.5166 | -8.8452
MV/LV Substation CU***040 |  | 10 kV | _ | LV | 200 kVA :Kiosk Substation | 0.2 | --> | 0.2 | 0.18 | 13.5 |  | --> | 0.19 | 0 | 0.008151 | 0.20301 | 0 |  | --> | C17 ex ENNIS | Ennis [T101,T102] | ENNIS |  | 52.8484 | -8.9931
MV/LV Substation CU***046X |  | 10 kV | _ | LV | 400 kVA :Kiosk Substation | 0.4 | --> | 0.4 | 0 | 0 | Constrained,otherwise capacity available =240kVA. | --> | 0.38 | 0 | 0.001482 | 0.42359 | 0 |  | --> | C18 ex WHITESTOWN | Whitestown [T41,T42] | COOKSTOWN |  | 53.2759 | -6.3776
MV/LV Substation CU***047 |  | 20 kV | _ | LV | 50 kVA :Pole Substation | 0.05 | --> | 0.05 | 0.05 | 1.6 |  | --> | 0.0475 | 0 | 0 | 0.05 | 0 |  | --> | C16 ex CURRA | Curra [T41] | SOMERSET |  | 53.1158 | -8.4335
MV/LV Substation CU***047X |  | 10 kV | _ | LV | 400 kVA :Kiosk Substation | 0.4 | --> | 0.4 | 0 | 0 | Constrained,otherwise capacity available =302kVA. | --> | 0.38 | 0 | 0 | 0.41461 | 0 |  | --> | C18 ex WHITESTOWN | Whitestown [T41,T42] | COOKSTOWN |  | 53.2756 | -6.375
MV/LV Substation CU***052 |  | 20 kV | _ | LV | 100 kVA :Pole Substation | 0.1 | --> | 0.1 | 0 | 0 | Constrained,otherwise capacity available =87kVA. | --> | 0.095 | 0 | 0 | 0.10195 | 0 |  | --> | C21 ex CASTLEISLAND | Castleisland [T41,T42] | TRALEE |  | 52.1851 | -9.4934
MV/LV Substation CU***055 |  | 10 kV | _ | LV | 400 kVA :Kiosk Substation | 0.4 | --> | 0.4 | 0.204 | 2.4 |  | --> | 0.38 | 0 | 0.072618 | 0.42871 | 0 |  | --> | C19 ex BRAY | Bray [T41,T42] | FASSAROE |  | 53.1933 | -6.0972
MV/LV Substation CU***056 |  | 10 kV | _ | LV | 200 kVA :Pole Substation | 0.2 | --> | 0.2 | 0.157 | 2.9 |  | --> | 0.19 | 0 | 0 | 0 | 0 | Constrained,otherwise capacity available =206.4kW. | --> | C12 ex TELAYDON | Telaydon [T42,T421] | LISDRUM |  | 54.2585 | -6.9589
MV/LV Substation CU***059 |  | 20 kV | _ | LV | 50 kVA :Pole Substation | 0.05 | --> | 0.05 | 0 | 0 | Constrained,otherwise capacity available =46kVA. | --> | 0.0475 | 0 | 0 | 0 | 0 | Constrained,otherwise capacity available =50.6kW. | --> | C18 ex COOLCARRON | Coolcarron [T41,T42] | BARRYMORE |  | 52.1258 | -8.2497
MV/LV Substation CU***060X |  | 10 kV | _ | LV | 400 kVA :Kiosk Substation | 0.4 | --> | 0.4 | 0 | 0 | Constrained,otherwise capacity available =315kVA. | --> | 0.38 | 0 | 0 | 0.41271 | 0 |  | --> | C13 ex LOUGHLINSTOWN | Loughlinstown [T41,T42] | CARRICKMINES |  | 53.2618 | -6.113
MV/LV Substation CU***061 |  | 20 kV | _ | LV | 50 kVA :Pole Substation | 0.05 | --> | 0.05 | 0 | 0 | Constrained,otherwise capacity available =26kVA. | --> | 0.0475 | 0 | 0 | 0.053518 | 0 |  | --> | E18 ex GARRANACANTY | Garranacanty [T421,T422] | TIPPERARY |  | 52.5108 | -8.2736
MV/LV Substation CU***061X |  | 10 kV | _ | LV | 50 kVA :Pole Substation | 0.05 | --> | 0.05 | 0.05 | 2.2 |  | --> | 0.0475 | 0 | 0 | 0.05 | 0 |  | --> | C26 ex BAILIEBORO | Bailieboro [T41,T42] | MEATH HILL |  | 53.9177 | -6.9607
MV/LV Substation CU***062Y |  | 10 kV | _ | LV | 50 kVA :Pole Substation | 0.05 | --> | 0.05 | 0 | 0 | Constrained,otherwise capacity available =50kVA. | --> | 0.0475 | 0 | 0 | 0.05 | 0 |  | --> | C15 ex GARRYSPILLANE | Garryspillane [T41] | TIPPERARY |  | 52.3962 | -8.3276
MV/LV Substation CU***063 |  | 10 kV | _ | LV | 400 kVA :Building Structure | 0.4 | --> | 0.4 | 0.211 | 1.1 |  | --> | 0.38 | 0 | 0.003705 | 0.42772 | 0 |  | --> | C19 ex BIRR | Birr [T41,T422] | DALLOW |  | 53.0962 | -7.9103
MV/LV Substation CU***067X |  | 10 kV | _ | LV | 200 kVA :Pole Substation | 0.2 | --> | 0.2 | 0 | 0 | Constrained,otherwise capacity available =164kVA. | --> | 0.19 | 0 | 0 | 0.20539 | 0 |  | --> | C18 ex KILDARE | Kildare [T41,T42] | NEWBRIDGE |  | 53.1534 | -6.8887
MV/LV Substation CU***069 |  | 10 kV | _ | LV | 100 kVA :Pole Substation | 0.1 | --> | 0.1 | 0 | 0 | Constrained,otherwise capacity available =84kVA. | --> | 0.095 | 0 | 0 | 0 | 0 | Constrained,otherwise capacity available =102.4kW. | --> | C16 ex RATHDOWNEY | Rathdowney [T42] | IKERRIN |  | 52.8991 | -7.5094
MV/LV Substation CU***075X |  | 10 kV | _ | LV | 200 kVA :Building Structure | 0.2 | --> | 0.2 | 0.17 | 1.5 |  | --> | 0.19 | 0 | 0.05928 | 0.2045 | 0 |  | --> | C22 ex BALLYARD | Ballyard [T41,T42] | TRALEE |  | 52.2385 | -9.7936
MV/LV Substation CU***079X |  | 10 kV | _ | LV | 630 kVA :Building Structure | 0.63 | --> | 0.63 | 0 | 0 | Constrained,otherwise capacity available =444kVA. | --> | 0.5985 | 0 | 0.003705 | 0.5 | 0 |  | --> | C20 ex BISHOPSTOWN | Bishopstown [T41,T42] | KILBARRY |  | 51.8808 | -8.5211
MV/LV Substation CU***080 |  | 10 kV | _ | LV | 100 kVA :Pole Substation | 0.1 | --> | 0.1 | 0.095 | 0.2 |  | --> | 0.095 | 0 | 0 | 0.10076 | 0 |  | --> | C15 ex KILSHANNY | Kilshanny [T41,T42] | CAHIR |  | 52.2825 | -8.2514
MV/LV Substation CU***086 |  | 20 kV | _ | LV | 200 kVA :Pole Substation | 0.2 | --> | 0.2 | 0.196 | 17.8 |  | --> | 0.19 | 0 | 0.003705 | 0.20061 | 0 |  | --> | E22 ex BANOGE | Banoge [T121,T122] | BANOGE |  | 52.6424 | -6.3116
MV/LV Substation CU***086 |  | 10 kV | _ | LV | 50 kVA :Pole Substation | 0.05 | --> | 0.05 | 0 | 0 | Constrained,otherwise capacity available =33kVA. | --> | 0.0475 | 0 | 0.002964 | 0.052518 | 0 |  | --> | C16 ex LITTLE BRAY | Little Bray [T41,T42] | FASSAROE |  | 53.2189 | -6.1273
MV/LV Substation CU***086X |  | 20 kV | _ | LV | 100 kVA :Pole Substation | 0.1 | --> | 0.1 | 0.062 | 10.9 |  | --> | 0.095 | 0 | 0.006669 | 0.10561 | 0 |  | --> | C24 ex MULLINGAR | Mullingar [T101,T102] | MULLINGAR |  | 53.5501 | -7.3543
MV/LV Substation CU***087X |  | 20 kV | _ | LV | 50 kVA :Pole Substation | 0.05 | --> | 0.05 | 0 | 0 | Constrained,otherwise capacity available =44kVA. | --> | 0.0475 | 0 | 0 | 0 | 0 | Constrained,otherwise capacity available =50.9kW. | --> | C11 ex BANTRY | Bantry [T41,T42] | BALLYLICKY |  | 51.6502 | -9.3818
MV/LV Substation CU***094X |  | 20 kV | _ | LV | 200 kVA :Pole Substation | 0.2 | --> | 0.2 | 0.175 | 0.4 |  | --> | 0.19 | 0 | 0.003705 | 0.20376 | 0 |  | --> | C16 ex CARRAROE | Carraroe [T42] | SCREEB |  | 53.265 | -9.6078
MV/LV Substation CU***096 |  | 20 kV | _ | LV | 50 kVA :Pole Substation | 0.05 | --> | 0.05 | 0.05 | 2.5 |  | --> | 0.0475 | 0 | 0 | 0.05 | 0 |  | --> | E17 ex BAGENALSTOWN | Bagenalstown [T421,T422] | CARLOW |  | 52.7075 | -6.9257
MV/LV Substation CU***097 |  | 10 kV | _ | LV | 200 kVA :Pole Substation | 0.2 | --> | 0.2 | 0 | 0 | Constrained,otherwise capacity available =131kVA. | --> | 0.19 | 0 | 0.022971 | 0.21022 | 0 |  | --> | C20 ex RATHMULLAN | Rathmullan [T41,T42] | DRYBRIDGE |  | 53.7079 | -6.3493
MV/LV Substation CU***097Y |  | 10 kV | _ | LV | 50 kVA :Pole Substation | 0.05 | --> | 0.05 | 0 | 0 | Constrained,otherwise capacity available =49kVA. | --> | 0.0475 | 0 | 0 | 0 | 0 | Constrained,otherwise capacity available =50.2kW. | --> | C20 ex KNOCKAPHUNTA | Knockaphunta [T41,T42] | CASTLEBAR |  | 53.8193 | -9.1945
MV/LV Substation CU***098X |  | 10 kV | _ | LV | 50 kVA :Pole Substation | 0.05 | --> | 0.05 | 0.049 | 4.1 |  | --> | 0.0475 | 0 | 0.003705 | 0.050152 | 0 |  | --> | C14 ex AGHAGAD | Aghagad [T41,T42] | SLIGO |  | 54.3322 | -8.4973
MV/LV Substation CU***103Z |  | 10 kV | _ | LV | 50 kVA :Pole Substation | 0.05 | --> | 0.05 | 0 | 0 | Constrained,otherwise capacity available =49kVA. | --> | 0.0475 | 0 | 0.00741 | 0 | 0 | Constrained,otherwise capacity available =50.2kW. | --> | C19 ex LISMORE | Lismore [T41,T42] | DUNGARVAN |  | 52.1032 | -7.9823
MV/LV Substation CU***104X |  | 10 kV | _ | LV | 33 kVA :Pole Substation | 0.033 | --> | 0.033 | 0 | 0 | Constrained,otherwise capacity available =30kVA. | --> | 0.03135 | 0 | 0 | 0 | 0 | Constrained,otherwise capacity available =33.5kW. | --> | C16 ex MILFORD (NR) | Milford (nr) [T41,T42] | LETTERKENNY |  | 55.0457 | -7.8274
MV/LV Substation CU***107X |  | 10 kV | _ | LV | 50 kVA :Pole Substation | 0.05 | --> | 0.05 | 0.033 | 2.7 |  | --> | 0.0475 | 0 | 0.004446 | 0.052518 | 0 |  | --> | C13 ex OLDCASTLE | Oldcastle [T41,T422] | MULLINGAR |  | 53.7698 | -7.1519
MV/LV Substation CU***108 |  | 10 kV | _ | LV | 50 kVA :Pole Substation | 0.05 | --> | 0.05 | 0 | 0 | Constrained,otherwise capacity available =41kVA. | --> | 0.0475 | 0 | 0.018525 | 0 | 0 | Constrained,otherwise capacity available =51.3kW. | --> | C19 ex LISMORE | Lismore [T41,T42] | DUNGARVAN |  | 52.1136 | -7.9621
MV/LV Substation CU***115X |  | 10 kV | _ | LV | 100 kVA :Pole Substation | 0.1 | --> | 0.1 | 0.08 | 11 |  | --> | 0.095 | 0 | 0 | 0.10299 | 0 |  | --> | C22 ex CLOON | Cloon [T42,T421] | CLOON |  | 53.5172 | -8.8434
MV/LV Substation CU***117X |  | 20 kV | _ | LV | 200 kVA :Pole Substation | 0.2 | --> | 0.2 | 0 | 0 | Constrained,otherwise capacity available =148kVA. | --> | 0.19 | 0 | 0 | 0.20775 | 0 |  | --> | C22 ex ATHLONE | Athlone [T41,T42] | ATHLONE |  | 53.4735 | -8.1442
MV/LV Substation CU***118X |  | 10 kV | _ | LV | 50 kVA :Pole Substation | 0.05 | --> | 0.05 | 0 | 0 | Constrained,otherwise capacity available =49kVA. | --> | 0.0475 | 0 | 0 | 0 | 0 | Constrained,otherwise capacity available =50.2kW. | --> | C16 ex MILFORD (NR) | Milford (nr) [T41,T42] | LETTERKENNY |  | 55.0503 | -7.8314
MV/LV Substation CU***121X |  | 10 kV | _ | LV | 200 kVA :Pole Substation | 0.2 | --> | 0.2 | 0.189 | 1.1 |  | --> | 0.19 | 0 | 0 | 0.20166 | 0 |  | --> | C25 ex KILKEE | Kilkee [T41] | TULLABRACK |  | 52.6753 | -9.6548
MV/LV Substation CU***125Y |  | 10 kV | _ | LV | 50 kVA :Pole Substation | 0.05 | --> | 0.05 | 0 | 0 | Constrained,otherwise capacity available =48kVA. | --> | 0.0475 | 0 | 0 | 0 | 0 | Constrained,otherwise capacity available =50.3kW. | --> | C20 ex KNOCKAPHUNTA | Knockaphunta [T41,T42] | CASTLEBAR |  | 53.8118 | -9.2
MV/LV Substation CU***126X |  | 10 kV | _ | LV | 630 kVA :Kiosk Substation | 0.63 | --> | 0.63 | 0.5 | 9.1 |  | --> | 0.5985 | 0 | 0.008892 | 0.5 | 0 |  | --> | C14 ex ARDNAREE | Ardnaree [T42,T421] | MOY |  | 54.1143 | -9.1594
MV/LV Substation CU***129Y |  | 10 kV | _ | LV | 50 kVA :Pole Substation | 0.05 | --> | 0.05 | 0.05 | 4.4 |  | --> | 0.0475 | 0 | 0 | 0.05 | 0 |  | --> | E14 ex CRANE | Crane [T122] | CRANE |  | 52.542 | -6.6653
MV/LV Substation CU***129Z |  | 10 kV | _ | LV | 400 kVA :Kiosk Substation | 0.4 | --> | 0.4 | 0.295 | 6 |  | --> | 0.38 | 0 | 0.022971 | 0.41564 | 0 |  | --> | C17 ex TRABEG | Trabeg [T101,T102] | TRABEG |  | 51.8641 | -8.4722
MV/LV Substation CU***131Y |  | 20 kV | _ | LV | 50 kVA :Pole Substation | 0.05 | --> | 0.05 | 0 | 0 | Constrained,otherwise capacity available =48kVA. | --> | 0.0475 | 0 | 0 | 0.050303 | 0 |  | --> | E18 ex DALTON | Dalton [T421,T422] | DALTON |  | 53.6807 | -8.8879
MV/LV Substation CU***132X |  | 10 kV | _ | LV | 400 kVA :Building Structure | 0.4 | --> | 0.4 | 0 | 0 | Constrained,otherwise capacity available =394kVA. | --> | 0.38 | 0 | 0 | 0.40091 | 0 |  | --> | C20 ex INCHICORE NORTH | Inchicore North [T41] | INCHICORE 220KV |  | 53.3278 | -6.3502
MV/LV Substation CU***134 |  | 20 kV | _ | LV | 630 kVA :Kiosk Substation | 0.63 | --> | 0.63 | 0 | 0 | Constrained,otherwise capacity available =482kVA. | --> | 0.5985 | 0 | 0 | 0.31782 | 0 | Constrained,otherwise capacity available =500kW. | --> | E17 ex HEADFORD | Headford [T41,T42] | CLOON |  | 53.4448 | -8.9872
MV/LV Substation CU***135Z |  | 20 kV | _ | LV | 50 kVA :Pole Substation | 0.05 | --> | 0.05 | 0 | 0 | Constrained,otherwise capacity available =45kVA. | --> | 0.0475 | 0 | 0 | 0.050753 | 0 |  | --> | E23 ex BALTRASNA | Baltrasna [T121,T122] | BALTRASNA |  | 53.571 | -6.3152
MV/LV Substation CU***137 |  | 10 kV | _ | LV | 200 kVA :Pole Substation | 0.2 | --> | 0.2 | 0 | 0 | Constrained,otherwise capacity available =152kVA. | --> | 0.19 | 0 | 0.004446 | 0 | 0 | Constrained,otherwise capacity available =207.2kW. | --> | C14 ex KNOCKMULLEN | Knockmullen [T42,T421] | GREAT ISLAND |  | 52.3839 | -6.9317
MV/LV Substation CU***137 |  | 10 kV | _ | LV | 400 kVA :Kiosk Substation | 0.4 | --> | 0.4 | 0 | 0 | Constrained,otherwise capacity available =280kVA. | --> | 0.38 | 0 | 0.010374 | 0 | 0 | Constrained,otherwise capacity available =417.8kW. | --> | C19 ex COLLIGAN | Colligan [T41,T42] | DUNGARVAN |  | 52.0878 | -7.6219
MV/LV Substation CU***141Z |  | 10 kV | _ | LV | 50 kVA :Pole Substation | 0.05 | --> | 0.05 | 0 | 0 | Constrained,otherwise capacity available =48kVA. | --> | 0.0475 | 0 | 0 | 0 | 0 | Constrained,otherwise capacity available =50.3kW. | --> | C20 ex PORTLAOISE | Portlaoise [T41,T42] | PORTLAOISE |  | 53.0356 | -7.2766
MV/LV Substation CU***143X |  | 20 kV | _ | LV | 50 kVA :Pole Substation | 0.05 | --> | 0.05 | 0 | 0 | Constrained,otherwise capacity available =48kVA. | --> | 0.0475 | 0 | 0 | 0.050303 | 0 |  | --> | E15 ex MANORHAMILTON | Manorhamilton [T422] | SLIGO |  | 54.2868 | -8.0458
MV/LV Substation CU***147Z |  | 10 kV | _ | LV | 400 kVA :Kiosk Substation | 0.4 | --> | 0.4 | 0.311 | 9.5 |  | --> | 0.38 | 0 | 0 | 0.41329 | 0 |  | --> | C11 ex BANDON | Bandon [T101,T42] | BANDON |  | 51.7534 | -8.7315
MV/LV Substation CU***151 |  | 10 kV | _ | LV | 400 kVA :Kiosk Substation | 0.4 | --> | 0.4 | 0 | 0 | Constrained,otherwise capacity available =250kVA. | --> | 0.38 | 0 | 0.040014 | 0.42216 | 0 |  | --> | C18 ex PALMERSTOWN | Palmerstown [T41,T42] | FINGLAS |  | 53.351 | -6.3636
MV/LV Substation CU***156 |  | 20 kV | _ | LV | 150 kVA :Pole Substation | 0.15 | --> | 0.15 | 0 | 0 | Constrained,otherwise capacity available =149kVA. | --> | 0.1425 | 0 | 0 | 0.15015 | 0 |  | --> | C18 ex DEERPARK | Deerpark [T41,T42] | BALLYDINE |  | 52.4261 | -7.4171
MV/LV Substation CU***158 |  | 10 kV | _ | LV | 630 kVA :Building Structure | 0.63 | --> | 0.63 | 0 | 0 | Constrained,otherwise capacity available =500kVA. | --> | 0.5985 | 0 | 0.003705 | 0.5 | 0 |  | --> | C20 ex BISHOPSTOWN | Bishopstown [T41,T42] | KILBARRY |  | 51.878 | -8.5293
MV/LV Substation CU***165Y |  | 10 kV | _ | LV | 200 kVA :Kiosk Substation | 0.2 | --> | 0.2 | 0 | 0 | Constrained,otherwise capacity available =34kVA. | --> | 0.19 | 0 | 0.02223 | 0.2237 | 0 |  | --> | C20 ex RAHEEN | Raheen [T41,T42] | LIMERICK |  | 52.6301 | -8.6422
MV/LV Substation CU***166 |  | 10 kV | _ | LV | 50 kVA :Pole Substation | 0.05 | --> | 0.05 | 0.048 | 4.2 |  | --> | 0.0475 | 0 | 0 | 0.050303 | 0 |  | --> | C15 ex NEWMARKET (SR) | Newmarket (sr) [T41,T42] | GLENLARA |  | 52.2071 | -9.0337
MV/LV Substation CU***167Y |  | 20 kV | _ | LV | 50 kVA :Pole Substation | 0.05 | --> | 0.05 | 0 | 0 | Constrained,otherwise capacity available =48kVA. | --> | 0.0475 | 0 | 0 | 0.050303 | 0 |  | --> | C18 ex KANTURK | Kanturk [T41,T42] | GLENLARA |  | 52.0869 | -8.9374
MV/LV Substation CU***169Y |  | 20 kV | _ | LV | 100 kVA :Pole Substation | 0.1 | --> | 0.1 | 0.09 | 18.8 |  | --> | 0.095 | 0 | 0.00741 | 0.10151 | 0 |  | --> | E17 ex HARTNETTS CROSS | Hartnetts Cross [T121,T422] | HARTNETTS CROSS |  | 51.9461 | -9.1662
MV/LV Substation CU***174 |  | 10 kV | _ | LV | 400 kVA :Kiosk Substation | 0.4 | --> | 0.4 | 0 | 0 | Constrained,otherwise capacity available =400kVA. | --> | 0.38 | 0 | 0 | 0.4 | 0 |  | --> | C18 ex WHITESTOWN | Whitestown [T41,T42] | COOKSTOWN |  | 53.2748 | -6.3761
MV/LV Substation CU***176 |  | 10 kV | _ | LV | 45 kVA :Pole Substation | 0.045 | --> | 0.045 | 0.034 | 0.9 |  | --> | 0.04275 | 0 | 0 | 0.04664 | 0 |  | --> | C21 ex ROSS CARBERY | Ross Carbery [T41,T42] | DUNMANWAY |  | 51.613 | -8.9524
MV/LV Substation CU***181X |  | 10 kV | _ | LV | 400 kVA :Kiosk Substation | 0.4 | --> | 0.4 | 0 | 0 | Constrained,otherwise capacity available =365kVA. | --> | 0.38 | 0 | 0.017784 | 0.40528 | 0 |  | --> | C12 ex RIVERSTOWN | Riverstown [T41,T42] | KILBARRY |  | 51.9464 | -8.3973
MV/LV Substation CU***182X |  | 10 kV | _ | LV | 50 kVA :Pole Substation | 0.05 | --> | 0.05 | 0.021 | 1.5 |  | --> | 0.0475 | 0 | 0 | 0.05422 | 0 |  | --> | C22 ex BALLYARD | Ballyard [T41,T42] | TRALEE |  | 52.2466 | -9.6898
MV/LV Substation CU***184Y |  | 20 kV | _ | LV | 100 kVA :Pole Substation | 0.1 | --> | 0.1 | 0.081 | 4.4 |  | --> | 0.095 | 0 | 0 | 0.10284 | 0 |  | --> | E17 ex CRANE | Crane [T122] | CRANE |  | 52.5521 | -6.3378
MV/LV Substation CU***185 |  | 10 kV | _ | LV | 50 kVA :Pole Substation | 0.05 | --> | 0.05 | 0 | 0 | Constrained,otherwise capacity available =30kVA. | --> | 0.0475 | 0 | 0 | 0.052949 | 0 |  | --> | C16 ex KANTURK | Kanturk [T41,T42] | GLENLARA |  | 52.1936 | -8.9045
MV/LV Substation CU***192Y |  | 20 kV | _ | LV | 50 kVA :Pole Substation | 0.05 | --> | 0.05 | 0 | 0 | Constrained,otherwise capacity available =47kVA. | --> | 0.0475 | 0 | 0 | 0 | 0 | Constrained,otherwise capacity available =50.5kW. | --> | C15 ex CLOONLOUGH | Cloonlough [T41,T42] | BARRYMORE |  | 52.2474 | -8.3011
MV/LV Substation CU***196Y |  | 20 kV | _ | LV | 50 kVA :Pole Substation | 0.05 | --> | 0.05 | 0 | 0 | Constrained,otherwise capacity available =42kVA. | --> | 0.0475 | 0 | 0 | 0.0512 | 0 |  | --> | C15 ex KANTURK | Kanturk [T41,T42] | GLENLARA |  | 52.1363 | -8.8386
MV/LV Substation CU***200X |  | 10 kV | _ | LV | 400 kVA :Kiosk Substation | 0.4 | --> | 0.4 | 0 | 0 | Constrained,otherwise capacity available =325kVA. | --> | 0.38 | 0 | 0.011115 | 0 | 0 | Constrained,otherwise capacity available =411.2kW. | --> | C13 ex DONEGAL | Donegal [T41,T42] | CATHALEENS FALL |  | 54.6434 | -8.0932
MV/LV Substation CU***207Y |  | 10 kV | _ | LV | 200 kVA :Kiosk Substation | 0.2 | --> | 0.2 | 0.164 | 1 |  | --> | 0.19 | 0 | 0.010374 | 0.20539 | 0 |  | --> | C11 ex CORBALLY | Corbally [T41,T42] | ARDNACRUSHA |  | 52.6729 | -8.6124
MV/LV Substation CU***209Y |  | 20 kV | _ | LV | 50 kVA :Pole Substation | 0.05 | --> | 0.05 | 0 | 0 | Constrained,otherwise capacity available =50kVA. | --> | 0.0475 | 0 | 0 | 0.05 | 0 |  | --> | E19 ex SLANE | Slane [T421] | DRYBRIDGE |  | 53.7125 | -6.6284
MV/LV Substation CU***211 |  | 10 kV | _ | LV | 50 kVA :Pole Substation | 0.05 | --> | 0.05 | 0.032 | 2.6 |  | --> | 0.0475 | 0 | 0.003705 | 0.052662 | 0 |  | --> | C14 ex CLOONBANNIN | Cloonbannin [T42] | GLENLARA |  | 52.1114 | -9.1203
MV/LV Substation CU***211X |  | 10 kV | _ | LV | 400 kVA :Kiosk Substation | 0.4 | --> | 0.4 | 0 | 0 | Constrained,otherwise capacity available =245kVA. | --> | 0.38 | 0 | 0 | 0.42288 | 0 |  | --> | C18 ex WHITESTOWN | Whitestown [T41,T42] | COOKSTOWN |  | 53.2738 | -6.3751
MV/LV Substation CU***211Y |  | 10 kV | _ | LV | 50 kVA :Pole Substation | 0.05 | --> | 0.05 | 0.043 | 12.2 |  | --> | 0.0475 | 0 | 0 | 0.051052 | 0 |  | --> | C17 ex BALLYBEG | Ballybeg [T101,T102] | CARRICKMINES |  | 52.9292 | -6.0503
MV/LV Substation CU***213X |  | 10 kV | _ | LV | 400 kVA :Kiosk Substation | 0.4 | --> | 0.4 | 0 | 0 | Constrained,otherwise capacity available =263kVA. | --> | 0.38 | 0 | 0 | 0.42029 | 0 |  | --> | C18 ex WHITESTOWN | Whitestown [T41,T42] | COOKSTOWN |  | 53.2734 | -6.3777
MV/LV Substation CU***216Y |  | 10 kV | _ | LV | 50 kVA :Pole Substation | 0.05 | --> | 0.05 | 0.047 | 0.5 |  | --> | 0.0475 | 0 | 0 | 0 | 0 | Constrained,otherwise capacity available =50.5kW. | --> | C15 ex KILMARTIN | Kilmartin [T41] | ARKLOW |  | 53.0407 | -6.0925
MV/LV Substation CU***217X |  | 20 kV | _ | LV | 50 kVA :Pole Substation | 0.05 | --> | 0.05 | 0.037 | 2 |  | --> | 0.0475 | 0 | 0 | 0.051937 | 0 |  | --> | E15 ex MOHILL | Mohill [T421,T422] | CARRICK ON SHANNON |  | 54.023 | -7.7959
MV/LV Substation CU***218X |  | 10 kV | _ | LV | 50 kVA :Pole Substation | 0.05 | --> | 0.05 | 0.033 | 1.7 |  | --> | 0.0475 | 0 | 0 | 0.052518 | 0 |  | --> | C26 ex ATHY | Athy [T101,T102] | ATHY |  | 53.0794 | -7.0201
MV/LV Substation CU***220 |  | 10 kV | _ | LV | 50 kVA :Pole Substation | 0.05 | --> | 0.05 | 0.035 | 2.8 |  | --> | 0.0475 | 0 | 0 | 0.052228 | 0 |  | --> | C18 ex CASTLEBLAYNEY | Castleblayney [T41,T42] | DUNDALK |  | 54.149 | -6.6907
MV/LV Substation CU***222 |  | 20 kV | _ | LV | 100 kVA :Pole Substation | 0.1 | --> | 0.1 | 0.099 | 1.5 |  | --> | 0.095 | 0 | 0 | 0.10015 | 0 |  | --> | E18 ex ACHILL | Achill [T422] | CARROWBEG |  | 53.9183 | -9.7949
MV/LV Substation CU***225 |  | 20 kV | _ | LV | 50 kVA :Pole Substation | 0.05 | --> | 0.05 | 0 | 0 | Constrained,otherwise capacity available =47kVA. | --> | 0.0475 | 0 | 0.002964 | 0.050453 | 0 |  | --> | E13 ex BALLINROBE | Ballinrobe [T421,T422] | DALTON |  | 53.623 | -9.2933
MV/LV Substation CU***231Z |  | 20 kV | _ | LV | 100 kVA :Pole Substation | 0.1 | --> | 0.1 | 0.07 | 2.7 |  | --> | 0.095 | 0 | 0 | 0.10446 | 0 |  | --> | E12 ex OLDCASTLE | Oldcastle [T41,T422] | MULLINGAR |  | 53.7698 | -7.1493
MV/LV Substation CU***232Y |  | 10 kV | _ | LV | 400 kVA :Building Structure | 0.4 | --> | 0.4 | 0 | 0 | Constrained,otherwise capacity available =228kVA. | --> | 0.38 | 0 | 0 | 0.42531 | 0 |  | --> | C20 ex CAHIRCALLA | Cahircalla [T41,T42] | ENNIS |  | 52.8312 | -8.994
MV/LV Substation CU***234Y |  | 20 kV | _ | LV | 50 kVA :Pole Substation | 0.05 | --> | 0.05 | 0.038 | 8.1 |  | --> | 0.0475 | 0 | 0 | 0 | 0 | Constrained,otherwise capacity available =51.8kW. | --> | E11 ex WESTPORT | Westport [T421,T422] | CASTLEBAR |  | 53.6899 | -9.8606
MV/LV Substation CU***237X |  | 10 kV | _ | LV | 630 kVA :Building Structure | 0.63 | --> | 0.63 | 0.5 | 4 |  | --> | 0.5985 | 0 | 0 | 0.5 | 0 |  | --> | C17 ex SHERIFF STREET | Sheriff Street [T41,T42] | FRANCIS STREET |  | 53.3501 | -6.2456
MV/LV Substation CU***239Y |  | 10 kV | _ | LV | 400 kVA :Kiosk Substation | 0.4 | --> | 0.4 | 0.3 | 13.8 |  | --> | 0.38 | 0 | 0.011856 | 0.41491 | 0 |  | --> | C19 ex SINGLAND | Singland [T101,T102] | SINGLAND |  | 52.6646 | -8.5775
MV/LV Substation CU***242 |  | 20 kV | _ | LV | 50 kVA :Pole Substation | 0.05 | --> | 0.05 | 0.044 | 16.1 |  | --> | 0.0475 | 0 | 0.004446 | 0.050903 | 0 |  | --> | E21 ex WEXFORD | Wexford [T121,T122] | WEXFORD |  | 52.3466 | -6.522
MV/LV Substation CU***245 |  | 10 kV | _ | LV | 50 kVA :Pole Substation | 0.05 | --> | 0.05 | 0.016 | 9.5 |  | --> | 0.0475 | 0 | 0 | 0.05491 | 0 |  | --> | C13 ex BANDON | Bandon [T101,T42] | BANDON |  | 51.754 | -8.78
MV/LV Substation CU***248X |  | 10 kV | _ | LV | 50 kVA :Pole Substation | 0.05 | --> | 0.05 | 0 | 0 | Constrained,otherwise capacity available =21kVA. | --> | 0.0475 | 0 | 0.011115 | 0.05422 | 0 |  | --> | C24 ex BISHOPSTOWN | Bishopstown [T41,T42] | KILBARRY |  | 51.8714 | -8.5632
MV/LV Substation CU***255 |  | 10 kV | _ | LV | 400 kVA :Kiosk Substation | 0.4 | --> | 0.4 | 0 | 0 | Constrained,otherwise capacity available =363kVA. | --> | 0.38 | 0 | 0.027417 | 0.40558 | 0 |  | --> | C16 ex KANTURK | Kanturk [T41,T42] | GLENLARA |  | 52.1894 | -8.9109
MV/LV Substation CU***267 |  | 20 kV | _ | LV | 50 kVA :Pole Substation | 0.05 | --> | 0.05 | 0 | 0 | Constrained,otherwise capacity available =50kVA. | --> | 0.0475 | 0 | 0 | 0 | 0 | Constrained,otherwise capacity available =50kW. | --> | E20 ex FOXHOLE | Foxhole [T421,T422] | DUNGARVAN |  | 51.9177 | -7.9628
MV/LV Substation CU***268Z |  | 10 kV | _ | LV | 400 kVA :Kiosk Substation | 0.4 | --> | 0.4 | 0 | 0 | Constrained,otherwise capacity available =300kVA. | --> | 0.38 | 0 | 0.00741 | 0.41491 | 0 |  | --> | C39 ex COLLEGE PARK | College Park [T101,T102,T103] | COLLEGE PARK |  | 53.4153 | -6.3871
MV/LV Substation CU***273X |  | 10 kV | _ | LV | 630 kVA :Building Structure | 0.63 | --> | 0.63 | 0.5 | 1.7 |  | --> | 0.5985 | 0 | 0 | 0.5 | 0 |  | --> | C22 ex SOUTH KING STREET | South King Street [T41,T42] | FRANCIS STREET |  | 53.3374 | -6.2636
MV/LV Substation CU***274X |  | 20 kV | _ | LV | 200 kVA :Pole Substation | 0.2 | --> | 0.2 | 0.189 | 4.4 |  | --> | 0.19 | 0 | 0 | 0.20166 | 0 |  | --> | E13 ex CRANE | Crane [T122] | CRANE |  | 52.4276 | -6.3767
MV/LV Substation CU***275 |  | 10 kV | _ | LV | 50 kVA :Pole Substation | 0.05 | --> | 0.05 | 0.043 | 11 |  | --> | 0.0475 | 0 | 0.004446 | 0.051052 | 0 |  | --> | C14 ex CLOON | Cloon [T42,T421] | CLOON |  | 53.449 | -8.871
MV/LV Substation CU***282X |  | 20 kV | _ | LV | 200 kVA :Kiosk Substation | 0.2 | --> | 0.2 | 0.165 | 1.4 |  | --> | 0.19 | 0 | 0.023712 | 0.20525 | 0 |  | --> | E12 ex KILLINICK | Killinick [T421,T422] | WEXFORD |  | 52.2386 | -6.3461
MV/LV Substation CU***282Y |  | 10 kV | _ | LV | 400 kVA :Kiosk Substation | 0.4 | --> | 0.4 | 0 | 0 | Constrained,otherwise capacity available =400kVA. | --> | 0.38 | 0 | 0 | 0.4 | 0 |  | --> | C12 ex KILMEADEN | Kilmeaden [T42] | BUTLERSTOWN |  | 52.2486 | -7.2802
MV/LV Substation CU***293Y |  | 10 kV | _ | LV | 200 kVA :Kiosk Substation | 0.2 | --> | 0.2 | 0.157 | 2.3 |  | --> | 0.19 | 0 | 0.017784 | 0.20643 | 0 |  | --> | E13 ex AGHADA | Aghada [T721] | N/A |  | 51.8363 | -8.2088
MV/LV Substation CU***299X |  | 10 kV | _ | LV | 50 kVA :Pole Substation | 0.05 | --> | 0.05 | 0 | 0 | Constrained,otherwise capacity available =32kVA. | --> | 0.0475 | 0 | 0.003705 | 0.052662 | 0 |  | --> | C17 ex ROSEHILL | Rosehill [T41,T42] | KILKENNY |  | 52.602 | -7.3034
MV/LV Substation CU***303Y |  | 10 kV | _ | LV | 100 kVA :Pole Substation | 0.1 | --> | 0.1 | 0.094 | 4.4 |  | --> | 0.095 | 0 | 0 | 0.10091 | 0 |  | --> | E14 ex CRANE | Crane [T122] | CRANE |  | 52.5408 | -6.6711
MV/LV Substation CU***304X |  | 20 kV | _ | LV | 50 kVA :Pole Substation | 0.05 | --> | 0.05 | 0 | 0 | Constrained,otherwise capacity available =50kVA. | --> | 0.0475 | 0 | 0 | 0.05 | 0 |  | --> | C18 ex TOOMEVARA | Toomevara [T42] | NENAGH |  | 52.8117 | -8.061
MV/LV Substation CU***305 |  | 20 kV | _ | LV | 50 kVA :Pole Substation | 0.05 | --> | 0.05 | 0 | 0 | Constrained,otherwise capacity available =44kVA. | --> | 0.0475 | 0 | 0.003705 | 0.050903 | 0 |  | --> | E13 ex KILCOCK | Kilcock [T421,T422] | GRIFFINRATH |  | 53.4939 | -6.6025
MV/LV Substation CU***308Y |  | 20 kV | _ | LV | 50 kVA :Pole Substation | 0.05 | --> | 0.05 | 0 | 0 | Constrained,otherwise capacity available =47kVA. | --> | 0.0475 | 0 | 0 | 0.050453 | 0 |  | --> | C22 ex ATHLONE | Athlone [T41,T42] | ATHLONE |  | 53.4666 | -8.0138
MV/LV Substation CU***318Z |  | 10 kV | _ | LV | 200 kVA :Kiosk Substation | 0.2 | --> | 0.2 | 0 | 0 | Constrained,otherwise capacity available =143kVA. | --> | 0.19 | 0 | 0 | 0.20848 | 0 |  | --> | C39 ex COLLEGE PARK | College Park [T101,T102,T103] | COLLEGE PARK |  | 53.4157 | -6.3887
MV/LV Substation CU***318Z |  | 20 kV | _ | LV | 200 kVA :Pole Substation | 0.2 | --> | 0.2 | 0.2 | 10.9 |  | --> | 0.19 | 0 | 0 | 0.2 | 0 |  | --> | C24 ex MULLINGAR | Mullingar [T101,T102] | MULLINGAR |  | 53.5495 | -7.3535
MV/LV Substation CU***321Y |  | 10 kV | _ | LV | 50 kVA :Pole Substation | 0.05 | --> | 0.05 | 0.05 | 10.9 |  | --> | 0.0475 | 0 | 0 | 0.05 | 0 |  | --> | C13 ex MULLINGAR | Mullingar [T101,T102] | MULLINGAR |  | 53.5521 | -7.3322
MV/LV Substation CU***331 |  | 10 kV | _ | LV | 400 kVA :Kiosk Substation | 0.4 | --> | 0.4 | 0.24 | 1.2 |  | --> | 0.38 | 0 | 0.04446 | 0.42359 | 0 |  | --> | C23 ex SALLYNOGGIN ROAD | Sallynoggin Road [T41,T42] | CHERRYWOOD |  | 53.2748 | -6.1044
MV/LV Substation CU***337X |  | 10 kV | _ | LV | 100 kVA :Pole Substation | 0.1 | --> | 0.1 | 0.019092 | 0 | Constrained,otherwise capacity available =99kVA. | --> | 0.095 | 0 | 0 | 0 | 0 | Constrained,otherwise capacity available =100.2kW. | --> | C17 ex BALLYBAY | Ballybay [T41,T42] | LISDRUM |  | 54.1199 | -6.9032
MV/LV Substation CU***338X |  | 10 kV | _ | LV | 400 kVA :Kiosk Substation | 0.4 | --> | 0.4 | 0 | 0 | Constrained,otherwise capacity available =360kVA. | --> | 0.38 | 0 | 0.002964 | 0.40603 | 0 |  | --> | C20 ex BALLYBEGGAN | Ballybeggan [T43,T44] | TRALEE |  | 52.2684 | -9.6895
MV/LV Substation CU***341 |  | 20 kV | _ | LV | 50 kVA :Pole Substation | 0.05 | --> | 0.05 | 0 | 0 | Constrained,otherwise capacity available =49kVA. | --> | 0.0475 | 0 | 0.003705 | 0 | 0 | Constrained,otherwise capacity available =50.2kW. | --> | C18 ex COOLCARRON | Coolcarron [T41,T42] | BARRYMORE |  | 52.1326 | -8.192
MV/LV Substation CU***342 |  | 20 kV | _ | LV | 50 kVA :Pole Substation | 0.05 | --> | 0.05 | 0 | 0 | Constrained,otherwise capacity available =49kVA. | --> | 0.0475 | 0 | 0 | 0.050152 | 0 |  | --> | E15 ex CREAGH | Creagh [T421,T422] | ATHLONE |  | 53.2791 | -8.0086
MV/LV Substation CU***346Y |  | 10 kV | _ | LV | 100 kVA :Pole Substation | 0.1 | --> | 0.1 | 0.097 | 3 |  | --> | 0.095 | 0 | 0 | 0.10045 | 0 |  | --> | C25 ex NENAGH | Nenagh [T41,T42] | NENAGH |  | 52.8149 | -8.1249
MV/LV Substation CU***347 |  | 20 kV | _ | LV | 50 kVA :Pole Substation | 0.05 | --> | 0.05 | 0 | 0 | Constrained,otherwise capacity available =49kVA. | --> | 0.0475 | 0 | 0 | 0.050152 | 0 |  | --> | E13 ex BALLINROBE | Ballinrobe [T421,T422] | DALTON |  | 53.6231 | -9.3016
MV/LV Substation CU***352 |  | 10 kV | _ | LV | 50 kVA :Pole Substation | 0.05 | --> | 0.05 | 0 | 0 | Constrained,otherwise capacity available =38kVA. | --> | 0.0475 | 0 | 0 | 0.05179 | 0 |  | --> | C11 ex PORTLAW | Portlaw [T41,T42] | BUTLERSTOWN |  | 52.2914 | -7.3593
MV/LV Substation CU***369 |  | 10 kV | _ | LV | 50 kVA :Pole Substation | 0.05 | --> | 0.05 | 0 | 0 | Constrained,otherwise capacity available =45kVA. | --> | 0.0475 | 0 | 0.003705 | 0 | 0 | Constrained,otherwise capacity available =50.8kW. | --> | C16 ex MILFORD (NR) | Milford (nr) [T41,T42] | LETTERKENNY |  | 55.0494 | -7.833
MV/LV Substation CU***370X |  | 10 kV | _ | LV | 50 kVA :Pole Substation | 0.05 | --> | 0.05 | 0.046 | 0.1 |  | --> | 0.0475 | 0 | 0 | 0.050604 | 0 |  | --> | C14 ex BALLYMAHON | Ballymahon [T41,T42] | ATHLONE |  | 53.6221 | -7.7646
MV/LV Substation CU***370X |  | 10 kV | _ | LV | 50 kVA :Pole Substation | 0.05 | --> | 0.05 | 0.045 | 1.5 |  | --> | 0.0475 | 0 | 0 | 0.050753 | 0 |  | --> | C22 ex BALLYARD | Ballyard [T41,T42] | TRALEE |  | 52.2397 | -9.7321
MV/LV Substation CU***372Z |  | 20 kV | _ | LV | 200 kVA :Kiosk Substation | 0.2 | --> | 0.2 | 0 | 0 | Constrained,otherwise capacity available =99kVA. | --> | 0.19 | 0 | 0.008151 | 0.21478 | 0 |  | --> | C15 ex KILMONEY | Kilmoney [T41,T42] | TRABEG |  | 51.7704 | -8.4971
MV/LV Substation CU***373X |  | 10 kV | _ | LV | 200 kVA :Kiosk Substation | 0.2 | --> | 0.2 | 0 | 0 | Constrained,otherwise capacity available =150kVA. | --> | 0.19 | 0 | 0.010374 | 0.20745 | 0 |  | --> | C28 ex CLAREGALWAY | Claregalway [T42,T421] | GALWAY 110KV |  | 53.3383 | -8.942
MV/LV Substation CU***374X |  | 10 kV | _ | LV | 50 kVA :Pole Substation | 0.05 | --> | 0.05 | 0.048 | 1.5 |  | --> | 0.0475 | 0 | 0.003705 | 0.050303 | 0 |  | --> | C22 ex BALLYARD | Ballyard [T41,T42] | TRALEE |  | 52.2425 | -9.7797
MV/LV Substation CU***374X |  | 10 kV | _ | LV | 200 kVA :Kiosk Substation | 0.2 | --> | 0.2 | 0 | 0 | Constrained,otherwise capacity available =165kVA. | --> | 0.19 | 0 | 0.002964 | 0.20525 | 0 |  | --> | C28 ex CLAREGALWAY | Claregalway [T42,T421] | GALWAY 110KV |  | 53.3391 | -8.9402
MV/LV Substation CU***384Y |  | 10 kV | _ | LV | 50 kVA :Pole Substation | 0.05 | --> | 0.05 | 0.049 | 0.5 |  | --> | 0.0475 | 0 | 0 | 0 | 0 | Constrained,otherwise capacity available =50.2kW. | --> | C15 ex KILMARTIN | Kilmartin [T41] | ARKLOW |  | 53.0422 | -6.0889
MV/LV Substation CU***389 |  | 20 kV | _ | LV | 50 kVA :Pole Substation | 0.05 | --> | 0.05 | 0.038 | 0.5 |  | --> | 0.0475 | 0 | 0 | 0.05179 | 0 |  | --> | E11 ex ARDFINNAN | Ardfinnan [T421] | CAHIR |  | 52.2842 | -8.0266
MV/LV Substation CU***399X |  | 20 kV | _ | LV | 400 kVA :Kiosk Substation | 0.4 | --> | 0.4 | 0 | 0 | Constrained,otherwise capacity available =391kVA. | --> | 0.38 | 0 | 0 | 0.40136 | 0 |  | --> | E16 ex PATRICKSWELL | Patrickswell [T421,T422] | LIMERICK |  | 52.5921 | -8.8772
MV/LV Substation CU***399Z |  | 20 kV | _ | LV | 200 kVA :Pole Substation | 0.2 | --> | 0.2 | 0 | 0 | Constrained,otherwise capacity available =166kVA. | --> | 0.19 | 0 | 0 | 0.2051 | 0 |  | --> | E19 ex CURRALEIGH | Curraleigh [T421,T422] | KILBARRY |  | 51.9009 | -8.667
MV/LV Substation CU***4004 |  | 20 kV | _ | LV | 200 kVA :Kiosk Substation | 0.2 | --> | 0.2 | 0 | 0 | Constrained,otherwise capacity available =181kVA. | --> | 0.19 | 0 | 0 | 0.20286 | 0 |  | --> | E14 ex DALTON | Dalton [T421,T422] | DALTON |  | 53.7975 | -8.9201
MV/LV Substation CU***4004 |  | 20 kV | _ | LV | 50 kVA :Pole Substation | 0.05 | --> | 0.05 | 0.048 | 10.9 |  | --> | 0.0475 | 0 | 0 | 0.050303 | 0 |  | --> | C24 ex MULLINGAR | Mullingar [T101,T102] | MULLINGAR |  | 53.5553 | -7.3538
MV/LV Substation CU***4009 |  | 10 kV | _ | LV | 50 kVA :Pole Substation | 0.05 | --> | 0.05 | 0.049 | 2.4 |  | --> | 0.0475 | 0 | 0 | 0.050152 | 0 |  | --> | C11 ex BRAY | Bray [T41,T42] | FASSAROE |  | 53.1864 | -6.2135
MV/LV Substation CU***4014 |  | 20 kV | _ | LV | 50 kVA :Pole Substation | 0.05 | --> | 0.05 | 0 | 0 | Constrained,otherwise capacity available =47kVA. | --> | 0.0475 | 0 | 0 | 0.050453 | 0 |  | --> | E17 ex DALTON | Dalton [T421,T422] | DALTON |  | 53.7167 | -8.9227
MV/LV Substation CU***4021 |  | 10 kV | _ | LV | 400 kVA :Kiosk Substation | 0.4 | --> | 0.4 | 0.4 | 2.2 |  | --> | 0.38 | 0 | 0 | 0.4 | 0 |  | --> | C12 ex BALLINASLOE | Ballinasloe [T41,T42] | SOMERSET |  | 53.3261 | -8.2276
MV/LV Substation CU***4029 |  | 20 kV | _ | LV | 50 kVA :Pole Substation | 0.05 | --> | 0.05 | 0 | 0 | Constrained,otherwise capacity available =50kVA. | --> | 0.0475 | 0 | 0 | 0.05 | 0 |  | --> | E23 ex ATHENRY | Athenry [T423] | GALWAY 110KV |  | 53.2716 | -8.6771
MV/LV Substation CU***4036 |  | 20 kV | _ | LV | 50 kVA :Pole Substation | 0.05 | --> | 0.05 | 0 | 0 | Constrained,otherwise capacity available =48kVA. | --> | 0.0475 | 0 | 0.008151 | 0.050303 | 0 |  | --> | E19 ex EDENDERRY | Edenderry [T421,T422] | BLAKE |  | 53.4912 | -7.137
MV/LV Substation CU***4038 |  | 10 kV | _ | LV | 100 kVA :Pole Substation | 0.1 | --> | 0.1 | 0.060409 | 0.1 | Constrained,otherwise capacity available =100kVA. | --> | 0.095 | 0 | 0 | 0.1 | 0 |  | --> | C15 ex TUBBERCURRY | Tubbercurry [T41,T42] | TONROE |  | 54.099 | -8.7781
MV/LV Substation CU***403X |  | 10 kV | _ | LV | 50 kVA :Pole Substation | 0.05 | --> | 0.05 | 0.019092 | 0 | Constrained,otherwise capacity available =39kVA. | --> | 0.0475 | 0 | 0.003705 | 0 | 0 | Constrained,otherwise capacity available =51.6kW. | --> | C18 ex BALLYBAY | Ballybay [T41,T42] | LISDRUM |  | 54.1357 | -6.9102
MV/LV Substation CU***403Y |  | 10 kV | _ | LV | 400 kVA :Kiosk Substation | 0.4 | --> | 0.4 | 0 | 0 | Constrained,otherwise capacity available =366kVA. | --> | 0.38 | 0 | 0 | 0.40513 | 0 |  | --> | C12 ex AGHAMORE | Aghamore [T41,T42] | LANESBORO |  | 53.6715 | -7.9809
MV/LV Substation CU***4040 |  | 20 kV | _ | LV | 400 kVA :Kiosk Substation | 0.4 | --> | 0.4 | 0.395 | 2.3 |  | --> | 0.38 | 0 | 0.00741 | 0.40076 | 0 |  | --> | E14 ex MOY | Moy [T421,T422] | MOY |  | 54.137 | -9.1698
MV/LV Substation CU***4044 |  | 20 kV | _ | LV | 50 kVA :Pole Substation | 0.05 | --> | 0.05 | 0 | 0 | Constrained,otherwise capacity available =39kVA. | --> | 0.0475 | 0 | 0 | 0.051643 | 0 |  | --> | E11 ex BEALNABLATH | Bealnablath [T421] | BANDON |  | 51.8308 | -8.869
MV/LV Substation CU***4048 |  | 10 kV | _ | LV | 50 kVA :Pole Substation | 0.05 | --> | 0.05 | 0.05 | 1.5 |  | --> | 0.0475 | 0 | 0 | 0.05 | 0 |  | --> | C22 ex BALLYARD | Ballyard [T41,T42] | TRALEE |  | 52.2088 | -9.8925
MV/LV Substation CU***405 |  | 20 kV | _ | LV | 100 kVA :Pole Substation | 0.1 | --> | 0.1 | 0 | 0 | Constrained,otherwise capacity available =100kVA. | --> | 0.095 | 0 | 0 | 0.1 | 0 |  | --> | E22 ex BEALNABLATH | Bealnablath [T421] | BANDON |  | 51.8204 | -8.889
MV/LV Substation CU***405 |  | 10 kV | _ | LV | 400 kVA :Kiosk Substation | 0.4 | --> | 0.4 | 0 | 0 | Constrained,otherwise capacity available =332kVA. | --> | 0.38 | 0 | 0.004446 | 0.4102 | 0 |  | --> | C14 ex BALLYBEGGAN | Ballybeggan [T43,T44] | TRALEE |  | 52.2847 | -9.699
MV/LV Substation CU***4052 |  | 10 kV | _ | LV | 50 kVA :Pole Substation | 0.05 | --> | 0.05 | 0.044 | 12.2 |  | --> | 0.0475 | 0 | 0 | 0.050903 | 0 |  | --> | C17 ex BALLYBEG | Ballybeg [T101,T102] | CARRICKMINES |  | 52.9269 | -6.0526
MV/LV Substation CU***4060 |  | 20 kV | _ | LV | 50 kVA :Pole Substation | 0.05 | --> | 0.05 | 0 | 0 | Constrained,otherwise capacity available =41kVA. | --> | 0.0475 | 0 | 0 | 0.051348 | 0 |  | --> | E23 ex ATHENRY | Athenry [T423] | GALWAY 110KV |  | 53.2732 | -8.6646
MV/LV Substation CU***4061 |  | 20 kV | _ | LV | 50 kVA :Pole Substation | 0.05 | --> | 0.05 | 0.05 | 2.8 |  | --> | 0.0475 | 0 | 0 | 0.05 | 0 |  | --> | E14 ex BANGOR ERRIS | Bangor Erris [T421] | BELLACORICK |  | 54.2897 | -9.7638
MV/LV Substation CU***4061 |  | 10 kV | _ | LV | 100 kVA :Pole Substation | 0.1 | --> | 0.1 | 0.087 | 4.4 |  | --> | 0.095 | 0 | 0 | 0.10195 | 0 |  | --> | E14 ex CRANE | Crane [T122] | CRANE |  | 52.5435 | -6.6671
MV/LV Substation CU***4067 |  | 10 kV | _ | LV | 400 kVA :Kiosk Substation | 0.4 | --> | 0.4 | 0 | 0 | Constrained,otherwise capacity available =379kVA. | --> | 0.38 | 0 | 0 | 0.40318 | 0 |  | --> | C20 ex CAHIRCALLA | Cahircalla [T41,T42] | ENNIS |  | 52.8334 | -9.0033
MV/LV Substation CU***4067 |  | 20 kV | _ | LV | 100 kVA :Pole Substation | 0.1 | --> | 0.1 | 0 | 0 | Constrained,otherwise capacity available =67kVA. | --> | 0.095 | 0 | 0 | 0.10489 | 0 |  | --> | E16 ex GURRANEBANE | Gurranebane [T421,T422] | OUGHTRAGH |  | 51.8155 | -10.1561
MV/LV Substation CU***407Z |  | 10 kV | _ | LV | 200 kVA :Kiosk Substation | 0.2 | --> | 0.2 | 0 | 0 | Constrained,otherwise capacity available =126kVA. | --> | 0.19 | 0 | 0.025194 | 0.21094 | 0 |  | --> | C17 ex KILDARE | Kildare [T41,T42] | NEWBRIDGE |  | 53.1646 | -6.907
MV/LV Substation CU***4081 |  | 10 kV | _ | LV | 1000 kVA :Building Structure | 1 | --> | 1 | 0.5 | 1.2 |  | --> | 0.95 | 0 | 0 | 0.5 | 0 |  | --> | C20 ex SALLYNOGGIN ROAD | Sallynoggin Road [T41,T42] | CHERRYWOOD |  | 53.2839 | -6.1427
MV/LV Substation CU***4083 |  | 10 kV | _ | LV | 1000 kVA :Building Structure | 1 | --> | 1 | 0.5 | 1.2 |  | --> | 0.95 | 0 | 0 | 0.5 | 0 |  | --> | C20 ex SALLYNOGGIN ROAD | Sallynoggin Road [T41,T42] | CHERRYWOOD |  | 53.2839 | -6.1427
MV/LV Substation CU***4104 |  | 10 kV | _ | LV | 50 kVA :Pole Substation | 0.05 | --> | 0.05 | 0 | 0 | Constrained,otherwise capacity available =26kVA. | --> | 0.0475 | 0 | 0.01482 | 0.053518 | 0 |  | --> | C11 ex DEERPARK | Deerpark [T41,T42] | BALLYDINE |  | 52.3177 | -7.3632
MV/LV Substation CU***410X |  | 20 kV | _ | LV | 50 kVA :Pole Substation | 0.05 | --> | 0.05 | 0 | 0 | Constrained,otherwise capacity available =23kVA. | --> | 0.0475 | 0 | 0 | 0.05394 | 0 |  | --> | E17 ex BALTRASNA | Baltrasna [T121,T122] | BALTRASNA |  | 53.5401 | -6.4464
MV/LV Substation CU***4110 |  | 10 kV | _ | LV | 630 kVA :Kiosk Substation | 0.63 | --> | 0.63 | 0 | 0 | Constrained,otherwise capacity available =500kVA. | --> | 0.5985 | 0 | 0.017784 | 0.5 | 0 |  | --> | C23 ex CITYWEST | Citywest [T101,T102] | INCHICORE 220KV |  | 53.2876 | -6.4289
MV/LV Substation CU***4115 |  | 10 kV | _ | LV | 400 kVA :Kiosk Substation | 0.4 | --> | 0.4 | 0 | 0 | Constrained,otherwise capacity available =353kVA. | --> | 0.38 | 0 | 0.057798 | 0.40707 | 0 |  | --> | C30 ex CLONDALKIN | Clondalkin [T41,T42,T44] | INCHICORE 220KV |  | 53.3252 | -6.4169
MV/LV Substation CU***4118 |  | 10 kV | _ | LV | 400 kVA :Kiosk Substation | 0.4 | --> | 0.4 | 0.15247 | 0.2 | Constrained,otherwise capacity available =400kVA. | --> | 0.38 | 0 | 0 | 0.4 | 0 |  | --> | C20 ex SANDYFORD | Sandyford [T41,T42] | CARRICKMINES |  | 53.269 | -6.2281
MV/LV Substation CU***4119 |  | 20 kV | _ | LV | 50 kVA :Pole Substation | 0.05 | --> | 0.05 | 0 | 0 | Constrained,otherwise capacity available =50kVA. | --> | 0.0475 | 0 | 0 | 0.05 | 0 |  | --> | E18 ex BEALNABLATH | Bealnablath [T421] | BANDON |  | 51.8674 | -8.7555
MV/LV Substation CU***4122 |  | 10 kV | _ | LV | 100 kVA :Pole Substation | 0.1 | --> | 0.1 | 0.099 | 1.5 |  | --> | 0.095 | 0 | 0 | 0.10015 | 0 |  | --> | C22 ex BALLYARD | Ballyard [T41,T42] | TRALEE |  | 52.2486 | -9.7365
MV/LV Substation CU***4123 |  | 20 kV | _ | LV | 100 kVA :Pole Substation | 0.1 | --> | 0.1 | 0 | 0 | Constrained,otherwise capacity available =100kVA. | --> | 0.095 | 0 | 0 | 0 | 0 | Constrained,otherwise capacity available =100kW. | --> | C21 ex MILFORD (NR) | Milford (nr) [T41,T42] | LETTERKENNY |  | 55.1481 | -7.8381
MV/LV Substation CU***4129 |  | 10 kV | _ | LV | 400 kVA :Kiosk Substation | 0.4 | --> | 0.4 | 0.15247 | 0.2 | Constrained,otherwise capacity available =400kVA. | --> | 0.38 | 0 | 0 | 0.4 | 0 |  | --> | C20 ex SANDYFORD | Sandyford [T41,T42] | CARRICKMINES |  | 53.2706 | -6.2272
MV/LV Substation CU***4134 |  | 20 kV | _ | LV | 50 kVA :Pole Substation | 0.05 | --> | 0.05 | 0 | 0 | Constrained,otherwise capacity available =50kVA. | --> | 0.0475 | 0 | 0 | 0 | 0 | Constrained,otherwise capacity available =50kW. | --> | E13 ex FOXHOLE | Foxhole [T421,T422] | DUNGARVAN |  | 51.9613 | -7.7141
MV/LV Substation CU***4138 |  | 20 kV | _ | LV | 50 kVA :Pole Substation | 0.05 | --> | 0.05 | 0.031 | 3 |  | --> | 0.0475 | 0 | 0 | 0 | 0 | Constrained,otherwise capacity available =52.8kW. | --> | E13 ex CHARLEVILLE | Charleville [T421,T422] | CHARLEVILLE |  | 52.3457 | -8.5623
MV/LV Substation CU***4147 |  | 10 kV | _ | LV | 400 kVA :Building Structure | 0.4 | --> | 0.4 | 0.379 | 4.6 |  | --> | 0.38 | 0 | 0 | 0.40318 | 0 |  | --> | C18 ex DUN LAOGHAIRE | Dun Laoghaire [T41,T42] | BLACKROCK |  | 53.2951 | -6.144
MV/LV Substation CU***4155 |  | 20 kV | _ | LV | 50 kVA :Pole Substation | 0.05 | --> | 0.05 | 0.05 | 0.4 |  | --> | 0.0475 | 0 | 0 | 0.05 | 0 |  | --> | E18 ex TULLOW | Tullow [T421,T422] | CARLOW |  | 52.8621 | -6.5719
MV/LV Substation CU***4156 |  | 20 kV | _ | LV | 50 kVA :Pole Substation | 0.05 | --> | 0.05 | 0.05 | 0.5 |  | --> | 0.0475 | 0 | 0 | 0.05 | 0 |  | --> | E11 ex ARDFINNAN | Ardfinnan [T421] | CAHIR |  | 52.2695 | -7.8581
MV/LV Substation CU***4156 |  | 20 kV | _ | LV | 100 kVA :Pole Substation | 0.1 | --> | 0.1 | 0 | 0 | Constrained,otherwise capacity available =100kVA. | --> | 0.095 | 0 | 0 | 0.1 | 0 |  | --> | C21 ex CASTLEISLAND | Castleisland [T41,T42] | TRALEE |  | 52.1566 | -9.4913
MV/LV Substation CU***4157 |  | 10 kV | _ | LV | 100 kVA :Pole Substation | 0.1 | --> | 0.1 | 0 | 0 | Constrained,otherwise capacity available =100kVA. | --> | 0.095 | 0 | 0 | 0.1 | 0 |  | --> | C16 ex CLONAKILTY | Clonakilty [T41,T42] | DUNMANWAY |  | 51.6349 | -8.8678
MV/LV Substation CU***4165 |  | 10 kV | _ | LV | 50 kVA :Pole Substation | 0.05 | --> | 0.05 | 0 | 0 | Constrained,otherwise capacity available =50kVA. | --> | 0.0475 | 0 | 0 | 0.05 | 0 |  | --> | C18 ex TRAMORE | Tramore [T41,T42] | BUTLERSTOWN |  | 52.1878 | -7.1765
MV/LV Substation CU***4167 |  | 10 kV | _ | LV | 400 kVA :Kiosk Substation | 0.4 | --> | 0.4 | 0 | 0 | Constrained,otherwise capacity available =227kVA. | --> | 0.38 | 0 | 0.016302 | 0.42545 | 0 |  | --> | C18 ex KILDARE | Kildare [T41,T42] | NEWBRIDGE |  | 53.153 | -6.9078
MV/LV Substation CU***4175 |  | 10 kV | _ | LV | 50 kVA :Pole Substation | 0.05 | --> | 0.05 | 0.028 | 4 |  | --> | 0.0475 | 0 | 0.018525 | 0.053235 | 0 |  | --> | C19 ex BALLYJAMESDUFF | Ballyjamesduff [T41,T42] | SHANKILL |  | 53.8067 | -7.2718
MV/LV Substation CU***4181 |  | 10 kV | _ | LV | 400 kVA :Kiosk Substation | 0.4 | --> | 0.4 | 0 | 0 | Constrained,otherwise capacity available =333kVA. | --> | 0.38 | 0 | 0.010374 | 0.41005 | 0 |  | --> | C12 ex ORANMORE | Oranmore [T41,T44] | GALWAY 110KV |  | 53.2741 | -8.9633
MV/LV Substation CU***4185 |  | 10 kV | _ | LV | 50 kVA :Pole Substation | 0.05 | --> | 0.05 | 0 | 0 | Constrained,otherwise capacity available =50kVA. | --> | 0.0475 | 0 | 0 | 0.05 | 0 |  | --> | C12 ex KILMEADEN | Kilmeaden [T42] | BUTLERSTOWN |  | 52.2456 | -7.2716
MV/LV Substation CU***4187 |  | 20 kV | _ | LV | 50 kVA :Pole Substation | 0.05 | --> | 0.05 | 0.05 | 1.8 |  | --> | 0.0475 | 0 | 0 | 0.05 | 0 |  | --> | E13 ex BIRDHILL | Birdhill [T421,T422] | ARDNACRUSHA |  | 52.7561 | -8.4715
MV/LV Substation CU***418Y |  | 20 kV | _ | LV | 100 kVA :Pole Substation | 0.1 | --> | 0.1 | 0 | 0 | Constrained,otherwise capacity available =81kVA. | --> | 0.095 | 0 | 0 | 0.10284 | 0 |  | --> | C17 ex KINSALE | Kinsale [T41,T42] | BANDON |  | 51.8042 | -8.6349
MV/LV Substation CU***419 |  | 10 kV | _ | LV | 100 kVA :Pole Substation | 0.1 | --> | 0.1 | 0.092 | 2.6 |  | --> | 0.095 | 0 | 0 | 0.10121 | 0 |  | --> | C14 ex CLOONBANNIN | Cloonbannin [T42] | GLENLARA |  | 52.1156 | -9.1247
MV/LV Substation CU***4192 |  | 10 kV | _ | LV | 400 kVA :Kiosk Substation | 0.4 | --> | 0.4 | 0 | 0 | Constrained,otherwise capacity available =372kVA. | --> | 0.38 | 0 | 0 | 0.40423 | 0 |  | --> | C15 ex TULLA | Tulla [T41,T42] | ENNIS |  | 52.8701 | -8.7598
MV/LV Substation CU***4199 |  | 20 kV | _ | LV | 50 kVA :Pole Substation | 0.05 | --> | 0.05 | 0 | 0 | Constrained,otherwise capacity available =50kVA. | --> | 0.0475 | 0 | 0 | 0 | 0 | Constrained,otherwise capacity available =50kW. | --> | C14 ex FERMOY NORTH | Fermoy North [T41,T42] | BARRYMORE |  | 52.1934 | -8.3217
MV/LV Substation CU***4201 |  | 20 kV | _ | LV | 100 kVA :Pole Substation | 0.1 | --> | 0.1 | 0 | 0 | Constrained,otherwise capacity available =100kVA. | --> | 0.095 | 0 | 0 | 0.1 | 0 |  | --> | E12 ex MILLTOWN (SR) | Milltown (sr) [T421,T422] | OUGHTRAGH |  | 51.9943 | -9.8586
MV/LV Substation CU***4221 |  | 20 kV | _ | LV | 50 kVA :Pole Substation | 0.05 | --> | 0.05 | 0.05 | 7.5 |  | --> | 0.0475 | 0 | 0 | 0 | 0 | Constrained,otherwise capacity available =50kW. | --> | E12 ex CHURCHTOWN | Churchtown [T422] | RATHKEALE |  | 52.446 | -9.0733
MV/LV Substation CU***4257 |  | 20 kV | _ | LV | 50 kVA :Pole Substation | 0.05 | --> | 0.05 | 0 | 0 | Constrained,otherwise capacity available =50kVA. | --> | 0.0475 | 0 | 0 | 0.05 | 0 |  | --> | E12 ex KILCOCK | Kilcock [T421,T422] | GRIFFINRATH |  | 53.4617 | -6.5779
MV/LV Substation CU***4269 |  | 20 kV | _ | LV | 400 kVA :Building Structure | 0.4 | --> | 0.4 | 0 | 0 | Constrained,otherwise capacity available =323kVA. | --> | 0.38 | 0 | 0 | 0.41153 | 0 |  | --> | C15 ex KILMONEY | Kilmoney [T41,T42] | TRABEG |  | 51.7695 | -8.4946
MV/LV Substation CU***4271 |  | 10 kV | _ | LV | 630 kVA :Building Structure | 0.63 | --> | 0.63 | 0 | 0 | Constrained,otherwise capacity available =396kVA. | --> | 0.5985 | 0 | 0 | 0.5 | 0 |  | --> | C11 ex BISHOPSTOWN | Bishopstown [T41,T42] | KILBARRY |  | 51.8915 | -8.5144
MV/LV Substation CU***429 |  | 20 kV | _ | LV | 50 kVA :Pole Substation | 0.05 | --> | 0.05 | 0.038 | 2.3 |  | --> | 0.0475 | 0 | 0.002964 | 0.05179 | 0 |  | --> | E14 ex MOY | Moy [T421,T422] | MOY |  | 54.1382 | -9.1648
MV/LV Substation CU***4295 |  | 10 kV | _ | LV | 400 kVA :Kiosk Substation | 0.4 | --> | 0.4 | 0 | 0 | Constrained,otherwise capacity available =276kVA. | --> | 0.38 | 0 | 0.051129 | 0.4184 | 0 |  | --> | C11 ex MORRISTOWN | Morristown [T41,T42] | NEWBRIDGE |  | 53.1689 | -6.8169
MV/LV Substation CU***4298 |  | 10 kV | _ | LV | 400 kVA :Building Structure | 0.4 | --> | 0.4 | 0 | 0 | Constrained,otherwise capacity available =400kVA. | --> | 0.38 | 0 | 0 | 0.4 | 0 |  | --> | C11 ex GARRYOWEN | Garryowen [T41,T42] | LIMERICK |  | 52.6512 | -8.5956
MV/LV Substation CU***430 |  | 20 kV | _ | LV | 200 kVA :Pole Substation | 0.2 | --> | 0.2 | 0.187 | 0.4 |  | --> | 0.19 | 0 | 0.004446 | 0.20196 | 0 |  | --> | C16 ex CARRAROE | Carraroe [T42] | SCREEB |  | 53.2622 | -9.612
MV/LV Substation CU***4300 |  | 10 kV | _ | LV | 630 kVA :Kiosk Substation | 0.63 | --> | 0.63 | 0.5 | 11 |  | --> | 0.5985 | 0 | 0.061503 | 0.5 | 0 |  | --> | C22 ex CLOON | Cloon [T42,T421] | CLOON |  | 53.5103 | -8.858
MV/LV Substation CU***4323 |  | 20 kV | _ | LV | 50 kVA :Pole Substation | 0.05 | --> | 0.05 | 0.049 | 17.7 |  | --> | 0.0475 | 0 | 0.003705 | 0.050152 | 0 |  | --> | E22 ex COOLROE | Coolroe [T121,T122] | COOLROE |  | 51.9021 | -8.6636
MV/LV Substation CU***4330 |  | 10 kV | _ | LV | 50 kVA :Pole Substation | 0.05 | --> | 0.05 | 0 | 0 | Constrained,otherwise capacity available =50kVA. | --> | 0.0475 | 0 | 0 | 0.05 | 0 |  | --> | C11 ex PORTLAW | Portlaw [T41,T42] | BUTLERSTOWN |  | 52.2985 | -7.3466
MV/LV Substation CU***4338 |  | 10 kV | _ | LV | 400 kVA :Building Structure | 0.4 | --> | 0.4 | 0 | 0 | Constrained,otherwise capacity available =293kVA. | --> | 0.38 | 0 | 0 | 0.41593 | 0 |  | --> | C15 ex CARRIGALINE | Carrigaline [T41,T42] | BARNAHELY |  | 51.8269 | -8.3935
MV/LV Substation CU***433Y |  | 20 kV | _ | LV | 50 kVA :Pole Substation | 0.05 | --> | 0.05 | 0 | 0 | Constrained,otherwise capacity available =49kVA. | --> | 0.0475 | 0 | 0 | 0.050152 | 0 |  | --> | E17 ex CREAGH | Creagh [T421,T422] | ATHLONE |  | 53.3132 | -8.2874
MV/LV Substation CU***4349 |  | 10 kV | _ | LV | 400 kVA :Kiosk Substation | 0.4 | --> | 0.4 | 0.392 | 9.5 |  | --> | 0.38 | 0 | 0 | 0.40121 | 0 |  | --> | C13 ex BANDON | Bandon [T101,T42] | BANDON |  | 51.7486 | -8.7568
MV/LV Substation CU***4350 |  | 10 kV | _ | LV | 400 kVA :Kiosk Substation | 0.4 | --> | 0.4 | 0.4 | 9.5 |  | --> | 0.38 | 0 | 0 | 0.4 | 0 |  | --> | C13 ex BANDON | Bandon [T101,T42] | BANDON |  | 51.7477 | -8.7574
MV/LV Substation CU***4369 |  | 20 kV | _ | LV | 200 kVA :Pole Substation | 0.2 | --> | 0.2 | 0.197 | 0.3 |  | --> | 0.19 | 0 | 0 | 0.20045 | 0 |  | --> | E33 ex TRIM | Trim [T421] | NAVAN |  | 53.4637 | -6.8599
MV/LV Substation CU***436X |  | 20 kV | _ | LV | 50 kVA :Pole Substation | 0.05 | --> | 0.05 | 0 | 0 | Constrained,otherwise capacity available =38kVA. | --> | 0.0475 | 0 | 0 | 0.05179 | 0 |  | --> | E18 ex GARRANACANTY | Garranacanty [T421,T422] | TIPPERARY |  | 52.5126 | -8.2721
MV/LV Substation CU***437 |  | 10 kV | _ | LV | 200 kVA :Pole Substation | 0.2 | --> | 0.2 | 0.115 | 0.3 |  | --> | 0.19 | 0 | 0.011115 | 0.21251 | 0 |  | --> | C15 ex BANAGHER | Banagher [T41,T42] | DALLOW |  | 53.1883 | -7.9766
MV/LV Substation CU***438Y |  | 10 kV | _ | LV | 50 kVA :Pole Substation | 0.05 | --> | 0.05 | 0.048 | 9.5 |  | --> | 0.0475 | 0 | 0 | 0.050303 | 0 |  | --> | C13 ex BANDON | Bandon [T101,T42] | BANDON |  | 51.7584 | -8.7677
MV/LV Substation CU***4395 |  | 10 kV | _ | LV | 400 kVA :Kiosk Substation | 0.4 | --> | 0.4 | 0.14764 | 0.1 | Constrained,otherwise capacity available =400kVA. | --> | 0.38 | 0 | 0 | 0.4 | 0 |  | --> | C16 ex KILCULLEN | Kilcullen [T41,T42,T424] | STRATFORD |  | 53.1227 | -6.8261
MV/LV Substation CU***4396 |  | 20 kV | _ | LV | 50 kVA :Pole Substation | 0.05 | --> | 0.05 | 0.049 | 16.1 |  | --> | 0.0475 | 0 | 0 | 0.050152 | 0 |  | --> | E21 ex WEXFORD | Wexford [T121,T122] | WEXFORD |  | 52.4035 | -6.3697
MV/LV Substation CU***4413 |  | 10 kV | _ | LV | 100 kVA :Pole Substation | 0.1 | --> | 0.1 | 0 | 0 | Constrained,otherwise capacity available =85kVA. | --> | 0.095 | 0 | 0 | 0.10225 | 0 |  | --> | C23 ex BALLINDERRY | Ballinderry [T41,T422] | MULLINGAR |  | 53.5197 | -7.3159
MV/LV Substation CU***4416 |  | 10 kV | _ | LV | 630 kVA :Kiosk Substation | 0.63 | --> | 0.63 | 0 | 0 | Constrained,otherwise capacity available =500kVA. | --> | 0.5985 | 0 | 0 | 0.5 | 0 |  | --> | C11 ex MORRISTOWN | Morristown [T41,T42] | NEWBRIDGE |  | 53.171 | -6.8191
MV/LV Substation CU***441Y |  | 10 kV | _ | LV | 630 kVA :Building Structure | 0.63 | --> | 0.63 | 0 | 0 | Constrained,otherwise capacity available =500kVA. | --> | 0.5985 | 0 | 0 | 0.5 | 0 |  | --> | C23 ex ATHLONE | Athlone [T41,T42] | ATHLONE |  | 53.4238 | -7.9404
MV/LV Substation CU***442X |  | 10 kV | _ | LV | 630 kVA :Building Structure | 0.63 | --> | 0.63 | 0.5 | 3.5 |  | --> | 0.5985 | 0 | 0 | 0.5 | 0 |  | --> | C17 ex TRIMMS LANE | Trimms Lane [T41,T42] | SALTHILL |  | 53.2708 | -9.0538
MV/LV Substation CU***4432 |  | 10 kV | _ | LV | 50 kVA :Pole Substation | 0.05 | --> | 0.05 | 0 | 0 | Constrained,otherwise capacity available =50kVA. | --> | 0.0475 | 0 | 0 | 0.05 | 0 |  | --> | C16 ex CLAREGALWAY | Claregalway [T42,T421] | GALWAY 110KV |  | 53.4296 | -8.9025
MV/LV Substation CU***4432 |  | 10 kV | _ | LV | 50 kVA :Pole Substation | 0.05 | --> | 0.05 | 0 | 0 | Constrained,otherwise capacity available =50kVA. | --> | 0.0475 | 0 | 0 | 0.05 | 0 |  | --> | C26 ex KYLEERAGH | Kyleeragh [T41,T42] | NENAGH |  | 52.9292 | -8.2406
MV/LV Substation CU***4442 |  | 10 kV | _ | LV | 400 kVA :Kiosk Substation | 0.4 | --> | 0.4 | 0 | 0 | Constrained,otherwise capacity available =395kVA. | --> | 0.38 | 0 | 0 | 0.40076 | 0 |  | --> | C19 ex MALAHIDE | Malahide [T41,T42] | GLASMORE |  | 53.4502 | -6.167
MV/LV Substation CU***4447 |  | 20 kV | _ | LV | 50 kVA :Pole Substation | 0.05 | --> | 0.05 | 0 | 0 | Constrained,otherwise capacity available =50kVA. | --> | 0.0475 | 0 | 0 | 0.05 | 0 |  | --> | C18 ex TOOMEVARA | Toomevara [T42] | NENAGH |  | 52.7725 | -8.0266
MV/LV Substation CU***444Y |  | 10 kV | _ | LV | 400 kVA :Kiosk Substation | 0.4 | --> | 0.4 | 0 | 0 | Constrained,otherwise capacity available =382kVA. | --> | 0.38 | 0 | 0 | 0.40272 | 0 |  | --> | C19 ex BISHOPSTOWN | Bishopstown [T41,T42] | KILBARRY |  | 51.8721 | -8.5466
MV/LV Substation CU***446Y |  | 10 kV | _ | LV | 200 kVA :Kiosk Substation | 0.2 | --> | 0.2 | 0.166 | 6.4 |  | --> | 0.19 | 0 | 0.003705 | 0.2051 | 0 |  | --> | C19 ex BUSHFIELD | Bushfield [T41,T42] | ATHLONE |  | 53.4306 | -7.9191
MV/LV Substation CU***4477 |  | 20 kV | _ | LV | 50 kVA :Pole Substation | 0.05 | --> | 0.05 | 0 | 0 | Constrained,otherwise capacity available =50kVA. | --> | 0.0475 | 0 | 0 | 0.05 | 0 |  | --> | C22 ex ATHLONE | Athlone [T41,T42] | ATHLONE |  | 53.488 | -8.097
MV/LV Substation CU***448 |  | 10 kV | _ | LV | 100 kVA :Pole Substation | 0.1 | --> | 0.1 | 0 | 0 | Constrained,otherwise capacity available =76kVA. | --> | 0.095 | 0 | 0 | 0.10358 | 0 |  | --> | C12 ex CRANMORE | Cranmore [T41,T42] | SLIGO |  | 54.2412 | -8.4623
MV/LV Substation CU***4510 |  | 20 kV | _ | LV | 630 kVA :Kiosk Substation | 0.63 | --> | 0.63 | 0.5 | 16.1 |  | --> | 0.5985 | 0 | 0 | 0.5 | 0 |  | --> | E21 ex WEXFORD | Wexford [T121,T122] | WEXFORD |  | 52.396 | -6.377
MV/LV Substation CU***452 |  | 20 kV | _ | LV | 100 kVA :Pole Substation | 0.1 | --> | 0.1 | 0.02 | 16.1 |  | --> | 0.095 | 0 | 0.005928 | 0.11145 | 0 |  | --> | E21 ex WEXFORD | Wexford [T121,T122] | WEXFORD |  | 52.3931 | -6.3888
MV/LV Substation CU***452X |  | 20 kV | _ | LV | 50 kVA :Pole Substation | 0.05 | --> | 0.05 | 0 | 0 | Constrained,otherwise capacity available =36kVA. | --> | 0.0475 | 0 | 0.008151 | 0.052083 | 0 |  | --> | E12 ex GURRANEBANE | Gurranebane [T421,T422] | OUGHTRAGH |  | 52.0662 | -9.9102
MV/LV Substation CU***454 |  | 20 kV | _ | LV | 200 kVA :Kiosk Substation | 0.2 | --> | 0.2 | 0 | 0 | Constrained,otherwise capacity available =164kVA. | --> | 0.19 | 0 | 0.014079 | 0.20539 | 0 |  | --> | E18 ex BALTRASNA | Baltrasna [T121,T122] | BALTRASNA |  | 53.5095 | -6.4622
MV/LV Substation CU***460 |  | 10 kV | _ | LV | 100 kVA :Pole Substation | 0.1 | --> | 0.1 | 0 | 0 | Constrained,otherwise capacity available =92kVA. | --> | 0.095 | 0 | 0.003705 | 0 | 0 | Constrained,otherwise capacity available =101.2kW. | --> | C13 ex CURRAGLASS | Curraglass [T41] | BARRYMORE |  | 52.0941 | -8.0507
MV/LV Substation CU***4606 |  | 10 kV | _ | LV | 630 kVA :Building Structure | 0.63 | --> | 0.63 | 0.5 | 1.7 |  | --> | 0.5985 | 0 | 0 | 0.5 | 0 |  | --> | C22 ex SOUTH KING STREET | South King Street [T41,T42] | FRANCIS STREET |  | 53.3386 | -6.2636
MV/LV Substation CU***4607 |  | 10 kV | _ | LV | 400 kVA :Kiosk Substation | 0.4 | --> | 0.4 | 0.329 | 1.7 |  | --> | 0.38 | 0 | 0 | 0.41064 | 0 |  | --> | C22 ex SOUTH KING STREET | South King Street [T41,T42] | FRANCIS STREET |  | 53.3385 | -6.2636
MV/LV Substation CU***464Y |  | 20 kV | _ | LV | 400 kVA :Kiosk Substation | 0.4 | --> | 0.4 | 0 | 0 | Constrained,otherwise capacity available =335kVA. | --> | 0.38 | 0 | 0.017784 | 0.40975 | 0 |  | --> | E11 ex KILCARRAGH | Kilcarragh [T421,T422] | BUTLERSTOWN |  | 52.2307 | -6.9772
MV/LV Substation CU***470 |  | 10 kV | _ | LV | 100 kVA :Pole Substation | 0.1 | --> | 0.1 | 0.083 | 2.6 |  | --> | 0.095 | 0 | 0 | 0.10255 | 0 |  | --> | C14 ex CLOONBANNIN | Cloonbannin [T42] | GLENLARA |  | 52.114 | -9.1228
MV/LV Substation CU***471Y |  | 20 kV | _ | LV | 50 kVA :Pole Substation | 0.05 | --> | 0.05 | 0 | 0 | Constrained,otherwise capacity available =37kVA. | --> | 0.0475 | 0 | 0 | 0 | 0 | Constrained,otherwise capacity available =51.9kW. | --> | E17 ex KNOCKMULLEN | Knockmullen [T42,T421] | GREAT ISLAND |  | 52.3755 | -6.855
MV/LV Substation CU***477Z |  | 10 kV | _ | LV | 630 kVA :Building Structure | 0.63 | --> | 0.63 | 0 | 0 | Constrained,otherwise capacity available =500kVA. | --> | 0.5985 | 0 | 0.05928 | 0.5 | 0 |  | --> | C31 ex SEMPERIT | Semperit [T41,T42,T43] | GRANGE CASTLE |  | 53.3297 | -6.3744
MV/LV Substation CU***479 |  | 20 kV | _ | LV | 50 kVA :Pole Substation | 0.05 | --> | 0.05 | 0 | 0 | Constrained,otherwise capacity available =48kVA. | --> | 0.0475 | 0 | 0 | 0 | 0 | Constrained,otherwise capacity available =50.3kW. | --> | C11 ex TIMOLEAGUE | Timoleague [T41] | BANDON |  | 51.6145 | -8.7362
MV/LV Substation CU***480X |  | 20 kV | _ | LV | 400 kVA :Kiosk Substation | 0.4 | --> | 0.4 | 0 | 0 | Constrained,otherwise capacity available =397kVA. | --> | 0.38 | 0 | 0 | 0.40046 | 0 |  | --> | E16 ex PATRICKSWELL | Patrickswell [T421,T422] | LIMERICK |  | 52.5923 | -8.869
MV/LV Substation CU***482 |  | 20 kV | _ | LV | 100 kVA :Pole Substation | 0.1 | --> | 0.1 | 0.074 | 2.1 |  | --> | 0.095 | 0 | 0 | 0 | 0 | Constrained,otherwise capacity available =103.9kW. | --> | C18 ex NEWTOWNCUNNINGHAM | Newtowncunningham [T41,T42] | LETTERKENNY |  | 55.0553 | -7.4017
MV/LV Substation CU***486Z |  | 20 kV | _ | LV | 400 kVA :Kiosk Substation | 0.4 | --> | 0.4 | 0 | 0 | Constrained,otherwise capacity available =332kVA. | --> | 0.38 | 0 | 0.010374 | 0 | 0 | Constrained,otherwise capacity available =410.2kW. | --> | E18 ex FOXHOLE | Foxhole [T421,T422] | DUNGARVAN |  | 52.0705 | -7.8253
MV/LV Substation CU***498Z |  | 10 kV | _ | LV | 50 kVA :Pole Substation | 0.05 | --> | 0.05 | 0 | 0 | Constrained,otherwise capacity available =45kVA. | --> | 0.0475 | 0 | 0 | 0.050753 | 0 |  | --> | C24 ex BISHOPSTOWN | Bishopstown [T41,T42] | KILBARRY |  | 51.8751 | -8.5638
MV/LV Substation CU***499 |  | 20 kV | _ | LV | 50 kVA :Pole Substation | 0.05 | --> | 0.05 | 0 | 0 | Constrained,otherwise capacity available =50kVA. | --> | 0.0475 | 0 | 0 | 0.05 | 0 |  | --> | E21 ex MILLTOWN (SR) | Milltown (sr) [T421,T422] | OUGHTRAGH |  | 52.0907 | -9.6621
MV/LV Substation CU***501 |  | 20 kV | _ | LV | 50 kVA :Pole Substation | 0.05 | --> | 0.05 | 0 | 0 | Constrained,otherwise capacity available =34kVA. | --> | 0.0475 | 0 | 0.004446 | 0 | 0 | Constrained,otherwise capacity available =52.4kW. | --> | C11 ex TIMOLEAGUE | Timoleague [T41] | BANDON |  | 51.6308 | -8.7139
MV/LV Substation CU***501 |  | 10 kV | _ | LV | 50 kVA :Pole Substation | 0.05 | --> | 0.05 | 0.05 | 1.9 |  | --> | 0.0475 | 0 | 0 | 0 | 0 | Constrained,otherwise capacity available =50kW. | --> | C15 ex MILFORD (MWR) | Milford (mwr) [T41] | CHARLEVILLE |  | 52.3339 | -8.7985
MV/LV Substation CU***504 |  | 20 kV | _ | LV | 100 kVA :Pole Substation | 0.1 | --> | 0.1 | 0.085 | 4.2 |  | --> | 0.095 | 0 | 0 | 0.10225 | 0 |  | --> | E15 ex JENKINSTOWN | Jenkinstown [T421,T422] | DUNDALK |  | 54.1058 | -6.3591
MV/LV Substation CU***504Y |  | 20 kV | _ | LV | 200 kVA :Kiosk Substation | 0.2 | --> | 0.2 | 0.169 | 16.1 |  | --> | 0.19 | 0 | 0.003705 | 0.20465 | 0 |  | --> | E21 ex WEXFORD | Wexford [T121,T122] | WEXFORD |  | 52.4203 | -6.5311
MV/LV Substation CU***506 |  | 10 kV | _ | LV | 50 kVA :Pole Substation | 0.05 | --> | 0.05 | 0 | 0 | Constrained,otherwise capacity available =45kVA. | --> | 0.0475 | 0 | 0.004446 | 0.050753 | 0 |  | --> | C14 ex BLAKE | Blake [T41,T42] | BLAKE |  | 53.2826 | -6.9448
MV/LV Substation CU***507 |  | 10 kV | _ | LV | 100 kVA :Pole Substation | 0.1 | --> | 0.1 | 0 | 0 | Constrained,otherwise capacity available =45kVA. | --> | 0.095 | 0 | 0.030381 | 0.10802 | 0 |  | --> | C30 ex CLAREGALWAY | Claregalway [T42,T421] | GALWAY 110KV |  | 53.3992 | -8.9948
MV/LV Substation CU***507Y |  | 10 kV | _ | LV | 400 kVA :Kiosk Substation | 0.4 | --> | 0.4 | 0 | 0 | Constrained,otherwise capacity available =322kVA. | --> | 0.38 | 0 | 0.017043 | 0.41167 | 0 |  | --> | C12 ex KILLACLOYNE | Killacloyne [T41,T42] | MIDLETON |  | 51.9149 | -8.2557
MV/LV Substation CU***511Y |  | 10 kV | _ | LV | 400 kVA :Kiosk Substation | 0.4 | --> | 0.4 | 0 | 0 | Constrained,otherwise capacity available =200kVA. | --> | 0.38 | 0 | 0.045201 | 0.42928 | 0 |  | --> | C12 ex KILLACLOYNE | Killacloyne [T41,T42] | MIDLETON |  | 51.9147 | -8.2594
MV/LV Substation CU***523Y |  | 10 kV | _ | LV | 100 kVA :Pole Substation | 0.1 | --> | 0.1 | 0.089 | 2.8 |  | --> | 0.095 | 0 | 0 | 0.10166 | 0 |  | --> | E16 ex BALLYRAGGET | Ballyragget [T421,T422] | BALLYRAGGET |  | 52.8195 | -7.4758
MV/LV Substation CU***527X |  | 20 kV | _ | LV | 50 kVA :Pole Substation | 0.05 | --> | 0.05 | 0 | 0 | Constrained,otherwise capacity available =50kVA. | --> | 0.0475 | 0 | 0 | 0.05 | 0 |  | --> | C17 ex CHARLESTOWN | Charlestown [T41] | TONROE |  | 53.8902 | -8.6985
MV/LV Substation CU***528X |  | 10 kV | _ | LV | 50 kVA :Pole Substation | 0.05 | --> | 0.05 | 0 | 0 | Constrained,otherwise capacity available =46kVA. | --> | 0.0475 | 0 | 0 | 0 | 0 | Constrained,otherwise capacity available =50.6kW. | --> | C11 ex PORTARLINGTON | Portarlington [T41,T42] | PORTLAOISE |  | 53.1857 | -7.1744
MV/LV Substation CU***531 |  | 10 kV | _ | LV | 400 kVA :Kiosk Substation | 0.4 | --> | 0.4 | 0.333 | 1.4 |  | --> | 0.38 | 0 | 0 | 0.41005 | 0 |  | --> | C15 ex RINEANNA | Rineanna [T41,T42] | DRUMLINE |  | 52.7054 | -8.8648
MV/LV Substation CU***531 |  | 10 kV | _ | LV | 50 kVA :Pole Substation | 0.05 | --> | 0.05 | 0.05 | 3.4 |  | --> | 0.0475 | 0 | 0 | 0.05 | 0 |  | --> | C19 ex GLENGOOLE | Glengoole [T41] | THURLES |  | 52.6114 | -7.5978
MV/LV Substation CU***533 |  | 20 kV | _ | LV | 50 kVA :Pole Substation | 0.05 | --> | 0.05 | 0 | 0 | Constrained,otherwise capacity available =31kVA. | --> | 0.0475 | 0 | 0.016302 | 0 | 0 | Constrained,otherwise capacity available =52.8kW. | --> | C25 ex KILCLOHER | Kilcloher [T41,T42] | DUNGARVAN |  | 52.208 | -7.7521
MV/LV Substation CU***533Z |  | 20 kV | _ | LV | 200 kVA :Pole Substation | 0.2 | --> | 0.2 | 0.19 | 16.1 |  | --> | 0.19 | 0 | 0 | 0.20151 | 0 |  | --> | E21 ex WEXFORD | Wexford [T121,T122] | WEXFORD |  | 52.384 | -6.3769
MV/LV Substation CU***542X |  | 20 kV | _ | LV | 50 kVA :Pole Substation | 0.05 | --> | 0.05 | 0 | 0 | Constrained,otherwise capacity available =50kVA. | --> | 0.0475 | 0 | 0 | 0.05 | 0 |  | --> | E15 ex GORT | Gort [T41,T42] | ENNIS |  | 53.1067 | -8.8051
MV/LV Substation CU***543 |  | 20 kV | _ | LV | 30 kVA :Pole Substation | 0.03 | --> | 0.03 | 0 | 0 | Constrained,otherwise capacity available =14kVA. | --> | 0.0285 | 0 | 0 | 0 | 0 | Constrained,otherwise capacity available =32.3kW. | --> | E13 ex FOXHOLE | Foxhole [T421,T422] | DUNGARVAN |  | 51.9868 | -7.7469
MV/LV Substation CU***545 |  | 20 kV | _ | LV | 400 kVA :Kiosk Substation | 0.4 | --> | 0.4 | 0 | 0 | Constrained,otherwise capacity available =369kVA. | --> | 0.38 | 0 | 0 | 0.40468 | 0 |  | --> | E17 ex DRUMLINE | Drumline [T421,T422] | DRUMLINE |  | 52.7608 | -8.8949
MV/LV Substation CU***547X |  | 20 kV | _ | LV | 100 kVA :Pole Substation | 0.1 | --> | 0.1 | 0.091 | 1.1 |  | --> | 0.095 | 0 | 0 | 0.10136 | 0 |  | --> | E22 ex BUNCLODY | Bunclody [T421,T422] | CRANE |  | 52.6705 | -6.6223
MV/LV Substation CU***548Y |  | 10 kV | _ | LV | 50 kVA :Pole Substation | 0.05 | --> | 0.05 | 0 | 0 | Constrained,otherwise capacity available =44kVA. | --> | 0.0475 | 0 | 0.008151 | 0 | 0 | Constrained,otherwise capacity available =50.9kW. | --> | C20 ex TEMPLEMORE | Templemore [T41,T42] | IKERRIN |  | 52.8301 | -7.8555
MV/LV Substation CU***549 |  | 20 kV | _ | LV | 50 kVA :Pole Substation | 0.05 | --> | 0.05 | 0 | 0 | Constrained,otherwise capacity available =48kVA. | --> | 0.0475 | 0 | 0 | 0.050303 | 0 |  | --> | E25 ex PATRICKSWELL | Patrickswell [T421,T422] | LIMERICK |  | 52.6399 | -8.8371
MV/LV Substation CU***550X |  | 10 kV | _ | LV | 50 kVA :Pole Substation | 0.05 | --> | 0.05 | 0 | 0 | Constrained,otherwise capacity available =33kVA. | --> | 0.0475 | 0 | 0.00741 | 0.052518 | 0 |  | --> | C17 ex GRAIGUENAMANAGH | Graiguenamanagh [T41,T42] | KILKENNY |  | 52.5828 | -7.0096
MV/LV Substation CU***552Y |  | 10 kV | _ | LV | 50 kVA :Pole Substation | 0.05 | --> | 0.05 | 0 | 0 | Constrained,otherwise capacity available =37kVA. | --> | 0.0475 | 0 | 0 | 0 | 0 | Constrained,otherwise capacity available =51.9kW. | --> | E11 ex KNOCKMULLEN | Knockmullen [T42,T421] | GREAT ISLAND |  | 52.4575 | -6.8773
MV/LV Substation CU***557X |  | 20 kV | _ | LV | 50 kVA :Pole Substation | 0.05 | --> | 0.05 | 0 | 0 | Constrained,otherwise capacity available =42kVA. | --> | 0.0475 | 0 | 0.002964 | 0.0512 | 0 |  | --> | E23 ex BALTRASNA | Baltrasna [T121,T122] | BALTRASNA |  | 53.575 | -6.4407
MV/LV Substation CU***558 |  | 20 kV | _ | LV | 100 kVA :Pole Substation | 0.1 | --> | 0.1 | 0 | 0 | Constrained,otherwise capacity available =30kVA. | --> | 0.095 | 0 | 0.01482 | 0 | 0 | Constrained,otherwise capacity available =110.1kW. | --> | C15 ex CLOONLOUGH | Cloonlough [T41,T42] | BARRYMORE |  | 52.2489 | -8.308
MV/LV Substation CU***560 |  | 10 kV | _ | LV | 200 kVA :Pole Substation | 0.2 | --> | 0.2 | 0 | 0 | Constrained,otherwise capacity available =196kVA. | --> | 0.19 | 0 | 0 | 0.20061 | 0 |  | --> | C22 ex SKIBBEREEN | Skibbereen [T41,T42] | DUNMANWAY |  | 51.5633 | -9.2711
MV/LV Substation CU***562 |  | 20 kV | _ | LV | 50 kVA :Pole Substation | 0.05 | --> | 0.05 | 0 | 0 | Constrained,otherwise capacity available =45kVA. | --> | 0.0475 | 0 | 0 | 0 | 0 | Constrained,otherwise capacity available =50.8kW. | --> | E13 ex FOXHOLE | Foxhole [T421,T422] | DUNGARVAN |  | 51.9654 | -7.7223
MV/LV Substation CU***562Y |  | 20 kV | _ | LV | 400 kVA :Kiosk Substation | 0.4 | --> | 0.4 | 0.35 | 3.5 |  | --> | 0.38 | 0 | 0.008892 | 0.40752 | 0 |  | --> | E17 ex BUSH | Bush [T421,T422] | DUNDALK |  | 54.0352 | -6.1819
MV/LV Substation CU***565 |  | 10 kV | _ | LV | 50 kVA :Pole Substation | 0.05 | --> | 0.05 | 0.046 | 2.4 |  | --> | 0.0475 | 0 | 0 | 0.050604 | 0 |  | --> | C20 ex GRAIGUE | Graigue [T41,T42] | CARLOW |  | 52.8535 | -6.9779
MV/LV Substation CU***568X |  | 10 kV | _ | LV | 25 kVA :Pole Substation | 0.025 | --> | 0.025 | 0 | 0 | Constrained,otherwise capacity available =18kVA. | --> | 0.02375 | 0 | 0 | 0.026041 | 0 |  | --> | C17 ex KILDARE | Kildare [T41,T42] | NEWBRIDGE |  | 53.1627 | -6.892
MV/LV Substation CU***569X |  | 20 kV | _ | LV | 200 kVA :Pole Substation | 0.2 | --> | 0.2 | 0.194 | 1.5 |  | --> | 0.19 | 0 | 0 | 0.20091 | 0 |  | --> | E17 ex ACHILL | Achill [T422] | CARROWBEG |  | 53.9726 | -10.1598
MV/LV Substation CU***569X |  | 10 kV | _ | LV | 50 kVA :Pole Substation | 0.05 | --> | 0.05 | 0 | 0 | Constrained,otherwise capacity available =28kVA. | --> | 0.0475 | 0 | 0 | 0.053235 | 0 |  | --> | C17 ex KILDARE | Kildare [T41,T42] | NEWBRIDGE |  | 53.16 | -6.881
MV/LV Substation CU***569Y |  | 20 kV | _ | LV | 50 kVA :Pole Substation | 0.05 | --> | 0.05 | 0 | 0 | Constrained,otherwise capacity available =43kVA. | --> | 0.0475 | 0 | 0 | 0 | 0 | Constrained,otherwise capacity available =51.1kW. | --> | C14 ex FERMOY NORTH | Fermoy North [T41,T42] | BARRYMORE |  | 52.1601 | -8.2725
MV/LV Substation CU***570 |  | 10 kV | _ | LV | 630 kVA :Building Structure | 0.63 | --> | 0.63 | 0.321 | 13.5 |  | --> | 0.5985 | 0 | 0 | 0.5 | 0 |  | --> | C17 ex ENNIS | Ennis [T101,T102] | ENNIS |  | 52.8434 | -8.9849
MV/LV Substation CU***571 |  | 20 kV | _ | LV | 50 kVA :Pole Substation | 0.05 | --> | 0.05 | 0 | 0 | Constrained,otherwise capacity available =29kVA. | --> | 0.0475 | 0 | 0 | 0.053092 | 0 |  | --> | E17 ex INCH | Inch [T421,T422] | OUGHTRAGH |  | 52.2238 | -9.9044
MV/LV Substation CU***572 |  | 10 kV | _ | LV | 100 kVA :Pole Substation | 0.1 | --> | 0.1 | 0 | 0 | Constrained,otherwise capacity available =80kVA. | --> | 0.095 | 0 | 0 | 0 | 0 | Constrained,otherwise capacity available =103kW. | --> | C26 ex GLENTIES | Glenties [T41,T42] | BINBANE |  | 54.8371 | -8.4445
MV/LV Substation CU***575Y |  | 10 kV | _ | LV | 200 kVA :Pole Substation | 0.2 | --> | 0.2 | 0 | 0 | Constrained,otherwise capacity available =166kVA. | --> | 0.19 | 0 | 0.00741 | 0.2051 | 0 |  | --> | C21 ex BALLINCOLLIG | Ballincollig [T41,T42] | KILBARRY |  | 51.8717 | -8.5719
MV/LV Substation CU***577X |  | 20 kV | _ | LV | 50 kVA :Pole Substation | 0.05 | --> | 0.05 | 0.049 | 1.4 |  | --> | 0.0475 | 0 | 0 | 0.050152 | 0 |  | --> | E17 ex CONG | Cong [T421,T422] | CLOON |  | 53.5418 | -9.2648
MV/LV Substation CU***578X |  | 20 kV | _ | LV | 50 kVA :Pole Substation | 0.05 | --> | 0.05 | 0.049 | 4.2 |  | --> | 0.0475 | 0 | 0 | 0.050152 | 0 |  | --> | E15 ex JENKINSTOWN | Jenkinstown [T421,T422] | DUNDALK |  | 54.0347 | -6.379
MV/LV Substation CU***582 |  | 10 kV | _ | LV | 1000 kVA :Building Structure | 1 | --> | 1 | 0.5 | 8.1 |  | --> | 0.95 | 0 | 0.051129 | 0.5 | 0 |  | --> | C13 ex MILLTOWN (DR) | Milltown (dr) [T101,T102] | POOLBEG |  | 53.3241 | -6.2488
MV/LV Substation CU***585 |  | 10 kV | _ | LV | 200 kVA :Pole Substation | 0.2 | --> | 0.2 | 0 | 0 | Constrained,otherwise capacity available =184kVA. | --> | 0.19 | 0 | 0.008151 | 0.20241 | 0 |  | --> | C12 ex CHARLESTOWN | Charlestown [T41] | TONROE |  | 54.0059 | -8.7733
MV/LV Substation CU***586Z |  | 20 kV | _ | LV | 100 kVA :Pole Substation | 0.1 | --> | 0.1 | 0 | 0 | Constrained,otherwise capacity available =93kVA. | --> | 0.095 | 0 | 0 | 0 | 0 | Constrained,otherwise capacity available =101.1kW. | --> | C11 ex BANTRY | Bantry [T41,T42] | BALLYLICKY |  | 51.6512 | -9.383
MV/LV Substation CU***592 |  | 10 kV | _ | LV | 25 kVA :Pole Substation | 0.025 | --> | 0.025 | 0.025 | 0.3 |  | --> | 0.02375 | 0 | 0 | 0.025 | 0 |  | --> | C15 ex BANAGHER | Banagher [T41,T42] | DALLOW |  | 53.1894 | -7.9695
MV/LV Substation CU***593X |  | 10 kV | _ | LV | 200 kVA :Kiosk Substation | 0.2 | --> | 0.2 | 0 | 0 | Constrained,otherwise capacity available =124kVA. | --> | 0.19 | 0 | 0 | 0.21122 | 0 |  | --> | C19 ex PARKMORE | Parkmore [T41,T42] | GALWAY 110KV |  | 53.2916 | -8.9912
MV/LV Substation CU***597 |  | 10 kV | _ | LV | 50 kVA :Pole Substation | 0.05 | --> | 0.05 | 0.04 | 1.5 |  | --> | 0.0475 | 0 | 0 | 0.051496 | 0 |  | --> | C22 ex BALLYARD | Ballyard [T41,T42] | TRALEE |  | 52.243 | -9.7874
MV/LV Substation CU***598 |  | 20 kV | _ | LV | 50 kVA :Pole Substation | 0.05 | --> | 0.05 | 0 | 0 | Constrained,otherwise capacity available =33kVA. | --> | 0.0475 | 0 | 0 | 0 | 0 | Constrained,otherwise capacity available =52.5kW. | --> | E17 ex KNOCKMULLEN | Knockmullen [T42,T421] | GREAT ISLAND |  | 52.3713 | -6.859
MV/LV Substation CU***599 |  | 10 kV | _ | LV | 200 kVA :Kiosk Substation | 0.2 | --> | 0.2 | 0 | 0 | Constrained,otherwise capacity available =178kVA. | --> | 0.19 | 0 | 0.014079 | 0.20331 | 0 |  | --> | C18 ex HEADFORD | Headford [T41,T42] | CLOON |  | 53.4709 | -9.1124
MV/LV Substation CU***599 |  | 10 kV | _ | LV | 100 kVA :Pole Substation | 0.1 | --> | 0.1 | 0.085 | 0.3 |  | --> | 0.095 | 0 | 0.006669 | 0.10225 | 0 |  | --> | C15 ex BANAGHER | Banagher [T41,T42] | DALLOW |  | 53.1888 | -7.9836
MV/LV Substation CU***601Y |  | 10 kV | _ | LV | 400 kVA :Kiosk Substation | 0.4 | --> | 0.4 | 0 | 0 | Constrained,otherwise capacity available =257kVA. | --> | 0.38 | 0 | 0.011115 | 0.42115 | 0 |  | --> | C12 ex KILLACLOYNE | Killacloyne [T41,T42] | MIDLETON |  | 51.9147 | -8.2526
MV/LV Substation CU***601Z |  | 10 kV | _ | LV | 50 kVA :Pole Substation | 0.05 | --> | 0.05 | 0 | 0 | Constrained,otherwise capacity available =48kVA. | --> | 0.0475 | 0 | 0 | 0.050303 | 0 |  | --> | C19 ex SALLINS | Sallins [T41,T42] | GRIFFINRATH |  | 53.2934 | -6.7467
MV/LV Substation CU***605Z |  | 10 kV | _ | LV | 50 kVA :Pole Substation | 0.05 | --> | 0.05 | 0.05 | 0.1 |  | --> | 0.0475 | 0 | 0.003705 | 0.05 | 0 |  | --> | C16 ex KILCULLEN | Kilcullen [T41,T42,T424] | STRATFORD |  | 53.1176 | -6.8242
MV/LV Substation CU***609Z |  | 10 kV | _ | LV | 630 kVA :Building Structure | 0.63 | --> | 0.63 | 0 | 0 | Constrained,otherwise capacity available =500kVA. | --> | 0.5985 | 0 | 0 | 0.5 | 0 |  | --> | C20 ex BISHOPSTOWN | Bishopstown [T41,T42] | KILBARRY |  | 51.879 | -8.5253
MV/LV Substation CU***610X |  | 10 kV | _ | LV | 50 kVA :Pole Substation | 0.05 | --> | 0.05 | 0.026 | 2.2 |  | --> | 0.0475 | 0 | 0 | 0.053518 | 0 |  | --> | C19 ex BAILIEBORO | Bailieboro [T41,T42] | MEATH HILL |  | 53.8477 | -7.0251
MV/LV Substation CU***616Y |  | 10 kV | _ | LV | 200 kVA :Kiosk Substation | 0.2 | --> | 0.2 | 0.17 | 2.2 |  | --> | 0.19 | 0 | 0.008892 | 0.2045 | 0 |  | --> | C17 ex BALLINASLOE | Ballinasloe [T41,T42] | SOMERSET |  | 53.3214 | -8.2138
MV/LV Substation CU***622X |  | 20 kV | _ | LV | 50 kVA :Pole Substation | 0.05 | --> | 0.05 | 0.038 | 8.2 |  | --> | 0.0475 | 0 | 0 | 0.05179 | 0 |  | --> | C17 ex MOUNT MISERY | Mount Misery [T41,T42] | WATERFORD |  | 52.3003 | -7.0471
MV/LV Substation CU***625Z |  | 10 kV | _ | LV | 630 kVA :Kiosk Substation | 0.63 | --> | 0.63 | 0 | 0 | Constrained,otherwise capacity available =434kVA. | --> | 0.5985 | 0 | 0.057057 | 0.5 | 0 |  | --> | C12 ex ATHGARVAN | Athgarvan [T41,T44] | NEWBRIDGE |  | 53.1674 | -6.8006
MV/LV Substation CU***626Z |  | 10 kV | _ | LV | 400 kVA :Kiosk Substation | 0.4 | --> | 0.4 | 0 | 0 | Constrained,otherwise capacity available =287kVA. | --> | 0.38 | 0 | 0.01482 | 0.41681 | 0 |  | --> | C12 ex ATHGARVAN | Athgarvan [T41,T44] | NEWBRIDGE |  | 53.1685 | -6.801
MV/LV Substation CU***630 |  | 20 kV | _ | LV | 200 kVA :Pole Substation | 0.2 | --> | 0.2 | 0.185 | 0.9 |  | --> | 0.19 | 0 | 0 | 0.20226 | 0 |  | --> | E11 ex KILGARVAN | Kilgarvan [T421] | KNOCKEARAGH |  | 51.7679 | -9.7587
MV/LV Substation CU***646X |  | 20 kV | _ | LV | 200 kVA :Kiosk Substation | 0.2 | --> | 0.2 | 0 | 0 | Constrained,otherwise capacity available =196kVA. | --> | 0.19 | 0 | 0 | 0.20061 | 0 |  | --> | E14 ex KILCOCK | Kilcock [T421,T422] | GRIFFINRATH |  | 53.4375 | -6.6985
MV/LV Substation CU***657X |  | 10 kV | _ | LV | 400 kVA :Kiosk Substation | 0.4 | --> | 0.4 | 0 | 0 | Constrained,otherwise capacity available =311kVA. | --> | 0.38 | 0 | 0.005187 | 0 | 0 | Constrained,otherwise capacity available =413.3kW. | --> | C19 ex MILFORD (NR) | Milford (nr) [T41,T42] | LETTERKENNY |  | 55.033 | -7.6476
MV/LV Substation CU***660Y |  | 10 kV | _ | LV | 50 kVA :Pole Substation | 0.05 | --> | 0.05 | 0.048 | 1.6 |  | --> | 0.0475 | 0 | 0 | 0.050303 | 0 |  | --> | C15 ex TULLYNAMALRA | Tullynamalra [T41,T42] | MEATH HILL |  | 54.0412 | -6.7366
MV/LV Substation CU***661 |  | 10 kV | _ | LV | 100 kVA :Pole Substation | 0.1 | --> | 0.1 | 0.088 | 1.5 |  | --> | 0.095 | 0 | 0.004446 | 0.10181 | 0 |  | --> | C12 ex SMEARLA | Smearla [T41,T42] | TRIEN |  | 52.4536 | -9.505
MV/LV Substation CU***663X |  | 10 kV | _ | LV | 200 kVA :Kiosk Substation | 0.2 | --> | 0.2 | 0 | 0 | Constrained,otherwise capacity available =182kVA. | --> | 0.19 | 0 | 0 | 0.20271 | 0 |  | --> | C20 ex BALLYGAR | Ballygar [T41,T42] | ATHLONE |  | 53.5223 | -8.3216
MV/LV Substation CU***670Y |  | 10 kV | _ | LV | 50 kVA :Pole Substation | 0.05 | --> | 0.05 | 0.05 | 9.5 |  | --> | 0.0475 | 0 | 0 | 0.05 | 0 |  | --> | C20 ex BANDON | Bandon [T101,T42] | BANDON |  | 51.7388 | -8.8097
MV/LV Substation CU***673 |  | 10 kV | _ | LV | 50 kVA :Pole Substation | 0.05 | --> | 0.05 | 0 | 0 | Constrained,otherwise capacity available =32kVA. | --> | 0.0475 | 0 | 0 | 0.052662 | 0 |  | --> | C24 ex KILMONEY | Kilmoney [T41,T42] | TRABEG |  | 51.8477 | -8.4311
MV/LV Substation CU***678 |  | 20 kV | _ | LV | 630 kVA :Kiosk Substation | 0.63 | --> | 0.63 | 0.477 | 1.8 |  | --> | 0.5985 | 0 | 0.014079 | 0.5 | 0 |  | --> | E17 ex BIRDHILL | Birdhill [T421,T422] | ARDNACRUSHA |  | 52.8133 | -8.4373
MV/LV Substation CU***678 |  | 20 kV | _ | LV | 50 kVA :Pole Substation | 0.05 | --> | 0.05 | 0.032 | 7.9 |  | --> | 0.0475 | 0 | 0 | 0.052662 | 0 |  | --> | E12 ex DUNMANWAY | Dunmanway [T422,T43] | DUNMANWAY |  | 51.6729 | -9.116
MV/LV Substation CU***703X |  | 10 kV | _ | LV | 100 kVA :Pole Substation | 0.1 | --> | 0.1 | 0 | 0 | Constrained,otherwise capacity available =75kVA. | --> | 0.095 | 0 | 0.003705 | 0.10373 | 0 |  | --> | C13 ex ATHGARVAN | Athgarvan [T41,T44] | NEWBRIDGE |  | 53.1487 | -6.8085
MV/LV Substation CU***704X |  | 20 kV | _ | LV | 50 kVA :Pole Substation | 0.05 | --> | 0.05 | 0.035 | 8.2 |  | --> | 0.0475 | 0 | 0 | 0.052228 | 0 |  | --> | C17 ex MOUNT MISERY | Mount Misery [T41,T42] | WATERFORD |  | 52.3028 | -7.0544
MV/LV Substation CU***713 |  | 20 kV | _ | LV | 100 kVA :Pole Substation | 0.1 | --> | 0.1 | 0 | 0 | Constrained,otherwise capacity available =90kVA. | --> | 0.095 | 0 | 0 | 0.10151 | 0 |  | --> | E18 ex BALLINROBE | Ballinrobe [T421,T422] | DALTON |  | 53.6665 | -9.3506
MV/LV Substation CU***714X |  | 10 kV | _ | LV | 200 kVA :Kiosk Substation | 0.2 | --> | 0.2 | 0.159 | 11.9 |  | --> | 0.19 | 0 | 0.013338 | 0.20613 | 0 |  | --> | C23 ex SALTHILL | Salthill [T101,T102] | SALTHILL |  | 53.2741 | -9.1114
MV/LV Substation CU***715 |  | 10 kV | _ | LV | 200 kVA :Pole Substation | 0.2 | --> | 0.2 | 0 | 0 | Constrained,otherwise capacity available =193kVA. | --> | 0.19 | 0 | 0 | 0.20106 | 0 |  | --> | C15 ex TALBOTS INCH | Talbots Inch [T41,T42] | KILKENNY |  | 52.6623 | -7.4434
MV/LV Substation CU***715 |  | 10 kV | _ | LV | 200 kVA :Pole Substation | 0.2 | --> | 0.2 | 0 | 0 | Constrained,otherwise capacity available =91kVA. | --> | 0.19 | 0 | 0 | 0.2159 | 0 |  | --> | C19 ex SALLINS | Sallins [T41,T42] | GRIFFINRATH |  | 53.2863 | -6.7518
MV/LV Substation CU***723X |  | 10 kV | _ | LV | 200 kVA :Kiosk Substation | 0.2 | --> | 0.2 | 0 | 0 | Constrained,otherwise capacity available =175kVA. | --> | 0.19 | 0 | 0.011115 | 0.20376 | 0 |  | --> | C12 ex ORANMORE | Oranmore [T41,T44] | GALWAY 110KV |  | 53.274 | -8.9666
MV/LV Substation CU***724X |  | 10 kV | _ | LV | 400 kVA :Building Structure | 0.4 | --> | 0.4 | 0.367 | 6 |  | --> | 0.38 | 0 | 0 | 0 | 0 | Constrained,otherwise capacity available =400kW. | --> | C12 ex ARDGEEHA | Ardgeeha [T41,T42] | DOON |  | 52.3632 | -7.6946
MV/LV Substation CU***726X |  | 20 kV | _ | LV | 100 kVA :Pole Substation | 0.1 | --> | 0.1 | 0.074 | 7.9 |  | --> | 0.095 | 0 | 0 | 0.10387 | 0 |  | --> | E12 ex DUNMANWAY | Dunmanway [T422,T43] | DUNMANWAY |  | 51.6611 | -9.2567
MV/LV Substation CU***727 |  | 10 kV | _ | LV | 100 kVA :Pole Substation | 0.1 | --> | 0.1 | 0.082 | 3 |  | --> | 0.095 | 0 | 0.002223 | 0.1027 | 0 |  | --> | C25 ex NENAGH | Nenagh [T41,T42] | NENAGH |  | 52.8588 | -8.1586
MV/LV Substation CU***727X |  | 10 kV | _ | LV | 50 kVA :Pole Substation | 0.05 | --> | 0.05 | 0.046 | 10.9 |  | --> | 0.0475 | 0 | 0 | 0.050604 | 0 |  | --> | C13 ex MULLINGAR | Mullingar [T101,T102] | MULLINGAR |  | 53.5603 | -7.3285
MV/LV Substation CU***729X |  | 10 kV | _ | LV | 200 kVA :Kiosk Substation | 0.2 | --> | 0.2 | 0.191 | 1.1 |  | --> | 0.19 | 0 | 0 | 0.20136 | 0 |  | --> | C25 ex KILKEE | Kilkee [T41] | TULLABRACK |  | 52.6758 | -9.6562
MV/LV Substation CU***737Y |  | 10 kV | _ | LV | 50 kVA :Pole Substation | 0.05 | --> | 0.05 | 0 | 0 | Constrained,otherwise capacity available =50kVA. | --> | 0.0475 | 0 | 0 | 0.05 | 0 |  | --> | C12 ex LOUGHTAGALLA | Loughtagalla [T41,T42] | THURLES |  | 52.6132 | -7.7782
MV/LV Substation CU***741Z |  | 10 kV | _ | LV | 100 kVA :Pole Substation | 0.1 | --> | 0.1 | 0 | 0 | Constrained,otherwise capacity available =95kVA. | --> | 0.095 | 0 | 0 | 0.10076 | 0 |  | --> | C18 ex KILDARE | Kildare [T41,T42] | NEWBRIDGE |  | 53.1444 | -6.8657
MV/LV Substation CU***743 |  | 10 kV | _ | LV | 100 kVA :Pole Substation | 0.1 | --> | 0.1 | 0.075 | 4.5 |  | --> | 0.095 | 0 | 0.02964 | 0.10373 | 0 |  | --> | C14 ex MALLOW | Mallow [T41,T42] | MALLOW |  | 52.1794 | -8.6323
MV/LV Substation CU***756Y |  | 20 kV | _ | LV | 50 kVA :Pole Substation | 0.05 | --> | 0.05 | 0 | 0 | Constrained,otherwise capacity available =46kVA. | --> | 0.0475 | 0 | 0 | 0 | 0 | Constrained,otherwise capacity available =50.6kW. | --> | C18 ex COOLCARRON | Coolcarron [T41,T42] | BARRYMORE |  | 52.1298 | -8.1879
MV/LV Substation CU***763X |  | 10 kV | _ | LV | 100 kVA :Pole Substation | 0.1 | --> | 0.1 | 0 | 0 | Constrained,otherwise capacity available =98kVA. | --> | 0.095 | 0 | 0 | 0.1003 | 0 |  | --> | C12 ex GRANAGH | Granagh [T41,T42] | WATERFORD |  | 52.282 | -7.186
MV/LV Substation CU***766 |  | 20 kV | _ | LV | 50 kVA :Pole Substation | 0.05 | --> | 0.05 | 0 | 0 | Constrained,otherwise capacity available =43kVA. | --> | 0.0475 | 0 | 0.003705 | 0 | 0 | Constrained,otherwise capacity available =51.1kW. | --> | C11 ex BANTRY | Bantry [T41,T42] | BALLYLICKY |  | 51.6511 | -9.3763
MV/LV Substation CU***767Z |  | 10 kV | _ | LV | 400 kVA :Kiosk Substation | 0.4 | --> | 0.4 | 0 | 0 | Constrained,otherwise capacity available =374kVA. | --> | 0.38 | 0 | 0 | 0 | 0 | Constrained,otherwise capacity available =403.9kW. | --> | C16 ex BANTRY | Bantry [T41,T42] | BALLYLICKY |  | 51.6875 | -9.4367
MV/LV Substation CU***770X |  | 20 kV | _ | LV | 50 kVA :Pole Substation | 0.05 | --> | 0.05 | 0 | 0 | Constrained,otherwise capacity available =43kVA. | --> | 0.0475 | 0 | 0 | 0.051052 | 0 |  | --> | E14 ex DALTON | Dalton [T421,T422] | DALTON |  | 53.7949 | -8.9225
MV/LV Substation CU***776X |  | 10 kV | _ | LV | 200 kVA :Kiosk Substation | 0.2 | --> | 0.2 | 0 | 0 | Constrained,otherwise capacity available =180kVA. | --> | 0.19 | 0 | 0.003705 | 0.20301 | 0 |  | --> | C16 ex KANTURK | Kanturk [T41,T42] | GLENLARA |  | 52.1881 | -8.9132
MV/LV Substation CU***777 |  | 20 kV | _ | LV | 50 kVA :Pole Substation | 0.05 | --> | 0.05 | 0 | 0 | Constrained,otherwise capacity available =49kVA. | --> | 0.0475 | 0 | 0 | 0 | 0 | Constrained,otherwise capacity available =50.2kW. | --> | C14 ex FERMOY NORTH | Fermoy North [T41,T42] | BARRYMORE |  | 52.1927 | -8.33
MV/LV Substation CU***782 |  | 20 kV | _ | LV | 50 kVA :Pole Substation | 0.05 | --> | 0.05 | 0.05 | 1.7 |  | --> | 0.0475 | 0 | 0 | 0 | 0 | Constrained,otherwise capacity available =50kW. | --> | E15 ex GWEEDORE | Gweedore [T421] | ARDNAGAPPARY |  | 55.0209 | -8.1489
MV/LV Substation CU***782Y |  | 20 kV | _ | LV | 100 kVA :Pole Substation | 0.1 | --> | 0.1 | 0.086 | 16.1 |  | --> | 0.095 | 0 | 0.010374 | 0.1021 | 0 |  | --> | E21 ex WEXFORD | Wexford [T121,T122] | WEXFORD |  | 52.3964 | -6.3934
MV/LV Substation CU***785X |  | 10 kV | _ | LV | 100 kVA :Pole Substation | 0.1 | --> | 0.1 | 0.062 | 2.8 |  | --> | 0.095 | 0 | 0.011115 | 0.10561 | 0 |  | --> | E16 ex BALLYRAGGET | Ballyragget [T421,T422] | BALLYRAGGET |  | 52.819 | -7.4737
MV/LV Substation CU***797Y |  | 10 kV | _ | LV | 200 kVA :Kiosk Substation | 0.2 | --> | 0.2 | 0 | 0 | Constrained,otherwise capacity available =171kVA. | --> | 0.19 | 0 | 0 | 0.20436 | 0 |  | --> | C11 ex PORTLAW | Portlaw [T41,T42] | BUTLERSTOWN |  | 52.2921 | -7.3155
MV/LV Substation CU***805 |  | 10 kV | _ | LV | 100 kVA :Pole Substation | 0.1 | --> | 0.1 | 0.041 | 5.6 |  | --> | 0.095 | 0 | 0.00741 | 0.10858 | 0 |  | --> | C14 ex KILCOOLE | Kilcoole [T41,T42] | FASSAROE |  | 53.1104 | -6.088
MV/LV Substation CU***807Y |  | 10 kV | _ | LV | 200 kVA :Kiosk Substation | 0.2 | --> | 0.2 | 0 | 0 | Constrained,otherwise capacity available =179kVA. | --> | 0.19 | 0 | 0.002964 | 0.20316 | 0 |  | --> | C14 ex RAHEEN | Raheen [T41,T42] | LIMERICK |  | 52.631 | -8.66
MV/LV Substation CU***812Z |  | 10 kV | _ | LV | 630 kVA :Kiosk Substation | 0.63 | --> | 0.63 | 0 | 0 | Constrained,otherwise capacity available =500kVA. | --> | 0.5985 | 0 | 0 | 0.5 | 0 |  | --> | C11 ex ATHGARVAN | Athgarvan [T41,T44] | NEWBRIDGE |  | 53.1651 | -6.8039