MV/LV Substation MA***685Z |  | 10 kV | _ | LV | 200 kVA :Kiosk Substation | 0.2 | --> | 0.2 | 0 | 0 | Constrained,otherwise capacity available =199kVA. | --> | 0.19 | 0 | 0 | 0.20015 | 0 |  | --> | C19 ex JOHNSTOWN | Johnstown [T41,T42] | KILTEEL |  | 53.2302 | -6.6475
MV/LV Substation MA***690X |  | 10 kV | _ | LV | 1000 kVA :Building Structure | 1 | --> | 1 | 0.5 | 10 |  | --> | 0.95 | 0 | 0 | 0.5 | 0 |  | --> | C11 ex HAROLDS CROSS | Harolds Cross [T101,T102] | POOLBEG |  | 53.3338 | -6.2602
MV/LV Substation MA***693 |  | 10 kV | _ | LV | 100 kVA :Pole Substation | 0.1 | --> | 0.1 | 0.057 | 2.1 |  | --> | 0.095 | 0 | 0.005928 | 0.10633 | 0 |  | --> | C13 ex BUTTEVANT | Buttevant [T41,T42] | MALLOW |  | 52.2147 | -8.5882
MV/LV Substation MA***695 |  | 10 kV | _ | LV | 50 kVA :Pole Substation | 0.05 | --> | 0.05 | 0.05 | 2.7 |  | --> | 0.0475 | 0 | 0 | 0.05 | 0 |  | --> | C13 ex MONFIN | Monfin [T41,T42] | WEXFORD |  | 52.4327 | -6.5754
MV/LV Substation MA***696X |  | 10 kV | _ | LV | 50 kVA :Pole Substation | 0.05 | --> | 0.05 | 0 | 0 | Constrained,otherwise capacity available =17kVA. | --> | 0.0475 | 0 | 0 | 0.054773 | 0 |  | --> | C19 ex CARRICKMACROSS | Carrickmacross [T41,T42] | MEATH HILL |  | 53.9465 | -6.7608
MV/LV Substation MA***697Z |  | 10 kV | _ | LV | 400 kVA :Kiosk Substation | 0.4 | --> | 0.4 | 0.279 | 13.1 |  | --> | 0.38 | 0 | 0 | 0.41797 | 0 |  | --> | C20 ex MONREAD | Monread [T101,T102] | MONREAD |  | 53.2367 | -6.6473
MV/LV Substation MA***698X |  | 10 kV | _ | LV | 50 kVA :Pole Substation | 0.05 | --> | 0.05 | 0.019 | 3.9 |  | --> | 0.0475 | 0 | 0 | 0.054497 | 0 |  | --> | C21 ex MARSHES | Marshes [T41,T42] | DUNDALK |  | 53.9634 | -6.3922
MV/LV Substation MA***700 |  | 10 kV | _ | LV | 50 kVA :Pole Substation | 0.05 | --> | 0.05 | 0 | 0 | Constrained,otherwise capacity available =48kVA. | --> | 0.0475 | 0 | 0.00741 | 0.050303 | 0 |  | --> | C11 ex KILSARAN | Kilsaran [T42] | DRYBRIDGE |  | 53.9013 | -6.4413
MV/LV Substation MA***702Z |  | 20 kV | _ | LV | 400 kVA :Kiosk Substation | 0.4 | --> | 0.4 | 0 | 0 | Constrained,otherwise capacity available =353kVA. | --> | 0.38 | 0 | 0.004446 | 0.40707 | 0 |  | --> | E16 ex ASHBOURNE | Ashbourne [T421,T422] | FINGLAS |  | 53.5129 | -6.3898
MV/LV Substation MA***703Z |  | 20 kV | _ | LV | 400 kVA :Kiosk Substation | 0.4 | --> | 0.4 | 0 | 0 | Constrained,otherwise capacity available =288kVA. | --> | 0.38 | 0 | 0.035568 | 0.41666 | 0 |  | --> | E16 ex ASHBOURNE | Ashbourne [T421,T422] | FINGLAS |  | 53.5135 | -6.3883
MV/LV Substation MA***704Z |  | 10 kV | _ | LV | 400 kVA :Kiosk Substation | 0.4 | --> | 0.4 | 0 | 0 | Constrained,otherwise capacity available =340kVA. | --> | 0.38 | 0 | 0.017043 | 0.40901 | 0 |  | --> | C21 ex MALAHIDE | Malahide [T41,T42] | GLASMORE |  | 53.4503 | -6.1525
MV/LV Substation MA***709Z |  | 10 kV | _ | LV | 400 kVA :Kiosk Substation | 0.4 | --> | 0.4 | 0 | 0 | Constrained,otherwise capacity available =309kVA. | --> | 0.38 | 0 | 0.018525 | 0.41359 | 0 |  | --> | C18 ex DOUGLAS | Douglas [T41,T42] | TRABEG |  | 51.8647 | -8.415
MV/LV Substation MA***710X |  | 20 kV | _ | LV | 630 kVA :Kiosk Substation | 0.63 | --> | 0.63 | 0 | 0 | Constrained,otherwise capacity available =500kVA. | --> | 0.5985 | 0 | 0.031863 | 0.5 | 0 |  | --> | E16 ex MILLTOWN (SR) | Milltown (sr) [T421,T422] | OUGHTRAGH |  | 52.1073 | -9.7862
MV/LV Substation MA***712 |  | 20 kV | _ | LV | 200 kVA :Pole Substation | 0.2 | --> | 0.2 | 0.176 | 4.4 |  | --> | 0.19 | 0 | 0.008892 | 0 | 0 | Constrained,otherwise capacity available =203.6kW. | --> | E21 ex STRANORLAR | Stranorlar [T421,T422] | LETTERKENNY |  | 54.8015 | -7.7698
MV/LV Substation MA***712 |  | 10 kV | _ | LV | 1000 kVA :Kiosk Substation | 1 | --> | 1 | 0 | 0 | Constrained,otherwise capacity available =500kVA. | --> | 0.95 | 0 | 0.10967 | 0 | 0 | Constrained,otherwise capacity available =500kW. | --> | C16 ex DUNGLOE | Dungloe [T41,T42] | ARDNAGAPPARY |  | 54.9493 | -8.3585
MV/LV Substation MA***714Z |  | 10 kV | _ | LV | 400 kVA :Kiosk Substation | 0.4 | --> | 0.4 | 0 | 0 | Constrained,otherwise capacity available =365kVA. | --> | 0.38 | 0 | 0 | 0.40528 | 0 |  | --> | C18 ex DOUGLAS | Douglas [T41,T42] | TRABEG |  | 51.8706 | -8.4287
MV/LV Substation MA***715 |  | 10 kV | _ | LV | 200 kVA :Pole Substation | 0.2 | --> | 0.2 | 0 | 0 | Constrained,otherwise capacity available =138kVA. | --> | 0.19 | 0 | 0.004446 | 0 | 0 | Constrained,otherwise capacity available =209.2kW. | --> | C16 ex DUNGLOE | Dungloe [T41,T42] | ARDNAGAPPARY |  | 54.9467 | -8.3653
MV/LV Substation MA***721 |  | 20 kV | _ | LV | 100 kVA :Pole Substation | 0.1 | --> | 0.1 | 0.078 | 2 |  | --> | 0.095 | 0 | 0 | 0 | 0 | Constrained,otherwise capacity available =103.3kW. | --> | E12 ex RATHKEALE | Rathkeale [T421,T422] | RATHKEALE |  | 52.4148 | -8.8946
MV/LV Substation MA***722X |  | 10 kV | _ | LV | 200 kVA :Pole Substation | 0.2 | --> | 0.2 | 0 | 0 | Constrained,otherwise capacity available =188kVA. | --> | 0.19 | 0 | 0.002964 | 0.20181 | 0 |  | --> | C16 ex GRANGE (SR) | Grange (sr) [T41,T42] | BUTLERSTOWN |  | 52.2506 | -7.0788
MV/LV Substation MA***734X |  | 10 kV | _ | LV | 100 kVA :Pole Substation | 0.1 | --> | 0.1 | 0 | 0 | Constrained,otherwise capacity available =100kVA. | --> | 0.095 | 0 | 0 | 0.1 | 0 |  | --> | C13 ex SPIDDAL | Spiddal [T42] | SCREEB |  | 53.2493 | -9.2842
MV/LV Substation MA***740X |  | 10 kV | _ | LV | 50 kVA :Pole Substation | 0.05 | --> | 0.05 | 0 | 0 | Constrained,otherwise capacity available =47kVA. | --> | 0.0475 | 0 | 0.003705 | 0.050453 | 0 |  | --> | C24 ex KILMONEY | Kilmoney [T41,T42] | TRABEG |  | 51.8437 | -8.472
MV/LV Substation MA***744Y |  | 10 kV | _ | LV | 50 kVA :Pole Substation | 0.05 | --> | 0.05 | 0 | 0 | Constrained,otherwise capacity available =43kVA. | --> | 0.0475 | 0 | 0 | 0.051052 | 0 |  | --> | C15 ex MAYFIELD | Mayfield [T41,T42] | KILBARRY |  | 51.9146 | -8.4159
MV/LV Substation MA***748X |  | 10 kV | _ | LV | 200 kVA :Pole Substation | 0.2 | --> | 0.2 | 0.133 | 3.3 |  | --> | 0.19 | 0 | 0 | 0.20993 | 0 |  | --> | C11 ex LLOYD | Lloyd [T41,T42] | NAVAN |  | 53.7298 | -6.8768
MV/LV Substation MA***748Y |  | 10 kV | _ | LV | 630 kVA :Kiosk Substation | 0.63 | --> | 0.63 | 0.5 | 3.3 |  | --> | 0.5985 | 0 | 0 | 0.5 | 0 |  | --> | C17 ex GLEBE | Glebe [T41,T42] | RICHMOND |  | 53.7213 | -7.8078
MV/LV Substation MA***752 |  | 10 kV | _ | LV | 100 kVA :Pole Substation | 0.1 | --> | 0.1 | 0 | 0 | Constrained,otherwise capacity available =76kVA. | --> | 0.095 | 0 | 0.003705 | 0.10358 | 0 |  | --> | C16 ex LOUGHSHINNY | Loughshinny [T41,T42] | GLASMORE |  | 53.5578 | -6.1863
MV/LV Substation MA***754X |  | 10 kV | _ | LV | 400 kVA :Kiosk Substation | 0.4 | --> | 0.4 | 0.304 | 2.1 |  | --> | 0.38 | 0 | 0.030381 | 0.41432 | 0 |  | --> | C18 ex BUTTEVANT | Buttevant [T41,T42] | MALLOW |  | 52.2335 | -8.6689
MV/LV Substation MA***759X |  | 20 kV | _ | LV | 100 kVA :Pole Substation | 0.1 | --> | 0.1 | 0 | 0 | Constrained,otherwise capacity available =89kVA. | --> | 0.095 | 0 | 0 | 0.10166 | 0 |  | --> | E15 ex GURRANEBANE | Gurranebane [T421,T422] | OUGHTRAGH |  | 51.9463 | -10.2346
MV/LV Substation MA***764 |  | 10 kV | _ | LV | 50 kVA :Pole Substation | 0.05 | --> | 0.05 | 0.035 | 0.4 |  | --> | 0.0475 | 0 | 0.008151 | 0 | 0 | Constrained,otherwise capacity available =52.2kW. | --> | C15 ex KILMAGIG | Kilmagig [T42] | ARKLOW |  | 52.8754 | -6.3299
MV/LV Substation MA***764Z |  | 20 kV | _ | LV | 50 kVA :Pole Substation | 0.05 | --> | 0.05 | 0.037 | 0.2 |  | --> | 0.0475 | 0 | 0 | 0 | 0 | Constrained,otherwise capacity available =51.9kW. | --> | E15 ex BEALISTOWN | Bealistown [T421,T422] | GREAT ISLAND |  | 52.2647 | -6.7493
MV/LV Substation MA***766X |  | 10 kV | _ | LV | 1000 kVA :Building Structure | 1 | --> | 1 | 0.5 | 4 |  | --> | 0.95 | 0 | 0 | 0.5 | 0 |  | --> | C31 ex WOLFE TONE STREET | Wolfe Tone Street [T101,T102] | FINGLAS |  | 53.3477 | -6.2768
MV/LV Substation MA***767 |  | 10 kV | _ | LV | 100 kVA :Pole Substation | 0.1 | --> | 0.1 | 0 | 0 | Constrained,otherwise capacity available =74kVA. | --> | 0.095 | 0 | 0 | 0.10387 | 0 |  | --> | C39 ex COLLEGE PARK | College Park [T101,T102,T103] | COLLEGE PARK |  | 53.4584 | -6.371
MV/LV Substation MA***768 |  | 20 kV | _ | LV | 200 kVA :Pole Substation | 0.2 | --> | 0.2 | 0 | 0 | Constrained,otherwise capacity available =125kVA. | --> | 0.19 | 0 | 0.00741 | 0 | 0 | Constrained,otherwise capacity available =211.1kW. | --> | E17 ex CARNDONAGH | Carndonagh [T421,T422] | TRILLICK |  | 55.2956 | -7.2602
MV/LV Substation MA***769 |  | 20 kV | _ | LV | 50 kVA :Pole Substation | 0.05 | --> | 0.05 | 0 | 0 | Constrained,otherwise capacity available =48kVA. | --> | 0.0475 | 0 | 0.004446 | 0 | 0 | Constrained,otherwise capacity available =50.3kW. | --> | E17 ex WINDSOR | Windsor [T421,T422] | CASTLEBAR |  | 53.8237 | -9.1593
MV/LV Substation MA***769X |  | 20 kV | _ | LV | 400 kVA :Building Structure | 0.4 | --> | 0.4 | 0 | 0 | Constrained,otherwise capacity available =363kVA. | --> | 0.38 | 0 | 0 | 0.40558 | 0 |  | --> | E16 ex MILLTOWN (SR) | Milltown (sr) [T421,T422] | OUGHTRAGH |  | 52.1068 | -9.7863
MV/LV Substation MA***770X |  | 10 kV | _ | LV | 630 kVA :Building Structure | 0.63 | --> | 0.63 | 0.5 | 4.5 |  | --> | 0.5985 | 0 | 0 | 0.5 | 0 |  | --> | C13 ex MALLOW | Mallow [T41,T42] | MALLOW |  | 52.1373 | -8.6412
MV/LV Substation MA***771X |  | 10 kV | _ | LV | 630 kVA :Building Structure | 0.63 | --> | 0.63 | 0.5 | 4.5 |  | --> | 0.5985 | 0 | 0 | 0.5 | 0 |  | --> | C22 ex MALLOW | Mallow [T41,T42] | MALLOW |  | 52.1386 | -8.6405
MV/LV Substation MA***771Z |  | 10 kV | _ | LV | 200 kVA :Kiosk Substation | 0.2 | --> | 0.2 | 0 | 0 | Constrained,otherwise capacity available =195kVA. | --> | 0.19 | 0 | 0 | 0.20076 | 0 |  | --> | C19 ex MALAHIDE | Malahide [T41,T42] | GLASMORE |  | 53.443 | -6.1579
MV/LV Substation MA***773Z |  | 20 kV | _ | LV | 50 kVA :Pole Substation | 0.05 | --> | 0.05 | 0 | 0 | Constrained,otherwise capacity available =47kVA. | --> | 0.0475 | 0 | 0 | 0.050453 | 0 |  | --> | E18 ex GLASMORE | Glasmore [T421,T422] | GLASMORE |  | 53.5292 | -6.2543
MV/LV Substation MA***774 |  | 10 kV | _ | LV | 400 kVA :Kiosk Substation | 0.4 | --> | 0.4 | 0.162 | 13.1 |  | --> | 0.38 | 0 | 0.003705 | 0.43459 | 0 |  | --> | C23 ex MONREAD | Monread [T101,T102] | MONREAD |  | 53.2495 | -6.6654
MV/LV Substation MA***777 |  | 10 kV | _ | LV | 100 kVA :Pole Substation | 0.1 | --> | 0.1 | 0.077 | 2 |  | --> | 0.095 | 0 | 0 | 0.10343 | 0 |  | --> | C19 ex CAUSEWAY | Causeway [T41,T42] | TRALEE |  | 52.3916 | -9.8429
MV/LV Substation MA***780X |  | 10 kV | _ | LV | 100 kVA :Pole Substation | 0.1 | --> | 0.1 | 0 | 0 | Constrained,otherwise capacity available =91kVA. | --> | 0.095 | 0 | 0 | 0.10136 | 0 |  | --> | C39 ex COLLEGE PARK | College Park [T101,T102,T103] | COLLEGE PARK |  | 53.4594 | -6.3683
MV/LV Substation MA***784Y |  | 10 kV | _ | LV | 100 kVA :Pole Substation | 0.1 | --> | 0.1 | 0.063 | 1.7 |  | --> | 0.095 | 0 | 0 | 0.10547 | 0 |  | --> | C23 ex ATHY | Athy [T101,T102] | ATHY |  | 52.908 | -6.933
MV/LV Substation MA***786X |  | 10 kV | _ | LV | 630 kVA :Kiosk Substation | 0.63 | --> | 0.63 | 0 | 0 | Constrained,otherwise capacity available =425kVA. | --> | 0.5985 | 0 | 0.051129 | 0.5 | 0 |  | --> | C12 ex ROSCOMMON | Roscommon [T41,T42] | LANESBORO |  | 53.6314 | -8.1915
MV/LV Substation MA***787X |  | 10 kV | _ | LV | 400 kVA :Kiosk Substation | 0.4 | --> | 0.4 | 0.328 | 0.8 |  | --> | 0.38 | 0 | 0.038532 | 0.41079 | 0 |  | --> | C11 ex MANOR STREET | Manor Street [T41,T42] | WATERFORD |  | 52.252 | -7.0748
MV/LV Substation MA***788 |  | 20 kV | _ | LV | 50 kVA :Pole Substation | 0.05 | --> | 0.05 | 0 | 0 | Constrained,otherwise capacity available =45kVA. | --> | 0.0475 | 0 | 0 | 0 | 0 | Constrained,otherwise capacity available =50.8kW. | --> | C12 ex BANTRY | Bantry [T41,T42] | BALLYLICKY |  | 51.6349 | -9.4807
MV/LV Substation MA***790X |  | 10 kV | _ | LV | 400 kVA :Building Structure | 0.4 | --> | 0.4 | 0.397 | 13.5 |  | --> | 0.38 | 0 | 0 | 0.40046 | 0 |  | --> | C17 ex ENNIS | Ennis [T101,T102] | ENNIS |  | 52.8429 | -8.9846
MV/LV Substation MA***791Y |  | 10 kV | _ | LV | 200 kVA :Pole Substation | 0.2 | --> | 0.2 | 0 | 0 | Constrained,otherwise capacity available =166kVA. | --> | 0.19 | 0 | 0 | 0.2051 | 0 |  | --> | C18 ex CARRICKMACROSS | Carrickmacross [T41,T42] | MEATH HILL |  | 53.9684 | -6.7124
MV/LV Substation MA***793 |  | 20 kV | _ | LV | 100 kVA :Pole Substation | 0.1 | --> | 0.1 | 0 | 0 | Constrained,otherwise capacity available =93kVA. | --> | 0.095 | 0 | 0 | 0.10106 | 0 |  | --> | E16 ex DINGLE | Dingle [T421,T422] | OUGHTRAGH |  | 52.1352 | -10.2662
MV/LV Substation MA***793Y |  | 20 kV | _ | LV | 200 kVA :Kiosk Substation | 0.2 | --> | 0.2 | 0 | 0 | Constrained,otherwise capacity available =134kVA. | --> | 0.19 | 0 | 0.020007 | 0.20978 | 0 |  | --> | C11 ex KILDARE | Kildare [T41,T42] | NEWBRIDGE |  | 53.1399 | -7.0485
MV/LV Substation MA***794X |  | 10 kV | _ | LV | 200 kVA :Pole Substation | 0.2 | --> | 0.2 | 0.158 | 1.1 |  | --> | 0.19 | 0 | 0 | 0 | 0 | Constrained,otherwise capacity available =206.3kW. | --> | C16 ex NEWCASTLEWEST | Newcastlewest [T41,T42] | RATHKEALE |  | 52.494 | -9.0623
MV/LV Substation MA***796 |  | 10 kV | _ | LV | 400 kVA :Kiosk Substation | 0.4 | --> | 0.4 | 0.378 | 8.1 |  | --> | 0.38 | 0 | 0 | 0.40333 | 0 |  | --> | C12 ex MILLTOWN (DR) | Milltown (dr) [T101,T102] | INCHICORE 220KV |  | 53.3164 | -6.2536
MV/LV Substation MA***797X |  | 10 kV | _ | LV | 630 kVA :Kiosk Substation | 0.63 | --> | 0.63 | 0 | 0 | Constrained,otherwise capacity available =500kVA. | --> | 0.5985 | 0 | 0 | 0.5 | 0 |  | --> | C15 ex SKIBBEREEN | Skibbereen [T41,T42] | DUNMANWAY |  | 51.4858 | -9.3684
MV/LV Substation MA***797Z |  | 20 kV | _ | LV | 200 kVA :Pole Substation | 0.2 | --> | 0.2 | 0 | 0 | Constrained,otherwise capacity available =131kVA. | --> | 0.19 | 0 | 0 | 0.21022 | 0 |  | --> | C24 ex MACETOWN | Macetown [T101,T102] | MACETOWN |  | 53.4774 | -6.5049
MV/LV Substation MA***799X |  | 20 kV | _ | LV | 50 kVA :Pole Substation | 0.05 | --> | 0.05 | 0.05 | 1.4 |  | --> | 0.0475 | 0 | 0 | 0.05 | 0 |  | --> | E12 ex CONG | Cong [T421,T422] | CLOON |  | 53.5177 | -9.5633
MV/LV Substation MA***800 |  | 10 kV | _ | LV | 100 kVA :Pole Substation | 0.1 | --> | 0.1 | 0.015 | 12.2 |  | --> | 0.095 | 0 | 0.00741 | 0.11212 | 0 |  | --> | C17 ex BALLYBEG | Ballybeg [T101,T102] | CARRICKMINES |  | 52.9365 | -6.032
MV/LV Substation MA***800X |  | 20 kV | _ | LV | 200 kVA :Pole Substation | 0.2 | --> | 0.2 | 0 | 0 | Constrained,otherwise capacity available =197kVA. | --> | 0.19 | 0 | 0 | 0.20045 | 0 |  | --> | E18 ex COLLOONEY | Collooney [T421,T422] | SLIGO |  | 54.1749 | -8.461
MV/LV Substation MA***803 |  | 10 kV | _ | LV | 50 kVA :Pole Substation | 0.05 | --> | 0.05 | 0 | 0 | Constrained,otherwise capacity available =42kVA. | --> | 0.0475 | 0 | 0.011115 | 0.0512 | 0 |  | --> | C11 ex CLONAKILTY | Clonakilty [T41,T42] | DUNMANWAY |  | 51.6668 | -8.859
MV/LV Substation MA***805X |  | 10 kV | _ | LV | 400 kVA :Kiosk Substation | 0.4 | --> | 0.4 | 0 | 0 | Constrained,otherwise capacity available =318kVA. | --> | 0.38 | 0 | 0.021489 | 0.41226 | 0 |  | --> | C21 ex DOUGLAS | Douglas [T41,T42] | TRABEG |  | 51.8709 | -8.4153
MV/LV Substation MA***805Y |  | 20 kV | _ | LV | 630 kVA :Building Structure | 0.63 | --> | 0.63 | 0.5 | 3.5 |  | --> | 0.5985 | 0 | 0.011856 | 0.5 | 0 |  | --> | E17 ex BELVIEW | Belview [T421,T422] | WATERFORD |  | 52.2665 | -7.0371
MV/LV Substation MA***806Y |  | 10 kV | _ | LV | 200 kVA :Kiosk Substation | 0.2 | --> | 0.2 | 0.175 | 1.6 |  | --> | 0.19 | 0 | 0.022971 | 0 | 0 | Constrained,otherwise capacity available =203.8kW. | --> | C12 ex FOYNES | Foynes [T41,T42] | RATHKEALE |  | 52.6107 | -9.112
MV/LV Substation MA***807Y |  | 10 kV | _ | LV | 400 kVA :Kiosk Substation | 0.4 | --> | 0.4 | 0 | 0 | Constrained,otherwise capacity available =253kVA. | --> | 0.38 | 0 | 0.002964 | 0.42173 | 0 |  | --> | C19 ex CLONMINCH | Clonminch [T41,T422] | THORNSBERRY |  | 53.2735 | -7.5015
MV/LV Substation MA***808 |  | 20 kV | _ | LV | 400 kVA :Kiosk Substation | 0.4 | --> | 0.4 | 0 | 0 | Constrained,otherwise capacity available =371kVA. | --> | 0.38 | 0 | 0 | 0.40438 | 0 |  | --> | C15 ex MOATE | Moate [T41,T42] | ATHLONE |  | 53.3946 | -7.7181
MV/LV Substation MA***810Y |  | 10 kV | _ | LV | 630 kVA :Building Structure | 0.63 | --> | 0.63 | 0.5 | 5.7 |  | --> | 0.5985 | 0 | 0 | 0.5 | 0 |  | --> | C18 ex RAMPARTS | Ramparts [T41,T42] | DUNDALK |  | 54.0024 | -6.3999
MV/LV Substation MA***811Y |  | 10 kV | _ | LV | 630 kVA :Building Structure | 0.63 | --> | 0.63 | 0.5 | 5.7 |  | --> | 0.5985 | 0 | 0 | 0.5 | 0 |  | --> | C18 ex RAMPARTS | Ramparts [T41,T42] | DUNDALK |  | 54.0011 | -6.3997
MV/LV Substation MA***812 |  | 10 kV | _ | LV | 630 kVA :Building Structure | 0.63 | --> | 0.63 | 0.326 | 1.5 |  | --> | 0.5985 | 0 | 0.003705 | 0.5 | 0 |  | --> | C15 ex MARROWBONE LANE | Marrowbone Lane [T42] | INCHICORE 220KV |  | 53.3392 | -6.2881
MV/LV Substation MA***812 |  | 20 kV | _ | LV | 100 kVA :Pole Substation | 0.1 | --> | 0.1 | 0 | 0 | Constrained,otherwise capacity available =100kVA. | --> | 0.095 | 0 | 0 | 0 | 0 | Constrained,otherwise capacity available =100kW. | --> | E17 ex WINDSOR | Windsor [T421,T422] | CASTLEBAR |  | 53.8341 | -9.1868
MV/LV Substation MA***812Y |  | 10 kV | _ | LV | 630 kVA :Building Structure | 0.63 | --> | 0.63 | 0.5 | 5.7 |  | --> | 0.5985 | 0 | 0 | 0.5 | 0 |  | --> | C24 ex RAMPARTS | Ramparts [T41,T42] | DUNDALK |  | 54.0011 | -6.3996
MV/LV Substation MA***812Y |  | 10 kV | _ | LV | 400 kVA :Kiosk Substation | 0.4 | --> | 0.4 | 0 | 0 | Constrained,otherwise capacity available =333kVA. | --> | 0.38 | 0 | 0.016302 | 0.41005 | 0 |  | --> | C18 ex HOLYCROSS ROAD | Holycross Road [T41,T42] | THURLES |  | 52.6897 | -7.8138
MV/LV Substation MA***813Y |  | 10 kV | _ | LV | 630 kVA :Building Structure | 0.63 | --> | 0.63 | 0.5 | 5.7 |  | --> | 0.5985 | 0 | 0 | 0.5 | 0 |  | --> | C24 ex RAMPARTS | Ramparts [T41,T42] | DUNDALK |  | 54.0008 | -6.3992
MV/LV Substation MA***814 |  | 10 kV | _ | LV | 630 kVA :Building Structure | 0.63 | --> | 0.63 | 0.5 | 1.5 |  | --> | 0.5985 | 0 | 0 | 0.5 | 0 |  | --> | C17 ex MONKSTOWN | Monkstown [T41,T42] | BLACKROCK |  | 53.2993 | -6.1737
MV/LV Substation MA***814X |  | 10 kV | _ | LV | 400 kVA :Building Structure | 0.4 | --> | 0.4 | 0.4 | 4.5 |  | --> | 0.38 | 0 | 0 | 0.4 | 0 |  | --> | C17 ex MALLOW | Mallow [T41,T42] | MALLOW |  | 52.1455 | -8.6128
MV/LV Substation MA***815Y |  | 10 kV | _ | LV | 630 kVA :Building Structure | 0.63 | --> | 0.63 | 0.5 | 5.7 |  | --> | 0.5985 | 0 | 0 | 0.5 | 0 |  | --> | C24 ex RAMPARTS | Ramparts [T41,T42] | DUNDALK |  | 54.0007 | -6.3991
MV/LV Substation MA***817X |  | 10 kV | _ | LV | 50 kVA :Pole Substation | 0.05 | --> | 0.05 | 0.05 | 4.2 |  | --> | 0.0475 | 0 | 0.058539 | 0.05 | 0 |  | --> | C19 ex ERRIGAL | Errigal [T41,T422] | SHANKILL |  | 54.0611 | -7.0491
MV/LV Substation MA***819X |  | 20 kV | _ | LV | 200 kVA :Pole Substation | 0.2 | --> | 0.2 | 0.194 | 2.6 |  | --> | 0.19 | 0 | 0 | 0.20091 | 0 |  | --> | C18 ex KILLESHANDRA | Killeshandra [T41,T42] | GORTAWEE |  | 53.9228 | -7.5805
MV/LV Substation MA***821X |  | 10 kV | _ | LV | 100 kVA :Pole Substation | 0.1 | --> | 0.1 | 0 | 0 | Constrained,otherwise capacity available =92kVA. | --> | 0.095 | 0 | 0.003705 | 0.10121 | 0 |  | --> | C15 ex CASTLECOMER | Castlecomer [T41,T42] | BALLYRAGGET |  | 52.8469 | -7.0887
MV/LV Substation MA***822Z |  | 10 kV | _ | LV | 400 kVA :Kiosk Substation | 0.4 | --> | 0.4 | 0.261 | 6 |  | --> | 0.38 | 0 | 0.003705 | 0.42058 | 0 |  | --> | C17 ex TRABEG | Trabeg [T101,T102] | TRABEG |  | 51.8685 | -8.4879
MV/LV Substation MA***825X |  | 10 kV | _ | LV | 630 kVA :Kiosk Substation | 0.63 | --> | 0.63 | 0 | 0 | Constrained,otherwise capacity available =291kVA. | --> | 0.5985 | 0 | 0.017043 | 0 | 0 | Constrained,otherwise capacity available =500kW. | --> | C22 ex TEMPLEMORE | Templemore [T41,T42] | IKERRIN |  | 52.7968 | -7.8338
MV/LV Substation MA***825Y |  | 20 kV | _ | LV | 200 kVA :Kiosk Substation | 0.2 | --> | 0.2 | 0 | 0 | Constrained,otherwise capacity available =183kVA. | --> | 0.19 | 0 | 0 | 0.20256 | 0 |  | --> | C17 ex CLONES | Clones [T41,T42] | SHANKILL |  | 54.2232 | -7.0917
MV/LV Substation MA***827Z |  | 10 kV | _ | LV | 400 kVA :Kiosk Substation | 0.4 | --> | 0.4 | 0 | 0 | Constrained,otherwise capacity available =281kVA. | --> | 0.38 | 0 | 0.016302 | 0.41768 | 0 |  | --> | C18 ex DOUGLAS | Douglas [T41,T42] | TRABEG |  | 51.8616 | -8.4141
MV/LV Substation MA***829X |  | 10 kV | _ | LV | 50 kVA :Pole Substation | 0.05 | --> | 0.05 | 0 | 0 | Constrained,otherwise capacity available =31kVA. | --> | 0.0475 | 0 | 0.011115 | 0.052806 | 0 |  | --> | C11 ex KANTURK | Kanturk [T41,T42] | GLENLARA |  | 52.1692 | -8.8018
MV/LV Substation MA***830 |  | 20 kV | _ | LV | 100 kVA :Pole Substation | 0.1 | --> | 0.1 | 0 | 0 | Constrained,otherwise capacity available =100kVA. | --> | 0.095 | 0 | 0 | 0.1 | 0 |  | --> | C11 ex KILDARE | Kildare [T41,T42] | NEWBRIDGE |  | 53.1469 | -7.0156
MV/LV Substation MA***836 |  | 20 kV | _ | LV | 200 kVA :Pole Substation | 0.2 | --> | 0.2 | 0 | 0 | Constrained,otherwise capacity available =172kVA. | --> | 0.19 | 0 | 0 | 0 | 0 | Constrained,otherwise capacity available =204.2kW. | --> | E17 ex KILMACTHOMAS | Kilmacthomas [T421,T422] | DUNGARVAN |  | 52.2047 | -7.4983
MV/LV Substation MA***840Y |  | 10 kV | _ | LV | 630 kVA :Building Structure | 0.63 | --> | 0.63 | 0 | 0 | Constrained,otherwise capacity available =500kVA. | --> | 0.5985 | 0 | 0 | 0.5 | 0 |  | --> | C19 ex CLONMINCH | Clonminch [T41,T422] | THORNSBERRY |  | 53.2735 | -7.4982
MV/LV Substation MA***845 |  | 10 kV | _ | LV | 100 kVA :Pole Substation | 0.1 | --> | 0.1 | 0 | 0 | Constrained,otherwise capacity available =76kVA. | --> | 0.095 | 0 | 0.002964 | 0.10358 | 0 |  | --> | C18 ex LITTLE MILLS | Little Mills [T41] | DUNDALK |  | 53.9341 | -6.3822
MV/LV Substation MA***849Z |  | 10 kV | _ | LV | 400 kVA :Kiosk Substation | 0.4 | --> | 0.4 | 0 | 0 | Constrained,otherwise capacity available =356kVA. | --> | 0.38 | 0 | 0 | 0.40663 | 0 |  | --> | C12 ex TOGHER | Togher [T41,T42] | TRABEG |  | 51.8779 | -8.4908
MV/LV Substation MA***850 |  | 10 kV | _ | LV | 630 kVA :Kiosk Substation | 0.63 | --> | 0.63 | 0.458 | 1.9 |  | --> | 0.5985 | 0 | 0 | 0.5 | 0 |  | --> | C15 ex FAIRVIEW | Fairview [T41] | MCDERMOTT |  | 53.3652 | -6.2271
MV/LV Substation MA***851X |  | 10 kV | _ | LV | 200 kVA :Kiosk Substation | 0.2 | --> | 0.2 | 0.149 | 0.9 |  | --> | 0.19 | 0 | 0.014079 | 0.2076 | 0 |  | --> | C11 ex COES ROAD | Coes Road [T41,T42] | DUNDALK |  | 54.0021 | -6.3708
MV/LV Substation MA***852 |  | 20 kV | _ | LV | 100 kVA :Pole Substation | 0.1 | --> | 0.1 | 0 | 0 | Constrained,otherwise capacity available =33kVA. | --> | 0.095 | 0 | 0.00741 | 0.10968 | 0 |  | --> | C12 ex DUNLEER | Dunleer [T41,T42] | DRYBRIDGE |  | 53.7918 | -6.2396
MV/LV Substation MA***853Y |  | 10 kV | _ | LV | 400 kVA :Kiosk Substation | 0.4 | --> | 0.4 | 0.359 | 3.3 |  | --> | 0.38 | 0 | 0 | 0.40618 | 0 |  | --> | C17 ex GLEBE | Glebe [T41,T42] | RICHMOND |  | 53.7206 | -7.8057
MV/LV Substation MA***855 |  | 20 kV | _ | LV | 100 kVA :Pole Substation | 0.1 | --> | 0.1 | 0 | 0 | Constrained,otherwise capacity available =52kVA. | --> | 0.095 | 0 | 0 | 0.10704 | 0 |  | --> | E18 ex KILCOCK | Kilcock [T421,T422] | GRIFFINRATH |  | 53.3911 | -6.6415
MV/LV Substation MA***855Z |  | 10 kV | _ | LV | 1000 kVA :Building Structure | 1 | --> | 1 | 0.14764 | 0.1 | Constrained,otherwise capacity available =500kVA. | --> | 0.95 | 0 | 0 | 0.5 | 0 |  | --> | C17 ex KILCULLEN | Kilcullen [T41,T42,T424] | STRATFORD |  | 53.1298 | -6.7421
MV/LV Substation MA***856 |  | 20 kV | _ | LV | 50 kVA :Pole Substation | 0.05 | --> | 0.05 | 0.049 | 8.5 |  | --> | 0.0475 | 0 | 0 | 0 | 0 | Constrained,otherwise capacity available =50.2kW. | --> | E14 ex ARIGNA | Arigna [T121] | ARIGNA |  | 54.0497 | -8.0417
MV/LV Substation MA***856 |  | 20 kV | _ | LV | 50 kVA :Pole Substation | 0.05 | --> | 0.05 | 0 | 0 | Constrained,otherwise capacity available =48kVA. | --> | 0.0475 | 0 | 0 | 0.050303 | 0 |  | --> | E18 ex KILCOCK | Kilcock [T421,T422] | GRIFFINRATH |  | 53.3892 | -6.6375
MV/LV Substation MA***857 |  | 20 kV | _ | LV | 50 kVA :Pole Substation | 0.05 | --> | 0.05 | 0 | 0 | Constrained,otherwise capacity available =36kVA. | --> | 0.0475 | 0 | 0 | 0.052083 | 0 |  | --> | E11 ex ASHBOURNE | Ashbourne [T421,T422] | FINGLAS |  | 53.4707 | -6.3602
MV/LV Substation MA***858 |  | 10 kV | _ | LV | 400 kVA :Building Structure | 0.4 | --> | 0.4 | 0 | 0 | Constrained,otherwise capacity available =400kVA. | --> | 0.38 | 0 | 0 | 0.4 | 0 |  | --> | C11 ex SCARTEEN | Scarteen [T41,T42] | MALLOW |  | 52.1511 | -8.6632
MV/LV Substation MA***859Y |  | 10 kV | _ | LV | 200 kVA :Kiosk Substation | 0.2 | --> | 0.2 | 0 | 0 | Constrained,otherwise capacity available =139kVA. | --> | 0.19 | 0 | 0.002223 | 0.20906 | 0 |  | --> | C17 ex RATHMULLAN | Rathmullan [T41,T42] | DRYBRIDGE |  | 53.7108 | -6.3759
MV/LV Substation MA***862Z |  | 10 kV | _ | LV | 1000 kVA :Building Structure | 1 | --> | 1 | 0 | 0 | Constrained,otherwise capacity available =500kVA. | --> | 0.95 | 0 | 0 | 0 | 0 | Constrained,otherwise capacity available =500kW. | --> | C16 ex BANTRY | Bantry [T41,T42] | BALLYLICKY |  | 51.68 | -9.4585
MV/LV Substation MA***864X |  | 20 kV | _ | LV | 50 kVA :Pole Substation | 0.05 | --> | 0.05 | 0.027 | 1.1 |  | --> | 0.0475 | 0 | 0 | 0.053377 | 0 |  | --> | E12 ex BUNCLODY | Bunclody [T421,T422] | CRANE |  | 52.649 | -6.6525
MV/LV Substation MA***864Z |  | 10 kV | _ | LV | 50 kVA :Pole Substation | 0.05 | --> | 0.05 | 0 | 0 | Constrained,otherwise capacity available =47kVA. | --> | 0.0475 | 0 | 0 | 0 | 0 | Constrained,otherwise capacity available =50.5kW. | --> | E18 ex BLESSINGTON | Blessington [T421,T422] | KILTEEL |  | 53.1985 | -6.4649
MV/LV Substation MA***870X |  | 10 kV | _ | LV | 630 kVA :Building Structure | 0.63 | --> | 0.63 | 0.5 | 2.1 |  | --> | 0.5985 | 0 | 0 | 0.5 | 0 |  | --> | C13 ex BUTTEVANT | Buttevant [T41,T42] | MALLOW |  | 52.1861 | -8.6722
MV/LV Substation MA***874X |  | 10 kV | _ | LV | 400 kVA :Building Structure | 0.4 | --> | 0.4 | 0.307 | 9.1 |  | --> | 0.38 | 0 | 0 | 0.41388 | 0 |  | --> | C18 ex CENTRE PARK ROAD | Marina [T105,T106] | MARINA |  | 51.8858 | -8.4165
MV/LV Substation MA***877 |  | 20 kV | _ | LV | 50 kVA :Pole Substation | 0.05 | --> | 0.05 | 0 | 0 | Constrained,otherwise capacity available =29kVA. | --> | 0.0475 | 0 | 0.002223 | 0.053092 | 0 |  | --> | C17 ex CLONES | Clones [T41,T42] | SHANKILL |  | 54.2166 | -7.1116
MV/LV Substation MA***878Y |  | 10 kV | _ | LV | 200 kVA :Kiosk Substation | 0.2 | --> | 0.2 | 0 | 0 | Constrained,otherwise capacity available =100kVA. | --> | 0.19 | 0 | 0 | 0.21464 | 0 |  | --> | C12 ex JOHNSTOWN | Johnstown [T41,T42] | KILTEEL |  | 53.2345 | -6.6408
MV/LV Substation MA***883Z |  | 10 kV | _ | LV | 630 kVA :Kiosk Substation | 0.63 | --> | 0.63 | 0 | 0 | Constrained,otherwise capacity available =500kVA. | --> | 0.5985 | 0 | 0 | 0 | 0 | Constrained,otherwise capacity available =500kW. | --> | C15 ex BANTRY | Bantry [T41,T42] | BALLYLICKY |  | 51.6803 | -9.4503
MV/LV Substation MA***890Y |  | 10 kV | _ | LV | 630 kVA :Building Structure | 0.63 | --> | 0.63 | 0.5 | 0.8 |  | --> | 0.5985 | 0 | 0 | 0.5 | 0 |  | --> | C11 ex MANOR STREET | Manor Street [T41,T42] | WATERFORD |  | 52.2538 | -7.0741
MV/LV Substation MA***892X |  | 20 kV | _ | LV | 200 kVA :Pole Substation | 0.2 | --> | 0.2 | 0 | 0 | Constrained,otherwise capacity available =188kVA. | --> | 0.19 | 0 | 0.02964 | 0.20181 | 0 |  | --> | E20 ex GLASMORE | Glasmore [T421,T422] | GLASMORE |  | 53.4896 | -6.242
MV/LV Substation MA***895 |  | 20 kV | _ | LV | 100 kVA :Pole Substation | 0.1 | --> | 0.1 | 0 | 0 | Constrained,otherwise capacity available =85kVA. | --> | 0.095 | 0 | 0 | 0.10225 | 0 |  | --> | E17 ex KILCOLGAN | Kilcolgan [T42,T421] | GALWAY 110KV |  | 53.2112 | -8.8329
MV/LV Substation MA***895 |  | 20 kV | _ | LV | 50 kVA :Pole Substation | 0.05 | --> | 0.05 | 0 | 0 | Constrained,otherwise capacity available =40kVA. | --> | 0.0475 | 0 | 0 | 0.051496 | 0 |  | --> | C15 ex MOATE | Moate [T41,T42] | ATHLONE |  | 53.4044 | -7.7813
MV/LV Substation MA***899 |  | 10 kV | _ | LV | 1000 kVA :Building Structure | 1 | --> | 1 | 0.5 | 9.1 |  | --> | 0.95 | 0 | 0 | 0.5 | 0 |  | --> | C12 ex CENTRE PARK ROAD | Marina [T105,T106] | MARINA |  | 51.8993 | -8.4502
MV/LV Substation MA***900Y |  | 10 kV | _ | LV | 400 kVA :Kiosk Substation | 0.4 | --> | 0.4 | 0.4 | 0.9 |  | --> | 0.38 | 0 | 0 | 0.4 | 0 |  | --> | C16 ex CLONARD | Clonard [T41,T42] | WEXFORD |  | 52.3281 | -6.4865
MV/LV Substation MA***904X |  | 10 kV | _ | LV | 400 kVA :Kiosk Substation | 0.4 | --> | 0.4 | 0 | 0 | Constrained,otherwise capacity available =280kVA. | --> | 0.38 | 0 | 0.013338 | 0.41782 | 0 |  | --> | C17 ex RATHMULLAN | Rathmullan [T41,T42] | DRYBRIDGE |  | 53.709 | -6.3767
MV/LV Substation MA***906X |  | 10 kV | _ | LV | 50 kVA :Pole Substation | 0.05 | --> | 0.05 | 0 | 0 | Constrained,otherwise capacity available =43kVA. | --> | 0.0475 | 0 | 0.003705 | 0.051052 | 0 |  | --> | E13 ex DALTON | Dalton [T421,T422] | DALTON |  | 53.7151 | -9.0066
MV/LV Substation MA***907X |  | 10 kV | _ | LV | 400 kVA :Kiosk Substation | 0.4 | --> | 0.4 | 0 | 0 | Constrained,otherwise capacity available =322kVA. | --> | 0.38 | 0 | 0.013338 | 0.41167 | 0 |  | --> | E13 ex DALTON | Dalton [T421,T422] | DALTON |  | 53.7162 | -9.0071
MV/LV Substation MA***907X |  | 10 kV | _ | LV | 400 kVA :Building Structure | 0.4 | --> | 0.4 | 0 | 0 | Constrained,otherwise capacity available =251kVA. | --> | 0.38 | 0 | 0.003705 | 0.42202 | 0 |  | --> | C19 ex MULGANNON | Mulgannon [T41,T42] | WEXFORD |  | 52.338 | -6.4633
MV/LV Substation MA***911X |  | 10 kV | _ | LV | 1000 kVA :Building Structure | 1 | --> | 1 | 0.5 | 7.9 |  | --> | 0.95 | 0 | 0 | 0.5 | 0 |  | --> | C13 ex TRINITY | Trinity [T101,T102] | POOLBEG |  | 53.3446 | -6.2482
MV/LV Substation MA***914X |  | 20 kV | _ | LV | 50 kVA :Pole Substation | 0.05 | --> | 0.05 | 0 | 0 | Constrained,otherwise capacity available =48kVA. | --> | 0.0475 | 0 | 0 | 0.050303 | 0 |  | --> | E19 ex GARRANACANTY | Garranacanty [T421,T422] | TIPPERARY |  | 52.4516 | -8.0602
MV/LV Substation MA***914X |  | 10 kV | _ | LV | 50 kVA :Pole Substation | 0.05 | --> | 0.05 | 0 | 0 | Constrained,otherwise capacity available =22kVA. | --> | 0.0475 | 0 | 0 | 0.05408 | 0 |  | --> | C15 ex ORANMORE | Oranmore [T41,T44] | GALWAY 110KV |  | 53.2323 | -8.9511
MV/LV Substation MA***917 |  | 10 kV | _ | LV | 50 kVA :Pole Substation | 0.05 | --> | 0.05 | 0.042 | 1.7 |  | --> | 0.0475 | 0 | 0.002223 | 0.0512 | 0 |  | --> | C21 ex ATHY | Athy [T101,T102] | ATHY |  | 52.9778 | -7.0102
MV/LV Substation MA***917X |  | 10 kV | _ | LV | 1000 kVA :Building Structure | 1 | --> | 1 | 0.5 | 4 |  | --> | 0.95 | 0 | 0 | 0.5 | 0 |  | --> | C25 ex WOLFE TONE STREET | Wolfe Tone Street [T101,T102] | FINGLAS |  | 53.3496 | -6.2573
MV/LV Substation MA***918 |  | 20 kV | _ | LV | 630 kVA :Kiosk Substation | 0.63 | --> | 0.63 | 0.388 | 1.6 |  | --> | 0.5985 | 0 | 0.004446 | 0 | 0 | Constrained,otherwise capacity available =500kW. | --> | E12 ex BELMULLET | Belmullet [T421] | BELLACORICK |  | 54.2231 | -9.9891
MV/LV Substation MA***918Z |  | 20 kV | _ | LV | 400 kVA :Kiosk Substation | 0.4 | --> | 0.4 | 0.376 | 0.9 |  | --> | 0.38 | 0 | 0.002223 | 0 | 0 | Constrained,otherwise capacity available =403.6kW. | --> | E21 ex CASTLETOWNBERE | Castletownbere [T421] | BALLYLICKY |  | 51.656 | -9.8944
MV/LV Substation MA***919Y |  | 10 kV | _ | LV | 400 kVA :Kiosk Substation | 0.4 | --> | 0.4 | 0 | 0 | Constrained,otherwise capacity available =320kVA. | --> | 0.38 | 0 | 0 | 0.41197 | 0 |  | --> | C14 ex RAHEEN | Raheen [T41,T42] | LIMERICK |  | 52.6392 | -8.6494
MV/LV Substation MA***921 |  | 20 kV | _ | LV | 100 kVA :Pole Substation | 0.1 | --> | 0.1 | 0.088 | 1.5 |  | --> | 0.095 | 0 | 0.00741 | 0.10181 | 0 |  | --> | E17 ex ACHILL | Achill [T422] | CARROWBEG |  | 53.9784 | -9.9844
MV/LV Substation MA***922Z |  | 10 kV | _ | LV | 400 kVA :Kiosk Substation | 0.4 | --> | 0.4 | 0.282 | 6 |  | --> | 0.38 | 0 | 0.003705 | 0.41753 | 0 |  | --> | C17 ex TRABEG | Trabeg [T101,T102] | TRABEG |  | 51.8691 | -8.4848
MV/LV Substation MA***926X |  | 20 kV | _ | LV | 200 kVA :Kiosk Substation | 0.2 | --> | 0.2 | 0 | 0 | Constrained,otherwise capacity available =34kVA. | --> | 0.19 | 0 | 0 | 0.2237 | 0 |  | --> | C17 ex KYLEERAGH | Kyleeragh [T41,T42] | NENAGH |  | 52.9957 | -8.1261
MV/LV Substation MA***927X |  | 20 kV | _ | LV | 200 kVA :Pole Substation | 0.2 | --> | 0.2 | 0 | 0 | Constrained,otherwise capacity available =143kVA. | --> | 0.19 | 0 | 0.004446 | 0.20848 | 0 |  | --> | C17 ex KYLEERAGH | Kyleeragh [T41,T42] | NENAGH |  | 53.0009 | -8.1186
MV/LV Substation MA***928 |  | 20 kV | _ | LV | 200 kVA :Kiosk Substation | 0.2 | --> | 0.2 | 0.187 | 0.4 |  | --> | 0.19 | 0 | 0.00741 | 0 | 0 | Constrained,otherwise capacity available =202kW. | --> | C21 ex SWINFORD | Swinford [T41,T42] | CASTLEBAR |  | 53.9787 | -9.111
MV/LV Substation MA***935 |  | 20 kV | _ | LV | 100 kVA :Pole Substation | 0.1 | --> | 0.1 | 0.07 | 1.6 |  | --> | 0.095 | 0 | 0 | 0 | 0 | Constrained,otherwise capacity available =104.5kW. | --> | E17 ex BELMULLET | Belmullet [T421] | BELLACORICK |  | 54.2533 | -9.895
MV/LV Substation MA***939X |  | 10 kV | _ | LV | 1000 kVA :Building Structure | 1 | --> | 1 | 0.5 | 4 |  | --> | 0.95 | 0 | 0 | 0.5 | 0 |  | --> | C31 ex WOLFE TONE STREET | Wolfe Tone Street [T101,T102] | FINGLAS |  | 53.3477 | -6.2767
MV/LV Substation MA***940 |  | 20 kV | _ | LV | 100 kVA :Pole Substation | 0.1 | --> | 0.1 | 0 | 0 | Constrained,otherwise capacity available =97kVA. | --> | 0.095 | 0 | 0 | 0.10045 | 0 |  | --> | E19 ex GARRANACANTY | Garranacanty [T421,T422] | TIPPERARY |  | 52.4525 | -8.0628
MV/LV Substation MA***943 |  | 10 kV | _ | LV | 50 kVA :Pole Substation | 0.05 | --> | 0.05 | 0.036794 | 0 | Constrained,otherwise capacity available =46kVA. | --> | 0.0475 | 0 | 0 | 0.050604 | 0 |  | --> | C18 ex CALLAN | Callan [T41,T42] | KILKENNY |  | 52.5343 | -7.3696
MV/LV Substation MA***949 |  | 10 kV | _ | LV | 50 kVA :Pole Substation | 0.05 | --> | 0.05 | 0.036794 | 0 | Constrained,otherwise capacity available =39kVA. | --> | 0.0475 | 0 | 0 | 0.051643 | 0 |  | --> | C18 ex CALLAN | Callan [T41,T42] | KILKENNY |  | 52.5262 | -7.3532
MV/LV Substation MA***949X |  | 10 kV | _ | LV | 400 kVA :Building Structure | 0.4 | --> | 0.4 | 0 | 0 | Constrained,otherwise capacity available =383kVA. | --> | 0.38 | 0 | 0 | 0 | 0 | Constrained,otherwise capacity available =402.6kW. | --> | C20 ex KNOCKMULLEN | Knockmullen [T42,T421] | GREAT ISLAND |  | 52.3835 | -6.9575
MV/LV Substation MA***949Z |  | 10 kV | _ | LV | 400 kVA :Kiosk Substation | 0.4 | --> | 0.4 | 0.392 | 4.6 |  | --> | 0.38 | 0 | 0 | 0.40121 | 0 |  | --> | C11 ex RINGASKIDDY 110KV | Ringaskiddy 110kv [T42] | BARNAHELY |  | 51.8729 | -8.3426
MV/LV Substation MA***950 |  | 10 kV | _ | LV | 50 kVA :Pole Substation | 0.05 | --> | 0.05 | 0.035 | 0 |  | --> | 0.0475 | 0 | 0 | 0.052228 | 0 |  | --> | C18 ex CALLAN | Callan [T41,T42] | KILKENNY |  | 52.5308 | -7.3506
MV/LV Substation MA***951Y |  | 10 kV | _ | LV | 400 kVA :Kiosk Substation | 0.4 | --> | 0.4 | 0 | 0 | Constrained,otherwise capacity available =345kVA. | --> | 0.38 | 0 | 0 | 0.40827 | 0 |  | --> | C15 ex TUAM NORTH | Tuam North [T41,T42] | CLOON |  | 53.5086 | -8.8766
MV/LV Substation MA***952Y |  | 10 kV | _ | LV | 400 kVA :Kiosk Substation | 0.4 | --> | 0.4 | 0.309 | 3.9 |  | --> | 0.38 | 0 | 0.069654 | 0.41359 | 0 |  | --> | C21 ex MARSHES | Marshes [T41,T42] | DUNDALK |  | 53.9654 | -6.3913
MV/LV Substation MA***954X |  | 10 kV | _ | LV | 50 kVA :Pole Substation | 0.05 | --> | 0.05 | 0 | 0 | Constrained,otherwise capacity available =48kVA. | --> | 0.0475 | 0 | 0.011115 | 0.050303 | 0 |  | --> | C16 ex CASTLECOMER | Castlecomer [T41,T42] | BALLYRAGGET |  | 52.7741 | -7.2485
MV/LV Substation MA***956Y |  | 10 kV | _ | LV | 400 kVA :Building Structure | 0.4 | --> | 0.4 | 0 | 0 | Constrained,otherwise capacity available =310kVA. | --> | 0.38 | 0 | 0 | 0.41344 | 0 |  | --> | C13 ex ROSCOMMON | Roscommon [T41,T42] | LANESBORO |  | 53.6304 | -8.1868
MV/LV Substation MA***957 |  | 10 kV | _ | LV | 200 kVA :Pole Substation | 0.2 | --> | 0.2 | 0.088 | 1 |  | --> | 0.19 | 0 | 0.006669 | 0 | 0 | Constrained,otherwise capacity available =216.3kW. | --> | C11 ex BOYLE | Boyle [T41,T42] | CARRICK ON SHANNON |  | 53.9707 | -8.2993
MV/LV Substation MA***958 |  | 10 kV | _ | LV | 400 kVA :Kiosk Substation | 0.4 | --> | 0.4 | 0.294 | 11 |  | --> | 0.38 | 0 | 0.003705 | 0.41578 | 0 |  | --> | C13 ex MISERY HILL | Misery Hill [T101,T102] | POOLBEG |  | 53.3379 | -6.2389
MV/LV Substation MA***964 |  | 10 kV | _ | LV | 200 kVA :Pole Substation | 0.2 | --> | 0.2 | 0 | 0 | Constrained,otherwise capacity available =138kVA. | --> | 0.19 | 0 | 0.010374 | 0.2092 | 0 |  | --> | C18 ex KILDARE | Kildare [T41,T42] | NEWBRIDGE |  | 53.1436 | -6.8589
MV/LV Substation MA***966X |  | 20 kV | _ | LV | 400 kVA :Kiosk Substation | 0.4 | --> | 0.4 | 0.352 | 13.5 |  | --> | 0.38 | 0 | 0.011856 | 0.40722 | 0 |  | --> | C19 ex ENNIS | Ennis [T101,T102] | ENNIS |  | 52.8173 | -8.8717
MV/LV Substation MA***969 |  | 20 kV | _ | LV | 200 kVA :Kiosk Substation | 0.2 | --> | 0.2 | 0 | 0 | Constrained,otherwise capacity available =169kVA. | --> | 0.19 | 0 | 0.003705 | 0.20465 | 0 |  | --> | E21 ex DALTON | Dalton [T421,T422] | DALTON |  | 53.7644 | -9.1201
MV/LV Substation MA***971Y |  | 10 kV | _ | LV | 1000 kVA :Building Structure | 1 | --> | 1 | 0 | 0 | Constrained,otherwise capacity available =500kVA. | --> | 0.95 | 0 | 0.016302 | 0.5 | 0 |  | --> | C21 ex DOUGLAS | Douglas [T41,T42] | TRABEG |  | 51.8737 | -8.4202
MV/LV Substation MA***972 |  | 20 kV | _ | LV | 50 kVA :Pole Substation | 0.05 | --> | 0.05 | 0 | 0 | Constrained,otherwise capacity available =46kVA. | --> | 0.0475 | 0 | 0 | 0.050604 | 0 |  | --> | E21 ex DALTON | Dalton [T421,T422] | DALTON |  | 53.76 | -9.1144
MV/LV Substation MA***972X |  | 10 kV | _ | LV | 400 kVA :Building Structure | 0.4 | --> | 0.4 | 0 | 0 | Constrained,otherwise capacity available =400kVA. | --> | 0.38 | 0 | 0 | 0.4 | 0 |  | --> | C13 ex FORTUNESTOWN | Fortunestown [T101,T102] | INCHICORE 220KV |  | 53.2809 | -6.4135
MV/LV Substation MA***974X |  | 10 kV | _ | LV | 630 kVA :Kiosk Substation | 0.63 | --> | 0.63 | 0.236 | 14.2 |  | --> | 0.5985 | 0 | 0.009633 | 0.5 | 0 |  | --> | C20 ex COOKSTOWN | Cookstown [T101,T102] | CARRICKMINES |  | 53.2718 | -6.3692
MV/LV Substation MA***975X |  | 10 kV | _ | LV | 630 kVA :Kiosk Substation | 0.63 | --> | 0.63 | 0.5 | 14.2 |  | --> | 0.5985 | 0 | 0 | 0.5 | 0 |  | --> | C20 ex COOKSTOWN | Cookstown [T101,T102] | CARRICKMINES |  | 53.2707 | -6.3689
MV/LV Substation MA***975Y |  | 10 kV | _ | LV | 400 kVA :Kiosk Substation | 0.4 | --> | 0.4 | 0 | 0 | Constrained,otherwise capacity available =297kVA. | --> | 0.38 | 0 | 0 | 0.41535 | 0 |  | --> | C20 ex RATHMULLAN | Rathmullan [T41,T42] | DRYBRIDGE |  | 53.7076 | -6.3362
MV/LV Substation MA***982X |  | 10 kV | _ | LV | 50 kVA :Pole Substation | 0.05 | --> | 0.05 | 0 | 0 | Constrained,otherwise capacity available =25kVA. | --> | 0.0475 | 0 | 0 | 0.053659 | 0 |  | --> | E12 ex DALTON | Dalton [T421,T422] | DALTON |  | 53.7194 | -9.0182
MV/LV Substation MA***986Y |  | 10 kV | _ | LV | 200 kVA :Kiosk Substation | 0.2 | --> | 0.2 | 0 | 0 | Constrained,otherwise capacity available =200kVA. | --> | 0.19 | 0 | 0 | 0 | 0 | Constrained,otherwise capacity available =200kW. | --> | C14 ex PORTLAOISE | Portlaoise [T41,T42] | PORTLAOISE |  | 53.0421 | -7.2802
MV/LV Substation MA***990X |  | 10 kV | _ | LV | 630 kVA :Kiosk Substation | 0.63 | --> | 0.63 | 0 | 0 | Constrained,otherwise capacity available =285kVA. | --> | 0.5985 | 0 | 0.008892 | 0.5 | 0 |  | --> | C16 ex KINSALE | Kinsale [T41,T42] | BANDON |  | 51.7059 | -8.5243
MV/LV Substation MA***991 |  | 20 kV | _ | LV | 50 kVA :Pole Substation | 0.05 | --> | 0.05 | 0 | 0 | Constrained,otherwise capacity available =40kVA. | --> | 0.0475 | 0 | 0 | 0.051496 | 0 |  | --> | E15 ex BATTER LANE TEMPORARY | Batter Lane Temporary 38kv [T421] | GLASMORE |  | 53.4917 | -6.2257
MV/LV Substation MA***992 |  | 10 kV | _ | LV | 400 kVA :Kiosk Substation | 0.4 | --> | 0.4 | 0.356 | 2.4 |  | --> | 0.38 | 0 | 0.003705 | 0.40663 | 0 |  | --> | C19 ex BRAY | Bray [T41,T42] | FASSAROE |  | 53.1979 | -6.1095
MV/LV Substation MA***995 |  | 20 kV | _ | LV | 50 kVA :Pole Substation | 0.05 | --> | 0.05 | 0.013 | 8.5 |  | --> | 0.0475 | 0 | 0.005187 | 0 | 0 | Constrained,otherwise capacity available =55.3kW. | --> | E14 ex ARIGNA | Arigna [T121] | ARIGNA |  | 54.0364 | -8.0475
MV/LV Substation MA***995X |  | 10 kV | _ | LV | 25 kVA :Pole Substation | 0.025 | --> | 0.025 | 0 | 0 | Constrained,otherwise capacity available =24kVA. | --> | 0.02375 | 0 | 0 | 0.025151 | 0 |  | --> | C21 ex CARRICKMACROSS | Carrickmacross [T41,T42] | MEATH HILL |  | 53.9628 | -6.7106
MV/LV Substation MA***997 |  | 10 kV | _ | LV | 100 kVA :Pole Substation | 0.1 | --> | 0.1 | 0.086 | 1.3 |  | --> | 0.095 | 0 | 0 | 0.1021 | 0 |  | --> | C27 ex BALLYCROSSAUN | Ballycrossaun [T421,T422] | SOMERSET |  | 53.1662 | -8.2851
MV/LV Substation MA***999 |  | 10 kV | _ | LV | 50 kVA :Pole Substation | 0.05 | --> | 0.05 | 0.05 | 2.1 |  | --> | 0.0475 | 0 | 0 | 0 | 0 | Constrained,otherwise capacity available =50kW. | --> | C17 ex KILCAR | Kilcar [T41] | BINBANE |  | 54.6676 | -8.7835
MV/LV Substation MA***999X |  | 10 kV | _ | LV | 200 kVA :Kiosk Substation | 0.2 | --> | 0.2 | 0.153 | 1.4 |  | --> | 0.19 | 0 | 0.009633 | 0.20701 | 0 |  | --> | E18 ex KILLINICK | Killinick [T421,T422] | WEXFORD |  | 52.2645 | -6.3907
MV/LV Substation MB***4173 |  | 10 kV | _ | LV | 200 kVA :Kiosk Substation | 0.2 | --> | 0.2 | 0.197 | 11.9 |  | --> | 0.19 | 0 | 0 | 0.20045 | 0 |  | --> | C17 ex SALTHILL | Salthill [T101,T102] | SALTHILL |  | 53.2705 | -9.1159
MV/LV Substation MB***4180 |  | 10 kV | _ | LV | 630 kVA :Kiosk Substation | 0.63 | --> | 0.63 | 0.5 | 14.2 |  | --> | 0.5985 | 0 | 0 | 0.5 | 0 |  | --> | C22 ex COOKSTOWN | Cookstown [T101,T102] | CARRICKMINES |  | 53.2941 | -6.3843
MV/LV Substation MB***4280 |  | 20 kV | _ | LV | 630 kVA :Building Structure | 0.63 | --> | 0.63 | 0.5 | 2.5 |  | --> | 0.5985 | 0 | 0.38977 | 0.5 | 0 |  | --> | E12 ex BAGENALSTOWN | Bagenalstown [T421,T422] | CARLOW |  | 52.6945 | -6.9463
MV/LV Substation MC***001 |  | 10 kV | _ | LV | 630 kVA :Kiosk Substation | 0.63 | --> | 0.63 | 0 | 0 | Constrained,otherwise capacity available =361kVA. | --> | 0.5985 | 0 | 0.006669 | 0 | 0 | Constrained,otherwise capacity available =500kW. | --> | C16 ex COOLCARRON | Coolcarron [T41,T42] | BARRYMORE |  | 52.1376 | -8.28
MV/LV Substation MC***002X |  | 10 kV | _ | LV | 200 kVA :Pole Substation | 0.2 | --> | 0.2 | 0.19 | 1.1 |  | --> | 0.19 | 0 | 0 | 0 | 0 | Constrained,otherwise capacity available =201.5kW. | --> | C16 ex NEWCASTLEWEST | Newcastlewest [T41,T42] | RATHKEALE |  | 52.4925 | -9.0625
MV/LV Substation MC***011Y |  | 10 kV | _ | LV | 400 kVA :Building Structure | 0.4 | --> | 0.4 | 0 | 0 | Constrained,otherwise capacity available =400kVA. | --> | 0.38 | 0 | 0 | 0.4 | 0 |  | --> | C19 ex KILMORE | Kilmore [T101,T102,T103] | FINGLAS |  | 53.4074 | -6.2209
MV/LV Substation MC***012 |  | 10 kV | _ | LV | 1000 kVA :Building Structure | 1 | --> | 1 | 0.5 | 9.1 |  | --> | 0.95 | 0 | 0.003705 | 0.5 | 0 |  | --> | C17 ex CENTRE PARK ROAD | Marina [T105,T106] | MARINA |  | 51.9011 | -8.4649
MV/LV Substation MC***012 |  | 10 kV | _ | LV | 400 kVA :Building Structure | 0.4 | --> | 0.4 | 0.333 | 2.8 |  | --> | 0.38 | 0 | 0 | 0.41005 | 0 |  | --> | C13 ex CASTLEBLAYNEY | Castleblayney [T41,T42] | DUNDALK |  | 54.121 | -6.7424
MV/LV Substation MC***013 |  | 20 kV | _ | LV | 200 kVA :Pole Substation | 0.2 | --> | 0.2 | 0 | 0 | Constrained,otherwise capacity available =183kVA. | --> | 0.19 | 0 | 0 | 0.20256 | 0 |  | --> | C19 ex ENNISTYMON | Ennistymon [T41,T42] | ENNIS |  | 53.0251 | -9.2864
MV/LV Substation MC***013 |  | 10 kV | _ | LV | 400 kVA :Kiosk Substation | 0.4 | --> | 0.4 | 0.296 | 3 |  | --> | 0.38 | 0 | 0.005928 | 0.41549 | 0 |  | --> | C18 ex RAMSTOWN | Ramstown [T41,T42] | CRANE |  | 52.6734 | -6.3015
MV/LV Substation MC***013Y |  | 10 kV | _ | LV | 200 kVA :Kiosk Substation | 0.2 | --> | 0.2 | 0.192 | 0.9 |  | --> | 0.19 | 0 | 0 | 0.20121 | 0 |  | --> | C16 ex COES ROAD | Coes Road [T41,T42] | DUNDALK |  | 53.9999 | -6.3824
MV/LV Substation MC***016X |  | 10 kV | _ | LV | 200 kVA :Building Structure | 0.2 | --> | 0.2 | 0 | 0 | Constrained,otherwise capacity available =108kVA. | --> | 0.19 | 0 | 0 | 0.21351 | 0 |  | --> | C11 ex DOCK ROAD | Dock Road [T41,T42] | LIMERICK |  | 52.6537 | -8.6557
MV/LV Substation MC***018X |  | 10 kV | _ | LV | 50 kVA :Pole Substation | 0.05 | --> | 0.05 | 0.044 | 1.6 |  | --> | 0.0475 | 0 | 0 | 0 | 0 | Constrained,otherwise capacity available =50.9kW. | --> | C18 ex BUNDORAN | Bundoran [T41,T42] | CATHALEENS FALL |  | 54.4436 | -8.3076
MV/LV Substation MC***031 |  | 10 kV | _ | LV | 200 kVA :Pole Substation | 0.2 | --> | 0.2 | 0.177 | 5.5 |  | --> | 0.19 | 0 | 0 | 0 | 0 | Constrained,otherwise capacity available =203.5kW. | --> | C14 ex GORTLEE | Gortlee [T41,T42] | LETTERKENNY |  | 54.9583 | -7.7456
MV/LV Substation MC***031X |  | 10 kV | _ | LV | 25 kVA :Pole Substation | 0.025 | --> | 0.025 | 0.018 | 2.6 |  | --> | 0.02375 | 0 | 0 | 0.026041 | 0 |  | --> | C12 ex CLOONBANNIN | Cloonbannin [T42] | GLENLARA |  | 52.1575 | -9.074
MV/LV Substation MC***031X |  | 20 kV | _ | LV | 50 kVA :Pole Substation | 0.05 | --> | 0.05 | 0 | 0 | Constrained,otherwise capacity available =23kVA. | --> | 0.0475 | 0 | 0 | 0 | 0 | Constrained,otherwise capacity available =53.9kW. | --> | C13 ex DONEGAL | Donegal [T41,T42] | CATHALEENS FALL |  | 54.6344 | -8.0751
MV/LV Substation MC***034X |  | 10 kV | _ | LV | 200 kVA :Pole Substation | 0.2 | --> | 0.2 | 0.2 | 0.2 |  | --> | 0.19 | 0 | 0 | 0 | 0 | Constrained,otherwise capacity available =200kW. | --> | C11 ex ROSSGEIR | Rossgeir [T41,T42] | LETTERKENNY |  | 54.8543 | -7.4762
MV/LV Substation MC***041X |  | 20 kV | _ | LV | 100 kVA :Pole Substation | 0.1 | --> | 0.1 | 0.098 | 0.2 |  | --> | 0.095 | 0 | 0 | 0 | 0 | Constrained,otherwise capacity available =100.3kW. | --> | C12 ex ROSSGEIR | Rossgeir [T41,T42] | LETTERKENNY |  | 54.7968 | -7.5583
MV/LV Substation MC***041Z |  | 10 kV | _ | LV | 400 kVA :Kiosk Substation | 0.4 | --> | 0.4 | 0 | 0 | Constrained,otherwise capacity available =387kVA. | --> | 0.38 | 0 | 0 | 0.40197 | 0 |  | --> | C19 ex ROSEHILL | Rosehill [T41,T42] | KILKENNY |  | 52.6462 | -7.2521
MV/LV Substation MC***042Z |  | 10 kV | _ | LV | 400 kVA :Building Structure | 0.4 | --> | 0.4 | 0 | 0 | Constrained,otherwise capacity available =302kVA. | --> | 0.38 | 0 | 0 | 0.41461 | 0 |  | --> | C13 ex COLLEGE PARK | College Park [T101,T102,T103] | COLLEGE PARK |  | 53.3925 | -6.3952
MV/LV Substation MC***044 |  | 10 kV | _ | LV | 100 kVA :Pole Substation | 0.1 | --> | 0.1 | 0 | 0 | Constrained,otherwise capacity available =86kVA. | --> | 0.095 | 0 | 0.00741 | 0.1021 | 0 |  | --> | C16 ex BALLYBAILIE | Ballybailie [T41,T42] | DUNDALK |  | 53.861 | -6.5393
MV/LV Substation MC***044 |  | 10 kV | _ | LV | 200 kVA :Pole Substation | 0.2 | --> | 0.2 | 0 | 0 | Constrained,otherwise capacity available =69kVA. | --> | 0.19 | 0 | 0.003705 | 0 | 0 | Constrained,otherwise capacity available =219kW. | --> | C12 ex CULLION | Cullion [T41,T42] | LETTERKENNY |  | 54.9421 | -7.7411
MV/LV Substation MC***044X |  | 20 kV | _ | LV | 100 kVA :Pole Substation | 0.1 | --> | 0.1 | 0 | 0 | Constrained,otherwise capacity available =95kVA. | --> | 0.095 | 0 | 0 | 0 | 0 | Constrained,otherwise capacity available =100.8kW. | --> | E13 ex CARNDONAGH | Carndonagh [T421,T422] | TRILLICK |  | 55.2776 | -7.4422
MV/LV Substation MC***044Y |  | 10 kV | _ | LV | 50 kVA :Pole Substation | 0.05 | --> | 0.05 | 0 | 0 | Constrained,otherwise capacity available =50kVA. | --> | 0.0475 | 0 | 0 | 0 | 0 | Constrained,otherwise capacity available =50kW. | --> | C16 ex CLOONLOUGH | Cloonlough [T41,T42] | BARRYMORE |  | 52.2636 | -8.2809
MV/LV Substation MC***046Z |  | 10 kV | _ | LV | 200 kVA :Pole Substation | 0.2 | --> | 0.2 | 0.17 | 1 |  | --> | 0.19 | 0 | 0.00741 | 0.2045 | 0 |  | --> | E19 ex LONGFORD | Longford [T421,T422] | RICHMOND |  | 53.7145 | -7.8182
MV/LV Substation MC***048 |  | 10 kV | _ | LV | 200 kVA :Pole Substation | 0.2 | --> | 0.2 | 0 | 0 | Constrained,otherwise capacity available =124kVA. | --> | 0.19 | 0 | 0.025194 | 0.21122 | 0 |  | --> | C11 ex KYLEERAGH | Kyleeragh [T41,T42] | NENAGH |  | 52.8688 | -8.2136
MV/LV Substation MC***052Y |  | 10 kV | _ | LV | 400 kVA :Kiosk Substation | 0.4 | --> | 0.4 | 0 | 0 | Constrained,otherwise capacity available =385kVA. | --> | 0.38 | 0 | 0 | 0 | 0 | Constrained,otherwise capacity available =402.3kW. | --> | E18 ex WINDSOR | Windsor [T421,T422] | CASTLEBAR |  | 53.8541 | -9.2832
MV/LV Substation MC***058 |  | 10 kV | _ | LV | 400 kVA :Kiosk Substation | 0.4 | --> | 0.4 | 0 | 0 | Constrained,otherwise capacity available =296kVA. | --> | 0.38 | 0 | 0.006669 | 0 | 0 | Constrained,otherwise capacity available =415.5kW. | --> | C14 ex COLLIGAN | Colligan [T41,T42] | DUNGARVAN |  | 52.093 | -7.6073
MV/LV Substation MC***059 |  | 10 kV | _ | LV | 100 kVA :Pole Substation | 0.1 | --> | 0.1 | 0.1 | 2.9 |  | --> | 0.095 | 0 | 0 | 0 | 0 | Constrained,otherwise capacity available =100kW. | --> | C18 ex TELAYDON | Telaydon [T42,T421] | LISDRUM |  | 54.2498 | -6.9758
MV/LV Substation MC***062 |  | 10 kV | _ | LV | 400 kVA :Kiosk Substation | 0.4 | --> | 0.4 | 0.378 | 2.3 |  | --> | 0.38 | 0 | 0 | 0.40333 | 0 |  | --> | E17 ex MOY | Moy [T421,T422] | MOY |  | 54.1156 | -9.1613
MV/LV Substation MC***064 |  | 20 kV | _ | LV | 200 kVA :Pole Substation | 0.2 | --> | 0.2 | 0.171 | 8.5 |  | --> | 0.19 | 0 | 0 | 0 | 0 | Constrained,otherwise capacity available =204.4kW. | --> | E14 ex ARIGNA | Arigna [T121] | ARIGNA |  | 54.042 | -8.0622
MV/LV Substation MC***064X |  | 20 kV | _ | LV | 50 kVA :Pole Substation | 0.05 | --> | 0.05 | 0.049 | 4.4 |  | --> | 0.0475 | 0 | 0 | 0 | 0 | Constrained,otherwise capacity available =50.2kW. | --> | E18 ex STRANORLAR | Stranorlar [T421,T422] | LETTERKENNY |  | 54.7647 | -7.7081
MV/LV Substation MC***064X |  | 10 kV | _ | LV | 400 kVA :Kiosk Substation | 0.4 | --> | 0.4 | 0.301 | 2.8 |  | --> | 0.38 | 0 | 0.00741 | 0.41476 | 0 |  | --> | C20 ex CASTLEBLAYNEY | Castleblayney [T41,T42] | DUNDALK |  | 54.1162 | -6.7504
MV/LV Substation MC***071X |  | 20 kV | _ | LV | 50 kVA :Pole Substation | 0.05 | --> | 0.05 | 0.05 | 1.6 |  | --> | 0.0475 | 0 | 0 | 0 | 0 | Constrained,otherwise capacity available =50kW. | --> | E17 ex BELMULLET | Belmullet [T421] | BELLACORICK |  | 54.2342 | -9.9868
MV/LV Substation MC***080Y |  | 10 kV | _ | LV | 50 kVA :Pole Substation | 0.05 | --> | 0.05 | 0 | 0 | Constrained,otherwise capacity available =50kVA. | --> | 0.0475 | 0 | 0 | 0 | 0 | Constrained,otherwise capacity available =50kW. | --> | C20 ex KNOCKAPHUNTA | Knockaphunta [T41,T42] | CASTLEBAR |  | 53.806 | -9.2101
MV/LV Substation MC***100X |  | 10 kV | _ | LV | 100 kVA :Pole Substation | 0.1 | --> | 0.1 | 0.093 | 6 |  | --> | 0.095 | 0 | 0 | 0.10106 | 0 |  | --> | C17 ex TRABEG | Trabeg [T101,T102] | TRABEG |  | 51.8671 | -8.4781
MV/LV Substation MC***108X |  | 20 kV | _ | LV | 50 kVA :Pole Substation | 0.05 | --> | 0.05 | 0 | 0 | Constrained,otherwise capacity available =50kVA. | --> | 0.0475 | 0 | 0 | 0.05 | 0 |  | --> | E15 ex MANORHAMILTON | Manorhamilton [T422] | SLIGO |  | 54.3074 | -8.1338
MV/LV Substation MC***111X |  | 20 kV | _ | LV | 200 kVA :Pole Substation | 0.2 | --> | 0.2 | 0.185 | 4.4 |  | --> | 0.19 | 0 | 0 | 0 | 0 | Constrained,otherwise capacity available =200kW. | --> | E19 ex STRANORLAR | Stranorlar [T421,T422] | LETTERKENNY |  | 54.7939 | -7.8147
MV/LV Substation MC***112 |  | 10 kV | _ | LV | 400 kVA :Building Structure | 0.4 | --> | 0.4 | 0 | 0 | Constrained,otherwise capacity available =280kVA. | --> | 0.38 | 0 | 0.021489 | 0.41782 | 0 |  | --> | C32 ex ACADEMY STREET | Academy Street [T421,T422,T44] | NAVAN |  | 53.6446 | -6.6935
MV/LV Substation MC***112X |  | 10 kV | _ | LV | 200 kVA :Building Structure | 0.2 | --> | 0.2 | 0 | 0 | Constrained,otherwise capacity available =200kVA. | --> | 0.19 | 0 | 0 | 0.2 | 0 |  | --> | C20 ex CLONDALKIN | Clondalkin [T41,T42,T44] | INCHICORE 220KV |  | 53.3158 | -6.3823
MV/LV Substation MC***119X |  | 10 kV | _ | LV | 630 kVA :Building Structure | 0.63 | --> | 0.63 | 0 | 0 | Constrained,otherwise capacity available =480kVA. | --> | 0.5985 | 0 | 0 | 0.5 | 0 |  | --> | C35 ex SEMPERIT | Semperit [T41,T42,T43] | GRANGE CASTLE |  | 53.3299 | -6.3536
MV/LV Substation MC***125X |  | 20 kV | _ | LV | 100 kVA :Pole Substation | 0.1 | --> | 0.1 | 0 | 0 | Constrained,otherwise capacity available =97kVA. | --> | 0.095 | 0 | 0 | 0 | 0 | Constrained,otherwise capacity available =100.5kW. | --> | E14 ex BUNCRANA | Buncrana [T421,T422] | TRILLICK |  | 55.1655 | -7.4642
MV/LV Substation MC***126 |  | 10 kV | _ | LV | 400 kVA :Kiosk Substation | 0.4 | --> | 0.4 | 0 | 0 | Constrained,otherwise capacity available =285kVA. | --> | 0.38 | 0 | 0.006669 | 0.4171 | 0 |  | --> | C22 ex UNIDARE | Unidare [T41,T42] | FINGLAS |  | 53.3933 | -6.3015
MV/LV Substation MC***127 |  | 10 kV | _ | LV | 200 kVA :Kiosk Substation | 0.2 | --> | 0.2 | 0 | 0 | Constrained,otherwise capacity available =90kVA. | --> | 0.19 | 0 | 0 | 0.21604 | 0 |  | --> | C16 ex CAHIRCALLA | Cahircalla [T41,T42] | ENNIS |  | 52.841 | -8.9896
MV/LV Substation MC***131X |  | 10 kV | _ | LV | 200 kVA :Pole Substation | 0.2 | --> | 0.2 | 0.179 | 5.3 |  | --> | 0.19 | 0 | 0 | 0.20316 | 0 |  | --> | C11 ex BALLYTIVNAN | Ballytivnan [T41,T42] | SLIGO |  | 54.2766 | -8.4691
MV/LV Substation MC***139X |  | 10 kV | _ | LV | 50 kVA :Pole Substation | 0.05 | --> | 0.05 | 0.031 | 7.2 |  | --> | 0.0475 | 0 | 0 | 0 | 0 | Constrained,otherwise capacity available =52.8kW. | --> | C12 ex CONVOY | Convoy [T41,T42] | LETTERKENNY |  | 54.8442 | -7.7226
MV/LV Substation MC***141Z |  | 10 kV | _ | LV | 400 kVA :Kiosk Substation | 0.4 | --> | 0.4 | 0 | 0 | Constrained,otherwise capacity available =304kVA. | --> | 0.38 | 0 | 0 | 0.41432 | 0 |  | --> | C11 ex MORRISTOWN | Morristown [T41,T42] | NEWBRIDGE |  | 53.1739 | -6.8071
MV/LV Substation MC***150 |  | 10 kV | _ | LV | 200 kVA :Building Structure | 0.2 | --> | 0.2 | 0 | 0 | Constrained,otherwise capacity available =164kVA. | --> | 0.19 | 0 | 0.048906 | 0.20539 | 0 |  | --> | C17 ex SEMPERIT | Semperit [T41,T42,T43] | GRANGE CASTLE |  | 53.3363 | -6.3457
MV/LV Substation MC***150Z |  | 20 kV | _ | LV | 200 kVA :Kiosk Substation | 0.2 | --> | 0.2 | 0 | 0 | Constrained,otherwise capacity available =97kVA. | --> | 0.19 | 0 | 0 | 0.21506 | 0 |  | --> | E18 ex JULIANSTOWN | Julianstown [T421,T422] | DRYBRIDGE |  | 53.6945 | -6.3671
MV/LV Substation MC***157 |  | 10 kV | _ | LV | 200 kVA :Pole Substation | 0.2 | --> | 0.2 | 0 | 0 | Constrained,otherwise capacity available =177kVA. | --> | 0.19 | 0 | 0.003705 | 0.20346 | 0 |  | --> | C16 ex CLONAKILTY | Clonakilty [T41,T42] | DUNMANWAY |  | 51.6268 | -8.8903
MV/LV Substation MC***160Z |  | 10 kV | _ | LV | 400 kVA :Building Structure | 0.4 | --> | 0.4 | 0 | 0 | Constrained,otherwise capacity available =392kVA. | --> | 0.38 | 0 | 0 | 0.40121 | 0 |  | --> | C23 ex COLLEGE PARK | College Park [T101,T102,T103] | COLLEGE PARK |  | 53.413 | -6.3531
MV/LV Substation MC***169X |  | 20 kV | _ | LV | 630 kVA :Building Structure | 0.63 | --> | 0.63 | 0.5 | 4.4 |  | --> | 0.5985 | 0 | 0 | 0 | 0 | Constrained,otherwise capacity available =500kW. | --> | E19 ex STRANORLAR | Stranorlar [T421,T422] | LETTERKENNY |  | 54.8058 | -7.7745
MV/LV Substation MC***169Z |  | 20 kV | _ | LV | 100 kVA :Pole Substation | 0.1 | --> | 0.1 | 0 | 0 | Constrained,otherwise capacity available =94kVA. | --> | 0.095 | 0 | 0 | 0.10091 | 0 |  | --> | C17 ex MONEYCOOLEY | Moneycooley [T41,T42,T44] | GRIFFINRATH |  | 53.4367 | -6.5316
MV/LV Substation MC***187 |  | 10 kV | _ | LV | 630 kVA :Building Structure | 0.63 | --> | 0.63 | 0.5 | 2.8 |  | --> | 0.5985 | 0 | 0 | 0.5 | 0 |  | --> | C19 ex CASTLEBLAYNEY | Castleblayney [T41,T42] | DUNDALK |  | 54.113 | -6.7515
MV/LV Substation MC***191X |  | 10 kV | _ | LV | 100 kVA :Pole Substation | 0.1 | --> | 0.1 | 0.098 | 3 |  | --> | 0.095 | 0 | 0.015561 | 0 | 0 | Constrained,otherwise capacity available =100.3kW. | --> | C12 ex BALLYRAINE | Ballyraine [T41,T42] | LETTERKENNY |  | 54.9503 | -7.7111
MV/LV Substation MC***193 |  | 10 kV | _ | LV | 400 kVA :Building Structure | 0.4 | --> | 0.4 | 0.381 | 3.9 |  | --> | 0.38 | 0 | 0 | 0.40287 | 0 |  | --> | C17 ex GALWAY 110KV | Galway 110kv [T102,T103] | GALWAY 110KV |  | 53.2912 | -9.0139
MV/LV Substation MC***193 |  | 20 kV | _ | LV | 400 kVA :Building Structure | 0.4 | --> | 0.4 | 0 | 0 | Constrained,otherwise capacity available =400kVA. | --> | 0.38 | 0 | 0 | 0 | 0 | Constrained,otherwise capacity available =400kW. | --> | C18 ex COOLCARRON | Coolcarron [T41,T42] | BARRYMORE |  | 52.1271 | -8.1833
MV/LV Substation MC***213X |  | 10 kV | _ | LV | 50 kVA :Pole Substation | 0.05 | --> | 0.05 | 0.048 | 1.6 |  | --> | 0.0475 | 0 | 0 | 0 | 0 | Constrained,otherwise capacity available =50.3kW. | --> | C13 ex DERRYBEG | Derrybeg [T41,T42] | ARDNAGAPPARY |  | 55.0327 | -8.3693
MV/LV Substation MC***218X |  | 10 kV | _ | LV | 200 kVA :Pole Substation | 0.2 | --> | 0.2 | 0 | 0 | Constrained,otherwise capacity available =174kVA. | --> | 0.19 | 0 | 0 | 0.20391 | 0 |  | --> | C16 ex TUAM NORTH | Tuam North [T41,T42] | CLOON |  | 53.4821 | -8.9472
MV/LV Substation MC***219 |  | 10 kV | _ | LV | 630 kVA :Kiosk Substation | 0.63 | --> | 0.63 | 0.5 | 3 |  | --> | 0.5985 | 0 | 0 | 0.5 | 0 |  | --> | C34 ex INCHICORE CENTRAL | Inchicore Central [T43,T45] | INCHICORE 220KV |  | 53.3297 | -6.3402
MV/LV Substation MC***228 |  | 10 kV | _ | LV | 630 kVA :Building Structure | 0.63 | --> | 0.63 | 0.472 | 11.1 |  | --> | 0.5985 | 0 | 0.020748 | 0.5 | 0 |  | --> | C28 ex CABRA | Cabra [T101,T102] | FINGLAS |  | 53.3573 | -6.299
MV/LV Substation MC***236 |  | 20 kV | _ | LV | 50 kVA :Pole Substation | 0.05 | --> | 0.05 | 0 | 0 | Constrained,otherwise capacity available =50kVA. | --> | 0.0475 | 0 | 0 | 0 | 0 | Constrained,otherwise capacity available =50kW. | --> | E17 ex WINDSOR | Windsor [T421,T422] | CASTLEBAR |  | 53.8072 | -9.1302
MV/LV Substation MC***237X |  | 10 kV | _ | LV | 630 kVA :Kiosk Substation | 0.63 | --> | 0.63 | 0 | 0 | Constrained,otherwise capacity available =500kVA. | --> | 0.5985 | 0 | 0.033345 | 0.5 | 0 |  | --> | C21 ex KILBARRY | Kilbarry [T101,T43] | KILBARRY |  | 51.9204 | -8.4828
MV/LV Substation MC***243 |  | 10 kV | _ | LV | 50 kVA :Pole Substation | 0.05 | --> | 0.05 | 0 | 0 | Constrained,otherwise capacity available =44kVA. | --> | 0.0475 | 0 | 0 | 0.050903 | 0 |  | --> | C17 ex KILLACLOYNE | Killacloyne [T41,T42] | MIDLETON |  | 51.9076 | -8.2726
MV/LV Substation MC***244 |  | 10 kV | _ | LV | 200 kVA :Pole Substation | 0.2 | --> | 0.2 | 0 | 0 | Constrained,otherwise capacity available =192kVA. | --> | 0.19 | 0 | 0 | 0.20121 | 0 |  | --> | C15 ex TULLA | Tulla [T41,T42] | ENNIS |  | 52.9622 | -8.688
MV/LV Substation MC***246Y |  | 10 kV | _ | LV | 630 kVA :Kiosk Substation | 0.63 | --> | 0.63 | 0 | 0 | Constrained,otherwise capacity available =482kVA. | --> | 0.5985 | 0 | 0 | 0.5 | 0 |  | --> | C14 ex MORNINGTON ROAD | Mornington Road [T41,T42] | DRYBRIDGE |  | 53.7126 | -6.3521
MV/LV Substation MC***246Z |  | 20 kV | _ | LV | 630 kVA :Building Structure | 0.63 | --> | 0.63 | 0 | 0 | Constrained,otherwise capacity available =500kVA. | --> | 0.5985 | 0 | 0.0741 | 0.5 | 0 |  | --> | C26 ex STEPHENSTOWN | Stephenstown [T101,T102] | FINGLAS |  | 53.557 | -6.2326
MV/LV Substation MC***260 |  | 10 kV | _ | LV | 100 kVA :Pole Substation | 0.1 | --> | 0.1 | 0.098 | 0.2 |  | --> | 0.095 | 0 | 0 | 0 | 0 | Constrained,otherwise capacity available =100.3kW. | --> | C11 ex ROSSGEIR | Rossgeir [T41,T42] | LETTERKENNY |  | 54.8136 | -7.5202
MV/LV Substation MC***260 |  | 10 kV | _ | LV | 400 kVA :Kiosk Substation | 0.4 | --> | 0.4 | 0 | 0 | Constrained,otherwise capacity available =291kVA. | --> | 0.38 | 0 | 0.005187 | 0.41622 | 0 |  | --> | C11 ex COOLCORCORAN | Coolcorcoran [T41,T42] | KNOCKEARAGH |  | 52.0605 | -9.5004
MV/LV Substation MC***262Y |  | 10 kV | _ | LV | 400 kVA :Building Structure | 0.4 | --> | 0.4 | 0 | 0 | Constrained,otherwise capacity available =400kVA. | --> | 0.38 | 0 | 0 | 0.4 | 0 |  | --> | E12 ex DALTON | Dalton [T421,T422] | DALTON |  | 53.7256 | -8.9899
MV/LV Substation MC***262Y |  | 10 kV | _ | LV | 200 kVA :Kiosk Substation | 0.2 | --> | 0.2 | 0 | 0 | Constrained,otherwise capacity available =164kVA. | --> | 0.19 | 0 | 0 | 0.20539 | 0 |  | --> | C15 ex RATHMULLAN | Rathmullan [T41,T42] | DRYBRIDGE |  | 53.707 | -6.3688
MV/LV Substation MC***270X |  | 20 kV | _ | LV | 100 kVA :Pole Substation | 0.1 | --> | 0.1 | 0.096 | 2.8 |  | --> | 0.095 | 0 | 0 | 0.10061 | 0 |  | --> | E14 ex BANGOR ERRIS | Bangor Erris [T421] | BELLACORICK |  | 54.2705 | -9.805
MV/LV Substation MC***273Y |  | 10 kV | _ | LV | 630 kVA :Kiosk Substation | 0.63 | --> | 0.63 | 0 | 0 | Constrained,otherwise capacity available =500kVA. | --> | 0.5985 | 0 | 0 | 0.5 | 0 |  | --> | C20 ex RATHMULLAN | Rathmullan [T41,T42] | DRYBRIDGE |  | 53.7015 | -6.3612
MV/LV Substation MC***276X |  | 10 kV | _ | LV | 400 kVA :Building Structure | 0.4 | --> | 0.4 | 0 | 0 | Constrained,otherwise capacity available =365kVA. | --> | 0.38 | 0 | 0.00741 | 0.40528 | 0 |  | --> | C17 ex SUTTON | Sutton [T41,T42] | GRANGE (DR) |  | 53.3915 | -6.1204
MV/LV Substation MC***276Z |  | 10 kV | _ | LV | 200 kVA :Pole Substation | 0.2 | --> | 0.2 | 0 | 0 | Constrained,otherwise capacity available =200kVA. | --> | 0.19 | 0 | 0 | 0.2 | 0 |  | --> | C17 ex KILDARE | Kildare [T41,T42] | NEWBRIDGE |  | 53.1569 | -6.9
MV/LV Substation MC***278X |  | 10 kV | _ | LV | 50 kVA :Pole Substation | 0.05 | --> | 0.05 | 0.047 | 2 |  | --> | 0.0475 | 0 | 0 | 0.050453 | 0 |  | --> | C12 ex CAUSEWAY | Causeway [T41,T42] | TRALEE |  | 52.4587 | -9.7136
MV/LV Substation MC***306X |  | 20 kV | _ | LV | 50 kVA :Pole Substation | 0.05 | --> | 0.05 | 0.047 | 8.5 |  | --> | 0.0475 | 0 | 0.003705 | 0 | 0 | Constrained,otherwise capacity available =50.5kW. | --> | E14 ex ARIGNA | Arigna [T121] | ARIGNA |  | 54.0768 | -8.0269
MV/LV Substation MC***322Y |  | 10 kV | _ | LV | 400 kVA :Kiosk Substation | 0.4 | --> | 0.4 | 0 | 0 | Constrained,otherwise capacity available =400kVA. | --> | 0.38 | 0 | 0 | 0.4 | 0 |  | --> | C20 ex POLLERTON | Pollerton [T41,T42] | CARLOW |  | 52.822 | -6.8954
MV/LV Substation MC***323X |  | 10 kV | _ | LV | 100 kVA :Pole Substation | 0.1 | --> | 0.1 | 0 | 0 | Constrained,otherwise capacity available =89kVA. | --> | 0.095 | 0 | 0 | 0 | 0 | Constrained,otherwise capacity available =101.7kW. | --> | C16 ex RATHDOWNEY | Rathdowney [T42] | IKERRIN |  | 52.8492 | -7.5873
MV/LV Substation MC***326X |  | 20 kV | _ | LV | 50 kVA :Pole Substation | 0.05 | --> | 0.05 | 0.047 | 4.4 |  | --> | 0.0475 | 0 | 0 | 0 | 0 | Constrained,otherwise capacity available =50.5kW. | --> | E19 ex STRANORLAR | Stranorlar [T421,T422] | LETTERKENNY |  | 54.7811 | -7.8131
MV/LV Substation MC***329 |  | 10 kV | _ | LV | 100 kVA :Pole Substation | 0.1 | --> | 0.1 | 0 | 0 | Constrained,otherwise capacity available =85kVA. | --> | 0.095 | 0 | 0 | 0 | 0 | Constrained,otherwise capacity available =102.3kW. | --> | E12 ex KILLYBEGS | Killybegs [T422] | BINBANE |  | 54.6542 | -8.2843
MV/LV Substation MC***334 |  | 20 kV | _ | LV | 200 kVA :Pole Substation | 0.2 | --> | 0.2 | 0.198 | 3.5 |  | --> | 0.19 | 0 | 0 | 0.2003 | 0 |  | --> | E18 ex BUSH | Bush [T421,T422] | DUNDALK |  | 53.9978 | -6.2284
MV/LV Substation MC***339X |  | 20 kV | _ | LV | 100 kVA :Pole Substation | 0.1 | --> | 0.1 | 0 | 0 | Constrained,otherwise capacity available =98kVA. | --> | 0.095 | 0 | 0 | 0.1003 | 0 |  | --> | E14 ex KILCOCK | Kilcock [T421,T422] | GRIFFINRATH |  | 53.4791 | -6.69
MV/LV Substation MC***354 |  | 10 kV | _ | LV | 630 kVA :Building Structure | 0.63 | --> | 0.63 | 0 | 0 | Constrained,otherwise capacity available =500kVA. | --> | 0.5985 | 0 | 0 | 0 | 0 | Constrained,otherwise capacity available =500kW. | --> | C11 ex DONEGAL | Donegal [T41,T42] | CATHALEENS FALL |  | 54.6489 | -8.2164
MV/LV Substation MC***375X |  | 10 kV | _ | LV | 50 kVA :Pole Substation | 0.05 | --> | 0.05 | 0.031 | 0.1 |  | --> | 0.0475 | 0 | 0 | 0.052806 | 0 |  | --> | C14 ex BALLYMAHON | Ballymahon [T41,T42] | ATHLONE |  | 53.6252 | -7.8204
MV/LV Substation MC***377Z |  | 20 kV | _ | LV | 200 kVA :Pole Substation | 0.2 | --> | 0.2 | 0 | 0 | Constrained,otherwise capacity available =118kVA. | --> | 0.19 | 0 | 0 | 0.21208 | 0 |  | --> | E17 ex JULIANSTOWN | Julianstown [T421,T422] | DRYBRIDGE |  | 53.6945 | -6.318
MV/LV Substation MC***379 |  | 10 kV | _ | LV | 1000 kVA :Building Structure | 1 | --> | 1 | 0.5 | 3.5 |  | --> | 0.95 | 0 | 0 | 0.5 | 0 |  | --> | C13 ex TRIMMS LANE | Trimms Lane [T41,T42] | SALTHILL |  | 53.2733 | -9.0532
MV/LV Substation MC***379X |  | 20 kV | _ | LV | 200 kVA :Pole Substation | 0.2 | --> | 0.2 | 0 | 0 | Constrained,otherwise capacity available =195kVA. | --> | 0.19 | 0 | 0 | 0 | 0 | Constrained,otherwise capacity available =200.8kW. | --> | C14 ex MILFORD (NR) | Milford (nr) [T41,T42] | LETTERKENNY |  | 55.2083 | -7.6288
MV/LV Substation MC***389 |  | 20 kV | _ | LV | 50 kVA :Pole Substation | 0.05 | --> | 0.05 | 0 | 0 | Constrained,otherwise capacity available =36kVA. | --> | 0.0475 | 0 | 0 | 0.052083 | 0 |  | --> | C17 ex CARRICKMACROSS | Carrickmacross [T41,T42] | MEATH HILL |  | 53.9757 | -6.5882
MV/LV Substation MC***392Z |  | 10 kV | _ | LV | 50 kVA :Pole Substation | 0.05 | --> | 0.05 | 0 | 0 | Constrained,otherwise capacity available =43kVA. | --> | 0.0475 | 0 | 0 | 0 | 0 | Constrained,otherwise capacity available =51.1kW. | --> | C14 ex DRUMBEAR | Drumbear [T41,T42] | LISDRUM |  | 54.2438 | -6.9679
MV/LV Substation MC***398Y |  | 10 kV | _ | LV | 630 kVA :Building Structure | 0.63 | --> | 0.63 | 0.5 | 0.8 |  | --> | 0.5985 | 0 | 0 | 0.5 | 0 |  | --> | C16 ex MANOR STREET | Manor Street [T41,T42] | WATERFORD |  | 52.2583 | -7.1043
MV/LV Substation MC***399 |  | 10 kV | _ | LV | 50 kVA :Pole Substation | 0.05 | --> | 0.05 | 0 | 0 | Constrained,otherwise capacity available =40kVA. | --> | 0.0475 | 0 | 0 | 0 | 0 | Constrained,otherwise capacity available =51.5kW. | --> | C20 ex CULLION | Cullion [T41,T42] | LETTERKENNY |  | 54.9244 | -7.6948
MV/LV Substation MC***4037 |  | 10 kV | _ | LV | 50 kVA :Pole Substation | 0.05 | --> | 0.05 | 0 | 0 | Constrained,otherwise capacity available =4kVA. | --> | 0.0475 | 0 | 0 | 0.056523 | 0 |  | --> | C12 ex PARKMORE | Parkmore [T41,T42] | GALWAY 110KV |  | 53.3138 | -8.9867
MV/LV Substation MC***403X |  | 20 kV | _ | LV | 630 kVA :Kiosk Substation | 0.63 | --> | 0.63 | 0 | 0 | Constrained,otherwise capacity available =500kVA. | --> | 0.5985 | 0 | 0 | 0.5 | 0 |  | --> | E15 ex BRUFF | Bruff [T42,T421] | LIMERICK |  | 52.5252 | -8.4755
MV/LV Substation MC***4067 |  | 10 kV | _ | LV | 200 kVA :Kiosk Substation | 0.2 | --> | 0.2 | 0 | 0 | Constrained,otherwise capacity available =200kVA. | --> | 0.19 | 0 | 0 | 0.2 | 0 |  | --> | C20 ex MOUNTGORRY | Mountgorry [T41,T42] | GRANGE (DR) |  | 53.4464 | -6.2227
MV/LV Substation MC***4077 |  | 20 kV | _ | LV | 50 kVA :Pole Substation | 0.05 | --> | 0.05 | 0.05 | 8.5 |  | --> | 0.0475 | 0 | 0 | 0 | 0 | Constrained,otherwise capacity available =50kW. | --> | E12 ex ARIGNA | Arigna [T121] | ARIGNA |  | 54.2472 | -7.8902
MV/LV Substation MC***4087 |  | 20 kV | _ | LV | 50 kVA :Pole Substation | 0.05 | --> | 0.05 | 0.05 | 2.3 |  | --> | 0.0475 | 0 | 0 | 0.05 | 0 |  | --> | E14 ex MOY | Moy [T421,T422] | MOY |  | 54.1959 | -9.2147
MV/LV Substation MC***4096 |  | 10 kV | _ | LV | 630 kVA :Building Structure | 0.63 | --> | 0.63 | 0.5 | 5.9 |  | --> | 0.5985 | 0 | 0 | 0.5 | 0 |  | --> | C22 ex CASHEL | Cashel [T41,T42] | CAHIR |  | 52.5092 | -7.8743
MV/LV Substation MC***4124 |  | 20 kV | _ | LV | 400 kVA :Kiosk Substation | 0.4 | --> | 0.4 | 0.31 | 4.4 |  | --> | 0.38 | 0 | 0 | 0 | 0 | Constrained,otherwise capacity available =413.4kW. | --> | E18 ex STRANORLAR | Stranorlar [T421,T422] | LETTERKENNY |  | 54.759 | -7.7248
MV/LV Substation MC***4130 |  | 10 kV | _ | LV | 50 kVA :Pole Substation | 0.05 | --> | 0.05 | 0.045 | 0.3 |  | --> | 0.0475 | 0 | 0 | 0.050753 | 0 |  | --> | C12 ex ABBEYFEALE | Abbeyfeale [T42] | TRIEN |  | 52.3142 | -9.2817
MV/LV Substation MC***4140 |  | 20 kV | _ | LV | 100 kVA :Pole Substation | 0.1 | --> | 0.1 | 0 | 0 | Constrained,otherwise capacity available =79kVA. | --> | 0.095 | 0 | 0 | 0.10314 | 0 |  | --> | E19 ex SLANE | Slane [T421] | DRYBRIDGE |  | 53.6885 | -6.619
MV/LV Substation MC***4155 |  | 10 kV | _ | LV | 400 kVA :Kiosk Substation | 0.4 | --> | 0.4 | 0.358 | 13.1 |  | --> | 0.38 | 0 | 0.031492 | 0.40633 | 0 |  | --> | C21 ex MONREAD | Monread [T101,T102] | MONREAD |  | 53.2405 | -6.6572
MV/LV Substation MC***4173 |  | 10 kV | _ | LV | 630 kVA :Kiosk Substation | 0.63 | --> | 0.63 | 0 | 0 | Constrained,otherwise capacity available =387kVA. | --> | 0.5985 | 0 | 0.008151 | 0.5 | 0 |  | --> | C16 ex ATHENRY | Athenry [T41,T42] | GALWAY 110KV |  | 53.298 | -8.7478
MV/LV Substation MC***4176 |  | 20 kV | _ | LV | 50 kVA :Pole Substation | 0.05 | --> | 0.05 | 0 | 0 | Constrained,otherwise capacity available =39kVA. | --> | 0.0475 | 0 | 0.01482 | 0.051643 | 0 |  | --> | C11 ex KILDARE | Kildare [T41,T42] | NEWBRIDGE |  | 53.1586 | -7.0213
MV/LV Substation MC***4214 |  | 10 kV | _ | LV | 400 kVA :Kiosk Substation | 0.4 | --> | 0.4 | 0.321 | 1.1 |  | --> | 0.38 | 0 | 0 | 0.41182 | 0 |  | --> | C19 ex BIRR | Birr [T41,T422] | DALLOW |  | 53.1022 | -7.9121
MV/LV Substation MC***4215 |  | 20 kV | _ | LV | 50 kVA :Pole Substation | 0.05 | --> | 0.05 | 0.048 | 1 |  | --> | 0.0475 | 0 | 0 | 0.050303 | 0 |  | --> | E12 ex LONGFORD | Longford [T421,T422] | RICHMOND |  | 53.7847 | -7.7966
MV/LV Substation MC***4240 |  | 20 kV | _ | LV | 50 kVA :Pole Substation | 0.05 | --> | 0.05 | 0 | 0 | Constrained,otherwise capacity available =35kVA. | --> | 0.0475 | 0 | 0.020007 | 0.052228 | 0 |  | --> | E20 ex EDENDERRY | Edenderry [T421,T422] | BLAKE |  | 53.3003 | -7.2288
MV/LV Substation MC***4332 |  | 20 kV | _ | LV | 50 kVA :Pole Substation | 0.05 | --> | 0.05 | 0.05 | 1 |  | --> | 0.0475 | 0 | 0 | 0.05 | 0 |  | --> | E12 ex LONGFORD | Longford [T421,T422] | RICHMOND |  | 53.8642 | -7.7133
MV/LV Substation MC***4336 |  | 10 kV | _ | LV | 50 kVA :Pole Substation | 0.05 | --> | 0.05 | 0 | 0 | Constrained,otherwise capacity available =46kVA. | --> | 0.0475 | 0 | 0.00741 | 0 | 0 | Constrained,otherwise capacity available =50.6kW. | --> | E11 ex KNOCKMULLEN | Knockmullen [T42,T421] | GREAT ISLAND |  | 52.4196 | -6.9118
MV/LV Substation MC***4352 |  | 20 kV | _ | LV | 630 kVA :Kiosk Substation | 0.63 | --> | 0.63 | 0 | 0 | Constrained,otherwise capacity available =500kVA. | --> | 0.5985 | 0 | 0 | 0.5 | 0 |  | --> | E11 ex KILCARRAGH | Kilcarragh [T421,T422] | BUTLERSTOWN |  | 52.2291 | -7.0605
MV/LV Substation MC***438Y |  | 10 kV | _ | LV | 200 kVA :Kiosk Substation | 0.2 | --> | 0.2 | 0 | 0 | Constrained,otherwise capacity available =200kVA. | --> | 0.19 | 0 | 0 | 0 | 0 | Constrained,otherwise capacity available =200kW. | --> | C20 ex COLLIGAN | Colligan [T41,T42] | DUNGARVAN |  | 52.0931 | -7.6299
MV/LV Substation MC***440 |  | 10 kV | _ | LV | 100 kVA :Pole Substation | 0.1 | --> | 0.1 | 0.096 | 3.9 |  | --> | 0.095 | 0 | 0.004446 | 0.10061 | 0 |  | --> | C24 ex GALWAY 110KV | Galway 110kv [T102,T103] | GALWAY 110KV |  | 53.2722 | -8.9834
MV/LV Substation MC***442 |  | 20 kV | _ | LV | 200 kVA :Pole Substation | 0.2 | --> | 0.2 | 0 | 0 | Constrained,otherwise capacity available =181kVA. | --> | 0.19 | 0 | 0 | 0 | 0 | Constrained,otherwise capacity available =202.9kW. | --> | E12 ex CARNDONAGH | Carndonagh [T421,T422] | TRILLICK |  | 55.3509 | -7.311
MV/LV Substation MC***463 |  | 10 kV | _ | LV | 400 kVA :Kiosk Substation | 0.4 | --> | 0.4 | 0 | 0 | Constrained,otherwise capacity available =201kVA. | --> | 0.38 | 0 | 0.014079 | 0.42913 | 0 |  | --> | C20 ex TOGHER | Togher [T41,T42] | TRABEG |  | 51.881 | -8.4797
MV/LV Substation MC***463X |  | 10 kV | _ | LV | 630 kVA :Building Structure | 0.63 | --> | 0.63 | 0 | 0 | Constrained,otherwise capacity available =480kVA. | --> | 0.5985 | 0 | 0.003705 | 0.5 | 0 |  | --> | C35 ex SEMPERIT | Semperit [T41,T42,T43] | GRANGE CASTLE |  | 53.3301 | -6.3513
MV/LV Substation MC***470 |  | 20 kV | _ | LV | 100 kVA :Pole Substation | 0.1 | --> | 0.1 | 0 | 0 | Constrained,otherwise capacity available =71kVA. | --> | 0.095 | 0 | 0 | 0.10431 | 0 |  | --> | C18 ex DELVIN | Delvin [T41,T42] | MULLINGAR |  | 53.6753 | -7.1941
MV/LV Substation MC***470 |  | 10 kV | _ | LV | 50 kVA :Pole Substation | 0.05 | --> | 0.05 | 0.044 | 1.6 |  | --> | 0.0475 | 0 | 0.003705 | 0 | 0 | Constrained,otherwise capacity available =50.9kW. | --> | C18 ex BUNDORAN | Bundoran [T41,T42] | CATHALEENS FALL |  | 54.4564 | -8.2763
MV/LV Substation MC***479X |  | 10 kV | _ | LV | 630 kVA :Building Structure | 0.63 | --> | 0.63 | 0 | 0 | Constrained,otherwise capacity available =500kVA. | --> | 0.5985 | 0 | 0 | 0 | 0 | Constrained,otherwise capacity available =500kW. | --> | C18 ex CULLION | Cullion [T41,T42] | LETTERKENNY |  | 54.947 | -7.7356
MV/LV Substation MC***484X |  | 10 kV | _ | LV | 400 kVA :Building Structure | 0.4 | --> | 0.4 | 0 | 0 | Constrained,otherwise capacity available =400kVA. | --> | 0.38 | 0 | 0 | 0.4 | 0 |  | --> | C35 ex SEMPERIT | Semperit [T41,T42,T43] | GRANGE CASTLE |  | 53.3277 | -6.3445
MV/LV Substation MC***497X |  | 10 kV | _ | LV | 400 kVA :Building Structure | 0.4 | --> | 0.4 | 0 | 0 | Constrained,otherwise capacity available =390kVA. | --> | 0.38 | 0 | 0 | 0.40151 | 0 |  | --> | C35 ex SEMPERIT | Semperit [T41,T42,T43] | GRANGE CASTLE |  | 53.3294 | -6.3542
MV/LV Substation MC***501X |  | 10 kV | _ | LV | 100 kVA :Pole Substation | 0.1 | --> | 0.1 | 0 | 0 | Constrained,otherwise capacity available =82kVA. | --> | 0.095 | 0 | 0 | 0 | 0 | Constrained,otherwise capacity available =102.7kW. | --> | C11 ex GARDEN CITY | Garden City [T41,T42] | ARKLOW |  | 52.6806 | -6.2163
MV/LV Substation MC***509 |  | 10 kV | _ | LV | 400 kVA :Kiosk Substation | 0.4 | --> | 0.4 | 0.35 | 1.4 |  | --> | 0.38 | 0 | 0 | 0.40752 | 0 |  | --> | C20 ex RINEANNA | Rineanna [T41,T42] | DRUMLINE |  | 52.7127 | -8.8761
MV/LV Substation MC***509Y |  | 10 kV | _ | LV | 200 kVA :Kiosk Substation | 0.2 | --> | 0.2 | 0 | 0 | Constrained,otherwise capacity available =150kVA. | --> | 0.19 | 0 | 0 | 0.20745 | 0 |  | --> | C13 ex ROSCOMMON | Roscommon [T41,T42] | LANESBORO |  | 53.627 | -8.1871
MV/LV Substation MC***515Y |  | 10 kV | _ | LV | 200 kVA :Pole Substation | 0.2 | --> | 0.2 | 0 | 0 | Constrained,otherwise capacity available =145kVA. | --> | 0.19 | 0 | 0 | 0.20818 | 0 |  | --> | C23 ex CLONMINCH | Clonminch [T41,T422] | THORNSBERRY |  | 53.2754 | -7.4632
MV/LV Substation MC***516Y |  | 20 kV | _ | LV | 200 kVA :Pole Substation | 0.2 | --> | 0.2 | 0.199 | 5.9 |  | --> | 0.19 | 0 | 0 | 0.20015 | 0 |  | --> | C14 ex CASHEL | Cashel [T41,T42] | CAHIR |  | 52.5345 | -7.8968
MV/LV Substation MC***527X |  | 20 kV | _ | LV | 50 kVA :Pole Substation | 0.05 | --> | 0.05 | 0 | 0 | Constrained,otherwise capacity available =50kVA. | --> | 0.0475 | 0 | 0 | 0.05 | 0 |  | --> | E20 ex COLLOONEY | Collooney [T421,T422] | SLIGO |  | 54.2349 | -8.7717
MV/LV Substation MC***538 |  | 20 kV | _ | LV | 1000 kVA :Building Structure | 1 | --> | 1 | 0.5 | 4.4 |  | --> | 0.95 | 0 | 0.01482 | 0 | 0 | Constrained,otherwise capacity available =500kW. | --> | E21 ex STRANORLAR | Stranorlar [T421,T422] | LETTERKENNY |  | 54.7994 | -7.7801
MV/LV Substation MC***544X |  | 10 kV | _ | LV | 200 kVA :Pole Substation | 0.2 | --> | 0.2 | 0 | 0 | Constrained,otherwise capacity available =185kVA. | --> | 0.19 | 0 | 0 | 0 | 0 | Constrained,otherwise capacity available =202.3kW. | --> | E13 ex BLESSINGTON | Blessington [T421,T422] | KILTEEL |  | 53.163 | -6.5423
MV/LV Substation MC***546Z |  | 10 kV | _ | LV | 50 kVA :Pole Substation | 0.05 | --> | 0.05 | 0 | 0 | Constrained,otherwise capacity available =50kVA. | --> | 0.0475 | 0 | 0 | 0.05 | 0 |  | --> | C12 ex RIVERSTOWN | Riverstown [T41,T42] | KILBARRY |  | 51.9512 | -8.4259
MV/LV Substation MC***575 |  | 20 kV | _ | LV | 200 kVA :Pole Substation | 0.2 | --> | 0.2 | 0 | 0 | Constrained,otherwise capacity available =169kVA. | --> | 0.19 | 0 | 0 | 0.20465 | 0 |  | --> | E16 ex MANORHAMILTON | Manorhamilton [T422] | SLIGO |  | 54.3028 | -8.1731
MV/LV Substation MC***587Y |  | 10 kV | _ | LV | 50 kVA :Pole Substation | 0.05 | --> | 0.05 | 0 | 0 | Constrained,otherwise capacity available =49kVA. | --> | 0.0475 | 0 | 0 | 0 | 0 | Constrained,otherwise capacity available =50.2kW. | --> | C17 ex ROSCREA | Roscrea [T41,T42] | IKERRIN |  | 52.885 | -7.7845
MV/LV Substation MC***590Y |  | 20 kV | _ | LV | 50 kVA :Pole Substation | 0.05 | --> | 0.05 | 0.05 | 1 |  | --> | 0.0475 | 0 | 0 | 0.05 | 0 |  | --> | E17 ex LONGFORD | Longford [T421,T422] | RICHMOND |  | 53.7471 | -7.6613
MV/LV Substation MC***592X |  | 20 kV | _ | LV | 400 kVA :Building Structure | 0.4 | --> | 0.4 | 0 | 0 | Constrained,otherwise capacity available =374kVA. | --> | 0.38 | 0 | 0 | 0.40393 | 0 |  | --> | E17 ex BALLINROBE | Ballinrobe [T421,T422] | DALTON |  | 53.5823 | -9.1219
MV/LV Substation MC***608X |  | 10 kV | _ | LV | 1000 kVA :Building Structure | 1 | --> | 1 | 0.5 | 1.5 |  | --> | 0.95 | 0 | 0 | 0.5 | 0 |  | --> | C12 ex MARROWBONE LANE | Marrowbone Lane [T42] | INCHICORE 220KV |  | 53.3375 | -6.287
MV/LV Substation MC***611X |  | 10 kV | _ | LV | 1000 kVA :Building Structure | 1 | --> | 1 | 0.5 | 11 |  | --> | 0.95 | 0 | 0 | 0.5 | 0 |  | --> | C22 ex MISERY HILL | Misery Hill [T101,T102] | POOLBEG |  | 53.3455 | -6.2403
MV/LV Substation MC***619X |  | 10 kV | _ | LV | 400 kVA :Building Structure | 0.4 | --> | 0.4 | 0.394 | 1.9 |  | --> | 0.38 | 0 | 0.02223 | 0 | 0 | Constrained,otherwise capacity available =400.9kW. | --> | C16 ex TURLOUGH ROAD | Turlough Road [T41,T42] | CASTLEBAR |  | 53.855 | -9.3066
MV/LV Substation MC***630Y |  | 20 kV | _ | LV | 200 kVA :Pole Substation | 0.2 | --> | 0.2 | 0 | 0 | Constrained,otherwise capacity available =195kVA. | --> | 0.19 | 0 | 0 | 0.20076 | 0 |  | --> | E21 ex FINEA | Finea [T421,T422] | SHANKILL |  | 53.864 | -7.3166
MV/LV Substation MC***639X |  | 10 kV | _ | LV | 200 kVA :Building Structure | 0.2 | --> | 0.2 | 0 | 0 | Constrained,otherwise capacity available =188kVA. | --> | 0.19 | 0 | 0 | 0.20181 | 0 |  | --> | C20 ex CAHIRCALLA | Cahircalla [T41,T42] | ENNIS |  | 52.8245 | -8.9839
MV/LV Substation MC***650X |  | 10 kV | _ | LV | 630 kVA :Kiosk Substation | 0.63 | --> | 0.63 | 0 | 0 | Constrained,otherwise capacity available =500kVA. | --> | 0.5985 | 0 | 0.01482 | 0.5 | 0 |  | --> | C11 ex BELGARD | Belgard [T41,T42] | COOKSTOWN |  | 53.2877 | -6.3678
MV/LV Substation MC***653X |  | 20 kV | _ | LV | 630 kVA :Kiosk Substation | 0.63 | --> | 0.63 | 0 | 0 | Constrained,otherwise capacity available =500kVA. | --> | 0.5985 | 0 | 0 | 0.5 | 0 |  | --> | E18 ex BALLINROBE | Ballinrobe [T421,T422] | DALTON |  | 53.6357 | -9.2389
MV/LV Substation MC***657X |  | 10 kV | _ | LV | 200 kVA :Pole Substation | 0.2 | --> | 0.2 | 0.2 | 1 |  | --> | 0.19 | 0 | 0 | 0.2 | 0 |  | --> | E19 ex LONGFORD | Longford [T421,T422] | RICHMOND |  | 53.7283 | -7.8074
MV/LV Substation MC***691Z |  | 10 kV | _ | LV | 630 kVA :Building Structure | 0.63 | --> | 0.63 | 0.5 | 5 |  | --> | 0.5985 | 0 | 0 | 0.5 | 0 |  | --> | C12 ex MCDONAGH | Mcdonagh [T41,T42] | KILKENNY |  | 52.6549 | -7.2444
MV/LV Substation MC***707X |  | 10 kV | _ | LV | 100 kVA :Pole Substation | 0.1 | --> | 0.1 | 0.094 | 3.3 |  | --> | 0.095 | 0 | 0 | 0.10091 | 0 |  | --> | C11 ex LLOYD | Lloyd [T41,T42] | NAVAN |  | 53.7434 | -6.8974
MV/LV Substation MC***719 |  | 10 kV | _ | LV | 50 kVA :Pole Substation | 0.05 | --> | 0.05 | 0 | 0 | Constrained,otherwise capacity available =48kVA. | --> | 0.0475 | 0 | 0 | 0 | 0 | Constrained,otherwise capacity available =50.3kW. | --> | C19 ex LISMORE | Lismore [T41,T42] | DUNGARVAN |  | 52.1019 | -7.9762
MV/LV Substation MC***725 |  | 10 kV | _ | LV | 400 kVA :Kiosk Substation | 0.4 | --> | 0.4 | 0.224 | 0.4 |  | --> | 0.38 | 0 | 0.040014 | 0.42588 | 0 |  | --> | C13 ex CARRICKMINES | Carrickmines [T41,T42] | CARRICKMINES |  | 53.2628 | -6.1667
MV/LV Substation MC***729 |  | 10 kV | _ | LV | 630 kVA :Kiosk Substation | 0.63 | --> | 0.63 | 0 | 0 | Constrained,otherwise capacity available =500kVA. | --> | 0.5985 | 0 | 0.00741 | 0.5 | 0 |  | --> | C18 ex ATHBOY | Athboy [T42] | NAVAN |  | 53.6243 | -6.919
MV/LV Substation MC***730X |  | 10 kV | _ | LV | 400 kVA :Kiosk Substation | 0.4 | --> | 0.4 | 0 | 0 | Constrained,otherwise capacity available =316kVA. | --> | 0.38 | 0 | 0.002223 | 0 | 0 | Constrained,otherwise capacity available =412.6kW. | --> | C13 ex KNOCKAPHUNTA | Knockaphunta [T41,T42] | CASTLEBAR |  | 53.853 | -9.2891
MV/LV Substation MC***733 |  | 10 kV | _ | LV | 50 kVA :Pole Substation | 0.05 | --> | 0.05 | 0.032 | 5.8 |  | --> | 0.0475 | 0 | 0 | 0.052662 | 0 |  | --> | C14 ex OAKFIELD | Oakfield [T41,T42] | SLIGO |  | 54.2475 | -8.4742
MV/LV Substation MC***742Y |  | 10 kV | _ | LV | 630 kVA :Kiosk Substation | 0.63 | --> | 0.63 | 0 | 0 | Constrained,otherwise capacity available =500kVA. | --> | 0.5985 | 0 | 0 | 0.5 | 0 |  | --> | C21 ex CARRICKMACROSS | Carrickmacross [T41,T42] | MEATH HILL |  | 53.9703 | -6.7154
MV/LV Substation MC***745X |  | 20 kV | _ | LV | 100 kVA :Pole Substation | 0.1 | --> | 0.1 | 0 | 0 | Constrained,otherwise capacity available =85kVA. | --> | 0.095 | 0 | 0 | 0.10225 | 0 |  | --> | C20 ex ROSCOMMON | Roscommon [T41,T42] | LANESBORO |  | 53.6894 | -8.198
MV/LV Substation MC***752 |  | 10 kV | _ | LV | 400 kVA :Kiosk Substation | 0.4 | --> | 0.4 | 0 | 0 | Constrained,otherwise capacity available =302kVA. | --> | 0.38 | 0 | 0 | 0.41461 | 0 |  | --> | C19 ex BALLYBEGGAN | Ballybeggan [T43,T44] | TRALEE |  | 52.2646 | -9.6777
MV/LV Substation MC***760 |  | 10 kV | _ | LV | 200 kVA :Pole Substation | 0.2 | --> | 0.2 | 0 | 0 | Constrained,otherwise capacity available =148kVA. | --> | 0.19 | 0 | 0.003705 | 0 | 0 | Constrained,otherwise capacity available =207.7kW. | --> | C19 ex LISMORE | Lismore [T41,T42] | DUNGARVAN |  | 52.1479 | -8.0535
MV/LV Substation MC***773Y |  | 10 kV | _ | LV | 400 kVA :Kiosk Substation | 0.4 | --> | 0.4 | 0.356 | 9.5 |  | --> | 0.38 | 0 | 0 | 0.40663 | 0 |  | --> | C12 ex BANDON | Bandon [T101,T42] | BANDON |  | 51.7452 | -8.739
MV/LV Substation MC***783X |  | 10 kV | _ | LV | 50 kVA :Pole Substation | 0.05 | --> | 0.05 | 0 | 0 | Constrained,otherwise capacity available =35kVA. | --> | 0.0475 | 0 | 0.011115 | 0.052228 | 0 |  | --> | C15 ex STICKILLEN | Stickillen [T41,T42] | DRYBRIDGE |  | 53.8336 | -6.6405
MV/LV Substation MC***784X |  | 10 kV | _ | LV | 400 kVA :Kiosk Substation | 0.4 | --> | 0.4 | 0 | 0 | Constrained,otherwise capacity available =399kVA. | --> | 0.38 | 0 | 0 | 0.40015 | 0 |  | --> | C19 ex BALLYBAILIE | Ballybailie [T41,T42] | DUNDALK |  | 53.8662 | -6.5439
MV/LV Substation MC***790Y |  | 10 kV | _ | LV | 400 kVA :Kiosk Substation | 0.4 | --> | 0.4 | 0.094 | 10.9 |  | --> | 0.38 | 0 | 0.004446 | 0.44391 | 0 |  | --> | C19 ex MULLINGAR | Mullingar [T101,T102] | MULLINGAR |  | 53.5263 | -7.3342
MV/LV Substation MC***796 |  | 10 kV | _ | LV | 100 kVA :Pole Substation | 0.1 | --> | 0.1 | 0.092 | 1.5 |  | --> | 0.095 | 0 | 0 | 0.10121 | 0 |  | --> | C12 ex SMEARLA | Smearla [T41,T42] | TRIEN |  | 52.4505 | -9.4962
MV/LV Substation MC***802 |  | 10 kV | _ | LV | 25 kVA :Pole Substation | 0.025 | --> | 0.025 | 0 | 0 | Constrained,otherwise capacity available =6kVA. | --> | 0.02375 | 0 | 0 | 0 | 0 | Constrained,otherwise capacity available =27.7kW. | --> | C11 ex DONEGAL | Donegal [T41,T42] | CATHALEENS FALL |  | 54.6501 | -8.2189
MV/LV Substation MC***806 |  | 10 kV | _ | LV | 50 kVA :Pole Substation | 0.05 | --> | 0.05 | 0.045 | 2.3 |  | --> | 0.0475 | 0 | 0 | 0.050753 | 0 |  | --> | E17 ex MOY | Moy [T421,T422] | MOY |  | 54.1208 | -9.1811
MV/LV Substation MC***817X |  | 20 kV | _ | LV | 400 kVA :Kiosk Substation | 0.4 | --> | 0.4 | 0.264 | 2.6 |  | --> | 0.38 | 0 | 0 | 0.42014 | 0 |  | --> | C18 ex KILLESHANDRA | Killeshandra [T41,T42] | GORTAWEE |  | 53.9591 | -7.5269
MV/LV Substation MC***818 |  | 20 kV | _ | LV | 400 kVA :Kiosk Substation | 0.4 | --> | 0.4 | 0.309 | 1.8 |  | --> | 0.38 | 0 | 0.05187 | 0.41359 | 0 |  | --> | E17 ex BIRDHILL | Birdhill [T421,T422] | ARDNACRUSHA |  | 52.817 | -8.4373
MV/LV Substation MC***828 |  | 20 kV | _ | LV | 50 kVA :Pole Substation | 0.05 | --> | 0.05 | 0.044 | 3.5 |  | --> | 0.0475 | 0 | 0 | 0 | 0 | Constrained,otherwise capacity available =50.9kW. | --> | E12 ex DUNFIRTH | Dunfirth [T122] | DUNFIRTH |  | 53.4305 | -6.9201
MV/LV Substation MC***849 |  | 10 kV | _ | LV | 200 kVA :Pole Substation | 0.2 | --> | 0.2 | 0 | 0 | Constrained,otherwise capacity available =168kVA. | --> | 0.19 | 0 | 0 | 0 | 0 | Constrained,otherwise capacity available =204.8kW. | --> | E12 ex KILLYBEGS | Killybegs [T422] | BINBANE |  | 54.6673 | -8.4133
MV/LV Substation MC***855 |  | 10 kV | _ | LV | 50 kVA :Pole Substation | 0.05 | --> | 0.05 | 0.037 | 4.4 |  | --> | 0.0475 | 0 | 0 | 0.051937 | 0 |  | --> | C19 ex KINGSCOURT | Kingscourt [T41,T42] | MEATH HILL |  | 53.8475 | -6.8178
MV/LV Substation MC***857 |  | 10 kV | _ | LV | 400 kVA :Building Structure | 0.4 | --> | 0.4 | 0 | 0 | Constrained,otherwise capacity available =321kVA. | --> | 0.38 | 0 | 0 | 0.41182 | 0 |  | --> | C14 ex BALLYMOUNT | Ballymount [T41,T42] | INCHICORE 220KV |  | 53.3155 | -6.3542
MV/LV Substation MC***857X |  | 20 kV | _ | LV | 200 kVA :Pole Substation | 0.2 | --> | 0.2 | 0 | 0 | Constrained,otherwise capacity available =72kVA. | --> | 0.19 | 0 | 0 | 0.21854 | 0 |  | --> | E14 ex KILCOCK | Kilcock [T421,T422] | GRIFFINRATH |  | 53.5177 | -6.6917
MV/LV Substation MC***883X |  | 10 kV | _ | LV | 50 kVA :Pole Substation | 0.05 | --> | 0.05 | 0.03 | 0.7 |  | --> | 0.0475 | 0 | 0.024453 | 0.052949 | 0 |  | --> | C24 ex MULLAGH | Mullagh [T44] | MEATH HILL |  | 53.8276 | -6.9192
MV/LV Substation MC***898X |  | 10 kV | _ | LV | 200 kVA :Pole Substation | 0.2 | --> | 0.2 | 0 | 0 | Constrained,otherwise capacity available =150kVA. | --> | 0.19 | 0 | 0.008151 | 0.20745 | 0 |  | --> | C30 ex KINSALE | Kinsale [T41,T42] | BANDON |  | 51.7118 | -8.6518
MV/LV Substation MC***899Y |  | 10 kV | _ | LV | 630 kVA :Building Structure | 0.63 | --> | 0.63 | 0.5 | 10.9 |  | --> | 0.5985 | 0 | 0 | 0.5 | 0 |  | --> | C12 ex MULLINGAR | Mullingar [T101,T102] | MULLINGAR |  | 53.5255 | -7.3394
MV/LV Substation MC***900 |  | 10 kV | _ | LV | 200 kVA :Pole Substation | 0.2 | --> | 0.2 | 0 | 0 | Constrained,otherwise capacity available =197kVA. | --> | 0.19 | 0 | 0 | 0.20045 | 0 |  | --> | C15 ex CASTLECOMER | Castlecomer [T41,T42] | BALLYRAGGET |  | 52.8639 | -7.1064
MV/LV Substation MC***901X |  | 20 kV | _ | LV | 200 kVA :Pole Substation | 0.2 | --> | 0.2 | 0.2 | 1.4 |  | --> | 0.19 | 0 | 0 | 0.2 | 0 |  | --> | E12 ex CONG | Cong [T421,T422] | CLOON |  | 53.5453 | -9.2913
MV/LV Substation MC***922X |  | 10 kV | _ | LV | 400 kVA :Building Structure | 0.4 | --> | 0.4 | 0.316 | 0.8 |  | --> | 0.38 | 0 | 0.01482 | 0.41212 | 0 |  | --> | C20 ex MANOR STREET | Manor Street [T41,T42] | WATERFORD |  | 52.2491 | -7.121
MV/LV Substation MC***943X |  | 20 kV | _ | LV | 50 kVA :Pole Substation | 0.05 | --> | 0.05 | 0.032 | 4.2 |  | --> | 0.0475 | 0 | 0.004446 | 0.052662 | 0 |  | --> | E12 ex JENKINSTOWN | Jenkinstown [T421,T422] | DUNDALK |  | 54.0157 | -6.3101
MV/LV Substation MC***967 |  | 10 kV | _ | LV | 50 kVA :Pole Substation | 0.05 | --> | 0.05 | 0 | 0 | Constrained,otherwise capacity available =46kVA. | --> | 0.0475 | 0 | 0 | 0.050604 | 0 |  | --> | C11 ex SCARIFF | Scariff [T42] | ENNIS |  | 52.8921 | -8.526
MV/LV Substation MC***968 |  | 20 kV | _ | LV | 50 kVA :Pole Substation | 0.05 | --> | 0.05 | 0.048 | 3 |  | --> | 0.0475 | 0 | 0 | 0 | 0 | Constrained,otherwise capacity available =50.3kW. | --> | E13 ex MOVILLE | Moville [T421,T422] | TRILLICK |  | 55.2776 | -7.2361
MV/LV Substation MC***987Z |  | 10 kV | _ | LV | 630 kVA :Building Structure | 0.63 | --> | 0.63 | 0 | 0 | Constrained,otherwise capacity available =500kVA. | --> | 0.5985 | 0 | 0 | 0.5 | 0 |  | --> | C18 ex NAAS | Naas [T41,T42] | KILTEEL |  | 53.1989 | -6.7448
MV/LV Substation MC***989X |  | 20 kV | _ | LV | 630 kVA :Building Structure | 0.63 | --> | 0.63 | 0 | 0 | Constrained,otherwise capacity available =500kVA. | --> | 0.5985 | 0 | 0 | 0.5 | 0 |  | --> | E14 ex BALLINROBE | Ballinrobe [T421,T422] | DALTON |  | 53.7005 | -9.1555
MV/LV Substation MC***994Y |  | 10 kV | _ | LV | 50 kVA :Pole Substation | 0.05 | --> | 0.05 | 0 | 0 | Constrained,otherwise capacity available =18kVA. | --> | 0.0475 | 0 | 0.003705 | 0.054636 | 0 |  | --> | C20 ex MULGANNON | Mulgannon [T41,T42] | WEXFORD |  | 52.3237 | -6.48
MV/LV Substation MC***999 |  | 10 kV | _ | LV | 50 kVA :Pole Substation | 0.05 | --> | 0.05 | 0 | 0 | Constrained,otherwise capacity available =50kVA. | --> | 0.0475 | 0 | 0 | 0.05 | 0 |  | --> | C22 ex BALLAGHADERREEN | Ballaghaderreen [T41,T42] | TONROE |  | 53.9099 | -8.5552
MV/LV Substation ME***002 |  | 10 kV | _ | LV | 630 kVA :Building Structure | 0.63 | --> | 0.63 | 0.474 | 3.9 |  | --> | 0.5985 | 0 | 0 | 0.5 | 0 |  | --> | C27 ex GALWAY 110KV | Galway 110kv [T102,T103] | GALWAY 110KV |  | 53.2712 | -9.052
MV/LV Substation ME***002 |  | 20 kV | _ | LV | 50 kVA :Pole Substation | 0.05 | --> | 0.05 | 0.026 | 1.7 |  | --> | 0.0475 | 0 | 0 | 0.053518 | 0 |  | --> | E18 ex NEWPORT | Newport [T421] | CARROWBEG |  | 53.8828 | -9.5471
MV/LV Substation ME***004 |  | 10 kV | _ | LV | 200 kVA :Kiosk Substation | 0.2 | --> | 0.2 | 0 | 0 | Constrained,otherwise capacity available =165kVA. | --> | 0.19 | 0 | 0.002223 | 0.20525 | 0 |  | --> | C11 ex KYLEERAGH | Kyleeragh [T41,T42] | NENAGH |  | 52.8692 | -8.2051
MV/LV Substation ME***004 |  | 10 kV | _ | LV | 200 kVA :Pole Substation | 0.2 | --> | 0.2 | 0.172 | 3.1 |  | --> | 0.19 | 0 | 0.011115 | 0.20421 | 0 |  | --> | C14 ex BELLFIELD | Bellfield [T41,T42] | CRANE |  | 52.5067 | -6.5553
MV/LV Substation ME***005 |  | 10 kV | _ | LV | 630 kVA :Building Structure | 0.63 | --> | 0.63 | 0.5 | 2.2 |  | --> | 0.5985 | 0 | 0.004446 | 0.5 | 0 |  | --> | C11 ex BALLINASLOE | Ballinasloe [T41,T42] | SOMERSET |  | 53.3308 | -8.2046
MV/LV Substation ME***006X |  | 20 kV | _ | LV | 50 kVA :Pole Substation | 0.05 | --> | 0.05 | 0.045 | 2.3 |  | --> | 0.0475 | 0 | 0 | 0.050753 | 0 |  | --> | E12 ex MOY | Moy [T421,T422] | MOY |  | 54.1295 | -9.166
MV/LV Substation ME***007X |  | 10 kV | _ | LV | 50 kVA :Pole Substation | 0.05 | --> | 0.05 | 0.05 | 1.7 |  | --> | 0.0475 | 0 | 0 | 0 | 0 | Constrained,otherwise capacity available =50kW. | --> | E15 ex GWEEDORE | Gweedore [T421] | ARDNAGAPPARY |  | 55.1373 | -8.2233
MV/LV Substation ME***009 |  | 10 kV | _ | LV | 630 kVA :Kiosk Substation | 0.63 | --> | 0.63 | 0 | 0 | Constrained,otherwise capacity available =500kVA. | --> | 0.5985 | 0 | 0.017043 | 0.5 | 0 |  | --> | C17 ex BALLYBEGGAN | Ballybeggan [T43,T44] | TRALEE |  | 52.2763 | -9.692
MV/LV Substation ME***011 |  | 20 kV | _ | LV | 200 kVA :Pole Substation | 0.2 | --> | 0.2 | 0 | 0 | Constrained,otherwise capacity available =198kVA. | --> | 0.19 | 0 | 0 | 0.2003 | 0 |  | --> | E11 ex CREAGH | Creagh [T421,T422] | ATHLONE |  | 53.3349 | -8.1946
MV/LV Substation ME***013 |  | 10 kV | _ | LV | 630 kVA :Building Structure | 0.63 | --> | 0.63 | 0.173 | 3.4 |  | --> | 0.5985 | 0 | 0 | 0.5 | 0 |  | --> | C13 ex MERRION SQUARE | Merrion Square [T41,T42] | RINGSEND |  | 53.3408 | -6.2507
MV/LV Substation ME***013 |  | 10 kV | _ | LV | 400 kVA :Kiosk Substation | 0.4 | --> | 0.4 | 0.273 | 2.8 |  | --> | 0.38 | 0 | 0.011115 | 0.41884 | 0 |  | --> | C20 ex CASTLEBLAYNEY | Castleblayney [T41,T42] | DUNDALK |  | 54.1191 | -6.7437
MV/LV Substation ME***014 |  | 10 kV | _ | LV | 200 kVA :Kiosk Substation | 0.2 | --> | 0.2 | 0.147 | 0.9 |  | --> | 0.19 | 0 | 0.02223 | 0.20789 | 0 |  | --> | C15 ex CLONARD | Clonard [T41,T42] | WEXFORD |  | 52.3371 | -6.4811
MV/LV Substation ME***018 |  | 10 kV | _ | LV | 200 kVA :Kiosk Substation | 0.2 | --> | 0.2 | 0 | 0 | Constrained,otherwise capacity available =200kVA. | --> | 0.19 | 0 | 0 | 0.2 | 0 |  | --> | C17 ex POLLERTON | Pollerton [T41,T42] | CARLOW |  | 52.8431 | -6.9261
MV/LV Substation ME***022X |  | 10 kV | _ | LV | 630 kVA :Kiosk Substation | 0.63 | --> | 0.63 | 0 | 0 | Constrained,otherwise capacity available =500kVA. | --> | 0.5985 | 0 | 0.005928 | 0.5 | 0 |  | --> | C21 ex MAYFIELD | Mayfield [T41,T42] | KILBARRY |  | 51.9167 | -8.4514
MV/LV Substation ME***024X |  | 20 kV | _ | LV | 1000 kVA :Building Structure | 1 | --> | 1 | 0 | 0 | Constrained,otherwise capacity available =500kVA. | --> | 0.95 | 0 | 0 | 0.5 | 0 |  | --> | E18 ex MANORHAMILTON | Manorhamilton [T422] | SLIGO |  | 54.3082 | -8.1733
MV/LV Substation ME***026 |  | 10 kV | _ | LV | 400 kVA :Kiosk Substation | 0.4 | --> | 0.4 | 0.205 | 18.7 |  | --> | 0.38 | 0 | 0.009633 | 0.41695 | 0 |  | --> | C22 ex ARKLOW | Arklow [T101,T102] | ARKLOW |  | 52.7928 | -6.1643
MV/LV Substation ME***033 |  | 10 kV | _ | LV | 100 kVA :Pole Substation | 0.1 | --> | 0.1 | 0.086 | 0.4 |  | --> | 0.095 | 0 | 0.003705 | 0 | 0 | Constrained,otherwise capacity available =102.1kW. | --> | C19 ex SWINFORD | Swinford [T41,T42] | CASTLEBAR |  | 53.9456 | -8.9478
MV/LV Substation ME***036 |  | 10 kV | _ | LV | 400 kVA :Building Structure | 0.4 | --> | 0.4 | 0.304 | 3.8 |  | --> | 0.38 | 0 | 0.010374 | 0.41432 | 0 |  | --> | C17 ex WATERFORD | Waterford [T41,T42] | WATERFORD |  | 52.2628 | -7.1275
MV/LV Substation ME***036 |  | 10 kV | _ | LV | 50 kVA :Pole Substation | 0.05 | --> | 0.05 | 0.048 | 2.6 |  | --> | 0.0475 | 0 | 0 | 0.050303 | 0 |  | --> | C14 ex CLOONBANNIN | Cloonbannin [T42] | GLENLARA |  | 52.119 | -9.0726
MV/LV Substation ME***037X |  | 10 kV | _ | LV | 400 kVA :Kiosk Substation | 0.4 | --> | 0.4 | 0 | 0 | Constrained,otherwise capacity available =266kVA. | --> | 0.38 | 0 | 0.002964 | 0.41985 | 0 |  | --> | C17 ex BALGADDY | Balgaddy [T41,T42] | GRANGE CASTLE |  | 53.3276 | -6.42
MV/LV Substation ME***042X |  | 10 kV | _ | LV | 400 kVA :Building Structure | 0.4 | --> | 0.4 | 0.386 | 6.7 |  | --> | 0.38 | 0 | 0 | 0.40212 | 0 |  | --> | C20 ex EAST WALL ROAD | East Wall Road [T41,T42] | MCDERMOTT |  | 53.3501 | -6.1915
MV/LV Substation ME***045 |  | 10 kV | _ | LV | 1000 kVA :Building Structure | 1 | --> | 1 | 0.5 | 3.3 |  | --> | 0.95 | 0 | 0.043719 | 0.5 | 0 |  | --> | C21 ex PEMBROKE | Pembroke [T41,T42,T43,T44] | RINGSEND |  | 53.3233 | -6.2189
MV/LV Substation ME***045Y |  | 10 kV | _ | LV | 630 kVA :Kiosk Substation | 0.63 | --> | 0.63 | 0 | 0 | Constrained,otherwise capacity available =448kVA. | --> | 0.5985 | 0 | 0.023712 | 0.5 | 0 |  | --> | C12 ex KILBARRY | Kilbarry [T101,T43] | KILBARRY |  | 51.921 | -8.4573
MV/LV Substation ME***046Y |  | 10 kV | _ | LV | 400 kVA :Kiosk Substation | 0.4 | --> | 0.4 | 0.38 | 3 |  | --> | 0.38 | 0 | 0 | 0.40302 | 0 |  | --> | C16 ex RAMSTOWN | Ramstown [T41,T42] | CRANE |  | 52.668 | -6.2961
MV/LV Substation ME***050X |  | 10 kV | _ | LV | 400 kVA :Kiosk Substation | 0.4 | --> | 0.4 | 0.348 | 0.4 |  | --> | 0.38 | 0 | 0.033345 | 0.40782 | 0 |  | --> | C19 ex CARRICKMINES | Carrickmines [T41,T42] | CARRICKMINES |  | 53.262 | -6.2092
MV/LV Substation ME***051X |  | 10 kV | _ | LV | 400 kVA :Kiosk Substation | 0.4 | --> | 0.4 | 0 | 0 | Constrained,otherwise capacity available =322kVA. | --> | 0.38 | 0 | 0.027417 | 0.41167 | 0 |  | --> | C14 ex RAHEEN | Raheen [T41,T42] | LIMERICK |  | 52.633 | -8.6604
MV/LV Substation ME***052 |  | 10 kV | _ | LV | 200 kVA :Pole Substation | 0.2 | --> | 0.2 | 0 | 0 | Constrained,otherwise capacity available =91kVA. | --> | 0.19 | 0 | 0.018525 | 0.2159 | 0 |  | --> | C11 ex DRYBRIDGE | Drybridge [T41,T42] | DRYBRIDGE |  | 53.7191 | -6.3663
MV/LV Substation ME***053 |  | 10 kV | _ | LV | 400 kVA :Kiosk Substation | 0.4 | --> | 0.4 | 0 | 0 | Constrained,otherwise capacity available =291kVA. | --> | 0.38 | 0 | 0.033345 | 0.41622 | 0 |  | --> | C14 ex DUNDRUM | Dundrum [T41,T42] | BLACKROCK |  | 53.2864 | -6.2629
MV/LV Substation ME***054 |  | 10 kV | _ | LV | 400 kVA :Kiosk Substation | 0.4 | --> | 0.4 | 0 | 0 | Constrained,otherwise capacity available =303kVA. | --> | 0.38 | 0 | 0.01482 | 0.41447 | 0 |  | --> | C14 ex DUNDRUM | Dundrum [T41,T42] | BLACKROCK |  | 53.2855 | -6.261
MV/LV Substation ME***059 |  | 10 kV | _ | LV | 50 kVA :Pole Substation | 0.05 | --> | 0.05 | 0 | 0 | Constrained,otherwise capacity available =50kVA. | --> | 0.0475 | 0 | 0 | 0.05 | 0 |  | --> | C15 ex DRUMQUIN | Drumquin [T42] | ENNIS |  | 52.7451 | -9.1242
MV/LV Substation ME***060 |  | 10 kV | _ | LV | 50 kVA :Pole Substation | 0.05 | --> | 0.05 | 0 | 0 | Constrained,otherwise capacity available =50kVA. | --> | 0.0475 | 0 | 0 | 0.05 | 0 |  | --> | C15 ex DRUMQUIN | Drumquin [T42] | ENNIS |  | 52.7407 | -9.1245
MV/LV Substation ME***061X |  | 10 kV | _ | LV | 200 kVA :Pole Substation | 0.2 | --> | 0.2 | 0.142 | 1.6 |  | --> | 0.19 | 0 | 0.022971 | 0 | 0 | Constrained,otherwise capacity available =208.6kW. | --> | C18 ex BUNDORAN | Bundoran [T41,T42] | CATHALEENS FALL |  | 54.4528 | -8.2877
MV/LV Substation ME***063 |  | 10 kV | _ | LV | 630 kVA :Building Structure | 0.63 | --> | 0.63 | 0.32 | 0.8 |  | --> | 0.5985 | 0 | 0.002964 | 0.5 | 0 |  | --> | C17 ex MANOR STREET | Manor Street [T41,T42] | WATERFORD |  | 52.263 | -7.1147
MV/LV Substation ME***063X |  | 10 kV | _ | LV | 1000 kVA :Building Structure | 1 | --> | 1 | 0.5 | 18.8 |  | --> | 0.95 | 0 | 0 | 0.5 | 0 |  | --> | C46 ex BEDFORD ROW | Bedford Row [T41,T42,T43,T44] | FRANCIS STREET |  | 53.3453 | -6.2652
MV/LV Substation ME***065 |  | 10 kV | _ | LV | 200 kVA :Pole Substation | 0.2 | --> | 0.2 | 0.15 | 5 |  | --> | 0.19 | 0 | 0.01482 | 0.20745 | 0 |  | --> | C14 ex MCDONAGH | Mcdonagh [T41,T42] | KILKENNY |  | 52.6492 | -7.2306
MV/LV Substation ME***070 |  | 10 kV | _ | LV | 400 kVA :Kiosk Substation | 0.4 | --> | 0.4 | 0 | 0 | Constrained,otherwise capacity available =313kVA. | --> | 0.38 | 0 | 0.002964 | 0.413 | 0 |  | --> | C17 ex BALLYBEGGAN | Ballybeggan [T43,T44] | TRALEE |  | 52.2772 | -9.6934
MV/LV Substation ME***070X |  | 10 kV | _ | LV | 400 kVA :Kiosk Substation | 0.4 | --> | 0.4 | 0.358 | 18.8 |  | --> | 0.38 | 0 | 0 | 0.40633 | 0 |  | --> | C39 ex BEDFORD ROW | Bedford Row [T41,T42,T43,T44] | FRANCIS STREET |  | 53.3392 | -6.252
MV/LV Substation ME***071 |  | 10 kV | _ | LV | 400 kVA :Building Structure | 0.4 | --> | 0.4 | 0.252 | 5.8 |  | --> | 0.38 | 0 | 0.013338 | 0.42187 | 0 |  | --> | C13 ex OAKFIELD | Oakfield [T41,T42] | SLIGO |  | 54.2684 | -8.489
MV/LV Substation ME***071 |  | 10 kV | _ | LV | 400 kVA :Building Structure | 0.4 | --> | 0.4 | 0 | 0 | Constrained,otherwise capacity available =400kVA. | --> | 0.38 | 0 | 0 | 0 | 0 | Constrained,otherwise capacity available =400kW. | --> | C20 ex PORTLAOISE | Portlaoise [T41,T42] | PORTLAOISE |  | 53.0356 | -7.2839
MV/LV Substation ME***075 |  | 10 kV | _ | LV | 400 kVA :Building Structure | 0.4 | --> | 0.4 | 0.176 | 3.9 |  | --> | 0.38 | 0 | 0.008151 | 0.43264 | 0 |  | --> | C20 ex GALWAY 110KV | Galway 110kv [T102,T103] | GALWAY 110KV |  | 53.2852 | -9.0178
MV/LV Substation ME***075 |  | 10 kV | _ | LV | 400 kVA :Kiosk Substation | 0.4 | --> | 0.4 | 0.317 | 3 |  | --> | 0.38 | 0 | 0.013338 | 0.41241 | 0 |  | --> | C18 ex NENAGH | Nenagh [T41,T42] | NENAGH |  | 52.8677 | -8.2015
MV/LV Substation ME***079X |  | 10 kV | _ | LV | 200 kVA :Kiosk Substation | 0.2 | --> | 0.2 | 0.2 | 2.3 |  | --> | 0.19 | 0 | 0 | 0.2 | 0 |  | --> | C16 ex BALLYRICKARD | Ballyrickard [T41,T42] | TRALEE |  | 52.2837 | -9.7229
MV/LV Substation ME***085X |  | 10 kV | _ | LV | 400 kVA :Building Structure | 0.4 | --> | 0.4 | 0 | 0 | Constrained,otherwise capacity available =328kVA. | --> | 0.38 | 0 | 0.092625 | 0.41079 | 0 |  | --> | C11 ex CARRIGALINE | Carrigaline [T41,T42] | BARNAHELY |  | 51.8345 | -8.3684
MV/LV Substation ME***085X |  | 10 kV | _ | LV | 200 kVA :Pole Substation | 0.2 | --> | 0.2 | 0 | 0 | Constrained,otherwise capacity available =181kVA. | --> | 0.19 | 0 | 0 | 0 | 0 | Constrained,otherwise capacity available =202.9kW. | --> | C26 ex GLENTIES | Glenties [T41,T42] | BINBANE |  | 54.7834 | -8.2545
MV/LV Substation ME***086 |  | 10 kV | _ | LV | 400 kVA :Kiosk Substation | 0.4 | --> | 0.4 | 0.275 | 1 |  | --> | 0.38 | 0 | 0.014079 | 0.41855 | 0 |  | --> | C18 ex CORBALLY | Corbally [T41,T42] | ARDNACRUSHA |  | 52.6854 | -8.6238
MV/LV Substation ME***089 |  | 10 kV | _ | LV | 630 kVA :Building Structure | 0.63 | --> | 0.63 | 0 | 0 | Constrained,otherwise capacity available =366kVA. | --> | 0.5985 | 0 | 0 | 0.5 | 0 |  | --> | C13 ex LEESON STREET | Leeson Street [T41,T42] | MILLTOWN (DR) |  | 53.3317 | -6.2508
MV/LV Substation ME***093 |  | 10 kV | _ | LV | 50 kVA :Pole Substation | 0.05 | --> | 0.05 | 0 | 0 | Constrained,otherwise capacity available =9kVA. | --> | 0.0475 | 0 | 0 | 0.055859 | 0 |  | --> | C14 ex CRANMORE | Cranmore [T41,T42] | SLIGO |  | 54.2676 | -8.466
MV/LV Substation ME***095Y |  | 10 kV | _ | LV | 200 kVA :Kiosk Substation | 0.2 | --> | 0.2 | 0 | 0 | Constrained,otherwise capacity available =131kVA. | --> | 0.19 | 0 | 0.006669 | 0.21022 | 0 |  | --> | C18 ex MAYFIELD | Mayfield [T41,T42] | KILBARRY |  | 51.9062 | -8.4508
MV/LV Substation ME***096Y |  | 10 kV | _ | LV | 400 kVA :Kiosk Substation | 0.4 | --> | 0.4 | 0 | 0 | Constrained,otherwise capacity available =346kVA. | --> | 0.38 | 0 | 0.017784 | 0.40812 | 0 |  | --> | C12 ex TRAMORE | Tramore [T41,T42] | BUTLERSTOWN |  | 52.167 | -7.1605
MV/LV Substation ME***097X |  | 10 kV | _ | LV | 400 kVA :Building Structure | 0.4 | --> | 0.4 | 0 | 0 | Constrained,otherwise capacity available =400kVA. | --> | 0.38 | 0 | 0 | 0.4 | 0 |  | --> | C19 ex PARKMORE | Parkmore [T41,T42] | GALWAY 110KV |  | 53.2999 | -8.9901
MV/LV Substation ME***097Y |  | 10 kV | _ | LV | 200 kVA :Kiosk Substation | 0.2 | --> | 0.2 | 0 | 0 | Constrained,otherwise capacity available =135kVA. | --> | 0.19 | 0 | 0.011115 | 0.20964 | 0 |  | --> | C21 ex BISHOPSTOWN | Bishopstown [T41,T42] | KILBARRY |  | 51.8807 | -8.5272
MV/LV Substation ME***099 |  | 10 kV | _ | LV | 200 kVA :Building Structure | 0.2 | --> | 0.2 | 0 | 0 | Constrained,otherwise capacity available =176kVA. | --> | 0.19 | 0 | 0 | 0.20361 | 0 |  | --> | C18 ex FINISKLIN | Finisklin [T41,T42] | SLIGO |  | 54.275 | -8.4854
MV/LV Substation ME***105 |  | 10 kV | _ | LV | 1000 kVA :Building Structure | 1 | --> | 1 | 0.5 | 2.8 |  | --> | 0.95 | 0 | 0 | 0.5 | 0 |  | --> | C14 ex MOUNT MERRION | Mount Merrion [T41,T42] | CARRICKMINES |  | 53.3137 | -6.2017
MV/LV Substation ME***106 |  | 10 kV | _ | LV | 630 kVA :Building Structure | 0.63 | --> | 0.63 | 0 | 0 | Constrained,otherwise capacity available =475kVA. | --> | 0.5985 | 0 | 0.067431 | 0.5 | 0 |  | --> | C15 ex DUNDRUM | Dundrum [T41,T42] | BLACKROCK |  | 53.2813 | -6.1994
MV/LV Substation ME***108Z |  | 10 kV | _ | LV | 1000 kVA :Building Structure | 1 | --> | 1 | 0 | 0 | Constrained,otherwise capacity available =500kVA. | --> | 0.95 | 0 | 0 | 0.5 | 0 |  | --> | C27 ex GRANGE CASTLE | Grange Castle [T101,T102] | INCHICORE 220KV |  | 53.3196 | -6.4399
MV/LV Substation ME***109Y |  | 10 kV | _ | LV | 200 kVA :Kiosk Substation | 0.2 | --> | 0.2 | 0.142 | 1.8 |  | --> | 0.19 | 0 | 0 | 0.20862 | 0 |  | --> | C13 ex CAHERDAVIN | Caherdavin [T41,T42] | ARDNACRUSHA |  | 52.6721 | -8.6592
MV/LV Substation ME***112 |  | 10 kV | _ | LV | 400 kVA :Building Structure | 0.4 | --> | 0.4 | 0.151 | 3.9 |  | --> | 0.38 | 0 | 0.022971 | 0.43612 | 0 |  | --> | C14 ex GALWAY 110KV | Galway 110kv [T102,T103] | GALWAY 110KV |  | 53.281 | -9.0163
MV/LV Substation ME***112X |  | 10 kV | _ | LV | 1000 kVA :Building Structure | 1 | --> | 1 | 0.5 | 18.8 |  | --> | 0.95 | 0 | 0 | 0.5 | 0 |  | --> | C39 ex BEDFORD ROW | Bedford Row [T41,T42,T43,T44] | FRANCIS STREET |  | 53.3391 | -6.2519
MV/LV Substation ME***113Z |  | 20 kV | _ | LV | 100 kVA :Pole Substation | 0.1 | --> | 0.1 | 0.064 | 1 |  | --> | 0.095 | 0 | 0.001482 | 0.10532 | 0 |  | --> | E17 ex LONGFORD | Longford [T421,T422] | RICHMOND |  | 53.7639 | -7.7866
MV/LV Substation ME***114X |  | 20 kV | _ | LV | 100 kVA :Pole Substation | 0.1 | --> | 0.1 | 0 | 0 | Constrained,otherwise capacity available =63kVA. | --> | 0.095 | 0 | 0 | 0.10547 | 0 |  | --> | C11 ex RIVERSTOWN | Riverstown [T41,T42] | KILBARRY |  | 52.007 | -8.3279
MV/LV Substation ME***116X |  | 10 kV | _ | LV | 630 kVA :Kiosk Substation | 0.63 | --> | 0.63 | 0.414 | 2.8 |  | --> | 0.5985 | 0 | 0.00741 | 0.5 | 0 |  | --> | C14 ex MOUNT MERRION | Mount Merrion [T41,T42] | CARRICKMINES |  | 53.3175 | -6.2092
MV/LV Substation ME***133Y |  | 10 kV | _ | LV | 200 kVA :Kiosk Substation | 0.2 | --> | 0.2 | 0.118 | 3 |  | --> | 0.19 | 0 | 0.008151 | 0.21208 | 0 |  | --> | C16 ex RAMSTOWN | Ramstown [T41,T42] | CRANE |  | 52.666 | -6.2966
MV/LV Substation ME***135 |  | 20 kV | _ | LV | 50 kVA :Pole Substation | 0.05 | --> | 0.05 | 0 | 0 | Constrained,otherwise capacity available =33kVA. | --> | 0.0475 | 0 | 0 | 0.052518 | 0 |  | --> | E19 ex EDENDERRY | Edenderry [T421,T422] | BLAKE |  | 53.4531 | -7.0273
MV/LV Substation ME***141 |  | 10 kV | _ | LV | 400 kVA :Kiosk Substation | 0.4 | --> | 0.4 | 0.305 | 3.9 |  | --> | 0.38 | 0 | 0.008151 | 0.41417 | 0 |  | --> | C20 ex GALWAY 110KV | Galway 110kv [T102,T103] | GALWAY 110KV |  | 53.2839 | -9.0122
MV/LV Substation ME***143Y |  | 10 kV | _ | LV | 630 kVA :Kiosk Substation | 0.63 | --> | 0.63 | 0 | 0 | Constrained,otherwise capacity available =500kVA. | --> | 0.5985 | 0 | 0.031122 | 0.5 | 0 |  | --> | C21 ex BISHOPSTOWN | Bishopstown [T41,T42] | KILBARRY |  | 51.8822 | -8.5173
MV/LV Substation ME***146Y |  | 10 kV | _ | LV | 400 kVA :Kiosk Substation | 0.4 | --> | 0.4 | 0 | 0 | Constrained,otherwise capacity available =309kVA. | --> | 0.38 | 0 | 0.020748 | 0 | 0 | Constrained,otherwise capacity available =413.6kW. | --> | C32 ex CLOYNE | Cloyne [T41] | MIDLETON |  | 51.8616 | -8.1292
MV/LV Substation ME***147 |  | 10 kV | _ | LV | 630 kVA :Building Structure | 0.63 | --> | 0.63 | 0 | 0 | Constrained,otherwise capacity available =500kVA. | --> | 0.5985 | 0 | 0 | 0.5 | 0 |  | --> | C17 ex TOGHER | Togher [T41,T42] | TRABEG |  | 51.8778 | -8.4747
MV/LV Substation ME***150Y |  | 10 kV | _ | LV | 100 kVA :Pole Substation | 0.1 | --> | 0.1 | 0 | 0 | Constrained,otherwise capacity available =66kVA. | --> | 0.095 | 0 | 0 | 0.10504 | 0 |  | --> | C16 ex DERRYCRAMPH | Derrycramph [T41,T42] | SHANKILL |  | 53.9826 | -7.3442
MV/LV Substation ME***153 |  | 10 kV | _ | LV | 200 kVA :Kiosk Substation | 0.2 | --> | 0.2 | 0.155 | 5.8 |  | --> | 0.19 | 0 | 0.012597 | 0.20672 | 0 |  | --> | C11 ex OAKFIELD | Oakfield [T41,T42] | SLIGO |  | 54.2582 | -8.4637
MV/LV Substation ME***154X |  | 10 kV | _ | LV | 400 kVA :Kiosk Substation | 0.4 | --> | 0.4 | 0.158 | 6.4 |  | --> | 0.38 | 0 | 0.002964 | 0.43515 | 0 |  | --> | C12 ex GARRYCASTLE | Garrycastle [T41,T42] | ATHLONE |  | 53.4133 | -7.9039
MV/LV Substation ME***159Y |  | 20 kV | _ | LV | 200 kVA :Kiosk Substation | 0.2 | --> | 0.2 | 0.163 | 0.2 |  | --> | 0.19 | 0 | 0.00741 | 0.20554 | 0 |  | --> | C16 ex KILSHANNY | Kilshanny [T41,T42] | CAHIR |  | 52.2679 | -8.1054
MV/LV Substation ME***165X |  | 10 kV | _ | LV | 630 kVA :Kiosk Substation | 0.63 | --> | 0.63 | 0.5 | 1 |  | --> | 0.5985 | 0 | 0 | 0 | 0 | Constrained,otherwise capacity available =500kW. | --> | C17 ex BOYLE | Boyle [T41,T42] | CARRICK ON SHANNON |  | 53.9628 | -8.2987
MV/LV Substation ME***166Y |  | 20 kV | _ | LV | 50 kVA :Pole Substation | 0.05 | --> | 0.05 | 0 | 0 | Constrained,otherwise capacity available =48kVA. | --> | 0.0475 | 0 | 0 | 0.050303 | 0 |  | --> | E18 ex CREAGH | Creagh [T421,T422] | ATHLONE |  | 53.4637 | -8.4941
MV/LV Substation ME***168 |  | 10 kV | _ | LV | 400 kVA :Kiosk Substation | 0.4 | --> | 0.4 | 0.328 | 1.8 |  | --> | 0.38 | 0 | 0.016302 | 0.41079 | 0 |  | --> | C19 ex CAHERDAVIN | Caherdavin [T41,T42] | ARDNACRUSHA |  | 52.6729 | -8.6476
MV/LV Substation ME***169Y |  | 20 kV | _ | LV | 400 kVA :Kiosk Substation | 0.4 | --> | 0.4 | 0 | 0 | Constrained,otherwise capacity available =399kVA. | --> | 0.38 | 0 | 0 | 0.37942 | 0 | Constrained,otherwise capacity available =400.2kW. | --> | E20 ex COLLOONEY | Collooney [T421,T422] | SLIGO |  | 54.2106 | -8.5107
MV/LV Substation ME***170 |  | 10 kV | _ | LV | 400 kVA :Building Structure | 0.4 | --> | 0.4 | 0 | 0 | Constrained,otherwise capacity available =382kVA. | --> | 0.38 | 0 | 0 | 0.40272 | 0 |  | --> | C28 ex CLONDALKIN | Clondalkin [T41,T42,T44] | INCHICORE 220KV |  | 53.3317 | -6.3938
MV/LV Substation ME***170 |  | 10 kV | _ | LV | 1000 kVA :Building Structure | 1 | --> | 1 | 0.5 | 1 |  | --> | 0.95 | 0 | 0.014079 | 0.5 | 0 |  | --> | C19 ex NEWMARKET (DR) | Newmarket (dr) [T41] | FRANCIS STREET |  | 53.3353 | -6.2711
MV/LV Substation ME***172 |  | 10 kV | _ | LV | 400 kVA :Kiosk Substation | 0.4 | --> | 0.4 | 0 | 0 | Constrained,otherwise capacity available =285kVA. | --> | 0.38 | 0 | 0.02223 | 0.4171 | 0 |  | --> | C17 ex KILDARE | Kildare [T41,T42] | NEWBRIDGE |  | 53.1612 | -6.8985
MV/LV Substation ME***190X |  | 10 kV | _ | LV | 630 kVA :Building Structure | 0.63 | --> | 0.63 | 0 | 0 | Constrained,otherwise capacity available =500kVA. | --> | 0.5985 | 0 | 0 | 0.5 | 0 |  | --> | C17 ex BELFIELD | Belfield [T41,T42] | BLACKROCK |  | 53.3128 | -6.2054
MV/LV Substation ME***192X |  | 20 kV | _ | LV | 200 kVA :Pole Substation | 0.2 | --> | 0.2 | 0.2 | 2 |  | --> | 0.19 | 0 | 0 | 0.2 | 0 |  | --> | E16 ex MOHILL | Mohill [T421,T422] | CARRICK ON SHANNON |  | 53.8341 | -7.8802
MV/LV Substation ME***193Z |  | 10 kV | _ | LV | 400 kVA :Building Structure | 0.4 | --> | 0.4 | 0.334 | 0.9 |  | --> | 0.38 | 0 | 0.008151 | 0.4 | 0 |  | --> | C15 ex CLONARD | Clonard [T41,T42] | WEXFORD |  | 52.331 | -6.4862
MV/LV Substation ME***194 |  | 10 kV | _ | LV | 1000 kVA :Building Structure | 1 | --> | 1 | 0.5 | 14.2 |  | --> | 0.95 | 0 | 0 | 0.5 | 0 |  | --> | C11 ex COOKSTOWN | Cookstown [T101,T102] | CARRICKMINES |  | 53.2828 | -6.3763
MV/LV Substation ME***194 |  | 10 kV | _ | LV | 1000 kVA :Building Structure | 1 | --> | 1 | 0.5 | 3.9 |  | --> | 0.95 | 0 | 0.008892 | 0.5 | 0 |  | --> | C20 ex GALWAY 110KV | Galway 110kv [T102,T103] | GALWAY 110KV |  | 53.2825 | -9.0177
MV/LV Substation ME***197 |  | 20 kV | _ | LV | 100 kVA :Pole Substation | 0.1 | --> | 0.1 | 0 | 0 | Constrained,otherwise capacity available =78kVA. | --> | 0.095 | 0 | 0.010374 | 0.10329 | 0 |  | --> | E17 ex HEADFORD | Headford [T41,T42] | CLOON |  | 53.4674 | -9.1038
MV/LV Substation ME***197X |  | 10 kV | _ | LV | 400 kVA :Building Structure | 0.4 | --> | 0.4 | 0 | 0 | Constrained,otherwise capacity available =285kVA. | --> | 0.38 | 0 | 0.11115 | 0.41329 | 0 |  | --> | C28 ex CLONDALKIN | Clondalkin [T41,T42,T44] | INCHICORE 220KV |  | 53.3335 | -6.3884
MV/LV Substation ME***198 |  | 10 kV | _ | LV | 630 kVA :Kiosk Substation | 0.63 | --> | 0.63 | 0.364 | 4.6 |  | --> | 0.5985 | 0 | 0.005187 | 0.5 | 0 |  | --> | C21 ex DUN LAOGHAIRE | Dun Laoghaire [T41,T42] | BLACKROCK |  | 53.2915 | -6.1306
MV/LV Substation ME***200Y |  | 20 kV | _ | LV | 200 kVA :Kiosk Substation | 0.2 | --> | 0.2 | 0.179 | 4.4 |  | --> | 0.19 | 0 | 0.002223 | 0.20316 | 0 |  | --> | E17 ex CRANE | Crane [T122] | CRANE |  | 52.5554 | -6.3487
MV/LV Substation ME***201Y |  | 10 kV | _ | LV | 200 kVA :Pole Substation | 0.2 | --> | 0.2 | 0 | 0 | Constrained,otherwise capacity available =172kVA. | --> | 0.19 | 0 | 0.012597 | 0.20421 | 0 |  | --> | C24 ex POLLERTON | Pollerton [T41,T42] | CARLOW |  | 52.8671 | -6.864
MV/LV Substation ME***202X |  | 10 kV | _ | LV | 50 kVA :Pole Substation | 0.05 | --> | 0.05 | 0 | 0 | Constrained,otherwise capacity available =27kVA. | --> | 0.0475 | 0 | 0 | 0 | 0 | Constrained,otherwise capacity available =53.4kW. | --> | E12 ex KILLYBEGS | Killybegs [T422] | BINBANE |  | 54.7002 | -8.3966
MV/LV Substation ME***203 |  | 10 kV | _ | LV | 400 kVA :Kiosk Substation | 0.4 | --> | 0.4 | 0 | 0 | Constrained,otherwise capacity available =338kVA. | --> | 0.38 | 0 | 0.039273 | 0.40931 | 0 |  | --> | C12 ex DRYBRIDGE | Drybridge [T41,T42] | DRYBRIDGE |  | 53.7232 | -6.3636
MV/LV Substation ME***203X |  | 10 kV | _ | LV | 200 kVA :Kiosk Substation | 0.2 | --> | 0.2 | 0.197 | 1.6 |  | --> | 0.19 | 0 | 0 | 0 | 0 | Constrained,otherwise capacity available =200.5kW. | --> | C18 ex BUNDORAN | Bundoran [T41,T42] | CATHALEENS FALL |  | 54.4471 | -8.2839
MV/LV Substation ME***205X |  | 20 kV | _ | LV | 100 kVA :Pole Substation | 0.1 | --> | 0.1 | 0 | 0 | Constrained,otherwise capacity available =91kVA. | --> | 0.095 | 0 | 0.008151 | 0 | 0 | Constrained,otherwise capacity available =101.4kW. | --> | E17 ex BUNCRANA | Buncrana [T421,T422] | TRILLICK |  | 55.1451 | -7.226
MV/LV Substation ME***206Y |  | 20 kV | _ | LV | 50 kVA :Pole Substation | 0.05 | --> | 0.05 | 0 | 0 | Constrained,otherwise capacity available =48kVA. | --> | 0.0475 | 0 | 0 | 0.050303 | 0 |  | --> | E18 ex CREAGH | Creagh [T421,T422] | ATHLONE |  | 53.4529 | -8.4739
MV/LV Substation ME***207 |  | 10 kV | _ | LV | 400 kVA :Building Structure | 0.4 | --> | 0.4 | 0.35 | 7 |  | --> | 0.38 | 0 | 0 | 0.40752 | 0 |  | --> | C41 ex NORTH QUAYS | North Quays [T101,T102,T103] | POOLBEG |  | 53.3529 | -6.2281
MV/LV Substation ME***207X |  | 10 kV | _ | LV | 400 kVA :Kiosk Substation | 0.4 | --> | 0.4 | 0.367 | 2.3 |  | --> | 0.38 | 0 | 0 | 0.40498 | 0 |  | --> | E18 ex MOY | Moy [T421,T422] | MOY |  | 54.1299 | -9.163
MV/LV Substation ME***209 |  | 20 kV | _ | LV | 50 kVA :Pole Substation | 0.05 | --> | 0.05 | 0 | 0 | Constrained,otherwise capacity available =43kVA. | --> | 0.0475 | 0 | 0 | 0.051052 | 0 |  | --> | E21 ex ATHENRY | Athenry [T423] | GALWAY 110KV |  | 53.4336 | -8.5704
MV/LV Substation ME***210X |  | 10 kV | _ | LV | 100 kVA :Pole Substation | 0.1 | --> | 0.1 | 0 | 0 | Constrained,otherwise capacity available =47kVA. | --> | 0.095 | 0 | 0 | 0 | 0 | Constrained,otherwise capacity available =107.7kW. | --> | C26 ex PORTLAOISE | Portlaoise [T41,T42] | PORTLAOISE |  | 53.0273 | -7.311
MV/LV Substation ME***214Y |  | 10 kV | _ | LV | 400 kVA :Kiosk Substation | 0.4 | --> | 0.4 | 0.4 | 1.9 |  | --> | 0.38 | 0 | 0.02964 | 0 | 0 | Constrained,otherwise capacity available =400kW. | --> | C17 ex MILFORD (MWR) | Milford (mwr) [T41] | CHARLEVILLE |  | 52.3388 | -8.9102
MV/LV Substation ME***214Z |  | 10 kV | _ | LV | 200 kVA :Kiosk Substation | 0.2 | --> | 0.2 | 0.179 | 1.5 |  | --> | 0.19 | 0 | 0 | 0.20316 | 0 |  | --> | C13 ex SMEARLA | Smearla [T41,T42] | TRIEN |  | 52.45 | -9.4781
MV/LV Substation ME***216Z |  | 20 kV | _ | LV | 50 kVA :Pole Substation | 0.05 | --> | 0.05 | 0.05 | 1.1 |  | --> | 0.0475 | 0 | 0 | 0.05 | 0 |  | --> | E14 ex RANDALSTOWN | Randalstown [T422] | NAVAN |  | 53.7818 | -6.716
MV/LV Substation ME***218Y |  | 20 kV | _ | LV | 100 kVA :Pole Substation | 0.1 | --> | 0.1 | 0.096 | 3 |  | --> | 0.095 | 0 | 0 | 0 | 0 | Constrained,otherwise capacity available =100.6kW. | --> | E11 ex CHARLEVILLE | Charleville [T421,T422] | CHARLEVILLE |  | 52.3272 | -8.6783
MV/LV Substation ME***218Z |  | 10 kV | _ | LV | 400 kVA :Kiosk Substation | 0.4 | --> | 0.4 | 0 | 0 | Constrained,otherwise capacity available =360kVA. | --> | 0.38 | 0 | 0 | 0.40603 | 0 |  | --> | C21 ex POPPINTREE | Poppintree [T101,T102] | FINGLAS |  | 53.4019 | -6.2931
MV/LV Substation ME***230X |  | 10 kV | _ | LV | 630 kVA :Building Structure | 0.63 | --> | 0.63 | 0.5 | 2.8 |  | --> | 0.5985 | 0 | 0 | 0.5 | 0 |  | --> | C14 ex MOUNT MERRION | Mount Merrion [T41,T42] | CARRICKMINES |  | 53.3128 | -6.2053
MV/LV Substation ME***233Y |  | 20 kV | _ | LV | 400 kVA :Kiosk Substation | 0.4 | --> | 0.4 | 0 | 0 | Constrained,otherwise capacity available =373kVA. | --> | 0.38 | 0 | 0.005187 | 0.40408 | 0 |  | --> | E14 ex DALTON | Dalton [T421,T422] | DALTON |  | 53.8017 | -8.9248
MV/LV Substation ME***237 |  | 10 kV | _ | LV | 200 kVA :Kiosk Substation | 0.2 | --> | 0.2 | 0.165 | 17.8 |  | --> | 0.19 | 0 | 0.018525 | 0.20525 | 0 |  | --> | E24 ex BANOGE | Banoge [T121,T122] | BANOGE |  | 52.6722 | -6.2248
MV/LV Substation ME***237X |  | 10 kV | _ | LV | 630 kVA :Kiosk Substation | 0.63 | --> | 0.63 | 0 | 0 | Constrained,otherwise capacity available =500kVA. | --> | 0.5985 | 0 | 0 | 0.5 | 0 |  | --> | C18 ex HEADFORD ROAD | Headford Road [T41,T42] | GALWAY 110KV |  | 53.2885 | -9.0475
MV/LV Substation ME***237Z |  | 10 kV | _ | LV | 400 kVA :Kiosk Substation | 0.4 | --> | 0.4 | 0 | 0 | Constrained,otherwise capacity available =340kVA. | --> | 0.38 | 0 | 0.018525 | 0.40901 | 0 |  | --> | C15 ex LOUGHSHINNY | Loughshinny [T41,T42] | GLASMORE |  | 53.5212 | -6.0872
MV/LV Substation ME***247Y |  | 10 kV | _ | LV | 50 kVA :Pole Substation | 0.05 | --> | 0.05 | 0 | 0 | Constrained,otherwise capacity available =37kVA. | --> | 0.0475 | 0 | 0 | 0.051937 | 0 |  | --> | C21 ex CARRICKMACROSS | Carrickmacross [T41,T42] | MEATH HILL |  | 53.9762 | -6.7228
MV/LV Substation ME***250Y |  | 10 kV | _ | LV | 200 kVA :Kiosk Substation | 0.2 | --> | 0.2 | 0.171 | 0.9 |  | --> | 0.19 | 0 | 0 | 0.20436 | 0 |  | --> | C11 ex COES ROAD | Coes Road [T41,T42] | DUNDALK |  | 54.0053 | -6.3706
MV/LV Substation ME***252X |  | 10 kV | _ | LV | 630 kVA :Kiosk Substation | 0.63 | --> | 0.63 | 0 | 0 | Constrained,otherwise capacity available =500kVA. | --> | 0.5985 | 0 | 0 | 0.5 | 0 |  | --> | C17 ex TRIM | Trim [T41,T42] | NAVAN |  | 53.5631 | -6.7672
MV/LV Substation ME***257X |  | 10 kV | _ | LV | 400 kVA :Kiosk Substation | 0.4 | --> | 0.4 | 0 | 0 | Constrained,otherwise capacity available =364kVA. | --> | 0.38 | 0 | 0.012597 | 0.40543 | 0 |  | --> | C14 ex RAHEEN | Raheen [T41,T42] | LIMERICK |  | 52.6331 | -8.6628
MV/LV Substation ME***260Z |  | 10 kV | _ | LV | 400 kVA :Building Structure | 0.4 | --> | 0.4 | 0 | 0 | Constrained,otherwise capacity available =400kVA. | --> | 0.38 | 0 | 0 | 0.4 | 0 |  | --> | C15 ex JOHNSTOWN | Johnstown [T41,T42] | KILTEEL |  | 53.2319 | -6.6417
MV/LV Substation ME***263X |  | 10 kV | _ | LV | 100 kVA :Pole Substation | 0.1 | --> | 0.1 | 0 | 0 | Constrained,otherwise capacity available =98kVA. | --> | 0.095 | 0 | 0 | 0 | 0 | Constrained,otherwise capacity available =100.3kW. | --> | C16 ex DUNGLOE | Dungloe [T41,T42] | ARDNAGAPPARY |  | 54.9562 | -8.3732
MV/LV Substation ME***263X |  | 10 kV | _ | LV | 200 kVA :Kiosk Substation | 0.2 | --> | 0.2 | 0 | 0 | Constrained,otherwise capacity available =200kVA. | --> | 0.19 | 0 | 0 | 0.2 | 0 |  | --> | C11 ex CRANMORE | Cranmore [T41,T42] | SLIGO |  | 54.2682 | -8.4681
MV/LV Substation ME***268Z |  | 10 kV | _ | LV | 630 kVA :Building Structure | 0.63 | --> | 0.63 | 0 | 0 | Constrained,otherwise capacity available =500kVA. | --> | 0.5985 | 0 | 0 | 0.5 | 0 |  | --> | C18 ex DENNEHYS CROSS | Dennehys Cross [T41,T42] | TRABEG |  | 51.8918 | -8.5201
MV/LV Substation ME***270 |  | 10 kV | _ | LV | 630 kVA :Kiosk Substation | 0.63 | --> | 0.63 | 0.5 | 2.8 |  | --> | 0.5985 | 0 | 0.011115 | 0.5 | 0 |  | --> | C14 ex MOUNT MERRION | Mount Merrion [T41,T42] | CARRICKMINES |  | 53.3165 | -6.205
MV/LV Substation ME***271 |  | 10 kV | _ | LV | 200 kVA :Pole Substation | 0.2 | --> | 0.2 | 0 | 0 | Constrained,otherwise capacity available =147kVA. | --> | 0.19 | 0 | 0.019266 | 0.20789 | 0 |  | --> | C18 ex ATHBOY | Athboy [T42] | NAVAN |  | 53.6238 | -6.9074
MV/LV Substation ME***272X |  | 20 kV | _ | LV | 50 kVA :Pole Substation | 0.05 | --> | 0.05 | 0.047 | 4.4 |  | --> | 0.0475 | 0 | 0 | 0 | 0 | Constrained,otherwise capacity available =50.5kW. | --> | E19 ex STRANORLAR | Stranorlar [T421,T422] | LETTERKENNY |  | 54.8658 | -8.0433
MV/LV Substation ME***278 |  | 20 kV | _ | LV | 200 kVA :Kiosk Substation | 0.2 | --> | 0.2 | 0 | 0 | Constrained,otherwise capacity available =167kVA. | --> | 0.19 | 0 | 0.006669 | 0 | 0 | Constrained,otherwise capacity available =204.9kW. | --> | C11 ex TIMOLEAGUE | Timoleague [T41] | BANDON |  | 51.6346 | -8.6955
MV/LV Substation ME***279Y |  | 10 kV | _ | LV | 200 kVA :Kiosk Substation | 0.2 | --> | 0.2 | 0.186 | 18.7 |  | --> | 0.19 | 0 | 0.003705 | 0.20211 | 0 |  | --> | C19 ex ARKLOW | Arklow [T101,T102] | ARKLOW |  | 52.807 | -6.1409
MV/LV Substation ME***280 |  | 10 kV | _ | LV | 100 kVA :Pole Substation | 0.1 | --> | 0.1 | 0 | 0 | Constrained,otherwise capacity available =77kVA. | --> | 0.095 | 0 | 0.020007 | 0 | 0 | Constrained,otherwise capacity available =103.4kW. | --> | C14 ex COLLIGAN | Colligan [T41,T42] | DUNGARVAN |  | 52.0906 | -7.6047
MV/LV Substation ME***280Y |  | 10 kV | _ | LV | 400 kVA :Kiosk Substation | 0.4 | --> | 0.4 | 0.311 | 6 |  | --> | 0.38 | 0 | 0.018525 | 0.41329 | 0 |  | --> | C11 ex TRABEG | Trabeg [T101,T102] | TRABEG |  | 51.8802 | -8.4461
MV/LV Substation ME***285X |  | 10 kV | _ | LV | 50 kVA :Pole Substation | 0.05 | --> | 0.05 | 0 | 0 | Constrained,otherwise capacity available =41kVA. | --> | 0.0475 | 0 | 0 | 0 | 0 | Constrained,otherwise capacity available =51.3kW. | --> | C16 ex DUNGLOE | Dungloe [T41,T42] | ARDNAGAPPARY |  | 54.9565 | -8.3773
MV/LV Substation ME***289Y |  | 10 kV | _ | LV | 400 kVA :Building Structure | 0.4 | --> | 0.4 | 0 | 0 | Constrained,otherwise capacity available =318kVA. | --> | 0.38 | 0 | 0.003705 | 0.41226 | 0 |  | --> | C21 ex BISHOPSTOWN | Bishopstown [T41,T42] | KILBARRY |  | 51.8885 | -8.5365
MV/LV Substation ME***296Y |  | 10 kV | _ | LV | 630 kVA :Building Structure | 0.63 | --> | 0.63 | 0.5 | 9.1 |  | --> | 0.5985 | 0 | 0 | 0.5 | 0 |  | --> | C19 ex CENTRE PARK ROAD | Marina [T105,T106] | MARINA |  | 51.9 | -8.4695
MV/LV Substation ME***298 |  | 20 kV | _ | LV | 200 kVA :Pole Substation | 0.2 | --> | 0.2 | 0.2 | 0.9 |  | --> | 0.19 | 0 | 0 | 0.2 | 0 |  | --> | E11 ex KILGARVAN | Kilgarvan [T421] | KNOCKEARAGH |  | 51.9183 | -9.4481
MV/LV Substation ME***309 |  | 10 kV | _ | LV | 200 kVA :Pole Substation | 0.2 | --> | 0.2 | 0.141 | 5.3 |  | --> | 0.19 | 0 | 0 | 0.20877 | 0 |  | --> | C15 ex BALLYTIVNAN | Ballytivnan [T41,T42] | SLIGO |  | 54.2818 | -8.457
MV/LV Substation ME***316X |  | 10 kV | _ | LV | 200 kVA :Kiosk Substation | 0.2 | --> | 0.2 | 0 | 0 | Constrained,otherwise capacity available =181kVA. | --> | 0.19 | 0 | 0 | 0.20286 | 0 |  | --> | C22 ex UNIDARE | Unidare [T41,T42] | FINGLAS |  | 53.3926 | -6.3176
MV/LV Substation ME***317X |  | 10 kV | _ | LV | 50 kVA :Pole Substation | 0.05 | --> | 0.05 | 0.043 | 0.4 |  | --> | 0.0475 | 0 | 0 | 0.051052 | 0 |  | --> | C17 ex CARRICKMINES | Carrickmines [T41,T42] | CARRICKMINES |  | 53.2365 | -6.2199
MV/LV Substation ME***318Z |  | 10 kV | _ | LV | 400 kVA :Kiosk Substation | 0.4 | --> | 0.4 | 0 | 0 | Constrained,otherwise capacity available =289kVA. | --> | 0.38 | 0 | 0.024453 | 0.41651 | 0 |  | --> | C20 ex UNIDARE | Unidare [T41,T42] | FINGLAS |  | 53.3998 | -6.2923
MV/LV Substation ME***319X |  | 10 kV | _ | LV | 400 kVA :Kiosk Substation | 0.4 | --> | 0.4 | 0 | 0 | Constrained,otherwise capacity available =286kVA. | --> | 0.38 | 0 | 0.012597 | 0.41695 | 0 |  | --> | C16 ex MOUNTGORRY | Mountgorry [T41,T42] | GRANGE (DR) |  | 53.4457 | -6.2021
MV/LV Substation ME***319Z |  | 10 kV | _ | LV | 630 kVA :Kiosk Substation | 0.63 | --> | 0.63 | 0 | 0 | Constrained,otherwise capacity available =500kVA. | --> | 0.5985 | 0 | 0.011856 | 0.5 | 0 |  | --> | C20 ex UNIDARE | Unidare [T41,T42] | FINGLAS |  | 53.4012 | -6.2942
MV/LV Substation ME***329X |  | 10 kV | _ | LV | 400 kVA :Kiosk Substation | 0.4 | --> | 0.4 | 0 | 0 | Constrained,otherwise capacity available =294kVA. | --> | 0.38 | 0 | 0.014079 | 0.41578 | 0 |  | --> | C16 ex MOUNTGORRY | Mountgorry [T41,T42] | GRANGE (DR) |  | 53.444 | -6.2011
MV/LV Substation ME***334X |  | 10 kV | _ | LV | 200 kVA :Kiosk Substation | 0.2 | --> | 0.2 | 0 | 0 | Constrained,otherwise capacity available =118kVA. | --> | 0.19 | 0 | 0.017043 | 0.21208 | 0 |  | --> | C16 ex MOUNTGORRY | Mountgorry [T41,T42] | GRANGE (DR) |  | 53.4462 | -6.2061
MV/LV Substation ME***334X |  | 20 kV | _ | LV | 50 kVA :Pole Substation | 0.05 | --> | 0.05 | 0.046 | 2.3 |  | --> | 0.0475 | 0 | 0.004446 | 0.050604 | 0 |  | --> | E14 ex MOY | Moy [T421,T422] | MOY |  | 54.1998 | -9.2033
MV/LV Substation ME***336 |  | 10 kV | _ | LV | 400 kVA :Kiosk Substation | 0.4 | --> | 0.4 | 0 | 0 | Constrained,otherwise capacity available =287kVA. | --> | 0.38 | 0 | 0.034086 | 0.41681 | 0 |  | --> | C12 ex LOUGHLINSTOWN | Loughlinstown [T41,T42] | CARRICKMINES |  | 53.2524 | -6.1407
MV/LV Substation ME***338 |  | 10 kV | _ | LV | 400 kVA :Kiosk Substation | 0.4 | --> | 0.4 | 0 | 0 | Constrained,otherwise capacity available =371kVA. | --> | 0.38 | 0 | 0 | 0.40438 | 0 |  | --> | C12 ex MERVILLE | Merville [T41,T42] | FINGLAS |  | 53.381 | -6.2978
MV/LV Substation ME***338 |  | 10 kV | _ | LV | 400 kVA :Kiosk Substation | 0.4 | --> | 0.4 | 0 | 0 | Constrained,otherwise capacity available =365kVA. | --> | 0.38 | 0 | 0.012597 | 0.40528 | 0 |  | --> | C15 ex RIVERSTOWN | Riverstown [T41,T42] | KILBARRY |  | 51.9291 | -8.3949
MV/LV Substation ME***339X |  | 10 kV | _ | LV | 50 kVA :Pole Substation | 0.05 | --> | 0.05 | 0.048 | 7.2 |  | --> | 0.0475 | 0 | 0.003705 | 0 | 0 | Constrained,otherwise capacity available =50.3kW. | --> | C12 ex CONVOY | Convoy [T41,T42] | LETTERKENNY |  | 54.8441 | -7.7557
MV/LV Substation ME***340 |  | 10 kV | _ | LV | 200 kVA :Pole Substation | 0.2 | --> | 0.2 | 0.2 | 1.2 |  | --> | 0.19 | 0 | 0 | 0.2 | 0 |  | --> | E16 ex CRATLOE | Cratloe [T421,T422] | ARDNACRUSHA |  | 52.6941 | -8.7025
MV/LV Substation ME***342X |  | 10 kV | _ | LV | 1000 kVA :Building Structure | 1 | --> | 1 | 0.5 | 20.8 |  | --> | 0.95 | 0 | 0 | 0.5 | 0 |  | --> | C12 ex HEUSTON SQUARE | Heuston Square [T101,T102] | INCHICORE 220KV |  | 53.3471 | -6.3121
MV/LV Substation ME***343X |  | 10 kV | _ | LV | 630 kVA :Kiosk Substation | 0.63 | --> | 0.63 | 0.5 | 20.8 |  | --> | 0.5985 | 0 | 0 | 0.5 | 0 |  | --> | C12 ex HEUSTON SQUARE | Heuston Square [T101,T102] | INCHICORE 220KV |  | 53.3471 | -6.3106
MV/LV Substation ME***343Z |  | 10 kV | _ | LV | 200 kVA :Kiosk Substation | 0.2 | --> | 0.2 | 0 | 0 | Constrained,otherwise capacity available =150kVA. | --> | 0.19 | 0 | 0.002964 | 0.20745 | 0 |  | --> | C14 ex CLONDALKIN | Clondalkin [T41,T42,T44] | INCHICORE 220KV |  | 53.3406 | -6.4141
MV/LV Substation ME***350Y |  | 10 kV | _ | LV | 630 kVA :Kiosk Substation | 0.63 | --> | 0.63 | 0.5 | 18.7 |  | --> | 0.5985 | 0 | 0.002223 | 0.5 | 0 |  | --> | C22 ex ARKLOW | Arklow [T101,T102] | ARKLOW |  | 52.7873 | -6.1707
MV/LV Substation ME***351Y |  | 10 kV | _ | LV | 630 kVA :Kiosk Substation | 0.63 | --> | 0.63 | 0.484 | 18.7 |  | --> | 0.5985 | 0 | 0.035568 | 0.5 | 0 |  | --> | C22 ex ARKLOW | Arklow [T101,T102] | ARKLOW |  | 52.786 | -6.1733
MV/LV Substation ME***352Y |  | 10 kV | _ | LV | 630 kVA :Kiosk Substation | 0.63 | --> | 0.63 | 0.5 | 18.7 |  | --> | 0.5985 | 0 | 0 | 0.5 | 0 |  | --> | C22 ex ARKLOW | Arklow [T101,T102] | ARKLOW |  | 52.7875 | -6.1732
MV/LV Substation ME***360 |  | 10 kV | _ | LV | 400 kVA :Kiosk Substation | 0.4 | --> | 0.4 | 0.4 | 2.8 |  | --> | 0.38 | 0 | 0 | 0.4 | 0 |  | --> | C14 ex MOUNT MERRION | Mount Merrion [T41,T42] | CARRICKMINES |  | 53.3044 | -6.2115
MV/LV Substation ME***366 |  | 10 kV | _ | LV | 630 kVA :Kiosk Substation | 0.63 | --> | 0.63 | 0.47 | 7.9 |  | --> | 0.5985 | 0 | 0 | 0.5 | 0 |  | --> | C22 ex TRINITY | Trinity [T101,T102] | POOLBEG |  | 53.3388 | -6.2469
MV/LV Substation ME***371Y |  | 10 kV | _ | LV | 200 kVA :Kiosk Substation | 0.2 | --> | 0.2 | 0 | 0 | Constrained,otherwise capacity available =157kVA. | --> | 0.19 | 0 | 0 | 0.20643 | 0 |  | --> | C22 ex BALLINCOLLIG | Ballincollig [T41,T42] | KILBARRY |  | 51.8852 | -8.6051
MV/LV Substation ME***378 |  | 10 kV | _ | LV | 400 kVA :Kiosk Substation | 0.4 | --> | 0.4 | 0.243 | 2.9 |  | --> | 0.38 | 0 | 0.034827 | 0.42316 | 0 |  | --> | C18 ex BREWERY ROAD | Brewery Road [T41,T42] | CARRICKMINES |  | 53.284 | -6.1999
MV/LV Substation ME***379X |  | 10 kV | _ | LV | 100 kVA :Pole Substation | 0.1 | --> | 0.1 | 0.019092 | 0 | Constrained,otherwise capacity available =85kVA. | --> | 0.095 | 0 | 0.003705 | 0 | 0 | Constrained,otherwise capacity available =102.3kW. | --> | C18 ex BALLYBAY | Ballybay [T41,T42] | LISDRUM |  | 54.1291 | -6.9161
MV/LV Substation ME***388Z |  | 10 kV | _ | LV | 400 kVA :Kiosk Substation | 0.4 | --> | 0.4 | 0 | 0 | Constrained,otherwise capacity available =286kVA. | --> | 0.38 | 0 | 0.008151 | 0.41695 | 0 |  | --> | C21 ex MAYFIELD | Mayfield [T41,T42] | KILBARRY |  | 51.9185 | -8.4543
MV/LV Substation ME***392 |  | 20 kV | _ | LV | 50 kVA :Pole Substation | 0.05 | --> | 0.05 | 0 | 0 | Constrained,otherwise capacity available =44kVA. | --> | 0.0475 | 0 | 0 | 0.050903 | 0 |  | --> | C13 ex CLONAKILTY | Clonakilty [T41,T42] | DUNMANWAY |  | 51.6113 | -8.7457
MV/LV Substation ME***393 |  | 10 kV | _ | LV | 50 kVA :Pole Substation | 0.05 | --> | 0.05 | 0 | 0 | Constrained,otherwise capacity available =31kVA. | --> | 0.0475 | 0 | 0 | 0.052806 | 0 |  | --> | C17 ex KINSALE | Kinsale [T41,T42] | BANDON |  | 51.7359 | -8.5546
MV/LV Substation ME***395Y |  | 20 kV | _ | LV | 50 kVA :Pole Substation | 0.05 | --> | 0.05 | 0.041 | 4.4 |  | --> | 0.0475 | 0 | 0.005928 | 0.051348 | 0 |  | --> | E18 ex CRANE | Crane [T122] | CRANE |  | 52.5058 | -6.3849
MV/LV Substation ME***396X |  | 10 kV | _ | LV | 200 kVA :Kiosk Substation | 0.2 | --> | 0.2 | 0.019092 | 0 | Constrained,otherwise capacity available =193kVA. | --> | 0.19 | 0 | 0 | 0 | 0 | Constrained,otherwise capacity available =201.1kW. | --> | C14 ex BALLYBAY | Ballybay [T41,T42] | LISDRUM |  | 54.1282 | -6.9044
MV/LV Substation ME***396Z |  | 10 kV | _ | LV | 400 kVA :Kiosk Substation | 0.4 | --> | 0.4 | 0 | 0 | Constrained,otherwise capacity available =279kVA. | --> | 0.38 | 0 | 0 | 0.41797 | 0 |  | --> | C18 ex BALGADDY | Balgaddy [T41,T42] | GRANGE CASTLE |  | 53.3396 | -6.4142
MV/LV Substation ME***4019 |  | 10 kV | _ | LV | 630 kVA :Building Structure | 0.63 | --> | 0.63 | 0.5 | 4.5 |  | --> | 0.5985 | 0 | 0 | 0.5 | 0 |  | --> | C14 ex BOGHALL ROAD | Boghall Road [T41,T42] | FASSAROE |  | 53.1816 | -6.1135
MV/LV Substation ME***402X |  | 10 kV | _ | LV | 630 kVA :Kiosk Substation | 0.63 | --> | 0.63 | 0.49 | 3.9 |  | --> | 0.5985 | 0 | 0 | 0.5 | 0 |  | --> | C24 ex GALWAY 110KV | Galway 110kv [T102,T103] | GALWAY 110KV |  | 53.2792 | -9.0074
MV/LV Substation ME***402Z |  | 10 kV | _ | LV | 630 kVA :Kiosk Substation | 0.63 | --> | 0.63 | 0 | 0 | Constrained,otherwise capacity available =472kVA. | --> | 0.5985 | 0 | 0 | 0.5 | 0 |  | --> | C20 ex UNIDARE | Unidare [T41,T42] | FINGLAS |  | 53.4011 | -6.2963
MV/LV Substation ME***4033 |  | 10 kV | _ | LV | 630 kVA :Kiosk Substation | 0.63 | --> | 0.63 | 0 | 0 | Constrained,otherwise capacity available =500kVA. | --> | 0.5985 | 0 | 0 | 0.5 | 0 |  | --> | C22 ex COBH | Cobh [T41,T42] | COW CROSS |  | 51.8538 | -8.3087
MV/LV Substation ME***4039 |  | 10 kV | _ | LV | 100 kVA :Pole Substation | 0.1 | --> | 0.1 | 0 | 0 | Constrained,otherwise capacity available =100kVA. | --> | 0.095 | 0 | 0 | 0.1 | 0 |  | --> | C23 ex CASTLEISLAND | Castleisland [T41,T42] | TRALEE |  | 52.2945 | -9.3773
MV/LV Substation ME***403X |  | 10 kV | _ | LV | 630 kVA :Kiosk Substation | 0.63 | --> | 0.63 | 0.5 | 3.9 |  | --> | 0.5985 | 0 | 0 | 0.5 | 0 |  | --> | C24 ex GALWAY 110KV | Galway 110kv [T102,T103] | GALWAY 110KV |  | 53.2786 | -9.0062
MV/LV Substation ME***404 |  | 10 kV | _ | LV | 630 kVA :Kiosk Substation | 0.63 | --> | 0.63 | 0.5 | 3.9 |  | --> | 0.5985 | 0 | 0.004446 | 0.5 | 0 |  | --> | C20 ex MARSHES | Marshes [T41,T42] | DUNDALK |  | 53.9827 | -6.3722
MV/LV Substation ME***4040 |  | 10 kV | _ | LV | 400 kVA :Kiosk Substation | 0.4 | --> | 0.4 | 0.392 | 3.9 |  | --> | 0.38 | 0 | 0 | 0.40121 | 0 |  | --> | C21 ex GALWAY 110KV | Galway 110kv [T102,T103] | GALWAY 110KV |  | 53.2854 | -8.9829
MV/LV Substation ME***4048 |  | 20 kV | _ | LV | 50 kVA :Pole Substation | 0.05 | --> | 0.05 | 0 | 0 | Constrained,otherwise capacity available =50kVA. | --> | 0.0475 | 0 | 0 | 0.05 | 0 |  | --> | C15 ex BALLYHAUNIS | Ballyhaunis [T41,T42] | DALTON |  | 53.6843 | -8.7051
MV/LV Substation ME***4049 |  | 10 kV | _ | LV | 100 kVA :Pole Substation | 0.1 | --> | 0.1 | 0 | 0 | Constrained,otherwise capacity available =81kVA. | --> | 0.095 | 0 | 0 | 0 | 0 | Constrained,otherwise capacity available =102.8kW. | --> | C16 ex DUNGLOE | Dungloe [T41,T42] | ARDNAGAPPARY |  | 54.9587 | -8.3769
MV/LV Substation ME***405 |  | 10 kV | _ | LV | 100 kVA :Pole Substation | 0.1 | --> | 0.1 | 0 | 0 | Constrained,otherwise capacity available =81kVA. | --> | 0.095 | 0 | 0.008151 | 0.10284 | 0 |  | --> | C18 ex HEADFORD ROAD | Headford Road [T41,T42] | GALWAY 110KV |  | 53.3023 | -9.0715
MV/LV Substation ME***4050 |  | 10 kV | _ | LV | 1000 kVA :Building Structure | 1 | --> | 1 | 0 | 0 | Constrained,otherwise capacity available =500kVA. | --> | 0.95 | 0 | 0 | 0.5 | 0 |  | --> | C23 ex LEESON STREET | Leeson Street [T41,T42] | MILLTOWN (DR) |  | 53.3323 | -6.2479
MV/LV Substation ME***4054 |  | 10 kV | _ | LV | 400 kVA :Kiosk Substation | 0.4 | --> | 0.4 | 0.397 | 1.7 |  | --> | 0.38 | 0 | 0 | 0.40046 | 0 |  | --> | C19 ex ATHY | Athy [T101,T102] | ATHY |  | 52.9921 | -6.9818
MV/LV Substation ME***4060 |  | 10 kV | _ | LV | 50 kVA :Pole Substation | 0.05 | --> | 0.05 | 0 | 0 | Constrained,otherwise capacity available =48kVA. | --> | 0.0475 | 0 | 0 | 0.050303 | 0 |  | --> | C23 ex CASTLEISLAND | Castleisland [T41,T42] | TRALEE |  | 52.2949 | -9.3748
MV/LV Substation ME***4068 |  | 20 kV | _ | LV | 50 kVA :Pole Substation | 0.05 | --> | 0.05 | 0 | 0 | Constrained,otherwise capacity available =46kVA. | --> | 0.0475 | 0 | 0 | 0.050604 | 0 |  | --> | E21 ex ATHENRY | Athenry [T423] | GALWAY 110KV |  | 53.4203 | -8.5514
MV/LV Substation ME***4073 |  | 10 kV | _ | LV | 50 kVA :Pole Substation | 0.05 | --> | 0.05 | 0.042 | 1.3 |  | --> | 0.0475 | 0 | 0 | 0.0512 | 0 |  | --> | C23 ex BALLYCROSSAUN | Ballycrossaun [T421,T422] | SOMERSET |  | 53.1783 | -8.1028
MV/LV Substation ME***4073 |  | 10 kV | _ | LV | 630 kVA :Kiosk Substation | 0.63 | --> | 0.63 | 0.47474 | 0.5 | Constrained,otherwise capacity available =500kVA. | --> | 0.5985 | 0 | 0 | 0 | 0 | Constrained,otherwise capacity available =500kW. | --> | C20 ex KILMARTIN | Kilmartin [T41] | ARKLOW |  | 53.0665 | -6.2284
MV/LV Substation ME***4081 |  | 10 kV | _ | LV | 100 kVA :Pole Substation | 0.1 | --> | 0.1 | 0 | 0 | Constrained,otherwise capacity available =95kVA. | --> | 0.095 | 0 | 0.003705 | 0.10076 | 0 |  | --> | C18 ex HEADFORD ROAD | Headford Road [T41,T42] | GALWAY 110KV |  | 53.3019 | -9.0702
MV/LV Substation ME***4097 |  | 10 kV | _ | LV | 630 kVA :Building Structure | 0.63 | --> | 0.63 | 0.5 | 3.4 |  | --> | 0.5985 | 0 | 0 | 0.5 | 0 |  | --> | C13 ex MERRION SQUARE | Merrion Square [T41,T42] | RINGSEND |  | 53.3408 | -6.2507
MV/LV Substation ME***4106 |  | 10 kV | _ | LV | 400 kVA :Building Structure | 0.4 | --> | 0.4 | 0 | 0 | Constrained,otherwise capacity available =365kVA. | --> | 0.38 | 0 | 0.008151 | 0.40528 | 0 |  | --> | C13 ex ROSCOMMON | Roscommon [T41,T42] | LANESBORO |  | 53.6273 | -8.1875
MV/LV Substation ME***4108 |  | 20 kV | _ | LV | 100 kVA :Pole Substation | 0.1 | --> | 0.1 | 0 | 0 | Constrained,otherwise capacity available =69kVA. | --> | 0.095 | 0 | 0 | 0.1046 | 0 |  | --> | C23 ex TUAM NORTH | Tuam North [T41,T42] | CLOON |  | 53.6177 | -8.9154
MV/LV Substation ME***4115 |  | 10 kV | _ | LV | 50 kVA :Pole Substation | 0.05 | --> | 0.05 | 0.04 | 1.3 |  | --> | 0.0475 | 0 | 0 | 0.051496 | 0 |  | --> | C23 ex BALLYCROSSAUN | Ballycrossaun [T421,T422] | SOMERSET |  | 53.1771 | -8.0761
MV/LV Substation ME***4128 |  | 20 kV | _ | LV | 50 kVA :Pole Substation | 0.05 | --> | 0.05 | 0.05 | 1.1 |  | --> | 0.0475 | 0 | 0 | 0.05 | 0 |  | --> | E24 ex BIRR | Birr [T41,T422] | DALLOW |  | 53.1717 | -7.7343
MV/LV Substation ME***4133 |  | 10 kV | _ | LV | 630 kVA :Building Structure | 0.63 | --> | 0.63 | 0.314 | 6 |  | --> | 0.5985 | 0 | 0.026676 | 0 | 0 | Constrained,otherwise capacity available =500kW. | --> | C11 ex ARDGEEHA | Ardgeeha [T41,T42] | DOON |  | 52.3621 | -7.7087
MV/LV Substation ME***4136 |  | 10 kV | _ | LV | 400 kVA :Kiosk Substation | 0.4 | --> | 0.4 | 0 | 0 | Constrained,otherwise capacity available =221kVA. | --> | 0.38 | 0 | 0.011856 | 0.4263 | 0 |  | --> | C17 ex KILDARE | Kildare [T41,T42] | NEWBRIDGE |  | 53.1598 | -6.904
MV/LV Substation ME***4138 |  | 10 kV | _ | LV | 630 kVA :Kiosk Substation | 0.63 | --> | 0.63 | 0 | 0 | Constrained,otherwise capacity available =500kVA. | --> | 0.5985 | 0 | 0.00741 | 0.5 | 0 |  | --> | C18 ex LOUGHLINSTOWN | Loughlinstown [T41,T42] | CARRICKMINES |  | 53.2466 | -6.1595
MV/LV Substation ME***4139 |  | 10 kV | _ | LV | 630 kVA :Kiosk Substation | 0.63 | --> | 0.63 | 0 | 0 | Constrained,otherwise capacity available =500kVA. | --> | 0.5985 | 0 | 0 | 0.5 | 0 |  | --> | C18 ex LOUGHLINSTOWN | Loughlinstown [T41,T42] | CARRICKMINES |  | 53.2457 | -6.1596
MV/LV Substation ME***4140 |  | 10 kV | _ | LV | 630 kVA :Kiosk Substation | 0.63 | --> | 0.63 | 0 | 0 | Constrained,otherwise capacity available =500kVA. | --> | 0.5985 | 0 | 0 | 0.5 | 0 |  | --> | C18 ex LOUGHLINSTOWN | Loughlinstown [T41,T42] | CARRICKMINES |  | 53.2451 | -6.1574
MV/LV Substation ME***4157 |  | 10 kV | _ | LV | 100 kVA :Pole Substation | 0.1 | --> | 0.1 | 0.065 | 0.2 |  | --> | 0.095 | 0 | 0 | 0 | 0 | Constrained,otherwise capacity available =105.2kW. | --> | C16 ex ROSSGEIR | Rossgeir [T41,T42] | LETTERKENNY |  | 54.8681 | -7.4978
MV/LV Substation ME***4158 |  | 20 kV | _ | LV | 200 kVA :Pole Substation | 0.2 | --> | 0.2 | 0 | 0 | Constrained,otherwise capacity available =200kVA. | --> | 0.19 | 0 | 0.0741 | 0.2 | 0 |  | --> | E19 ex SLANE | Slane [T421] | DRYBRIDGE |  | 53.7875 | -6.6161
MV/LV Substation ME***4158 |  | 10 kV | _ | LV | 100 kVA :Pole Substation | 0.1 | --> | 0.1 | 0 | 0 | Constrained,otherwise capacity available =86kVA. | --> | 0.095 | 0 | 0 | 0.1021 | 0 |  | --> | C19 ex BALLYBAILIE | Ballybailie [T41,T42] | DUNDALK |  | 53.8545 | -6.5509
MV/LV Substation ME***4165 |  | 20 kV | _ | LV | 200 kVA :Kiosk Substation | 0.2 | --> | 0.2 | 0 | 0 | Constrained,otherwise capacity available =182kVA. | --> | 0.19 | 0 | 0 | 0.20271 | 0 |  | --> | E17 ex ACADEMY STREET | Academy Street [T421,T422,T44] | NAVAN |  | 53.578 | -6.7244
MV/LV Substation ME***416X |  | 20 kV | _ | LV | 100 kVA :Pole Substation | 0.1 | --> | 0.1 | 0.085 | 2.8 |  | --> | 0.095 | 0 | 0 | 0.10225 | 0 |  | --> | E12 ex CLARA | Clara [T421,T422] | THORNSBERRY |  | 53.3671 | -7.5063
MV/LV Substation ME***4187 |  | 10 kV | _ | LV | 400 kVA :Kiosk Substation | 0.4 | --> | 0.4 | 0.353 | 13.1 |  | --> | 0.38 | 0 | 0 | 0.40707 | 0 |  | --> | C22 ex MONREAD | Monread [T101,T102] | MONREAD |  | 53.2211 | -6.6645
MV/LV Substation ME***4201 |  | 10 kV | _ | LV | 400 kVA :Kiosk Substation | 0.4 | --> | 0.4 | 0.399 | 12.2 |  | --> | 0.38 | 0 | 0 | 0.40015 | 0 |  | --> | C21 ex BALLYBEG | Ballybeg [T101,T102] | CARRICKMINES |  | 52.9887 | -6.0713
MV/LV Substation ME***4203 |  | 10 kV | _ | LV | 400 kVA :Kiosk Substation | 0.4 | --> | 0.4 | 0.4 | 6.2 |  | --> | 0.38 | 0 | 0 | 0.4 | 0 |  | --> | C17 ex CAHIR | Cahir [T41,T42] | CAHIR |  | 52.3809 | -7.9088
MV/LV Substation ME***4205 |  | 10 kV | _ | LV | 1000 kVA :Building Structure | 1 | --> | 1 | 0.38033 | 0.4 | Constrained,otherwise capacity available =500kVA. | --> | 0.95 | 0 | 0 | 0.5 | 0 |  | --> | C14 ex CARRICKMINES | Carrickmines [T41,T42] | CARRICKMINES |  | 53.257 | -6.2058
MV/LV Substation ME***4205 |  | 10 kV | _ | LV | 630 kVA :Building Structure | 0.63 | --> | 0.63 | 0.5 | 18.7 |  | --> | 0.5985 | 0 | 0 | 0.5 | 0 |  | --> | C19 ex ARKLOW | Arklow [T101,T102] | ARKLOW |  | 52.7977 | -6.1542
MV/LV Substation ME***4205 |  | 20 kV | _ | LV | 100 kVA :Pole Substation | 0.1 | --> | 0.1 | 0.095 | 3.5 |  | --> | 0.095 | 0 | 0 | 0.10076 | 0 |  | --> | E17 ex BUSH | Bush [T421,T422] | DUNDALK |  | 54.0324 | -6.1773
MV/LV Substation ME***4211 |  | 10 kV | _ | LV | 630 kVA :Kiosk Substation | 0.63 | --> | 0.63 | 0.5 | 6 |  | --> | 0.5985 | 0 | 0.003705 | 0 | 0 | Constrained,otherwise capacity available =500kW. | --> | C11 ex ARDGEEHA | Ardgeeha [T41,T42] | DOON |  | 52.359 | -7.7065
MV/LV Substation ME***4216 |  | 10 kV | _ | LV | 50 kVA :Pole Substation | 0.05 | --> | 0.05 | 0.05 | 2.7 |  | --> | 0.0475 | 0 | 0 | 0.05 | 0 |  | --> | C13 ex MONFIN | Monfin [T41,T42] | WEXFORD |  | 52.4287 | -6.5747
MV/LV Substation ME***4219 |  | 20 kV | _ | LV | 630 kVA :Kiosk Substation | 0.63 | --> | 0.63 | 0 | 0 | Constrained,otherwise capacity available =500kVA. | --> | 0.5985 | 0 | 0.042237 | 0.5 | 0 |  | --> | E13 ex GLASMORE | Glasmore [T421,T422] | GLASMORE |  | 53.4774 | -6.2408
MV/LV Substation ME***4236 |  | 20 kV | _ | LV | 50 kVA :Pole Substation | 0.05 | --> | 0.05 | 0 | 0 | Constrained,otherwise capacity available =44kVA. | --> | 0.0475 | 0 | 0 | 0.050903 | 0 |  | --> | E18 ex CLONMINCH | Clonminch [T41,T422] | THORNSBERRY |  | 53.2143 | -7.5512
MV/LV Substation ME***4246 |  | 10 kV | _ | LV | 400 kVA :Kiosk Substation | 0.4 | --> | 0.4 | 0.321 | 18.8 |  | --> | 0.38 | 0 | 0.016302 | 0.41182 | 0 |  | --> | E11 ex HARTNETTS CROSS | Hartnetts Cross [T121,T422] | HARTNETTS CROSS |  | 51.9086 | -8.9655
MV/LV Substation ME***4254 |  | 10 kV | _ | LV | 630 kVA :Kiosk Substation | 0.63 | --> | 0.63 | 0.5 | 12.2 |  | --> | 0.5985 | 0 | 0 | 0.5 | 0 |  | --> | C22 ex BALLYBEG | Ballybeg [T101,T102] | CARRICKMINES |  | 52.9775 | -6.0575
MV/LV Substation ME***426X |  | 10 kV | _ | LV | 200 kVA :Pole Substation | 0.2 | --> | 0.2 | 0.188 | 1.1 |  | --> | 0.19 | 0 | 0 | 0.20181 | 0 |  | --> | C25 ex KILKEE | Kilkee [T41] | TULLABRACK |  | 52.677 | -9.66
MV/LV Substation ME***427Y |  | 20 kV | _ | LV | 400 kVA :Kiosk Substation | 0.4 | --> | 0.4 | 0.28 | 3.5 |  | --> | 0.38 | 0 | 0.008892 | 0.41782 | 0 |  | --> | E17 ex BUSH | Bush [T421,T422] | DUNDALK |  | 54.0385 | -6.1863
MV/LV Substation ME***4288 |  | 20 kV | _ | LV | 50 kVA :Pole Substation | 0.05 | --> | 0.05 | 0 | 0 | Constrained,otherwise capacity available =43kVA. | --> | 0.0475 | 0 | 0 | 0.051052 | 0 |  | --> | E20 ex CLONMINCH | Clonminch [T41,T422] | THORNSBERRY |  | 53.2547 | -7.4107
MV/LV Substation ME***430 |  | 20 kV | _ | LV | 50 kVA :Pole Substation | 0.05 | --> | 0.05 | 0 | 0 | Constrained,otherwise capacity available =40kVA. | --> | 0.0475 | 0 | 0 | 0 | 0 | Constrained,otherwise capacity available =51.5kW. | --> | E12 ex CARNDONAGH | Carndonagh [T421,T422] | TRILLICK |  | 55.2544 | -7.3471
MV/LV Substation ME***430X |  | 10 kV | _ | LV | 400 kVA :Kiosk Substation | 0.4 | --> | 0.4 | 0.4 | 1.7 |  | --> | 0.38 | 0 | 0 | 0 | 0 | Constrained,otherwise capacity available =400kW. | --> | E16 ex GWEEDORE | Gweedore [T421] | ARDNAGAPPARY |  | 55.061 | -8.2418
MV/LV Substation ME***4311 |  | 10 kV | _ | LV | 400 kVA :Kiosk Substation | 0.4 | --> | 0.4 | 0.398 | 6 |  | --> | 0.38 | 0 | 0 | 0.4003 | 0 |  | --> | C18 ex TRABEG | Trabeg [T101,T102] | TRABEG |  | 51.8612 | -8.4561
MV/LV Substation ME***431X |  | 10 kV | _ | LV | 400 kVA :Kiosk Substation | 0.4 | --> | 0.4 | 0.306 | 3.9 |  | --> | 0.38 | 0 | 0 | 0.41403 | 0 |  | --> | C24 ex GALWAY 110KV | Galway 110kv [T102,T103] | GALWAY 110KV |  | 53.2782 | -9.0043
MV/LV Substation ME***4354 |  | 20 kV | _ | LV | 50 kVA :Pole Substation | 0.05 | --> | 0.05 | 0 | 0 | Constrained,otherwise capacity available =50kVA. | --> | 0.0475 | 0 | 0 | 0.05 | 0 |  | --> | E20 ex CLONMINCH | Clonminch [T41,T422] | THORNSBERRY |  | 53.2569 | -7.4408
MV/LV Substation ME***440Y |  | 10 kV | _ | LV | 400 kVA :Kiosk Substation | 0.4 | --> | 0.4 | 0.339 | 2.4 |  | --> | 0.38 | 0 | 0 | 0.40916 | 0 |  | --> | C17 ex GRAIGUE | Graigue [T41,T42] | CARLOW |  | 52.8326 | -6.9481
MV/LV Substation ME***4429 |  | 10 kV | _ | LV | 400 kVA :Kiosk Substation | 0.4 | --> | 0.4 | 0 | 0 | Constrained,otherwise capacity available =354kVA. | --> | 0.38 | 0 | 0 | 0.40692 | 0 |  | --> | C30 ex ACADEMY STREET | Academy Street [T421,T422,T44] | NAVAN |  | 53.6478 | -6.6542
MV/LV Substation ME***443 |  | 10 kV | _ | LV | 1000 kVA :Building Structure | 1 | --> | 1 | 0.5 | 9.1 |  | --> | 0.95 | 0 | 0 | 0.5 | 0 |  | --> | C19 ex CENTRE PARK ROAD | Marina [T105,T106] | MARINA |  | 51.8993 | -8.4682
MV/LV Substation ME***4438 |  | 10 kV | _ | LV | 630 kVA :Kiosk Substation | 0.63 | --> | 0.63 | 0.5 | 6 |  | --> | 0.5985 | 0 | 0 | 0.5 | 0 |  | --> | C18 ex TRABEG | Trabeg [T101,T102] | TRABEG |  | 51.8623 | -8.4544
MV/LV Substation ME***453X |  | 10 kV | _ | LV | 200 kVA :Kiosk Substation | 0.2 | --> | 0.2 | 0.166 | 3.9 |  | --> | 0.19 | 0 | 0 | 0.2051 | 0 |  | --> | C14 ex GALWAY 110KV | Galway 110kv [T102,T103] | GALWAY 110KV |  | 53.2771 | -9.0163
MV/LV Substation ME***456 |  | 10 kV | _ | LV | 400 kVA :Kiosk Substation | 0.4 | --> | 0.4 | 0.245 | 6 |  | --> | 0.38 | 0 | 0.03705 | 0.42288 | 0 |  | --> | C12 ex TRABEG | Trabeg [T101,T102] | TRABEG |  | 51.8852 | -8.4661
MV/LV Substation ME***458X |  | 10 kV | _ | LV | 50 kVA :Pole Substation | 0.05 | --> | 0.05 | 0.046 | 1.7 |  | --> | 0.0475 | 0 | 0 | 0 | 0 | Constrained,otherwise capacity available =50.6kW. | --> | E15 ex GWEEDORE | Gweedore [T421] | ARDNAGAPPARY |  | 55.1217 | -8.1903
MV/LV Substation ME***458Y |  | 20 kV | _ | LV | 100 kVA :Pole Substation | 0.1 | --> | 0.1 | 0 | 0 | Constrained,otherwise capacity available =94kVA. | --> | 0.095 | 0 | 0.00741 | 0.10091 | 0 |  | --> | E16 ex ACADEMY STREET | Academy Street [T421,T422,T44] | NAVAN |  | 53.623 | -6.6873
MV/LV Substation ME***476X |  | 20 kV | _ | LV | 50 kVA :Pole Substation | 0.05 | --> | 0.05 | 0.022 | 2.3 |  | --> | 0.0475 | 0 | 0.00741 | 0.05408 | 0 |  | --> | E13 ex AGHADA | Aghada [T721] | N/A |  | 51.8278 | -8.2256
MV/LV Substation ME***480Y |  | 20 kV | _ | LV | 630 kVA :Building Structure | 0.63 | --> | 0.63 | 0 | 0 | Constrained,otherwise capacity available =500kVA. | --> | 0.5985 | 0 | 0 | 0.5 | 0 |  | --> | E12 ex DRUMLINE | Drumline [T421,T422] | DRUMLINE |  | 52.7217 | -8.8628
MV/LV Substation ME***485 |  | 10 kV | _ | LV | 400 kVA :Building Structure | 0.4 | --> | 0.4 | 0.307 | 3.5 |  | --> | 0.38 | 0 | 0 | 0.41388 | 0 |  | --> | C17 ex TRIMMS LANE | Trimms Lane [T41,T42] | SALTHILL |  | 53.2706 | -9.052
MV/LV Substation ME***489X |  | 20 kV | _ | LV | 50 kVA :Pole Substation | 0.05 | --> | 0.05 | 0 | 0 | Constrained,otherwise capacity available =32kVA. | --> | 0.0475 | 0 | 0 | 0.052662 | 0 |  | --> | E12 ex KILCOCK | Kilcock [T421,T422] | GRIFFINRATH |  | 53.404 | -6.6544
MV/LV Substation ME***492 |  | 10 kV | _ | LV | 50 kVA :Pole Substation | 0.05 | --> | 0.05 | 0.031 | 0.8 |  | --> | 0.0475 | 0 | 0 | 0.052806 | 0 |  | --> | C18 ex MILLTOWN MALBAY | Milltown Malbay [T42] | TULLABRACK |  | 52.8488 | -9.4392
MV/LV Substation ME***494 |  | 10 kV | _ | LV | 50 kVA :Pole Substation | 0.05 | --> | 0.05 | 0 | 0 | Constrained,otherwise capacity available =49kVA. | --> | 0.0475 | 0 | 0 | 0.050152 | 0 |  | --> | C15 ex CARRICK ON SHANNON | Carrick On Shannon [T41,T42] | CARRICK ON SHANNON |  | 53.9438 | -8.1214
MV/LV Substation ME***497 |  | 10 kV | _ | LV | 100 kVA :Pole Substation | 0.1 | --> | 0.1 | 0 | 0 | Constrained,otherwise capacity available =86kVA. | --> | 0.095 | 0 | 0.003705 | 0 | 0 | Constrained,otherwise capacity available =102.1kW. | --> | C11 ex RATHDRUM | Rathdrum [T42] | ARKLOW |  | 52.8866 | -6.2321
MV/LV Substation ME***502Y |  | 10 kV | _ | LV | 630 kVA :Kiosk Substation | 0.63 | --> | 0.63 | 0.14262 | 0.1 | Constrained,otherwise capacity available =500kVA. | --> | 0.5985 | 0 | 0 | 0.5 | 0 |  | --> | C15 ex CARRIGLAWN | Carriglawn [T41,T42] | WEXFORD |  | 52.3398 | -6.4665
MV/LV Substation ME***503Y |  | 10 kV | _ | LV | 25 kVA :Pole Substation | 0.025 | --> | 0.025 | 0 | 0 | Constrained,otherwise capacity available =23kVA. | --> | 0.02375 | 0 | 0 | 0.025302 | 0 |  | --> | C20 ex CELBRIDGE | Celbridge [T41,T42] | GRIFFINRATH |  | 53.2941 | -6.605
MV/LV Substation ME***510X |  | 20 kV | _ | LV | 100 kVA :Pole Substation | 0.1 | --> | 0.1 | 0 | 0 | Constrained,otherwise capacity available =72kVA. | --> | 0.095 | 0 | 0 | 0.10417 | 0 |  | --> | E21 ex ATHENRY | Athenry [T423] | GALWAY 110KV |  | 53.4221 | -8.5776
MV/LV Substation ME***537X |  | 10 kV | _ | LV | 50 kVA :Pole Substation | 0.05 | --> | 0.05 | 0 | 0 | Constrained,otherwise capacity available =46kVA. | --> | 0.0475 | 0 | 0 | 0.050604 | 0 |  | --> | C13 ex SPIDDAL | Spiddal [T42] | SCREEB |  | 53.2553 | -9.2981
MV/LV Substation ME***538X |  | 20 kV | _ | LV | 50 kVA :Pole Substation | 0.05 | --> | 0.05 | 0.05 | 2.8 |  | --> | 0.0475 | 0 | 0 | 0.05 | 0 |  | --> | E12 ex CLARA | Clara [T421,T422] | THORNSBERRY |  | 53.367 | -7.5076
MV/LV Substation ME***539 |  | 20 kV | _ | LV | 100 kVA :Pole Substation | 0.1 | --> | 0.1 | 0 | 0 | Constrained,otherwise capacity available =89kVA. | --> | 0.095 | 0 | 0 | 0 | 0 | Constrained,otherwise capacity available =101.7kW. | --> | C21 ex MILFORD (NR) | Milford (nr) [T41,T42] | LETTERKENNY |  | 55.1973 | -7.8142
MV/LV Substation ME***542Y |  | 10 kV | _ | LV | 630 kVA :Kiosk Substation | 0.63 | --> | 0.63 | 0.5 | 3.9 |  | --> | 0.5985 | 0 | 0 | 0.5 | 0 |  | --> | C20 ex MARSHES | Marshes [T41,T42] | DUNDALK |  | 53.9848 | -6.3743
MV/LV Substation ME***553X |  | 20 kV | _ | LV | 50 kVA :Pole Substation | 0.05 | --> | 0.05 | 0 | 0 | Constrained,otherwise capacity available =32kVA. | --> | 0.0475 | 0 | 0.003705 | 0.052662 | 0 |  | --> | E21 ex MILLTOWN (SR) | Milltown (sr) [T421,T422] | OUGHTRAGH |  | 52.109 | -9.6295
MV/LV Substation ME***554Y |  | 10 kV | _ | LV | 200 kVA :Kiosk Substation | 0.2 | --> | 0.2 | 0.13 | 3.9 |  | --> | 0.19 | 0 | 0.02223 | 0.21036 | 0 |  | --> | C12 ex MARSHES | Marshes [T41,T42] | DUNDALK |  | 53.9953 | -6.3809
MV/LV Substation ME***556X |  | 10 kV | _ | LV | 400 kVA :Kiosk Substation | 0.4 | --> | 0.4 | 0 | 0 | Constrained,otherwise capacity available =279kVA. | --> | 0.38 | 0 | 0 | 0.41797 | 0 |  | --> | C14 ex BALLYMOUNT | Ballymount [T41,T42] | INCHICORE 220KV |  | 53.3167 | -6.3543
MV/LV Substation ME***559 |  | 20 kV | _ | LV | 50 kVA :Pole Substation | 0.05 | --> | 0.05 | 0 | 0 | Constrained,otherwise capacity available =49kVA. | --> | 0.0475 | 0 | 0 | 0.050152 | 0 |  | --> | E21 ex GLENAMADDY | Glenamaddy [T422] | ATHLONE |  | 53.6293 | -8.7138
MV/LV Substation ME***560X |  | 10 kV | _ | LV | 1000 kVA :Building Structure | 1 | --> | 1 | 0.5 | 1.5 |  | --> | 0.95 | 0 | 0 | 0.5 | 0 |  | --> | C20 ex MARROWBONE LANE | Marrowbone Lane [T42] | INCHICORE 220KV |  | 53.342 | -6.3148
MV/LV Substation ME***563Y |  | 10 kV | _ | LV | 50 kVA :Pole Substation | 0.05 | --> | 0.05 | 0.034 | 4.4 |  | --> | 0.0475 | 0 | 0.009633 | 0.052373 | 0 |  | --> | E14 ex CRANE | Crane [T122] | CRANE |  | 52.5525 | -6.5956
MV/LV Substation ME***566Y |  | 10 kV | _ | LV | 400 kVA :Kiosk Substation | 0.4 | --> | 0.4 | 0 | 0 | Constrained,otherwise capacity available =303kVA. | --> | 0.38 | 0 | 0.003705 | 0.41447 | 0 |  | --> | C17 ex WATERFORD IND EST | Waterford Ind Est [T41,T42,T44] | BUTLERSTOWN |  | 52.2407 | -7.1532
MV/LV Substation ME***567Y |  | 10 kV | _ | LV | 100 kVA :Pole Substation | 0.1 | --> | 0.1 | 0 | 0 | Constrained,otherwise capacity available =88kVA. | --> | 0.095 | 0 | 0.004446 | 0.10181 | 0 |  | --> | C15 ex KINSALE | Kinsale [T41,T42] | BANDON |  | 51.7081 | -8.52
MV/LV Substation ME***568X |  | 20 kV | _ | LV | 50 kVA :Pole Substation | 0.05 | --> | 0.05 | 0 | 0 | Constrained,otherwise capacity available =50kVA. | --> | 0.0475 | 0 | 0 | 0.05 | 0 |  | --> | E13 ex KILCOCK | Kilcock [T421,T422] | GRIFFINRATH |  | 53.5041 | -6.5887
MV/LV Substation ME***576 |  | 10 kV | _ | LV | 630 kVA :Kiosk Substation | 0.63 | --> | 0.63 | 0.406 | 1.4 |  | --> | 0.5985 | 0 | 0.078546 | 0.5 | 0 |  | --> | C11 ex DODDER ROAD | Dodder Road [T42] | MILLTOWN (DR) |  | 53.3062 | -6.2773
MV/LV Substation ME***577 |  | 10 kV | _ | LV | 50 kVA :Pole Substation | 0.05 | --> | 0.05 | 0.042 | 1.6 |  | --> | 0.0475 | 0 | 0 | 0 | 0 | Constrained,otherwise capacity available =51.2kW. | --> | C13 ex DERRYBEG | Derrybeg [T41,T42] | ARDNAGAPPARY |  | 55.0284 | -8.34
MV/LV Substation ME***584Y |  | 10 kV | _ | LV | 200 kVA :Kiosk Substation | 0.2 | --> | 0.2 | 0 | 0 | Constrained,otherwise capacity available =140kVA. | --> | 0.19 | 0 | 0.004446 | 0.20891 | 0 |  | --> | C20 ex MONEYCOOLEY | Moneycooley [T41,T42,T44] | GRIFFINRATH |  | 53.3722 | -6.5967
MV/LV Substation ME***589 |  | 20 kV | _ | LV | 100 kVA :Pole Substation | 0.1 | --> | 0.1 | 0 | 0 | Constrained,otherwise capacity available =81kVA. | --> | 0.095 | 0 | 0 | 0 | 0 | Constrained,otherwise capacity available =102.8kW. | --> | E14 ex BUNCRANA | Buncrana [T421,T422] | TRILLICK |  | 55.1592 | -7.452
MV/LV Substation ME***598Y |  | 10 kV | _ | LV | 50 kVA :Pole Substation | 0.05 | --> | 0.05 | 0.049 | 0.2 |  | --> | 0.0475 | 0 | 0 | 0 | 0 | Constrained,otherwise capacity available =50.2kW. | --> | E16 ex BEALISTOWN | Bealistown [T421,T422] | GREAT ISLAND |  | 52.238 | -6.9303
MV/LV Substation ME***610 |  | 10 kV | _ | LV | 50 kVA :Pole Substation | 0.05 | --> | 0.05 | 0 | 0 | Constrained,otherwise capacity available =34kVA. | --> | 0.0475 | 0 | 0 | 0 | 0 | Constrained,otherwise capacity available =52.4kW. | --> | C16 ex KILCLOHER | Kilcloher [T41,T42] | DUNGARVAN |  | 52.1841 | -7.8474
MV/LV Substation ME***611Z |  | 10 kV | _ | LV | 400 kVA :Kiosk Substation | 0.4 | --> | 0.4 | 0 | 0 | Constrained,otherwise capacity available =198kVA. | --> | 0.38 | 0 | 0.014079 | 0.42956 | 0 |  | --> | C25 ex KILBARRY | Kilbarry [T101,T43] | KILBARRY |  | 51.9108 | -8.5042
MV/LV Substation ME***616 |  | 10 kV | _ | LV | 200 kVA :Pole Substation | 0.2 | --> | 0.2 | 0 | 0 | Constrained,otherwise capacity available =158kVA. | --> | 0.19 | 0 | 0 | 0 | 0 | Constrained,otherwise capacity available =206.3kW. | --> | C16 ex KILCLOHER | Kilcloher [T41,T42] | DUNGARVAN |  | 52.1881 | -7.8549
MV/LV Substation ME***619 |  | 10 kV | _ | LV | 100 kVA :Pole Substation | 0.1 | --> | 0.1 | 0 | 0 | Constrained,otherwise capacity available =81kVA. | --> | 0.095 | 0 | 0 | 0.10284 | 0 |  | --> | C13 ex POPPINTREE | Poppintree [T101,T102] | FINGLAS |  | 53.4097 | -6.2614
MV/LV Substation ME***623 |  | 10 kV | _ | LV | 50 kVA :Pole Substation | 0.05 | --> | 0.05 | 0.05 | 0.3 |  | --> | 0.0475 | 0 | 0 | 0.05 | 0 |  | --> | C18 ex BANAGHER | Banagher [T41,T42] | DALLOW |  | 53.1687 | -7.9393
MV/LV Substation ME***629Y |  | 10 kV | _ | LV | 400 kVA :Kiosk Substation | 0.4 | --> | 0.4 | 0 | 0 | Constrained,otherwise capacity available =343kVA. | --> | 0.38 | 0 | 0.013338 | 0.40856 | 0 |  | --> | C20 ex MONEYCOOLEY | Moneycooley [T41,T42,T44] | GRIFFINRATH |  | 53.3745 | -6.5971
MV/LV Substation ME***651 |  | 10 kV | _ | LV | 200 kVA :Pole Substation | 0.2 | --> | 0.2 | 0.198 | 2.8 |  | --> | 0.19 | 0 | 0 | 0.2003 | 0 |  | --> | C20 ex CASTLEBLAYNEY | Castleblayney [T41,T42] | DUNDALK |  | 54.0553 | -6.7065
MV/LV Substation ME***655Y |  | 10 kV | _ | LV | 400 kVA :Kiosk Substation | 0.4 | --> | 0.4 | 0.321 | 3.1 |  | --> | 0.38 | 0 | 0 | 0.41182 | 0 |  | --> | C14 ex BELLFIELD | Bellfield [T41,T42] | CRANE |  | 52.5157 | -6.5693
MV/LV Substation ME***657 |  | 20 kV | _ | LV | 50 kVA :Pole Substation | 0.05 | --> | 0.05 | 0.05 | 0.4 |  | --> | 0.0475 | 0 | 0 | 0 | 0 | Constrained,otherwise capacity available =50kW. | --> | C21 ex SWINFORD | Swinford [T41,T42] | CASTLEBAR |  | 53.9759 | -9.0403
MV/LV Substation ME***664Y |  | 20 kV | _ | LV | 50 kVA :Pole Substation | 0.05 | --> | 0.05 | 0 | 0 | Constrained,otherwise capacity available =49kVA. | --> | 0.0475 | 0 | 0 | 0 | 0 | Constrained,otherwise capacity available =50.2kW. | --> | E12 ex PORTLAOISE | Portlaoise [T423,T424] | PORTLAOISE |  | 53.0199 | -7.2864
MV/LV Substation ME***670X |  | 10 kV | _ | LV | 50 kVA :Pole Substation | 0.05 | --> | 0.05 | 0.045 | 2.1 |  | --> | 0.0475 | 0 | 0 | 0.050753 | 0 |  | --> | C18 ex BUTTEVANT | Buttevant [T41,T42] | MALLOW |  | 52.2229 | -8.6751
MV/LV Substation ME***673 |  | 20 kV | _ | LV | 50 kVA :Pole Substation | 0.05 | --> | 0.05 | 0 | 0 | Constrained,otherwise capacity available =11kVA. | --> | 0.0475 | 0 | 0.00741 | 0.05559 | 0 |  | --> | E21 ex ATHENRY | Athenry [T423] | GALWAY 110KV |  | 53.4216 | -8.5735
MV/LV Substation ME***674 |  | 10 kV | _ | LV | 200 kVA :Pole Substation | 0.2 | --> | 0.2 | 0.148 | 1.3 |  | --> | 0.19 | 0 | 0 | 0.20775 | 0 |  | --> | C23 ex BALLYCROSSAUN | Ballycrossaun [T421,T422] | SOMERSET |  | 53.1705 | -8.0866
MV/LV Substation ME***674X |  | 10 kV | _ | LV | 200 kVA :Kiosk Substation | 0.2 | --> | 0.2 | 0 | 0 | Constrained,otherwise capacity available =150kVA. | --> | 0.19 | 0 | 0.003705 | 0 | 0 | Constrained,otherwise capacity available =207.5kW. | --> | C19 ex KNOCKAPHUNTA | Knockaphunta [T41,T42] | CASTLEBAR |  | 53.8409 | -9.324
MV/LV Substation ME***674Y |  | 10 kV | _ | LV | 400 kVA :Kiosk Substation | 0.4 | --> | 0.4 | 0.357 | 1.1 |  | --> | 0.38 | 0 | 0 | 0 | 0 | Constrained,otherwise capacity available =406.5kW. | --> | C15 ex NEWCASTLEWEST | Newcastlewest [T41,T42] | RATHKEALE |  | 52.4473 | -9.0563
MV/LV Substation ME***676X |  | 10 kV | _ | LV | 630 kVA :Kiosk Substation | 0.63 | --> | 0.63 | 0.5 | 6.7 |  | --> | 0.5985 | 0 | 0 | 0.5 | 0 |  | --> | C20 ex EAST WALL ROAD | East Wall Road [T41,T42] | MCDERMOTT |  | 53.3514 | -6.2262
MV/LV Substation ME***686X |  | 20 kV | _ | LV | 50 kVA :Pole Substation | 0.05 | --> | 0.05 | 0.05 | 0.1 |  | --> | 0.0475 | 0 | 0 | 0.05 | 0 |  | --> | C12 ex CARRIGLAWN | Carriglawn [T41,T42] | WEXFORD |  | 52.3626 | -6.3828
MV/LV Substation ME***693 |  | 10 kV | _ | LV | 630 kVA :Kiosk Substation | 0.63 | --> | 0.63 | 0.5 | 1.5 |  | --> | 0.5985 | 0 | 0.060762 | 0.5 | 0 |  | --> | C13 ex SMEARLA | Smearla [T41,T42] | TRIEN |  | 52.452 | -9.4891
MV/LV Substation ME***706 |  | 10 kV | _ | LV | 200 kVA :Kiosk Substation | 0.2 | --> | 0.2 | 0 | 0 | Constrained,otherwise capacity available =99kVA. | --> | 0.19 | 0 | 0.003705 | 0.21478 | 0 |  | --> | C16 ex BELFIELD | Belfield [T41,T42] | BLACKROCK |  | 53.3188 | -6.2102
MV/LV Substation ME***706X |  | 10 kV | _ | LV | 400 kVA :Kiosk Substation | 0.4 | --> | 0.4 | 0 | 0 | Constrained,otherwise capacity available =252kVA. | --> | 0.38 | 0 | 0.055575 | 0.42187 | 0 |  | --> | C20 ex RATHMULLAN | Rathmullan [T41,T42] | DRYBRIDGE |  | 53.7064 | -6.3446
MV/LV Substation ME***713X |  | 20 kV | _ | LV | 100 kVA :Pole Substation | 0.1 | --> | 0.1 | 0.1 | 1.7 |  | --> | 0.095 | 0 | 0 | 0.1 | 0 |  | --> | E14 ex NEWPORT | Newport [T421] | CARROWBEG |  | 53.8341 | -9.5327
MV/LV Substation ME***714X |  | 10 kV | _ | LV | 1000 kVA :Building Structure | 1 | --> | 1 | 0.5 | 11.1 |  | --> | 0.95 | 0 | 0 | 0.5 | 0 |  | --> | C12 ex CABRA | Cabra [T101,T102] | FINGLAS |  | 53.3769 | -6.3123
MV/LV Substation ME***715X |  | 10 kV | _ | LV | 1000 kVA :Building Structure | 1 | --> | 1 | 0.5 | 11.1 |  | --> | 0.95 | 0 | 0 | 0.5 | 0 |  | --> | C12 ex CABRA | Cabra [T101,T102] | FINGLAS |  | 53.3772 | -6.3117
MV/LV Substation ME***715Y |  | 20 kV | _ | LV | 400 kVA :Kiosk Substation | 0.4 | --> | 0.4 | 0 | 0 | Constrained,otherwise capacity available =321kVA. | --> | 0.38 | 0 | 0.011856 | 0.41182 | 0 |  | --> | C20 ex ROSCOMMON | Roscommon [T41,T42] | LANESBORO |  | 53.7788 | -8.2476
MV/LV Substation ME***721X |  | 20 kV | _ | LV | 50 kVA :Pole Substation | 0.05 | --> | 0.05 | 0 | 0 | Constrained,otherwise capacity available =17kVA. | --> | 0.0475 | 0 | 0 | 0.054773 | 0 |  | --> | C11 ex RIVERSTOWN | Riverstown [T41,T42] | KILBARRY |  | 52.0078 | -8.3293
MV/LV Substation ME***722Y |  | 20 kV | _ | LV | 200 kVA :Kiosk Substation | 0.2 | --> | 0.2 | 0 | 0 | Constrained,otherwise capacity available =160kVA. | --> | 0.19 | 0 | 0.014079 | 0.20598 | 0 |  | --> | E20 ex CLONMINCH | Clonminch [T41,T422] | THORNSBERRY |  | 53.3035 | -7.2847
MV/LV Substation ME***725Y |  | 10 kV | _ | LV | 200 kVA :Kiosk Substation | 0.2 | --> | 0.2 | 0 | 0 | Constrained,otherwise capacity available =157kVA. | --> | 0.19 | 0 | 0 | 0 | 0 | Constrained,otherwise capacity available =206.4kW. | --> | C22 ex PORTLAOISE | Portlaoise [T41,T42] | PORTLAOISE |  | 53.0466 | -7.2628
MV/LV Substation ME***727X |  | 10 kV | _ | LV | 100 kVA :Pole Substation | 0.1 | --> | 0.1 | 0 | 0 | Constrained,otherwise capacity available =92kVA. | --> | 0.095 | 0 | 0 | 0.10121 | 0 |  | --> | C15 ex KINSALE | Kinsale [T41,T42] | BANDON |  | 51.7122 | -8.5143
MV/LV Substation ME***738 |  | 10 kV | _ | LV | 100 kVA :Pole Substation | 0.1 | --> | 0.1 | 0.072 | 4.4 |  | --> | 0.095 | 0 | 0 | 0.10417 | 0 |  | --> | C17 ex KINGSCOURT | Kingscourt [T41,T42] | MEATH HILL |  | 53.8905 | -6.7089
MV/LV Substation ME***746Y |  | 10 kV | _ | LV | 200 kVA :Kiosk Substation | 0.2 | --> | 0.2 | 0.101 | 3.3 |  | --> | 0.19 | 0 | 0 | 0.2145 | 0 |  | --> | C17 ex GLEBE | Glebe [T41,T42] | RICHMOND |  | 53.7324 | -7.7784
MV/LV Substation ME***764 |  | 10 kV | _ | LV | 1000 kVA :Building Structure | 1 | --> | 1 | 0 | 0 | Constrained,otherwise capacity available =500kVA. | --> | 0.95 | 0 | 0 | 0.5 | 0 |  | --> | C23 ex LEESON STREET | Leeson Street [T41,T42] | MILLTOWN (DR) |  | 53.3329 | -6.2485
MV/LV Substation ME***768 |  | 10 kV | _ | LV | 1000 kVA :Building Structure | 1 | --> | 1 | 0 | 0 | Constrained,otherwise capacity available =500kVA. | --> | 0.95 | 0 | 0 | 0.5 | 0 |  | --> | C16 ex BELFIELD | Belfield [T41,T42] | BLACKROCK |  | 53.3186 | -6.2143
MV/LV Substation ME***769Y |  | 10 kV | _ | LV | 400 kVA :Kiosk Substation | 0.4 | --> | 0.4 | 0.358 | 3.8 |  | --> | 0.38 | 0 | 0 | 0.40633 | 0 |  | --> | C13 ex WATERFORD | Waterford [T41,T42] | WATERFORD |  | 52.2618 | -7.1155
MV/LV Substation ME***775X |  | 10 kV | _ | LV | 1000 kVA :Building Structure | 1 | --> | 1 | 0 | 0 | Constrained,otherwise capacity available =500kVA. | --> | 0.95 | 0 | 0.002964 | 0.5 | 0 |  | --> | C15 ex DRUMCONDRA | Drumcondra [T41,T42] | MCDERMOTT |  | 53.3589 | -6.2549
MV/LV Substation ME***780 |  | 10 kV | _ | LV | 400 kVA :Kiosk Substation | 0.4 | --> | 0.4 | 0.297 | 2.8 |  | --> | 0.38 | 0 | 0.010374 | 0.41535 | 0 |  | --> | C18 ex MOUNT MERRION | Mount Merrion [T41,T42] | CARRICKMINES |  | 53.2985 | -6.2029
MV/LV Substation ME***781 |  | 20 kV | _ | LV | 400 kVA :Building Structure | 0.4 | --> | 0.4 | 0 | 0 | Constrained,otherwise capacity available =370kVA. | --> | 0.38 | 0 | 0 | 0.40453 | 0 |  | --> | E16 ex MANORHAMILTON | Manorhamilton [T422] | SLIGO |  | 54.3038 | -8.1687
MV/LV Substation ME***782 |  | 20 kV | _ | LV | 50 kVA :Pole Substation | 0.05 | --> | 0.05 | 0 | 0 | Constrained,otherwise capacity available =41kVA. | --> | 0.0475 | 0 | 0 | 0.051348 | 0 |  | --> | E11 ex MILLTOWN (SR) | Milltown (sr) [T421,T422] | OUGHTRAGH |  | 52.1748 | -9.6986
MV/LV Substation ME***789 |  | 20 kV | _ | LV | 100 kVA :Pole Substation | 0.1 | --> | 0.1 | 0 | 0 | Constrained,otherwise capacity available =85kVA. | --> | 0.095 | 0 | 0.004446 | 0 | 0 | Constrained,otherwise capacity available =102.3kW. | --> | E14 ex BUNCRANA | Buncrana [T421,T422] | TRILLICK |  | 55.177 | -7.4964
MV/LV Substation ME***795Y |  | 10 kV | _ | LV | 400 kVA :Kiosk Substation | 0.4 | --> | 0.4 | 0 | 0 | Constrained,otherwise capacity available =357kVA. | --> | 0.38 | 0 | 0 | 0.40648 | 0 |  | --> | C22 ex ROSCOMMON | Roscommon [T41,T42] | LANESBORO |  | 53.6771 | -8.0069
MV/LV Substation ME***798 |  | 20 kV | _ | LV | 50 kVA :Pole Substation | 0.05 | --> | 0.05 | 0 | 0 | Constrained,otherwise capacity available =25kVA. | --> | 0.0475 | 0 | 0 | 0 | 0 | Constrained,otherwise capacity available =53.7kW. | --> | E13 ex CARNDONAGH | Carndonagh [T421,T422] | TRILLICK |  | 55.242 | -7.3782
MV/LV Substation ME***799 |  | 10 kV | _ | LV | 630 kVA :Building Structure | 0.63 | --> | 0.63 | 0.441 | 7 |  | --> | 0.5985 | 0 | 0.003705 | 0.5 | 0 |  | --> | C41 ex NORTH QUAYS | North Quays [T101,T102,T103] | POOLBEG |  | 53.354 | -6.2286
MV/LV Substation ME***803X |  | 20 kV | _ | LV | 50 kVA :Pole Substation | 0.05 | --> | 0.05 | 0 | 0 | Constrained,otherwise capacity available =31kVA. | --> | 0.0475 | 0 | 0 | 0.052806 | 0 |  | --> | E12 ex BALLINROBE | Ballinrobe [T421,T422] | DALTON |  | 53.625 | -9.2163
MV/LV Substation ME***834Z |  | 10 kV | _ | LV | 630 kVA :Building Structure | 0.63 | --> | 0.63 | 0 | 0 | Constrained,otherwise capacity available =500kVA. | --> | 0.5985 | 0 | 0 | 0.5 | 0 |  | --> | C20 ex COLLINSTOWN | Collinstown [T41,T42] | GRANGE (DR) |  | 53.4382 | -6.2262
MV/LV Substation ME***848 |  | 10 kV | _ | LV | 630 kVA :Kiosk Substation | 0.63 | --> | 0.63 | 0 | 0 | Constrained,otherwise capacity available =500kVA. | --> | 0.5985 | 0 | 0.005928 | 0.5 | 0 |  | --> | E12 ex DALTON | Dalton [T421,T422] | DALTON |  | 53.731 | -9.0018
MV/LV Substation ME***852 |  | 10 kV | _ | LV | 400 kVA :Building Structure | 0.4 | --> | 0.4 | 0.154 | 18.8 |  | --> | 0.38 | 0 | 0.017043 | 0.4357 | 0 |  | --> | C39 ex BEDFORD ROW | Bedford Row [T41,T42,T43,T44] | FRANCIS STREET |  | 53.3385 | -6.2539
MV/LV Substation ME***852 |  | 10 kV | _ | LV | 50 kVA :Pole Substation | 0.05 | --> | 0.05 | 0.045 | 1.7 |  | --> | 0.0475 | 0 | 0.004446 | 0 | 0 | Constrained,otherwise capacity available =50.8kW. | --> | E16 ex GWEEDORE | Gweedore [T421] | ARDNAGAPPARY |  | 55.05 | -8.2275
MV/LV Substation ME***854 |  | 10 kV | _ | LV | 50 kVA :Pole Substation | 0.05 | --> | 0.05 | 0.009 | 4.2 |  | --> | 0.0475 | 0 | 0.003705 | 0.055859 | 0 |  | --> | C20 ex NEWMARKET (SR) | Newmarket (sr) [T41,T42] | GLENLARA |  | 52.2642 | -9.0314
MV/LV Substation ME***857 |  | 10 kV | _ | LV | 400 kVA :Kiosk Substation | 0.4 | --> | 0.4 | 0.338 | 2.8 |  | --> | 0.38 | 0 | 0 | 0.40931 | 0 |  | --> | C21 ex MOUNT MERRION | Mount Merrion [T41,T42] | CARRICKMINES |  | 53.3038 | -6.2024
MV/LV Substation ME***858 |  | 10 kV | _ | LV | 630 kVA :Building Structure | 0.63 | --> | 0.63 | 0 | 0 | Constrained,otherwise capacity available =398kVA. | --> | 0.5985 | 0 | 0.002964 | 0.5 | 0 |  | --> | C17 ex GREYSTONES | Greystones [T41,T42] | FASSAROE |  | 53.1442 | -6.0642
MV/LV Substation ME***859 |  | 10 kV | _ | LV | 400 kVA :Kiosk Substation | 0.4 | --> | 0.4 | 0.317 | 2.8 |  | --> | 0.38 | 0 | 0 | 0.41241 | 0 |  | --> | C21 ex MOUNT MERRION | Mount Merrion [T41,T42] | CARRICKMINES |  | 53.3044 | -6.2038
MV/LV Substation ME***869X |  | 20 kV | _ | LV | 200 kVA :Kiosk Substation | 0.2 | --> | 0.2 | 0 | 0 | Constrained,otherwise capacity available =102kVA. | --> | 0.19 | 0 | 0.02223 | 0.21436 | 0 |  | --> | E18 ex BALTRASNA | Baltrasna [T121,T122] | BALTRASNA |  | 53.5047 | -6.4639
MV/LV Substation ME***870X |  | 20 kV | _ | LV | 200 kVA :Kiosk Substation | 0.2 | --> | 0.2 | 0 | 0 | Constrained,otherwise capacity available =98kVA. | --> | 0.19 | 0 | 0.003705 | 0.21492 | 0 |  | --> | E18 ex BALTRASNA | Baltrasna [T121,T122] | BALTRASNA |  | 53.5034 | -6.4644
MV/LV Substation ME***877 |  | 20 kV | _ | LV | 200 kVA :Pole Substation | 0.2 | --> | 0.2 | 0.197 | 5.8 |  | --> | 0.19 | 0 | 0 | 0.20045 | 0 |  | --> | E21 ex ABBEYFEALE | Abbeyfeale [T421] | TRIEN |  | 52.3574 | -9.2116
MV/LV Substation ME***877X |  | 10 kV | _ | LV | 100 kVA :Pole Substation | 0.1 | --> | 0.1 | 0 | 0 | Constrained,otherwise capacity available =100kVA. | --> | 0.095 | 0 | 0 | 0.1 | 0 |  | --> | C12 ex SKIBBEREEN | Skibbereen [T41,T42] | DUNMANWAY |  | 51.5518 | -9.2613
MV/LV Substation ME***887 |  | 10 kV | _ | LV | 400 kVA :Kiosk Substation | 0.4 | --> | 0.4 | 0.206 | 3 |  | --> | 0.38 | 0 | 0.019266 | 0 | 0 | Constrained,otherwise capacity available =428.4kW. | --> | C21 ex BALLYRAINE | Ballyraine [T41,T42] | LETTERKENNY |  | 54.9667 | -7.6987
MV/LV Substation ME***895X |  | 10 kV | _ | LV | 630 kVA :Building Structure | 0.63 | --> | 0.63 | 0 | 0 | Constrained,otherwise capacity available =500kVA. | --> | 0.5985 | 0 | 0 | 0.5 | 0 |  | --> | C19 ex CAMDEN ROW | Camden Row [T41] | FRANCIS STREET |  | 53.3382 | -6.2675
MV/LV Substation ME***896Y |  | 10 kV | _ | LV | 50 kVA :Pole Substation | 0.05 | --> | 0.05 | 0 | 0 | Constrained,otherwise capacity available =50kVA. | --> | 0.0475 | 0 | 0 | 0.05 | 0 |  | --> | E17 ex ACADEMY STREET | Academy Street [T421,T422,T44] | NAVAN |  | 53.6107 | -6.7978
MV/LV Substation ME***899X |  | 10 kV | _ | LV | 400 kVA :Building Structure | 0.4 | --> | 0.4 | 0 | 0 | Constrained,otherwise capacity available =314kVA. | --> | 0.38 | 0 | 0 | 0.41285 | 0 |  | --> | C14 ex MORNINGTON ROAD | Mornington Road [T41,T42] | DRYBRIDGE |  | 53.714 | -6.3516
MV/LV Substation ME***909 |  | 10 kV | _ | LV | 400 kVA :Kiosk Substation | 0.4 | --> | 0.4 | 0.14764 | 0.1 | Constrained,otherwise capacity available =381kVA. | --> | 0.38 | 0 | 0 | 0.40287 | 0 |  | --> | C16 ex KILCULLEN | Kilcullen [T41,T42,T424] | STRATFORD |  | 53.1306 | -6.8814
MV/LV Substation ME***913Y |  | 10 kV | _ | LV | 200 kVA :Kiosk Substation | 0.2 | --> | 0.2 | 0 | 0 | Constrained,otherwise capacity available =106kVA. | --> | 0.19 | 0 | 0.031122 | 0.21379 | 0 |  | --> | C17 ex SALLINS | Sallins [T41,T42] | GRIFFINRATH |  | 53.2962 | -6.6962
MV/LV Substation ME***914X |  | 20 kV | _ | LV | 50 kVA :Pole Substation | 0.05 | --> | 0.05 | 0 | 0 | Constrained,otherwise capacity available =49kVA. | --> | 0.0475 | 0 | 0 | 0.050152 | 0 |  | --> | E13 ex KILCOCK | Kilcock [T421,T422] | GRIFFINRATH |  | 53.5147 | -6.5643
MV/LV Substation ME***922 |  | 10 kV | _ | LV | 50 kVA :Pole Substation | 0.05 | --> | 0.05 | 0 | 0 | Constrained,otherwise capacity available =42kVA. | --> | 0.0475 | 0 | 0 | 0 | 0 | Constrained,otherwise capacity available =51.2kW. | --> | C16 ex DUNGLOE | Dungloe [T41,T42] | ARDNAGAPPARY |  | 54.9561 | -8.3811
MV/LV Substation ME***924Z |  | 10 kV | _ | LV | 100 kVA :Pole Substation | 0.1 | --> | 0.1 | 0 | 0 | Constrained,otherwise capacity available =99kVA. | --> | 0.095 | 0 | 0.003705 | 0.10015 | 0 |  | --> | C11 ex BALLINCOLLIG | Ballincollig [T41,T42] | KILBARRY |  | 51.8298 | -8.645
MV/LV Substation ME***930Y |  | 10 kV | _ | LV | 630 kVA :Kiosk Substation | 0.63 | --> | 0.63 | 0.5 | 3.9 |  | --> | 0.5985 | 0 | 0.011115 | 0.5 | 0 |  | --> | C20 ex MARSHES | Marshes [T41,T42] | DUNDALK |  | 53.9844 | -6.3726
MV/LV Substation ME***943Z |  | 10 kV | _ | LV | 400 kVA :Building Structure | 0.4 | --> | 0.4 | 0 | 0 | Constrained,otherwise capacity available =379kVA. | --> | 0.38 | 0 | 0 | 0.4 | 0 |  | --> | C20 ex ROSEHILL | Rosehill [T41,T42] | KILKENNY |  | 52.6339 | -7.2473
MV/LV Substation ME***944 |  | 10 kV | _ | LV | 400 kVA :Kiosk Substation | 0.4 | --> | 0.4 | 0 | 0 | Constrained,otherwise capacity available =372kVA. | --> | 0.38 | 0 | 0 | 0.40423 | 0 |  | --> | C18 ex GRANGE (DR) | Grange (dr) [T41,T42] | GRANGE (DR) |  | 53.3944 | -6.164
MV/LV Substation ME***944X |  | 20 kV | _ | LV | 100 kVA :Pole Substation | 0.1 | --> | 0.1 | 0.09 | 1.1 |  | --> | 0.095 | 0 | 0 | 0.10151 | 0 |  | --> | E18 ex BIRR | Birr [T41,T422] | DALLOW |  | 53.101 | -7.8983
MV/LV Substation ME***945 |  | 20 kV | _ | LV | 50 kVA :Pole Substation | 0.05 | --> | 0.05 | 0.039 | 1.1 |  | --> | 0.0475 | 0 | 0 | 0.051643 | 0 |  | --> | E14 ex RANDALSTOWN | Randalstown [T422] | NAVAN |  | 53.7808 | -6.6981
MV/LV Substation ME***947X |  | 10 kV | _ | LV | 50 kVA :Pole Substation | 0.05 | --> | 0.05 | 0 | 0 | Constrained,otherwise capacity available =50kVA. | --> | 0.0475 | 0 | 0 | 0.05 | 0 |  | --> | C16 ex BLAKE | Blake [T41,T42] | BLAKE |  | 53.2446 | -6.9572
MV/LV Substation ME***952 |  | 20 kV | _ | LV | 50 kVA :Pole Substation | 0.05 | --> | 0.05 | 0.05 | 1.6 |  | --> | 0.0475 | 0 | 0 | 0 | 0 | Constrained,otherwise capacity available =50kW. | --> | C17 ex BALLYSHANNON | Ballyshannon [T41,T42] | CATHALEENS FALL |  | 54.5717 | -8.1099
MV/LV Substation ME***952Y |  | 10 kV | _ | LV | 630 kVA :Building Structure | 0.63 | --> | 0.63 | 0.5 | 7.2 |  | --> | 0.5985 | 0 | 0 | 0.5 | 0 |  | --> | C20 ex LIBERTY STREET | Liberty Street [T101,T102] | LIBERTY STREET |  | 51.8992 | -8.4822
MV/LV Substation ME***956 |  | 20 kV | _ | LV | 100 kVA :Pole Substation | 0.1 | --> | 0.1 | 0.091 | 8.5 |  | --> | 0.095 | 0 | 0.02223 | 0 | 0 | Constrained,otherwise capacity available =101.4kW. | --> | E12 ex ARIGNA | Arigna [T121] | ARIGNA |  | 54.1913 | -8.0102
MV/LV Substation ME***959X |  | 10 kV | _ | LV | 200 kVA :Kiosk Substation | 0.2 | --> | 0.2 | 0 | 0 | Constrained,otherwise capacity available =124kVA. | --> | 0.19 | 0 | 0.03705 | 0.21122 | 0 |  | --> | C12 ex TRAMORE | Tramore [T41,T42] | BUTLERSTOWN |  | 52.1664 | -7.1617
MV/LV Substation ME***969 |  | 10 kV | _ | LV | 100 kVA :Pole Substation | 0.1 | --> | 0.1 | 0.098 | 4.4 |  | --> | 0.095 | 0 | 0 | 0.1003 | 0 |  | --> | C17 ex KINGSCOURT | Kingscourt [T41,T42] | MEATH HILL |  | 53.8879 | -6.7129
MV/LV Substation ME***971 |  | 10 kV | _ | LV | 630 kVA :Building Structure | 0.63 | --> | 0.63 | 0.461 | 18.8 |  | --> | 0.5985 | 0 | 0 | 0.5 | 0 |  | --> | C46 ex BEDFORD ROW | Bedford Row [T41,T42,T43,T44] | FRANCIS STREET |  | 53.3446 | -6.2753
MV/LV Substation ME***973X |  | 10 kV | _ | LV | 100 kVA :Pole Substation | 0.1 | --> | 0.1 | 0.082 | 1.1 |  | --> | 0.095 | 0 | 0 | 0.1027 | 0 |  | --> | C19 ex BIRR | Birr [T41,T422] | DALLOW |  | 53.0995 | -7.903
MV/LV Substation ME***976Y |  | 20 kV | _ | LV | 200 kVA :Pole Substation | 0.2 | --> | 0.2 | 0.193 | 1.1 |  | --> | 0.19 | 0 | 0.001482 | 0.20106 | 0 |  | --> | E24 ex BIRR | Birr [T41,T422] | DALLOW |  | 53.1703 | -7.7233
MV/LV Substation ME***988 |  | 10 kV | _ | LV | 630 kVA :Kiosk Substation | 0.63 | --> | 0.63 | 0.5 | 7 |  | --> | 0.5985 | 0 | 0.002223 | 0.5 | 0 |  | --> | C41 ex NORTH QUAYS | North Quays [T101,T102,T103] | POOLBEG |  | 53.3521 | -6.2297
MV/LV Substation ME***991Z |  | 10 kV | _ | LV | 630 kVA :Building Structure | 0.63 | --> | 0.63 | 0 | 0 | Constrained,otherwise capacity available =404kVA. | --> | 0.5985 | 0 | 0 | 0.5 | 0 |  | --> | C18 ex NAAS | Naas [T41,T42] | KILTEEL |  | 53.1946 | -6.7463
MV/LV Substation ME***993 |  | 20 kV | _ | LV | 50 kVA :Pole Substation | 0.05 | --> | 0.05 | 0 | 0 | Constrained,otherwise capacity available =47kVA. | --> | 0.0475 | 0 | 0 | 0.050453 | 0 |  | --> | E17 ex CREAGH | Creagh [T421,T422] | ATHLONE |  | 53.3045 | -8.3055
MV/LV Substation ME***993X |  | 10 kV | _ | LV | 200 kVA :Kiosk Substation | 0.2 | --> | 0.2 | 0.16 | 3.1 |  | --> | 0.19 | 0 | 0 | 0.20598 | 0 |  | --> | C11 ex BELLFIELD | Bellfield [T41,T42] | CRANE |  | 52.5016 | -6.5793
MV/LV Substation ME***994Y |  | 10 kV | _ | LV | 400 kVA :Kiosk Substation | 0.4 | --> | 0.4 | 0.296 | 3.9 |  | --> | 0.38 | 0 | 0.019266 | 0.41549 | 0 |  | --> | C12 ex MARSHES | Marshes [T41,T42] | DUNDALK |  | 53.9959 | -6.3834
MV/LV Substation ME***995 |  | 10 kV | _ | LV | 100 kVA :Pole Substation | 0.1 | --> | 0.1 | 0 | 0 | Constrained,otherwise capacity available =72kVA. | --> | 0.095 | 0 | 0 | 0 | 0 | Constrained,otherwise capacity available =104.2kW. | --> | C18 ex DUNGLOE | Dungloe [T41,T42] | ARDNAGAPPARY |  | 54.9582 | -8.3638
MV/LV Substation ME***997X |  | 10 kV | _ | LV | 400 kVA :Kiosk Substation | 0.4 | --> | 0.4 | 0 | 0 | Constrained,otherwise capacity available =360kVA. | --> | 0.38 | 0 | 0 | 0.40603 | 0 |  | --> | C21 ex MAYFIELD | Mayfield [T41,T42] | KILBARRY |  | 51.9183 | -8.451
MV/LV Substation MG***002Y |  | 10 kV | _ | LV | 50 kVA :Pole Substation | 0.05 | --> | 0.05 | 0.044 | 1.1 |  | --> | 0.0475 | 0 | 0 | 0.050903 | 0 |  | --> | C26 ex KILKEE | Kilkee [T41] | TULLABRACK |  | 52.7452 | -9.5256
MV/LV Substation MG***4198 |  | 10 kV | _ | LV | 50 kVA :Pole Substation | 0.05 | --> | 0.05 | 0 | 0 | Constrained,otherwise capacity available =50kVA. | --> | 0.0475 | 0 | 0 | 0.05 | 0 |  | --> | C11 ex CHARLESTOWN | Charlestown [T41] | TONROE |  | 53.9476 | -8.929
MV/LV Substation MH***530 |  | 20 kV | _ | LV | 50 kVA :Pole Substation | 0.05 | --> | 0.05 | 0 | 0 | Constrained,otherwise capacity available =50kVA. | --> | 0.0475 | 0 | 0 | 0.05 | 0 |  | --> | E21 ex GLENAMADDY | Glenamaddy [T422] | ATHLONE |  | 53.6159 | -8.7496
MV/LV Substation MI***001X |  | 10 kV | _ | LV | 100 kVA :Pole Substation | 0.1 | --> | 0.1 | 0 | 0 | Constrained,otherwise capacity available =40kVA. | --> | 0.095 | 0 | 0 | 0.10872 | 0 |  | --> | C16 ex MORRISTOWN | Morristown [T41,T42] | NEWBRIDGE |  | 53.2057 | -6.8608
MV/LV Substation MI***001Z |  | 10 kV | _ | LV | 50 kVA :Pole Substation | 0.05 | --> | 0.05 | 0.05 | 1.8 |  | --> | 0.0475 | 0 | 0 | 0.05 | 0 |  | --> | C15 ex RANDALSTOWN | Randalstown [T41] | NAVAN |  | 53.6839 | -6.765
MV/LV Substation MI***002 |  | 10 kV | _ | LV | 400 kVA :Kiosk Substation | 0.4 | --> | 0.4 | 0 | 0 | Constrained,otherwise capacity available =194kVA. | --> | 0.38 | 0 | 0.014079 | 0 | 0 | Constrained,otherwise capacity available =430.1kW. | --> | C19 ex COLLIGAN | Colligan [T41,T42] | DUNGARVAN |  | 52.0887 | -7.6249
MV/LV Substation MI***002 |  | 10 kV | _ | LV | 400 kVA :Kiosk Substation | 0.4 | --> | 0.4 | 0.293 | 2.1 |  | --> | 0.38 | 0 | 0 | 0.41593 | 0 |  | --> | C18 ex BUTTEVANT | Buttevant [T41,T42] | MALLOW |  | 52.2343 | -8.6733
MV/LV Substation MI***004 |  | 10 kV | _ | LV | 400 kVA :Kiosk Substation | 0.4 | --> | 0.4 | 0 | 0 | Constrained,otherwise capacity available =265kVA. | --> | 0.38 | 0 | 0.010374 | 0.42 | 0 |  | --> | C17 ex LOUGHTAGALLA | Loughtagalla [T41,T42] | THURLES |  | 52.6828 | -7.7999
MV/LV Substation MI***004 |  | 20 kV | _ | LV | 400 kVA :Kiosk Substation | 0.4 | --> | 0.4 | 0.388 | 2.2 |  | --> | 0.38 | 0 | 0 | 0.40182 | 0 |  | --> | E11 ex CLOONBANNIN | Cloonbannin [T421] | GLENLARA |  | 52.0607 | -9.0587
MV/LV Substation MI***005 |  | 20 kV | _ | LV | 50 kVA :Pole Substation | 0.05 | --> | 0.05 | 0 | 0 | Constrained,otherwise capacity available =11kVA. | --> | 0.0475 | 0 | 0.005187 | 0.05559 | 0 |  | --> | E16 ex MILLTOWN (SR) | Milltown (sr) [T421,T422] | OUGHTRAGH |  | 52.1078 | -9.7786
MV/LV Substation MI***005X |  | 20 kV | _ | LV | 200 kVA :Pole Substation | 0.2 | --> | 0.2 | 0 | 0 | Constrained,otherwise capacity available =166kVA. | --> | 0.19 | 0 | 0 | 0 | 0 | Constrained,otherwise capacity available =205.1kW. | --> | C14 ex MILFORD (NR) | Milford (nr) [T41,T42] | LETTERKENNY |  | 55.194 | -7.757
MV/LV Substation MI***007 |  | 20 kV | _ | LV | 200 kVA :Kiosk Substation | 0.2 | --> | 0.2 | 0 | 0 | Constrained,otherwise capacity available =124kVA. | --> | 0.19 | 0 | 0.011856 | 0 | 0 | Constrained,otherwise capacity available =211.2kW. | --> | E14 ex FOXHOLE | Foxhole [T421,T422] | DUNGARVAN |  | 51.9614 | -7.8615
MV/LV Substation MI***007 |  | 10 kV | _ | LV | 630 kVA :Kiosk Substation | 0.63 | --> | 0.63 | 0 | 0 | Constrained,otherwise capacity available =500kVA. | --> | 0.5985 | 0 | 0.003705 | 0.5 | 0 |  | --> | C16 ex TALBOTS INCH | Talbots Inch [T41,T42] | KILKENNY |  | 52.6549 | -7.2492
MV/LV Substation MI***007Z |  | 10 kV | _ | LV | 400 kVA :Building Structure | 0.4 | --> | 0.4 | 0.386 | 4.2 |  | --> | 0.38 | 0 | 0 | 0 | 0 | Constrained,otherwise capacity available =402.1kW. | --> | C17 ex CHURCHTOWN | Churchtown [T41] | RATHKEALE |  | 52.4494 | -9.0619
MV/LV Substation MI***008Y |  | 20 kV | _ | LV | 400 kVA :Kiosk Substation | 0.4 | --> | 0.4 | 0.316 | 1.7 |  | --> | 0.38 | 0 | 0.008892 | 0.41256 | 0 |  | --> | C12 ex ATHY | Athy [T101,T102] | ATHY |  | 53.0119 | -6.8176
MV/LV Substation MI***009 |  | 10 kV | _ | LV | 200 kVA :Pole Substation | 0.2 | --> | 0.2 | 0.124 | 1.7 |  | --> | 0.19 | 0 | 0.001482 | 0.21122 | 0 |  | --> | C13 ex ATHY | Athy [T101,T102] | ATHY |  | 52.9887 | -6.9942
MV/LV Substation MI***009 |  | 10 kV | _ | LV | 200 kVA :Pole Substation | 0.2 | --> | 0.2 | 0.149 | 2.1 |  | --> | 0.19 | 0 | 0 | 0.2076 | 0 |  | --> | C18 ex BUTTEVANT | Buttevant [T41,T42] | MALLOW |  | 52.236 | -8.6774
MV/LV Substation MI***009Y |  | 10 kV | _ | LV | 200 kVA :Kiosk Substation | 0.2 | --> | 0.2 | 0 | 0 | Constrained,otherwise capacity available =112kVA. | --> | 0.19 | 0 | 0.015561 | 0.21294 | 0 |  | --> | C18 ex MOUNTGORRY | Mountgorry [T41,T42] | GRANGE (DR) |  | 53.4521 | -6.2056
MV/LV Substation MI***010X |  | 10 kV | _ | LV | 630 kVA :Kiosk Substation | 0.63 | --> | 0.63 | 0.5 | 2.8 |  | --> | 0.5985 | 0 | 0 | 0.5 | 0 |  | --> | C23 ex MOUNT MERRION | Mount Merrion [T41,T42] | CARRICKMINES |  | 53.2885 | -6.2058
MV/LV Substation MI***012 |  | 10 kV | _ | LV | 200 kVA :Kiosk Substation | 0.2 | --> | 0.2 | 0 | 0 | Constrained,otherwise capacity available =144kVA. | --> | 0.19 | 0 | 0.013338 | 0.20833 | 0 |  | --> | C19 ex LOUGHSHINNY | Loughshinny [T41,T42] | GLASMORE |  | 53.5763 | -6.1068
MV/LV Substation MI***012X |  | 10 kV | _ | LV | 400 kVA :Kiosk Substation | 0.4 | --> | 0.4 | 0 | 0 | Constrained,otherwise capacity available =336kVA. | --> | 0.38 | 0 | 0.028158 | 0.4096 | 0 |  | --> | C12 ex RIVERSTOWN | Riverstown [T41,T42] | KILBARRY |  | 51.9424 | -8.3974
MV/LV Substation MI***012X |  | 10 kV | _ | LV | 200 kVA :Building Structure | 0.2 | --> | 0.2 | 0 | 0 | Constrained,otherwise capacity available =191kVA. | --> | 0.19 | 0 | 0 | 0 | 0 | Constrained,otherwise capacity available =201.4kW. | --> | C11 ex DONEGAL | Donegal [T41,T42] | CATHALEENS FALL |  | 54.6588 | -8.1193
MV/LV Substation MI***013 |  | 10 kV | _ | LV | 100 kVA :Pole Substation | 0.1 | --> | 0.1 | 0 | 0 | Constrained,otherwise capacity available =60kVA. | --> | 0.095 | 0 | 0 | 0.1059 | 0 |  | --> | C17 ex BALLYHAUNIS | Ballyhaunis [T41,T42] | DALTON |  | 53.7601 | -8.7706
MV/LV Substation MI***014 |  | 10 kV | _ | LV | 200 kVA :Kiosk Substation | 0.2 | --> | 0.2 | 0 | 0 | Constrained,otherwise capacity available =107kVA. | --> | 0.19 | 0 | 0.025194 | 0.21365 | 0 |  | --> | C22 ex COBH | Cobh [T41,T42] | COW CROSS |  | 51.849 | -8.3076
MV/LV Substation MI***021Z |  | 10 kV | _ | LV | 200 kVA :Kiosk Substation | 0.2 | --> | 0.2 | 0.177 | 9.5 |  | --> | 0.19 | 0 | 0 | 0.20346 | 0 |  | --> | C12 ex BANDON | Bandon [T101,T42] | BANDON |  | 51.7452 | -8.7386
MV/LV Substation MI***022 |  | 10 kV | _ | LV | 400 kVA :Kiosk Substation | 0.4 | --> | 0.4 | 0 | 0 | Constrained,otherwise capacity available =304kVA. | --> | 0.38 | 0 | 0.016302 | 0 | 0 | Constrained,otherwise capacity available =414.3kW. | --> | C16 ex CLOONLOUGH | Cloonlough [T41,T42] | BARRYMORE |  | 52.2625 | -8.275
MV/LV Substation MI***022 |  | 20 kV | _ | LV | 50 kVA :Pole Substation | 0.05 | --> | 0.05 | 0.044 | 1.7 |  | --> | 0.0475 | 0 | 0 | 0.050903 | 0 |  | --> | C12 ex ATHY | Athy [T101,T102] | ATHY |  | 52.9385 | -6.9045
MV/LV Substation MI***024Z |  | 10 kV | _ | LV | 200 kVA :Kiosk Substation | 0.2 | --> | 0.2 | 0 | 0 | Constrained,otherwise capacity available =131kVA. | --> | 0.19 | 0 | 0.005928 | 0.21022 | 0 |  | --> | C16 ex CLONDALKIN | Clondalkin [T41,T42,T44] | INCHICORE 220KV |  | 53.321 | -6.414
MV/LV Substation MI***026 |  | 10 kV | _ | LV | 100 kVA :Pole Substation | 0.1 | --> | 0.1 | 0 | 0 | Constrained,otherwise capacity available =15kVA. | --> | 0.095 | 0 | 0.01482 | 0.11212 | 0 |  | --> | C22 ex GREYSTONES | Greystones [T41,T42] | FASSAROE |  | 53.1325 | -6.0742
MV/LV Substation MI***026 |  | 10 kV | _ | LV | 200 kVA :Pole Substation | 0.2 | --> | 0.2 | 0 | 0 | Constrained,otherwise capacity available =199kVA. | --> | 0.19 | 0 | 0.004446 | 0.20015 | 0 |  | --> | C17 ex KILDARE | Kildare [T41,T42] | NEWBRIDGE |  | 53.1568 | -6.9003
MV/LV Substation MI***027 |  | 10 kV | _ | LV | 200 kVA :Pole Substation | 0.2 | --> | 0.2 | 0.128 | 6.2 |  | --> | 0.19 | 0 | 0.002964 | 0.21065 | 0 |  | --> | C20 ex CAHIR | Cahir [T41,T42] | CAHIR |  | 52.3753 | -7.9348
MV/LV Substation MI***029 |  | 10 kV | _ | LV | 630 kVA :Kiosk Substation | 0.63 | --> | 0.63 | 0.476 | 3.1 |  | --> | 0.5985 | 0 | 0 | 0.5 | 0 |  | --> | C17 ex BELLFIELD | Bellfield [T41,T42] | CRANE |  | 52.4994 | -6.5676
MV/LV Substation MI***031 |  | 10 kV | _ | LV | 630 kVA :Kiosk Substation | 0.63 | --> | 0.63 | 0 | 0 | Constrained,otherwise capacity available =419kVA. | --> | 0.5985 | 0 | 0 | 0 | 0 | Constrained,otherwise capacity available =500kW. | --> | C13 ex DRUMBEAR | Drumbear [T41,T42] | LISDRUM |  | 54.2487 | -6.9721
MV/LV Substation MI***033 |  | 20 kV | _ | LV | 200 kVA :Pole Substation | 0.2 | --> | 0.2 | 0.154 | 2.2 |  | --> | 0.19 | 0 | 0.009633 | 0.20687 | 0 |  | --> | E11 ex CLOONBANNIN | Cloonbannin [T421] | GLENLARA |  | 52.0611 | -9.0516
MV/LV Substation MI***034 |  | 10 kV | _ | LV | 400 kVA :Kiosk Substation | 0.4 | --> | 0.4 | 0.312 | 9.5 |  | --> | 0.38 | 0 | 0.004446 | 0.41315 | 0 |  | --> | C14 ex BANDON | Bandon [T101,T42] | BANDON |  | 51.7478 | -8.72
MV/LV Substation MI***034Z |  | 10 kV | _ | LV | 200 kVA :Kiosk Substation | 0.2 | --> | 0.2 | 0 | 0 | Constrained,otherwise capacity available =119kVA. | --> | 0.19 | 0 | 0.002223 | 0.21194 | 0 |  | --> | C16 ex CLONDALKIN | Clondalkin [T41,T42,T44] | INCHICORE 220KV |  | 53.32 | -6.4217
MV/LV Substation MI***035 |  | 20 kV | _ | LV | 200 kVA :Pole Substation | 0.2 | --> | 0.2 | 0.186 | 0.9 |  | --> | 0.19 | 0 | 0.003705 | 0.20211 | 0 |  | --> | E17 ex RATHMORE | Rathmore [T42,T421] | KNOCKEARAGH |  | 52.0618 | -9.0699
MV/LV Substation MI***035X |  | 20 kV | _ | LV | 50 kVA :Pole Substation | 0.05 | --> | 0.05 | 0.047 | 0.2 |  | --> | 0.0475 | 0 | 0 | 0 | 0 | Constrained,otherwise capacity available =50.5kW. | --> | C12 ex ROSSGEIR | Rossgeir [T41,T42] | LETTERKENNY |  | 54.8073 | -7.5338
MV/LV Substation MI***040X |  | 10 kV | _ | LV | 25 kVA :Pole Substation | 0.025 | --> | 0.025 | 0.025 | 13.8 |  | --> | 0.02375 | 0 | 0 | 0.025 | 0 |  | --> | C17 ex SINGLAND | Singland [T101,T102] | SINGLAND |  | 52.6695 | -8.5803
MV/LV Substation MI***041Z |  | 10 kV | _ | LV | 1000 kVA :Building Structure | 1 | --> | 1 | 0 | 0 | Constrained,otherwise capacity available =500kVA. | --> | 0.95 | 0 | 0 | 0.5 | 0 |  | --> | C20 ex ROCHES STREET | Roches Street [T41,T42] | LIMERICK |  | 52.6615 | -8.6321
MV/LV Substation MI***045 |  | 10 kV | _ | LV | 100 kVA :Pole Substation | 0.1 | --> | 0.1 | 0 | 0 | Constrained,otherwise capacity available =69kVA. | --> | 0.095 | 0 | 0 | 0 | 0 | Constrained,otherwise capacity available =104.6kW. | --> | C20 ex CLOONLOUGH | Cloonlough [T41,T42] | BARRYMORE |  | 52.2645 | -8.2632
MV/LV Substation MI***052 |  | 10 kV | _ | LV | 200 kVA :Pole Substation | 0.2 | --> | 0.2 | 0 | 0 | Constrained,otherwise capacity available =197kVA. | --> | 0.19 | 0 | 0 | 0.20045 | 0 |  | --> | C16 ex ATHENRY | Athenry [T41,T42] | GALWAY 110KV |  | 53.2958 | -8.7433
MV/LV Substation MI***057 |  | 10 kV | _ | LV | 200 kVA :Kiosk Substation | 0.2 | --> | 0.2 | 0.152 | 18.7 |  | --> | 0.19 | 0 | 0 | 0.20716 | 0 |  | --> | C18 ex ARKLOW | Arklow [T101,T102] | ARKLOW |  | 52.8915 | -6.1413
MV/LV Substation MI***057Z |  | 20 kV | _ | LV | 630 kVA :Building Structure | 0.63 | --> | 0.63 | 0 | 0 | Constrained,otherwise capacity available =378kVA. | --> | 0.5985 | 0 | 0 | 0 | 0 | Constrained,otherwise capacity available =500kW. | --> | E17 ex PORTLAOISE | Portlaoise [T423,T424] | PORTLAOISE |  | 53.0142 | -7.2994
MV/LV Substation MI***058Y |  | 20 kV | _ | LV | 50 kVA :Pole Substation | 0.05 | --> | 0.05 | 0.042 | 2.6 |  | --> | 0.0475 | 0 | 0 | 0.0512 | 0 |  | --> | C17 ex KILLESHANDRA | Killeshandra [T41,T42] | GORTAWEE |  | 54.0651 | -7.4731
MV/LV Substation MI***059 |  | 10 kV | _ | LV | 630 kVA :Kiosk Substation | 0.63 | --> | 0.63 | 0.211 | 8.1 |  | --> | 0.5985 | 0 | 0.033345 | 0.5 | 0 |  | --> | C21 ex MILLTOWN (DR) | Milltown (dr) [T101,T102] | POOLBEG |  | 53.3192 | -6.2431
MV/LV Substation MI***059 |  | 10 kV | _ | LV | 400 kVA :Building Structure | 0.4 | --> | 0.4 | 0.042007 | 0 | Constrained,otherwise capacity available =358kVA. | --> | 0.38 | 0 | 0 | 0.40633 | 0 |  | --> | C15 ex SHANNON | Shannon [T41,T42] | DRUMLINE |  | 52.7038 | -8.9044
MV/LV Substation MI***059 |  | 10 kV | _ | LV | 630 kVA :Building Structure | 0.63 | --> | 0.63 | 0.437 | 2.4 |  | --> | 0.5985 | 0 | 0 | 0.5 | 0 |  | --> | C11 ex GRAIGUE | Graigue [T41,T42] | CARLOW |  | 52.8361 | -6.9355
MV/LV Substation MI***062X |  | 10 kV | _ | LV | 200 kVA :Kiosk Substation | 0.2 | --> | 0.2 | 0 | 0 | Constrained,otherwise capacity available =188kVA. | --> | 0.19 | 0 | 0 | 0.20181 | 0 |  | --> | C19 ex CLONDALKIN | Clondalkin [T41,T42,T44] | INCHICORE 220KV |  | 53.3221 | -6.3978
MV/LV Substation MI***062Z |  | 10 kV | _ | LV | 50 kVA :Pole Substation | 0.05 | --> | 0.05 | 0.036 | 1.7 |  | --> | 0.0475 | 0 | 0 | 0.052083 | 0 |  | --> | C21 ex ATHY | Athy [T101,T102] | ATHY |  | 52.9408 | -7.0728
MV/LV Substation MI***063 |  | 20 kV | _ | LV | 200 kVA :Pole Substation | 0.2 | --> | 0.2 | 0 | 0 | Constrained,otherwise capacity available =117kVA. | --> | 0.19 | 0 | 0 | 0.21223 | 0 |  | --> | C23 ex TUAM NORTH | Tuam North [T41,T42] | CLOON |  | 53.6184 | -8.917
MV/LV Substation MI***063Y |  | 10 kV | _ | LV | 50 kVA :Pole Substation | 0.05 | --> | 0.05 | 0 | 0 | Constrained,otherwise capacity available =38kVA. | --> | 0.0475 | 0 | 0.004446 | 0 | 0 | Constrained,otherwise capacity available =51.8kW. | --> | C20 ex KNOCKAPHUNTA | Knockaphunta [T41,T42] | CASTLEBAR |  | 53.8349 | -9.2754
MV/LV Substation MI***065 |  | 10 kV | _ | LV | 50 kVA :Pole Substation | 0.05 | --> | 0.05 | 0 | 0 | Constrained,otherwise capacity available =29kVA. | --> | 0.0475 | 0 | 0.006669 | 0.053092 | 0 |  | --> | C12 ex TUAM SOUTH | Tuam South [T42] | CLOON |  | 53.5212 | -8.8561
MV/LV Substation MI***066 |  | 10 kV | _ | LV | 100 kVA :Pole Substation | 0.1 | --> | 0.1 | 0 | 0 | Constrained,otherwise capacity available =100kVA. | --> | 0.095 | 0 | 0 | 0.1 | 0 |  | --> | C12 ex LOUGHTAGALLA | Loughtagalla [T41,T42] | THURLES |  | 52.6676 | -7.7983
MV/LV Substation MI***066X |  | 20 kV | _ | LV | 200 kVA :Kiosk Substation | 0.2 | --> | 0.2 | 0 | 0 | Constrained,otherwise capacity available =168kVA. | --> | 0.19 | 0 | 0.003705 | 0 | 0 | Constrained,otherwise capacity available =204.8kW. | --> | E18 ex CARNDONAGH | Carndonagh [T421,T422] | TRILLICK |  | 55.2447 | -7.2639
MV/LV Substation MI***067X |  | 10 kV | _ | LV | 630 kVA :Kiosk Substation | 0.63 | --> | 0.63 | 0.217 | 1.1 |  | --> | 0.5985 | 0 | 0.00741 | 0.5 | 0 |  | --> | C17 ex BIRR | Birr [T41,T422] | DALLOW |  | 53.095 | -7.9108
MV/LV Substation MI***069Z |  | 20 kV | _ | LV | 50 kVA :Pole Substation | 0.05 | --> | 0.05 | 0.049 | 0.1 |  | --> | 0.0475 | 0 | 0 | 0.050152 | 0 |  | --> | E11 ex KILCULLEN | Kilcullen [T41,T42,T424] | STRATFORD |  | 53.1206 | -6.7496
MV/LV Substation MI***070Y |  | 10 kV | _ | LV | 200 kVA :Pole Substation | 0.2 | --> | 0.2 | 0.169 | 1.3 |  | --> | 0.19 | 0 | 0 | 0.20465 | 0 |  | --> | C14 ex ROOSKY | Roosky [T41] | RICHMOND |  | 53.8347 | -7.9146
MV/LV Substation MI***072 |  | 10 kV | _ | LV | 400 kVA :Kiosk Substation | 0.4 | --> | 0.4 | 0 | 0 | Constrained,otherwise capacity available =257kVA. | --> | 0.38 | 0 | 0.048906 | 0.42115 | 0 |  | --> | C14 ex NAAS | Naas [T41,T42] | KILTEEL |  | 53.2161 | -6.6595
MV/LV Substation MI***073Y |  | 10 kV | _ | LV | 200 kVA :Kiosk Substation | 0.2 | --> | 0.2 | 0.156 | 18.8 |  | --> | 0.19 | 0 | 0.004446 | 0.20657 | 0 |  | --> | E11 ex HARTNETTS CROSS | Hartnetts Cross [T121,T422] | HARTNETTS CROSS |  | 51.907 | -8.9765
MV/LV Substation MI***077X |  | 20 kV | _ | LV | 50 kVA :Pole Substation | 0.05 | --> | 0.05 | 0.032 | 4.4 |  | --> | 0.0475 | 0 | 0.003705 | 0 | 0 | Constrained,otherwise capacity available =52.7kW. | --> | E20 ex STRANORLAR | Stranorlar [T421,T422] | LETTERKENNY |  | 54.7856 | -7.7746
MV/LV Substation MI***078Z |  | 20 kV | _ | LV | 100 kVA :Pole Substation | 0.1 | --> | 0.1 | 0 | 0 | Constrained,otherwise capacity available =79kVA. | --> | 0.095 | 0 | 0 | 0 | 0 | Constrained,otherwise capacity available =103.1kW. | --> | C12 ex BANTRY | Bantry [T41,T42] | BALLYLICKY |  | 51.6785 | -9.435
MV/LV Substation MI***080 |  | 10 kV | _ | LV | 400 kVA :Kiosk Substation | 0.4 | --> | 0.4 | 0 | 0 | Constrained,otherwise capacity available =313kVA. | --> | 0.38 | 0 | 0.009633 | 0.413 | 0 |  | --> | C19 ex LOUGHSHINNY | Loughshinny [T41,T42] | GLASMORE |  | 53.5761 | -6.1106
MV/LV Substation MI***080X |  | 10 kV | _ | LV | 400 kVA :Kiosk Substation | 0.4 | --> | 0.4 | 0.329 | 1.6 |  | --> | 0.38 | 0 | 0.010374 | 0 | 0 | Constrained,otherwise capacity available =410.6kW. | --> | C18 ex BUNDORAN | Bundoran [T41,T42] | CATHALEENS FALL |  | 54.4435 | -8.2844
MV/LV Substation MI***083X |  | 10 kV | _ | LV | 100 kVA :Pole Substation | 0.1 | --> | 0.1 | 0.061 | 1.1 |  | --> | 0.095 | 0 | 0.002223 | 0.10575 | 0 |  | --> | C17 ex BIRR | Birr [T41,T422] | DALLOW |  | 53.0845 | -7.9034
MV/LV Substation MI***084 |  | 10 kV | _ | LV | 400 kVA :Kiosk Substation | 0.4 | --> | 0.4 | 0.398 | 13.8 |  | --> | 0.38 | 0 | 0 | 0.4003 | 0 |  | --> | C18 ex SINGLAND | Singland [T101,T102] | SINGLAND |  | 52.6706 | -8.5731
MV/LV Substation MI***084Y |  | 20 kV | _ | LV | 100 kVA :Pole Substation | 0.1 | --> | 0.1 | 0.087 | 2.6 |  | --> | 0.095 | 0 | 0.004446 | 0.10195 | 0 |  | --> | C17 ex KILLESHANDRA | Killeshandra [T41,T42] | GORTAWEE |  | 54.0689 | -7.4805
MV/LV Substation MI***086 |  | 20 kV | _ | LV | 200 kVA :Kiosk Substation | 0.2 | --> | 0.2 | 0 | 0 | Constrained,otherwise capacity available =108kVA. | --> | 0.19 | 0 | 0.020007 | 0 | 0 | Constrained,otherwise capacity available =213.5kW. | --> | E12 ex PORTLAOISE | Portlaoise [T423,T424] | PORTLAOISE |  | 53.0145 | -7.1497
MV/LV Substation MI***089 |  | 20 kV | _ | LV | 50 kVA :Pole Substation | 0.05 | --> | 0.05 | 0.045 | 2.5 |  | --> | 0.0475 | 0 | 0 | 0.050753 | 0 |  | --> | E13 ex BAGENALSTOWN | Bagenalstown [T421,T422] | CARLOW |  | 52.6971 | -6.9326
MV/LV Substation MI***089 |  | 10 kV | _ | LV | 100 kVA :Pole Substation | 0.1 | --> | 0.1 | 0 | 0 | Constrained,otherwise capacity available =87kVA. | --> | 0.095 | 0 | 0 | 0.10195 | 0 |  | --> | C18 ex ATHBOY | Athboy [T42] | NAVAN |  | 53.6119 | -6.8912
MV/LV Substation MI***091 |  | 10 kV | _ | LV | 200 kVA :Pole Substation | 0.2 | --> | 0.2 | 0 | 0 | Constrained,otherwise capacity available =114kVA. | --> | 0.19 | 0 | 0.011115 | 0 | 0 | Constrained,otherwise capacity available =212.7kW. | --> | C19 ex LISMORE | Lismore [T41,T42] | DUNGARVAN |  | 52.0922 | -8.0062
MV/LV Substation MI***094Y |  | 20 kV | _ | LV | 400 kVA :Kiosk Substation | 0.4 | --> | 0.4 | 0 | 0 | Constrained,otherwise capacity available =296kVA. | --> | 0.38 | 0 | 0.002223 | 0.41549 | 0 |  | --> | E15 ex BATTER LANE TEMPORARY | Batter Lane Temporary 38kv [T421] | GLASMORE |  | 53.5274 | -6.1758
MV/LV Substation MI***097 |  | 10 kV | _ | LV | 400 kVA :Kiosk Substation | 0.4 | --> | 0.4 | 0 | 0 | Constrained,otherwise capacity available =343kVA. | --> | 0.38 | 0 | 0 | 0.40856 | 0 |  | --> | C13 ex LITTLE BRAY | Little Bray [T41,T42] | FASSAROE |  | 53.2052 | -6.111
MV/LV Substation MI***101 |  | 20 kV | _ | LV | 33 kVA :Pole Substation | 0.033 | --> | 0.033 | 0.033 | 0.6 |  | --> | 0.03135 | 0 | 0 | 0 | 0 | Constrained,otherwise capacity available =33kW. | --> | E23 ex LAWLESSTOWN | Lawlesstown [T42,T421] | DOON |  | 52.4521 | -7.7704
MV/LV Substation MI***103 |  | 20 kV | _ | LV | 50 kVA :Pole Substation | 0.05 | --> | 0.05 | 0.047 | 18.8 |  | --> | 0.0475 | 0 | 0 | 0.050453 | 0 |  | --> | E13 ex HARTNETTS CROSS | Hartnetts Cross [T121,T422] | HARTNETTS CROSS |  | 51.8665 | -9.0365
MV/LV Substation MI***104Y |  | 10 kV | _ | LV | 200 kVA :Pole Substation | 0.2 | --> | 0.2 | 0.2 | 3.3 |  | --> | 0.19 | 0 | 0 | 0.2 | 0 |  | --> | C12 ex LLOYD | Lloyd [T41,T42] | NAVAN |  | 53.724 | -6.8834
MV/LV Substation MI***107 |  | 10 kV | _ | LV | 630 kVA :Kiosk Substation | 0.63 | --> | 0.63 | 0 | 0 | Constrained,otherwise capacity available =416kVA. | --> | 0.5985 | 0 | 0.12523 | 0.5 | 0 |  | --> | C16 ex SAGGART | Saggart [T41,T42] | GRANGE CASTLE |  | 53.2801 | -6.45
MV/LV Substation MI***108 |  | 10 kV | _ | LV | 630 kVA :Building Structure | 0.63 | --> | 0.63 | 0 | 0 | Constrained,otherwise capacity available =500kVA. | --> | 0.5985 | 0 | 0 | 0.5 | 0 |  | --> | C13 ex FORTUNESTOWN | Fortunestown [T101,T102] | INCHICORE 220KV |  | 53.279 | -6.414
MV/LV Substation MI***109Y |  | 10 kV | _ | LV | 100 kVA :Pole Substation | 0.1 | --> | 0.1 | 0.051 | 18.7 |  | --> | 0.095 | 0 | 0.010374 | 0.10718 | 0 |  | --> | C22 ex ARKLOW | Arklow [T101,T102] | ARKLOW |  | 52.7927 | -6.1791
MV/LV Substation MI***111Y |  | 10 kV | _ | LV | 400 kVA :Building Structure | 0.4 | --> | 0.4 | 0 | 0 | Constrained,otherwise capacity available =327kVA. | --> | 0.38 | 0 | 0 | 0.41094 | 0 |  | --> | C22 ex MIDLETON | Midleton [T101,T102] | MIDLETON |  | 51.9186 | -8.1768
MV/LV Substation MI***114X |  | 20 kV | _ | LV | 400 kVA :Building Structure | 0.4 | --> | 0.4 | 0.279 | 0.9 |  | --> | 0.38 | 0 | 0 | 0.41797 | 0 |  | --> | E17 ex RATHMORE | Rathmore [T42,T421] | KNOCKEARAGH |  | 52.0632 | -9.0672
MV/LV Substation MI***115 |  | 10 kV | _ | LV | 100 kVA :Pole Substation | 0.1 | --> | 0.1 | 0.074 | 1 |  | --> | 0.095 | 0 | 0.00741 | 0.10387 | 0 |  | --> | C18 ex CORBALLY | Corbally [T41,T42] | ARDNACRUSHA |  | 52.6838 | -8.6234
MV/LV Substation MI***116Y |  | 10 kV | _ | LV | 400 kVA :Kiosk Substation | 0.4 | --> | 0.4 | 0 | 0 | Constrained,otherwise capacity available =346kVA. | --> | 0.38 | 0 | 0.022971 | 0.40812 | 0 |  | --> | C21 ex CASTLETROY | Castletroy [T41,T42] | ARDNACRUSHA |  | 52.6552 | -8.5562
MV/LV Substation MI***118 |  | 20 kV | _ | LV | 100 kVA :Pole Substation | 0.1 | --> | 0.1 | 0 | 0 | Constrained,otherwise capacity available =92kVA. | --> | 0.095 | 0 | 0.004446 | 0.10121 | 0 |  | --> | E15 ex DINGLE | Dingle [T421,T422] | OUGHTRAGH |  | 52.1452 | -10.2877
MV/LV Substation MI***120 |  | 20 kV | _ | LV | 50 kVA :Pole Substation | 0.05 | --> | 0.05 | 0 | 0 | Constrained,otherwise capacity available =41kVA. | --> | 0.0475 | 0 | 0 | 0.051348 | 0 |  | --> | E15 ex DINGLE | Dingle [T421,T422] | OUGHTRAGH |  | 52.1426 | -10.2876
MV/LV Substation MI***123Y |  | 20 kV | _ | LV | 400 kVA :Kiosk Substation | 0.4 | --> | 0.4 | 0.39 | 17.8 |  | --> | 0.38 | 0 | 0 | 0.40151 | 0 |  | --> | E19 ex BANOGE | Banoge [T121,T122] | BANOGE |  | 52.608 | -6.3027
MV/LV Substation MI***125Y |  | 10 kV | _ | LV | 100 kVA :Pole Substation | 0.1 | --> | 0.1 | 0 | 0 | Constrained,otherwise capacity available =98kVA. | --> | 0.095 | 0 | 0 | 0.1003 | 0 |  | --> | C29 ex GRANGE CASTLE | Grange Castle [T101,T102] | INCHICORE 220KV |  | 53.3199 | -6.4614
MV/LV Substation MI***129X |  | 10 kV | _ | LV | 200 kVA :Pole Substation | 0.2 | --> | 0.2 | 0 | 0 | Constrained,otherwise capacity available =179kVA. | --> | 0.19 | 0 | 0.008892 | 0.20316 | 0 |  | --> | C12 ex SKIBBEREEN | Skibbereen [T41,T42] | DUNMANWAY |  | 51.5582 | -9.263
MV/LV Substation MI***130X |  | 20 kV | _ | LV | 200 kVA :Pole Substation | 0.2 | --> | 0.2 | 0.149 | 2.5 |  | --> | 0.19 | 0 | 0 | 0.2076 | 0 |  | --> | E13 ex BAGENALSTOWN | Bagenalstown [T421,T422] | CARLOW |  | 52.6751 | -6.8435
MV/LV Substation MI***131X |  | 20 kV | _ | LV | 50 kVA :Pole Substation | 0.05 | --> | 0.05 | 0.028 | 4.4 |  | --> | 0.0475 | 0 | 0.00741 | 0 | 0 | Constrained,otherwise capacity available =53.2kW. | --> | E20 ex STRANORLAR | Stranorlar [T421,T422] | LETTERKENNY |  | 54.8023 | -7.7613
MV/LV Substation MI***131Y |  | 20 kV | _ | LV | 400 kVA :Kiosk Substation | 0.4 | --> | 0.4 | 0 | 0 | Constrained,otherwise capacity available =353kVA. | --> | 0.38 | 0 | 0.006669 | 0 | 0 | Constrained,otherwise capacity available =407.1kW. | --> | E16 ex WINDSOR | Windsor [T421,T422] | CASTLEBAR |  | 53.8449 | -9.2854
MV/LV Substation MI***134 |  | 10 kV | _ | LV | 630 kVA :Kiosk Substation | 0.63 | --> | 0.63 | 0 | 0 | Constrained,otherwise capacity available =483kVA. | --> | 0.5985 | 0 | 0 | 0.5 | 0 |  | --> | C16 ex SAGGART | Saggart [T41,T42] | GRANGE CASTLE |  | 53.2804 | -6.4522
MV/LV Substation MI***134Y |  | 20 kV | _ | LV | 200 kVA :Kiosk Substation | 0.2 | --> | 0.2 | 0 | 0 | Constrained,otherwise capacity available =176kVA. | --> | 0.19 | 0 | 0 | 0.20361 | 0 |  | --> | E20 ex COLLOONEY | Collooney [T421,T422] | SLIGO |  | 54.2095 | -8.5134
MV/LV Substation MI***135X |  | 10 kV | _ | LV | 50 kVA :Pole Substation | 0.05 | --> | 0.05 | 0 | 0 | Constrained,otherwise capacity available =48kVA. | --> | 0.0475 | 0 | 0 | 0 | 0 | Constrained,otherwise capacity available =50.3kW. | --> | C14 ex TEMPLEMORE | Templemore [T41,T42] | IKERRIN |  | 52.724 | -7.5864
MV/LV Substation MI***141 |  | 10 kV | _ | LV | 400 kVA :Kiosk Substation | 0.4 | --> | 0.4 | 0 | 0 | Constrained,otherwise capacity available =321kVA. | --> | 0.38 | 0 | 0.009633 | 0.41182 | 0 |  | --> | C16 ex BALBRIGGAN | Balbriggan [T42] | GLASMORE |  | 53.6093 | -6.1852
MV/LV Substation MI***141 |  | 20 kV | _ | LV | 400 kVA :Kiosk Substation | 0.4 | --> | 0.4 | 0 | 0 | Constrained,otherwise capacity available =289kVA. | --> | 0.38 | 0 | 0.034086 | 0.41651 | 0 |  | --> | E15 ex DULEEK | Duleek [T421,T422] | DRYBRIDGE |  | 53.6577 | -6.4096
MV/LV Substation MI***142X |  | 20 kV | _ | LV | 100 kVA :Pole Substation | 0.1 | --> | 0.1 | 0.077 | 3.5 |  | --> | 0.095 | 0 | 0.003705 | 0.10343 | 0 |  | --> | C18 ex DUNDALK | Dundalk [T41,T42] | DUNDALK |  | 54.0197 | -6.4314
MV/LV Substation MI***143Y |  | 10 kV | _ | LV | 400 kVA :Kiosk Substation | 0.4 | --> | 0.4 | 0 | 0 | Constrained,otherwise capacity available =183kVA. | --> | 0.38 | 0 | 0.009633 | 0.43166 | 0 |  | --> | C22 ex MIDLETON | Midleton [T101,T102] | MIDLETON |  | 51.9199 | -8.1791
MV/LV Substation MI***147Y |  | 20 kV | _ | LV | 400 kVA :Kiosk Substation | 0.4 | --> | 0.4 | 0 | 0 | Constrained,otherwise capacity available =400kVA. | --> | 0.38 | 0 | 0 | 0 | 0 | Constrained,otherwise capacity available =400kW. | --> | E15 ex SPRINGS | Springs [T421,T422] | DUNGARVAN |  | 52.0836 | -7.6371
MV/LV Substation MI***148Z |  | 10 kV | _ | LV | 400 kVA :Building Structure | 0.4 | --> | 0.4 | 0 | 0 | Constrained,otherwise capacity available =304kVA. | --> | 0.38 | 0 | 0 | 0.41432 | 0 |  | --> | C26 ex ACADEMY STREET | Academy Street [T421,T422,T44] | NAVAN |  | 53.656 | -6.6833
MV/LV Substation MI***154X |  | 10 kV | _ | LV | 630 kVA :Kiosk Substation | 0.63 | --> | 0.63 | 0.5 | 1 |  | --> | 0.5985 | 0 | 0 | 0 | 0 | Constrained,otherwise capacity available =500kW. | --> | C15 ex BOYLE | Boyle [T41,T42] | CARRICK ON SHANNON |  | 53.9734 | -8.2982
MV/LV Substation MI***155 |  | 10 kV | _ | LV | 50 kVA :Pole Substation | 0.05 | --> | 0.05 | 0.05 | 2.6 |  | --> | 0.0475 | 0 | 0 | 0.05 | 0 |  | --> | C14 ex CLOONBANNIN | Cloonbannin [T42] | GLENLARA |  | 52.1154 | -9.0725
MV/LV Substation MI***158Z |  | 10 kV | _ | LV | 200 kVA :Kiosk Substation | 0.2 | --> | 0.2 | 0.156 | 13.1 |  | --> | 0.19 | 0 | 0.020007 | 0.20657 | 0 |  | --> | C22 ex MONREAD | Monread [T101,T102] | MONREAD |  | 53.223 | -6.6636
MV/LV Substation MI***159 |  | 10 kV | _ | LV | 400 kVA :Building Structure | 0.4 | --> | 0.4 | 0.306 | 5 |  | --> | 0.38 | 0 | 0.02964 | 0.41403 | 0 |  | --> | C18 ex MCDONAGH | Mcdonagh [T41,T42] | KILKENNY |  | 52.6579 | -7.245
MV/LV Substation MI***162 |  | 10 kV | _ | LV | 50 kVA :Pole Substation | 0.05 | --> | 0.05 | 0.049 | 0.3 |  | --> | 0.0475 | 0 | 0 | 0.050152 | 0 |  | --> | C12 ex ABBEYFEALE | Abbeyfeale [T42] | TRIEN |  | 52.3097 | -9.1493
MV/LV Substation MI***165Y |  | 10 kV | _ | LV | 200 kVA :Kiosk Substation | 0.2 | --> | 0.2 | 0 | 0 | Constrained,otherwise capacity available =177kVA. | --> | 0.19 | 0 | 0 | 0.20346 | 0 |  | --> | C19 ex POLLERTON | Pollerton [T41,T42] | CARLOW |  | 52.826 | -6.9207
MV/LV Substation MI***172 |  | 10 kV | _ | LV | 100 kVA :Pole Substation | 0.1 | --> | 0.1 | 0.053 | 0.4 |  | --> | 0.095 | 0 | 0.018525 | 0.10689 | 0 |  | --> | C18 ex CARRICKMINES | Carrickmines [T41,T42] | CARRICKMINES |  | 53.2586 | -6.2092
MV/LV Substation MI***180X |  | 20 kV | _ | LV | 100 kVA :Pole Substation | 0.1 | --> | 0.1 | 0.099 | 19.8 |  | --> | 0.095 | 0 | 0 | 0.10015 | 0 |  | --> | E19 ex MULLAGHARLIN | Mullagharlin [T121,T122] | MULLAGHARLIN |  | 53.9658 | -6.476
MV/LV Substation MI***181Z |  | 20 kV | _ | LV | 50 kVA :Pole Substation | 0.05 | --> | 0.05 | 0.04 | 0.1 |  | --> | 0.0475 | 0 | 0.009633 | 0.051496 | 0 |  | --> | E11 ex KILCULLEN | Kilcullen [T41,T42,T424] | STRATFORD |  | 53.0562 | -6.7085
MV/LV Substation MI***185Z |  | 10 kV | _ | LV | 630 kVA :Building Structure | 0.63 | --> | 0.63 | 0 | 0 | Constrained,otherwise capacity available =500kVA. | --> | 0.5985 | 0 | 0 | 0.5 | 0 |  | --> | C25 ex BALLYCOOLIN | Ballycoolin [T41,T42,T43] | FINGLAS |  | 53.4096 | -6.3444
MV/LV Substation MI***186X |  | 10 kV | _ | LV | 50 kVA :Pole Substation | 0.05 | --> | 0.05 | 0 | 0 | Constrained,otherwise capacity available =50kVA. | --> | 0.0475 | 0 | 0 | 0.05 | 0 |  | --> | C17 ex DUNLEER | Dunleer [T41,T42] | DRYBRIDGE |  | 53.8442 | -6.2601
MV/LV Substation MI***187 |  | 10 kV | _ | LV | 400 kVA :Kiosk Substation | 0.4 | --> | 0.4 | 0 | 0 | Constrained,otherwise capacity available =359kVA. | --> | 0.38 | 0 | 0.010374 | 0.40618 | 0 |  | --> | C15 ex COOLCORCORAN | Coolcorcoran [T41,T42] | KNOCKEARAGH |  | 52.0662 | -9.5201
MV/LV Substation MI***190Y |  | 10 kV | _ | LV | 400 kVA :Kiosk Substation | 0.4 | --> | 0.4 | 0 | 0 | Constrained,otherwise capacity available =308kVA. | --> | 0.38 | 0 | 0.017043 | 0.41373 | 0 |  | --> | C11 ex KYLEERAGH | Kyleeragh [T41,T42] | NENAGH |  | 52.8741 | -8.1947
MV/LV Substation MI***191X |  | 10 kV | _ | LV | 200 kVA :Kiosk Substation | 0.2 | --> | 0.2 | 0 | 0 | Constrained,otherwise capacity available =131kVA. | --> | 0.19 | 0 | 0 | 0 | 0 | Constrained,otherwise capacity available =210.2kW. | --> | C16 ex MILFORD (NR) | Milford (nr) [T41,T42] | LETTERKENNY |  | 55.0264 | -7.7716
MV/LV Substation MI***193Y |  | 10 kV | _ | LV | 50 kVA :Pole Substation | 0.05 | --> | 0.05 | 0 | 0 | Constrained,otherwise capacity available =39kVA. | --> | 0.0475 | 0 | 0 | 0.051643 | 0 |  | --> | C19 ex SALLINS | Sallins [T41,T42] | GRIFFINRATH |  | 53.2772 | -6.7658
MV/LV Substation MI***193Z |  | 10 kV | _ | LV | 200 kVA :Pole Substation | 0.2 | --> | 0.2 | 0 | 0 | Constrained,otherwise capacity available =153kVA. | --> | 0.19 | 0 | 0.018525 | 0.20701 | 0 |  | --> | C14 ex ATHGARVAN | Athgarvan [T41,T44] | NEWBRIDGE |  | 53.1502 | -6.7773
MV/LV Substation MI***196Z |  | 10 kV | _ | LV | 100 kVA :Pole Substation | 0.1 | --> | 0.1 | 0 | 0 | Constrained,otherwise capacity available =68kVA. | --> | 0.095 | 0 | 0 | 0.10475 | 0 |  | --> | C21 ex CLONMINCH | Clonminch [T41,T422] | THORNSBERRY |  | 53.2178 | -7.4479
MV/LV Substation MI***203Z |  | 20 kV | _ | LV | 50 kVA :Pole Substation | 0.05 | --> | 0.05 | 0 | 0 | Constrained,otherwise capacity available =49kVA. | --> | 0.0475 | 0 | 0 | 0.050152 | 0 |  | --> | E21 ex SLANE | Slane [T421] | DRYBRIDGE |  | 53.7027 | -6.533
MV/LV Substation MI***205Y |  | 20 kV | _ | LV | 200 kVA :Kiosk Substation | 0.2 | --> | 0.2 | 0.139 | 2.4 |  | --> | 0.19 | 0 | 0.018525 | 0.20906 | 0 |  | --> | C19 ex GRAIGUE | Graigue [T41,T42] | CARLOW |  | 52.784 | -6.9805
MV/LV Substation MI***208X |  | 10 kV | _ | LV | 50 kVA :Pole Substation | 0.05 | --> | 0.05 | 0 | 0 | Constrained,otherwise capacity available =50kVA. | --> | 0.0475 | 0 | 0 | 0.05 | 0 |  | --> | C11 ex KILSARAN | Kilsaran [T42] | DRYBRIDGE |  | 53.8831 | -6.3855
MV/LV Substation MI***214 |  | 20 kV | _ | LV | 50 kVA :Pole Substation | 0.05 | --> | 0.05 | 0.048 | 6.2 |  | --> | 0.0475 | 0 | 0 | 0 | 0 | Constrained,otherwise capacity available =50.3kW. | --> | E28 ex MILFORD (MWR) | Milford (mwr) [T422] | CHARLEVILLE |  | 52.3417 | -8.8589
MV/LV Substation MI***214Z |  | 10 kV | _ | LV | 400 kVA :Kiosk Substation | 0.4 | --> | 0.4 | 0 | 0 | Constrained,otherwise capacity available =282kVA. | --> | 0.38 | 0 | 0.006669 | 0.41753 | 0 |  | --> | C16 ex CLONDALKIN | Clondalkin [T41,T42,T44] | INCHICORE 220KV |  | 53.3252 | -6.4009
MV/LV Substation MI***215X |  | 20 kV | _ | LV | 200 kVA :Kiosk Substation | 0.2 | --> | 0.2 | 0 | 0 | Constrained,otherwise capacity available =82kVA. | --> | 0.19 | 0 | 0.02223 | 0.21716 | 0 |  | --> | C22 ex ATHLONE | Athlone [T41,T42] | ATHLONE |  | 53.4232 | -7.9824
MV/LV Substation MI***216 |  | 10 kV | _ | LV | 400 kVA :Kiosk Substation | 0.4 | --> | 0.4 | 0.15247 | 0.2 | Constrained,otherwise capacity available =376kVA. | --> | 0.38 | 0 | 0 | 0.40363 | 0 |  | --> | C18 ex SANDYFORD | Sandyford [T41,T42] | CARRICKMINES |  | 53.2766 | -6.2186
MV/LV Substation MI***218 |  | 20 kV | _ | LV | 50 kVA :Pole Substation | 0.05 | --> | 0.05 | 0.025 | 2.8 |  | --> | 0.0475 | 0 | 0 | 0.053659 | 0 |  | --> | E21 ex CLARA | Clara [T421,T422] | THORNSBERRY |  | 53.3484 | -7.6138
MV/LV Substation MI***221Z |  | 20 kV | _ | LV | 100 kVA :Pole Substation | 0.1 | --> | 0.1 | 0.076 | 3.1 |  | --> | 0.095 | 0 | 0 | 0.10358 | 0 |  | --> | E14 ex LUMCLOON | Lumcloon [T421,T422] | DALLOW |  | 53.198 | -7.6268
MV/LV Substation MI***224Z |  | 20 kV | _ | LV | 200 kVA :Pole Substation | 0.2 | --> | 0.2 | 0 | 0 | Constrained,otherwise capacity available =131kVA. | --> | 0.19 | 0 | 0 | 0.21022 | 0 |  | --> | E23 ex BALTRASNA | Baltrasna [T121,T122] | BALTRASNA |  | 53.6133 | -6.4103
MV/LV Substation MI***226Z |  | 10 kV | _ | LV | 400 kVA :Building Structure | 0.4 | --> | 0.4 | 0.375 | 9.5 |  | --> | 0.38 | 0 | 0.061503 | 0.40378 | 0 |  | --> | C12 ex BANDON | Bandon [T101,T42] | BANDON |  | 51.7463 | -8.7391
MV/LV Substation MI***229 |  | 10 kV | _ | LV | 50 kVA :Pole Substation | 0.05 | --> | 0.05 | 0.039 | 5.6 |  | --> | 0.0475 | 0 | 0 | 0.051643 | 0 |  | --> | C11 ex KILCOOLE | Kilcoole [T41,T42] | FASSAROE |  | 53.0897 | -6.1061
MV/LV Substation MI***231X |  | 10 kV | _ | LV | 400 kVA :Kiosk Substation | 0.4 | --> | 0.4 | 0 | 0 | Constrained,otherwise capacity available =324kVA. | --> | 0.38 | 0 | 0.003705 | 0.41138 | 0 |  | --> | C15 ex DERRYCRAMPH | Derrycramph [T41,T42] | SHANKILL |  | 53.9897 | -7.3652
MV/LV Substation MI***232Y |  | 10 kV | _ | LV | 1000 kVA :Building Structure | 1 | --> | 1 | 0 | 0 | Constrained,otherwise capacity available =500kVA. | --> | 0.95 | 0 | 0.04446 | 0.5 | 0 |  | --> | C22 ex MIDLETON | Midleton [T101,T102] | MIDLETON |  | 51.9186 | -8.1856
MV/LV Substation MI***238Y |  | 10 kV | _ | LV | 100 kVA :Pole Substation | 0.1 | --> | 0.1 | 0.053 | 12.2 |  | --> | 0.095 | 0 | 0.011856 | 0.10689 | 0 |  | --> | C14 ex BALLYBEG | Ballybeg [T101,T102] | CARRICKMINES |  | 52.9945 | -6.0837
MV/LV Substation MI***242Z |  | 20 kV | _ | LV | 50 kVA :Pole Substation | 0.05 | --> | 0.05 | 0.048 | 1.1 |  | --> | 0.0475 | 0 | 0 | 0.050303 | 0 |  | --> | E14 ex RANDALSTOWN | Randalstown [T422] | NAVAN |  | 53.7091 | -6.7472
MV/LV Substation MI***245Y |  | 20 kV | _ | LV | 630 kVA :Building Structure | 0.63 | --> | 0.63 | 0.5 | 1.1 |  | --> | 0.5985 | 0 | 0 | 0.5 | 0 |  | --> | E12 ex BUNCLODY | Bunclody [T421,T422] | CRANE |  | 52.6551 | -6.657
MV/LV Substation MI***246 |  | 10 kV | _ | LV | 50 kVA :Pole Substation | 0.05 | --> | 0.05 | 0.048 | 0.9 |  | --> | 0.0475 | 0 | 0 | 0.050303 | 0 |  | --> | C12 ex ROSS CARBERY | Ross Carbery [T41,T42] | DUNMANWAY |  | 51.5834 | -8.9644
MV/LV Substation MI***246Z |  | 10 kV | _ | LV | 50 kVA :Pole Substation | 0.05 | --> | 0.05 | 0 | 0 | Constrained,otherwise capacity available =46kVA. | --> | 0.0475 | 0 | 0 | 0.050604 | 0 |  | --> | C19 ex SALLINS | Sallins [T41,T42] | GRIFFINRATH |  | 53.2696 | -6.6922
MV/LV Substation MI***247X |  | 10 kV | _ | LV | 630 kVA :Kiosk Substation | 0.63 | --> | 0.63 | 0 | 0 | Constrained,otherwise capacity available =460kVA. | --> | 0.5985 | 0 | 0.060021 | 0.5 | 0 |  | --> | C18 ex MOUNTGORRY | Mountgorry [T41,T42] | GRANGE (DR) |  | 53.4531 | -6.1746
MV/LV Substation MI***250 |  | 20 kV | _ | LV | 100 kVA :Pole Substation | 0.1 | --> | 0.1 | 0.037 | 1.8 |  | --> | 0.095 | 0 | 0.005187 | 0.10913 | 0 |  | --> | E12 ex BIRDHILL | Birdhill [T421,T422] | ARDNACRUSHA |  | 52.8036 | -8.4435
MV/LV Substation MI***251X |  | 10 kV | _ | LV | 100 kVA :Pole Substation | 0.1 | --> | 0.1 | 0 | 0 | Constrained,otherwise capacity available =42kVA. | --> | 0.095 | 0 | 0 | 0.072493 | 0 | Constrained,otherwise capacity available =108.4kW. | --> | C15 ex TOOMEVARA | Toomevara [T42] | NENAGH |  | 52.887 | -8.0297
MV/LV Substation MI***256X |  | 10 kV | _ | LV | 200 kVA :Pole Substation | 0.2 | --> | 0.2 | 0 | 0 | Constrained,otherwise capacity available =117kVA. | --> | 0.19 | 0 | 0.04446 | 0.21223 | 0 |  | --> | C18 ex MOUNTGORRY | Mountgorry [T41,T42] | GRANGE (DR) |  | 53.4503 | -6.1776
MV/LV Substation MI***258X |  | 10 kV | _ | LV | 1000 kVA :Building Structure | 1 | --> | 1 | 0.38033 | 0.4 | Constrained,otherwise capacity available =500kVA. | --> | 0.95 | 0 | 0.012597 | 0.5 | 0 |  | --> | C19 ex CARRICKMINES | Carrickmines [T41,T42] | CARRICKMINES |  | 53.2628 | -6.1969
MV/LV Substation MI***265 |  | 20 kV | _ | LV | 100 kVA :Pole Substation | 0.1 | --> | 0.1 | 0.09 | 0.4 |  | --> | 0.095 | 0 | 0 | 0 | 0 | Constrained,otherwise capacity available =101.5kW. | --> | C20 ex SWINFORD | Swinford [T41,T42] | CASTLEBAR |  | 53.874 | -8.8523
MV/LV Substation MI***266Z |  | 10 kV | _ | LV | 400 kVA :Kiosk Substation | 0.4 | --> | 0.4 | 0 | 0 | Constrained,otherwise capacity available =293kVA. | --> | 0.38 | 0 | 0.004446 | 0.41593 | 0 |  | --> | C19 ex BALLINDERRY | Ballinderry [T41,T422] | MULLINGAR |  | 53.5187 | -7.3337
MV/LV Substation MI***267 |  | 20 kV | _ | LV | 100 kVA :Pole Substation | 0.1 | --> | 0.1 | 0 | 0 | Constrained,otherwise capacity available =95kVA. | --> | 0.095 | 0 | 0 | 0.10076 | 0 |  | --> | E12 ex MILLTOWN (SR) | Milltown (sr) [T421,T422] | OUGHTRAGH |  | 52.0974 | -9.8276
MV/LV Substation MI***270 |  | 20 kV | _ | LV | 50 kVA :Pole Substation | 0.05 | --> | 0.05 | 0 | 0 |  | --> | 0.0475 | 0 | 0 | 0 | 0 | Constrained,otherwise capacity available =57.6kW. | --> | E15 ex BUNCRANA | Buncrana [T421,T422] | TRILLICK |  | 55.1283 | -7.4456
MV/LV Substation MI***270 |  | 10 kV | _ | LV | 200 kVA :Kiosk Substation | 0.2 | --> | 0.2 | 0 | 0 | Constrained,otherwise capacity available =133kVA. | --> | 0.19 | 0 | 0.011115 | 0.20993 | 0 |  | --> | C15 ex LOUGHTAGALLA | Loughtagalla [T41,T42] | THURLES |  | 52.6788 | -7.7978
MV/LV Substation MI***287 |  | 10 kV | _ | LV | 400 kVA :Kiosk Substation | 0.4 | --> | 0.4 | 0 | 0 | Constrained,otherwise capacity available =218kVA. | --> | 0.38 | 0 | 0.049647 | 0.42673 | 0 |  | --> | C13 ex LOUGHLINSTOWN | Loughlinstown [T41,T42] | CARRICKMINES |  | 53.253 | -6.1172
MV/LV Substation MI***288 |  | 10 kV | _ | LV | 630 kVA :Building Structure | 0.63 | --> | 0.63 | 0 | 0 | Constrained,otherwise capacity available =434kVA. | --> | 0.5985 | 0 | 0.021489 | 0.5 | 0 |  | --> | C13 ex DRUMCONDRA | Drumcondra [T41,T42] | MCDERMOTT |  | 53.3689 | -6.257
MV/LV Substation MI***288Z |  | 20 kV | _ | LV | 400 kVA :Kiosk Substation | 0.4 | --> | 0.4 | 0.35 | 16.1 |  | --> | 0.38 | 0 | 0.005187 | 0.40752 | 0 |  | --> | E21 ex WEXFORD | Wexford [T121,T122] | WEXFORD |  | 52.3886 | -6.4478
MV/LV Substation MI***299 |  | 10 kV | _ | LV | 50 kVA :Pole Substation | 0.05 | --> | 0.05 | 0 | 0 | Constrained,otherwise capacity available =49kVA. | --> | 0.0475 | 0 | 0 | 0.050152 | 0 |  | --> | C17 ex HOLYCROSS ROAD | Holycross Road [T41,T42] | THURLES |  | 52.6726 | -8.0822
MV/LV Substation MI***308X |  | 10 kV | _ | LV | 200 kVA :Pole Substation | 0.2 | --> | 0.2 | 0.036794 | 0 | Constrained,otherwise capacity available =120kVA. | --> | 0.19 | 0 | 0.00741 | 0.2118 | 0 |  | --> | C11 ex CALLAN | Callan [T41,T42] | KILKENNY |  | 52.5443 | -7.3875
MV/LV Substation MI***311Y |  | 20 kV | _ | LV | 50 kVA :Pole Substation | 0.05 | --> | 0.05 | 0 | 0 | Constrained,otherwise capacity available =46kVA. | --> | 0.0475 | 0 | 0 | 0.050604 | 0 |  | --> | E14 ex BALLINDERRY | Ballinderry [T41,T422] | MULLINGAR |  | 53.4426 | -7.2442
MV/LV Substation MI***311Y |  | 10 kV | _ | LV | 200 kVA :Kiosk Substation | 0.2 | --> | 0.2 | 0 | 0 | Constrained,otherwise capacity available =107kVA. | --> | 0.19 | 0 | 0.031122 | 0.21365 | 0 |  | --> | C23 ex MACETOWN | Macetown [T101,T102] | MACETOWN |  | 53.4187 | -6.4673
MV/LV Substation MI***316 |  | 10 kV | _ | LV | 50 kVA :Pole Substation | 0.05 | --> | 0.05 | 0 | 0 | Constrained,otherwise capacity available =42kVA. | --> | 0.0475 | 0 | 0 | 0.0512 | 0 |  | --> | C12 ex LOUGHTAGALLA | Loughtagalla [T41,T42] | THURLES |  | 52.6722 | -7.7993
MV/LV Substation MI***319Y |  | 10 kV | _ | LV | 630 kVA :Kiosk Substation | 0.63 | --> | 0.63 | 0 | 0 | Constrained,otherwise capacity available =435kVA. | --> | 0.5985 | 0 | 0.002964 | 0 | 0 | Constrained,otherwise capacity available =500kW. | --> | C23 ex PORTLAOISE | Portlaoise [T41,T42] | PORTLAOISE |  | 53.0365 | -7.2972
MV/LV Substation MI***319Z |  | 10 kV | _ | LV | 630 kVA :Kiosk Substation | 0.63 | --> | 0.63 | 0 | 0 | Constrained,otherwise capacity available =500kVA. | --> | 0.5985 | 0 | 0 | 0.5 | 0 |  | --> | C17 ex LUCAN EAST | Lucan East [T41,T42] | GRANGE CASTLE |  | 53.3621 | -6.4434
MV/LV Substation MI***321Y |  | 10 kV | _ | LV | 400 kVA :Kiosk Substation | 0.4 | --> | 0.4 | 0 | 0 | Constrained,otherwise capacity available =340kVA. | --> | 0.38 | 0 | 0.003705 | 0.40901 | 0 |  | --> | C21 ex MONEYCOOLEY | Moneycooley [T41,T42,T44] | GRIFFINRATH |  | 53.3824 | -6.5931
MV/LV Substation MI***322X |  | 10 kV | _ | LV | 50 kVA :Pole Substation | 0.05 | --> | 0.05 | 0 | 0 | Constrained,otherwise capacity available =28kVA. | --> | 0.0475 | 0 | 0.004446 | 0.053235 | 0 |  | --> | C11 ex PALMERSTOWN | Palmerstown [T41,T42] | FINGLAS |  | 53.3569 | -6.3609
MV/LV Substation MI***322Z |  | 20 kV | _ | LV | 200 kVA :Kiosk Substation | 0.2 | --> | 0.2 | 0.137 | 0.4 |  | --> | 0.19 | 0 | 0 | 0.20935 | 0 |  | --> | E15 ex TULLOW | Tullow [T421,T422] | CARLOW |  | 52.8003 | -6.7345
MV/LV Substation MI***326X |  | 10 kV | _ | LV | 630 kVA :Building Structure | 0.63 | --> | 0.63 | 0 | 0 | Constrained,otherwise capacity available =500kVA. | --> | 0.5985 | 0 | 0 | 0.5 | 0 |  | --> | C11 ex CRANMORE | Cranmore [T41,T42] | SLIGO |  | 54.2738 | -8.472
MV/LV Substation MI***330Z |  | 10 kV | _ | LV | 1000 kVA :Building Structure | 1 | --> | 1 | 0 | 0 | Constrained,otherwise capacity available =500kVA. | --> | 0.95 | 0 | 0 | 0.5 | 0 |  | --> | C16 ex BALBRIGGAN | Balbriggan [T42] | GLASMORE |  | 53.6101 | -6.1834
MV/LV Substation MI***332Z |  | 10 kV | _ | LV | 100 kVA :Pole Substation | 0.1 | --> | 0.1 | 0 | 0 | Constrained,otherwise capacity available =86kVA. | --> | 0.095 | 0 | 0 | 0.1021 | 0 |  | --> | C13 ex MORNINGTON ROAD | Mornington Road [T41,T42] | DRYBRIDGE |  | 53.71 | -6.2986
MV/LV Substation MI***333Z |  | 20 kV | _ | LV | 200 kVA :Kiosk Substation | 0.2 | --> | 0.2 | 0 | 0 | Constrained,otherwise capacity available =149kVA. | --> | 0.19 | 0 | 0.004446 | 0.2076 | 0 |  | --> | E16 ex ASHBOURNE | Ashbourne [T421,T422] | FINGLAS |  | 53.5115 | -6.3931
MV/LV Substation MI***338Y |  | 10 kV | _ | LV | 400 kVA :Kiosk Substation | 0.4 | --> | 0.4 | 0 | 0 | Constrained,otherwise capacity available =215kVA. | --> | 0.38 | 0 | 0.080028 | 0.42715 | 0 |  | --> | C23 ex MACETOWN | Macetown [T101,T102] | MACETOWN |  | 53.4217 | -6.4686
MV/LV Substation MI***340 |  | 10 kV | _ | LV | 1000 kVA :Building Structure | 1 | --> | 1 | 0 | 0 | Constrained,otherwise capacity available =500kVA. | --> | 0.95 | 0 | 0.062985 | 0.5 | 0 |  | --> | C14 ex HEADFORD ROAD | Headford Road [T41,T42] | GALWAY 110KV |  | 53.2717 | -9.0525
MV/LV Substation MI***340X |  | 10 kV | _ | LV | 50 kVA :Pole Substation | 0.05 | --> | 0.05 | 0 | 0 | Constrained,otherwise capacity available =43kVA. | --> | 0.0475 | 0 | 0 | 0.051052 | 0 |  | --> | C26 ex BISHOPSTOWN | Bishopstown [T41,T42] | KILBARRY |  | 51.903 | -8.5531
MV/LV Substation MI***343 |  | 10 kV | _ | LV | 400 kVA :Kiosk Substation | 0.4 | --> | 0.4 | 0 | 0 | Constrained,otherwise capacity available =359kVA. | --> | 0.38 | 0 | 0.069654 | 0 | 0 | Constrained,otherwise capacity available =406.2kW. | --> | E13 ex BLESSINGTON | Blessington [T421,T422] | KILTEEL |  | 53.1625 | -6.542
MV/LV Substation MI***345Z |  | 10 kV | _ | LV | 50 kVA :Pole Substation | 0.05 | --> | 0.05 | 0.042 | 2.9 |  | --> | 0.0475 | 0 | 0 | 0 | 0 | Constrained,otherwise capacity available =51.2kW. | --> | C18 ex TELAYDON | Telaydon [T42,T421] | LISDRUM |  | 54.2551 | -6.9805
MV/LV Substation MI***348Z |  | 20 kV | _ | LV | 630 kVA :Kiosk Substation | 0.63 | --> | 0.63 | 0.5 | 2.5 |  | --> | 0.5985 | 0 | 0 | 0.5 | 0 |  | --> | E13 ex BAGENALSTOWN | Bagenalstown [T421,T422] | CARLOW |  | 52.676 | -6.8439
MV/LV Substation MI***349X |  | 10 kV | _ | LV | 630 kVA :Building Structure | 0.63 | --> | 0.63 | 0 | 0 | Constrained,otherwise capacity available =500kVA. | --> | 0.5985 | 0 | 0 | 0.5 | 0 |  | --> | C16 ex DERRYCRAMPH | Derrycramph [T41,T42] | SHANKILL |  | 53.9837 | -7.3265
MV/LV Substation MI***356Y |  | 10 kV | _ | LV | 630 kVA :Building Structure | 0.63 | --> | 0.63 | 0 | 0 | Constrained,otherwise capacity available =500kVA. | --> | 0.5985 | 0 | 0.00741 | 0.5 | 0 |  | --> | C17 ex MIDLETON | Midleton [T101,T102] | MIDLETON |  | 51.9155 | -8.1679
MV/LV Substation MI***361Z |  | 10 kV | _ | LV | 200 kVA :Kiosk Substation | 0.2 | --> | 0.2 | 0.19 | 6 |  | --> | 0.19 | 0 | 0 | 0.20151 | 0 |  | --> | C23 ex PELLETSTOWN | Pelletstown [T101,T102] | FINGLAS |  | 53.3861 | -6.3745
MV/LV Substation MI***362Y |  | 20 kV | _ | LV | 400 kVA :Building Structure | 0.4 | --> | 0.4 | 0.4 | 2.5 |  | --> | 0.38 | 0 | 0 | 0.4 | 0 |  | --> | E17 ex BAGENALSTOWN | Bagenalstown [T421,T422] | CARLOW |  | 52.7614 | -6.9486
MV/LV Substation MI***363 |  | 10 kV | _ | LV | 630 kVA :Kiosk Substation | 0.63 | --> | 0.63 | 0.334 | 3.5 |  | --> | 0.5985 | 0 | 0 | 0.5 | 0 |  | --> | C13 ex TRIMMS LANE | Trimms Lane [T41,T42] | SALTHILL |  | 53.2714 | -9.0571
MV/LV Substation MI***364Z |  | 10 kV | _ | LV | 50 kVA :Pole Substation | 0.05 | --> | 0.05 | 0 | 0 | Constrained,otherwise capacity available =50kVA. | --> | 0.0475 | 0 | 0 | 0.05 | 0 |  | --> | C16 ex LOUGHSHINNY | Loughshinny [T41,T42] | GLASMORE |  | 53.5669 | -6.1338
MV/LV Substation MI***365Y |  | 20 kV | _ | LV | 200 kVA :Pole Substation | 0.2 | --> | 0.2 | 0.183 | 0.6 |  | --> | 0.19 | 0 | 0.13338 | 0 | 0 | Constrained,otherwise capacity available =201.2kW. | --> | E23 ex LAWLESSTOWN | Lawlesstown [T42,T421] | DOON |  | 52.4521 | -7.7693
MV/LV Substation MI***366 |  | 10 kV | _ | LV | 100 kVA :Pole Substation | 0.1 | --> | 0.1 | 0 | 0 | Constrained,otherwise capacity available =72kVA. | --> | 0.095 | 0 | 0 | 0 | 0 | Constrained,otherwise capacity available =104.2kW. | --> | C16 ex MILFORD (NR) | Milford (nr) [T41,T42] | LETTERKENNY |  | 55.0279 | -7.7762
MV/LV Substation MI***372X |  | 20 kV | _ | LV | 50 kVA :Pole Substation | 0.05 | --> | 0.05 | 0.046 | 4.4 |  | --> | 0.0475 | 0 | 0 | 0 | 0 | Constrained,otherwise capacity available =50.6kW. | --> | E18 ex STRANORLAR | Stranorlar [T421,T422] | LETTERKENNY |  | 54.7995 | -7.6788
MV/LV Substation MI***373X |  | 10 kV | _ | LV | 200 kVA :Kiosk Substation | 0.2 | --> | 0.2 | 0 | 0 | Constrained,otherwise capacity available =171kVA. | --> | 0.19 | 0 | 0 | 0.20436 | 0 |  | --> | C15 ex BALLAGHADERREEN | Ballaghaderreen [T41,T42] | TONROE |  | 53.8972 | -8.5741
MV/LV Substation MI***376 |  | 10 kV | _ | LV | 100 kVA :Pole Substation | 0.1 | --> | 0.1 | 0 | 0 | Constrained,otherwise capacity available =86kVA. | --> | 0.095 | 0 | 0 | 0.1021 | 0 |  | --> | C18 ex LITTLE MILLS | Little Mills [T41] | DUNDALK |  | 53.9339 | -6.4416
MV/LV Substation MI***378Z |  | 20 kV | _ | LV | 200 kVA :Pole Substation | 0.2 | --> | 0.2 | 0 | 0 | Constrained,otherwise capacity available =164kVA. | --> | 0.19 | 0 | 0.008151 | 0.20539 | 0 |  | --> | E14 ex BALLINDERRY | Ballinderry [T41,T422] | MULLINGAR |  | 53.4422 | -7.2461
MV/LV Substation MI***381Y |  | 20 kV | _ | LV | 200 kVA :Kiosk Substation | 0.2 | --> | 0.2 | 0 | 0 | Constrained,otherwise capacity available =151kVA. | --> | 0.19 | 0 | 0 | 0 | 0 | Constrained,otherwise capacity available =207.3kW. | --> | E20 ex ROSCREA | Roscrea [T41,T42] | IKERRIN |  | 52.9383 | -7.6353
MV/LV Substation MI***381Y |  | 20 kV | _ | LV | 100 kVA :Pole Substation | 0.1 | --> | 0.1 | 0 | 0 | Constrained,otherwise capacity available =53kVA. | --> | 0.095 | 0 | 0.002964 | 0.10689 | 0 |  | --> | C22 ex ATHLONE | Athlone [T41,T42] | ATHLONE |  | 53.4256 | -8.0108
MV/LV Substation MI***383X |  | 20 kV | _ | LV | 50 kVA :Pole Substation | 0.05 | --> | 0.05 | 0.047 | 4.4 |  | --> | 0.0475 | 0 | 0 | 0.050453 | 0 |  | --> | E17 ex CRANE | Crane [T122] | CRANE |  | 52.5873 | -6.4751
MV/LV Substation MI***385 |  | 10 kV | _ | LV | 200 kVA :Pole Substation | 0.2 | --> | 0.2 | 0.143 | 1.9 |  | --> | 0.19 | 0 | 0.009633 | 0 | 0 | Constrained,otherwise capacity available =208.5kW. | --> | C15 ex MILFORD (MWR) | Milford (mwr) [T41] | CHARLEVILLE |  | 52.34 | -8.8564
MV/LV Substation MI***394 |  | 10 kV | _ | LV | 50 kVA :Pole Substation | 0.05 | --> | 0.05 | 0.046 | 0.9 |  | --> | 0.0475 | 0 | 0 | 0.050604 | 0 |  | --> | C22 ex ROSS CARBERY | Ross Carbery [T41,T42] | DUNMANWAY |  | 51.565 | -9.1253
MV/LV Substation MI***397 |  | 10 kV | _ | LV | 200 kVA :Building Structure | 0.2 | --> | 0.2 | 0.2 | 10 |  | --> | 0.19 | 0 | 0 | 0.2 | 0 |  | --> | C14 ex HAROLDS CROSS | Harolds Cross [T101,T102] | POOLBEG |  | 53.3267 | -6.2675
MV/LV Substation MI***398Z |  | 10 kV | _ | LV | 630 kVA :Building Structure | 0.63 | --> | 0.63 | 0.5 | 13.1 |  | --> | 0.5985 | 0 | 0 | 0.5 | 0 |  | --> | C14 ex MONREAD | Monread [T101,T102] | MONREAD |  | 53.2371 | -6.6698
MV/LV Substation MI***399 |  | 20 kV | _ | LV | 100 kVA :Pole Substation | 0.1 | --> | 0.1 | 0.093 | 3.5 |  | --> | 0.095 | 0 | 0.004446 | 0.10106 | 0 |  | --> | C18 ex DUNDALK | Dundalk [T41,T42] | DUNDALK |  | 54.0376 | -6.4382
MV/LV Substation MI***399Z |  | 10 kV | _ | LV | 630 kVA :Building Structure | 0.63 | --> | 0.63 | 0.5 | 13.1 |  | --> | 0.5985 | 0 | 0 | 0.5 | 0 |  | --> | C14 ex MONREAD | Monread [T101,T102] | MONREAD |  | 53.2357 | -6.6697
MV/LV Substation MI***4001 |  | 20 kV | _ | LV | 50 kVA :Pole Substation | 0.05 | --> | 0.05 | 0 | 0 | Constrained,otherwise capacity available =50kVA. | --> | 0.0475 | 0 | 0 | 0.05 | 0 |  | --> | E16 ex BALLYDEHOB | Ballydehob [T421] | DUNMANWAY |  | 51.4518 | -9.8111
MV/LV Substation MI***4008 |  | 10 kV | _ | LV | 400 kVA :Building Structure | 0.4 | --> | 0.4 | 0.315 | 1.5 |  | --> | 0.38 | 0 | 0 | 0.41271 | 0 |  | --> | C22 ex BALLYARD | Ballyard [T41,T42] | TRALEE |  | 52.2487 | -9.6771
MV/LV Substation MI***4017 |  | 10 kV | _ | LV | 50 kVA :Pole Substation | 0.05 | --> | 0.05 | 0.045 | 3.4 |  | --> | 0.0475 | 0 | 0 | 0.050753 | 0 |  | --> | C19 ex GLENGOOLE | Glengoole [T41] | THURLES |  | 52.6145 | -7.6393
MV/LV Substation MI***4018 |  | 10 kV | _ | LV | 630 kVA :Building Structure | 0.63 | --> | 0.63 | 0 | 0 | Constrained,otherwise capacity available =500kVA. | --> | 0.5985 | 0 | 0.08892 | 0.5 | 0 |  | --> | E16 ex DRUMLINE | Drumline [T421,T422] | DRUMLINE |  | 52.7186 | -8.8716
MV/LV Substation MI***4019 |  | 20 kV | _ | LV | 100 kVA :Pole Substation | 0.1 | --> | 0.1 | 0 | 0 | Constrained,otherwise capacity available =100kVA. | --> | 0.095 | 0 | 0 | 0.1 | 0 |  | --> | E16 ex MILLTOWN (SR) | Milltown (sr) [T421,T422] | OUGHTRAGH |  | 52.1469 | -9.7254
MV/LV Substation MI***4020 |  | 10 kV | _ | LV | 50 kVA :Pole Substation | 0.05 | --> | 0.05 | 0 | 0 | Constrained,otherwise capacity available =50kVA. | --> | 0.0475 | 0 | 0 | 0.05 | 0 |  | --> | C20 ex CLONSHAUGH | Clonshaugh [T41,T42] | FINGLAS |  | 53.4178 | -6.2025
MV/LV Substation MI***4024 |  | 10 kV | _ | LV | 400 kVA :Building Structure | 0.4 | --> | 0.4 | 0 | 0 | Constrained,otherwise capacity available =331kVA. | --> | 0.38 | 0 | 0 | 0.41034 | 0 |  | --> | C13 ex STEPHENSTOWN | Stephenstown [T101,T102] | FINGLAS |  | 53.607 | -6.1958
MV/LV Substation MI***4024 |  | 10 kV | _ | LV | 50 kVA :Pole Substation | 0.05 | --> | 0.05 | 0 | 0 | Constrained,otherwise capacity available =49kVA. | --> | 0.0475 | 0 | 0 | 0.050152 | 0 |  | --> | C22 ex ORANMORE | Oranmore [T41,T44] | GALWAY 110KV |  | 53.2884 | -8.9123
MV/LV Substation MI***4025 |  | 10 kV | _ | LV | 630 kVA :Building Structure | 0.63 | --> | 0.63 | 0 | 0 | Constrained,otherwise capacity available =500kVA. | --> | 0.5985 | 0 | 0 | 0.5 | 0 |  | --> | C13 ex STEPHENSTOWN | Stephenstown [T101,T102] | FINGLAS |  | 53.6076 | -6.1973
MV/LV Substation MI***4026 |  | 10 kV | _ | LV | 630 kVA :Building Structure | 0.63 | --> | 0.63 | 0 | 0 | Constrained,otherwise capacity available =245kVA. | --> | 0.5985 | 0 | 0 | 0.5 | 0 |  | --> | C13 ex STEPHENSTOWN | Stephenstown [T101,T102] | FINGLAS |  | 53.6072 | -6.1979
MV/LV Substation MI***4027 |  | 10 kV | _ | LV | 50 kVA :Pole Substation | 0.05 | --> | 0.05 | 0.049 | 0.9 |  | --> | 0.0475 | 0 | 0 | 0.050152 | 0 |  | --> | C13 ex WOODFORD | Woodford [T41,T42] | KNOCKEARAGH |  | 52.0417 | -9.4429
MV/LV Substation MI***4034 |  | 10 kV | _ | LV | 630 kVA :Building Structure | 0.63 | --> | 0.63 | 0.5 | 1.4 |  | --> | 0.5985 | 0 | 0 | 0.5 | 0 |  | --> | C20 ex RINEANNA | Rineanna [T41,T42] | DRUMLINE |  | 52.7182 | -8.8753
MV/LV Substation MI***404Y |  | 20 kV | _ | LV | 200 kVA :Pole Substation | 0.2 | --> | 0.2 | 0.199 | 2.7 |  | --> | 0.19 | 0 | 0 | 0.20015 | 0 |  | --> | E12 ex OLDCASTLE | Oldcastle [T41,T422] | MULLINGAR |  | 53.7484 | -7.1672
MV/LV Substation MI***4067 |  | 20 kV | _ | LV | 50 kVA :Pole Substation | 0.05 | --> | 0.05 | 0 | 0 | Constrained,otherwise capacity available =49kVA. | --> | 0.0475 | 0 | 0 | 0.050152 | 0 |  | --> | C23 ex TUAM NORTH | Tuam North [T41,T42] | CLOON |  | 53.5779 | -9.0802
MV/LV Substation MI***4071 |  | 10 kV | _ | LV | 50 kVA :Pole Substation | 0.05 | --> | 0.05 | 0.019092 | 0 | Constrained,otherwise capacity available =50kVA. | --> | 0.0475 | 0 | 0 | 0 | 0 | Constrained,otherwise capacity available =50kW. | --> | C12 ex BALLYBAY | Ballybay [T41,T42] | LISDRUM |  | 54.1317 | -7.0332
MV/LV Substation MI***4075 |  | 20 kV | _ | LV | 50 kVA :Pole Substation | 0.05 | --> | 0.05 | 0 | 0 | Constrained,otherwise capacity available =44kVA. | --> | 0.0475 | 0 | 0 | 0 | 0 | Constrained,otherwise capacity available =50.9kW. | --> | E14 ex BUNCRANA | Buncrana [T421,T422] | TRILLICK |  | 55.1307 | -7.4415
MV/LV Substation MI***4078 |  | 10 kV | _ | LV | 50 kVA :Pole Substation | 0.05 | --> | 0.05 | 0.05 | 0.1 |  | --> | 0.0475 | 0 | 0 | 0.05 | 0 |  | --> | C17 ex TUBBERCURRY | Tubbercurry [T41,T42] | TONROE |  | 54.0619 | -8.7676
MV/LV Substation MI***408X |  | 20 kV | _ | LV | 200 kVA :Pole Substation | 0.2 | --> | 0.2 | 0 | 0 | Constrained,otherwise capacity available =200kVA. | --> | 0.19 | 0 | 0 | 0.2 | 0 |  | --> | C13 ex BLAKE | Blake [T41,T42] | BLAKE |  | 53.3187 | -6.9242
MV/LV Substation MI***4107 |  | 20 kV | _ | LV | 50 kVA :Pole Substation | 0.05 | --> | 0.05 | 0.049 | 0.4 |  | --> | 0.0475 | 0 | 0 | 0 | 0 | Constrained,otherwise capacity available =50.2kW. | --> | C20 ex SWINFORD | Swinford [T41,T42] | CASTLEBAR |  | 53.8519 | -8.8548
MV/LV Substation MI***4108 |  | 10 kV | _ | LV | 200 kVA :Pole Substation | 0.2 | --> | 0.2 | 0 | 0 | Constrained,otherwise capacity available =152kVA. | --> | 0.19 | 0 | 0 | 0.20716 | 0 |  | --> | C20 ex ROSCOMMON | Roscommon [T41,T42] | LANESBORO |  | 53.6465 | -8.1575
MV/LV Substation MI***410Y |  | 10 kV | _ | LV | 400 kVA :Kiosk Substation | 0.4 | --> | 0.4 | 0 | 0 | Constrained,otherwise capacity available =322kVA. | --> | 0.38 | 0 | 0.003705 | 0.41167 | 0 |  | --> | C26 ex KYLEERAGH | Kyleeragh [T41,T42] | NENAGH |  | 52.8745 | -8.1923
MV/LV Substation MI***410Z |  | 10 kV | _ | LV | 50 kVA :Pole Substation | 0.05 | --> | 0.05 | 0 | 0 | Constrained,otherwise capacity available =50kVA. | --> | 0.0475 | 0 | 0 | 0.05 | 0 |  | --> | C20 ex COLLINSTOWN | Collinstown [T41,T42] | GRANGE (DR) |  | 53.4291 | -6.2155
MV/LV Substation MI***4114 |  | 20 kV | _ | LV | 400 kVA :Kiosk Substation | 0.4 | --> | 0.4 | 0 | 0 | Constrained,otherwise capacity available =316kVA. | --> | 0.38 | 0 | 0.020748 | 0.41256 | 0 |  | --> | E20 ex BALTRASNA | Baltrasna [T121,T122] | BALTRASNA |  | 53.5128 | -6.4089
MV/LV Substation MI***4115 |  | 20 kV | _ | LV | 400 kVA :Kiosk Substation | 0.4 | --> | 0.4 | 0 | 0 | Constrained,otherwise capacity available =311kVA. | --> | 0.38 | 0 | 0.032604 | 0.41329 | 0 |  | --> | E13 ex GLASMORE | Glasmore [T421,T422] | GLASMORE |  | 53.4738 | -6.2436
MV/LV Substation MI***4121 |  | 10 kV | _ | LV | 100 kVA :Pole Substation | 0.1 | --> | 0.1 | 0 | 0 | Constrained,otherwise capacity available =65kVA. | --> | 0.095 | 0 | 0 | 0.10518 | 0 |  | --> | C18 ex TRIM | Trim [T41,T42] | NAVAN |  | 53.5609 | -6.7849
MV/LV Substation MI***4121 |  | 10 kV | _ | LV | 400 kVA :Building Structure | 0.4 | --> | 0.4 | 0 | 0 | Constrained,otherwise capacity available =341kVA. | --> | 0.38 | 0 | 0 | 0.40886 | 0 |  | --> | C22 ex MIDLETON | Midleton [T101,T102] | MIDLETON |  | 51.9067 | -8.1699
MV/LV Substation MI***4124 |  | 10 kV | _ | LV | 1000 kVA :Building Structure | 1 | --> | 1 | 0.5 | 7.9 |  | --> | 0.95 | 0 | 0 | 0.5 | 0 |  | --> | C22 ex TRINITY | Trinity [T101,T102] | POOLBEG |  | 53.3369 | -6.2472
MV/LV Substation MI***4125 |  | 20 kV | _ | LV | 50 kVA :Pole Substation | 0.05 | --> | 0.05 | 0.05 | 0.2 |  | --> | 0.0475 | 0 | 0 | 0 | 0 | Constrained,otherwise capacity available =50kW. | --> | C20 ex ROSBERCON | Rosbercon [T41,T42] | WATERFORD |  | 52.3925 | -6.9754
MV/LV Substation MI***4126 |  | 10 kV | _ | LV | 400 kVA :Kiosk Substation | 0.4 | --> | 0.4 | 0 | 0 | Constrained,otherwise capacity available =328kVA. | --> | 0.38 | 0 | 0 | 0.41079 | 0 |  | --> | C14 ex CLONDALKIN | Clondalkin [T41,T42,T44] | INCHICORE 220KV |  | 53.3348 | -6.3954
MV/LV Substation MI***412X |  | 20 kV | _ | LV | 50 kVA :Pole Substation | 0.05 | --> | 0.05 | 0.042 | 1 |  | --> | 0.0475 | 0 | 0 | 0.0512 | 0 |  | --> | E12 ex LONGFORD | Longford [T421,T422] | RICHMOND |  | 53.7551 | -7.8204
MV/LV Substation MI***412X |  | 20 kV | _ | LV | 200 kVA :Building Structure | 0.2 | --> | 0.2 | 0.2 | 2.4 |  | --> | 0.19 | 0 | 0 | 0.2 | 0 |  | --> | C19 ex GRAIGUE | Graigue [T41,T42] | CARLOW |  | 52.7816 | -6.9632
MV/LV Substation MI***4136 |  | 20 kV | _ | LV | 50 kVA :Pole Substation | 0.05 | --> | 0.05 | 0.05 | 0.6 |  | --> | 0.0475 | 0 | 0 | 0 | 0 | Constrained,otherwise capacity available =50kW. | --> | E23 ex LAWLESSTOWN | Lawlesstown [T42,T421] | DOON |  | 52.4467 | -7.7661
MV/LV Substation MI***413Y |  | 10 kV | _ | LV | 50 kVA :Pole Substation | 0.05 | --> | 0.05 | 0 | 0 | Constrained,otherwise capacity available =41kVA. | --> | 0.0475 | 0 | 0 | 0 | 0 | Constrained,otherwise capacity available =51.3kW. | --> | C13 ex FERMOY NORTH | Fermoy North [T41,T42] | BARRYMORE |  | 52.1463 | -8.2832
MV/LV Substation MI***4144 |  | 10 kV | _ | LV | 1000 kVA :Building Structure | 1 | --> | 1 | 0.5 | 7.9 |  | --> | 0.95 | 0 | 0 | 0.5 | 0 |  | --> | C22 ex TRINITY | Trinity [T101,T102] | POOLBEG |  | 53.3369 | -6.2472
MV/LV Substation MI***4145 |  | 10 kV | _ | LV | 1000 kVA :Building Structure | 1 | --> | 1 | 0.5 | 7.9 |  | --> | 0.95 | 0 | 0 | 0.5 | 0 |  | --> | C22 ex TRINITY | Trinity [T101,T102] | POOLBEG |  | 53.3368 | -6.2471
MV/LV Substation MI***4146 |  | 10 kV | _ | LV | 630 kVA :Building Structure | 0.63 | --> | 0.63 | 0.5 | 10 |  | --> | 0.5985 | 0 | 0.016302 | 0.5 | 0 |  | --> | C21 ex HAROLDS CROSS | Harolds Cross [T101,T102] | POOLBEG |  | 53.3287 | -6.2806
MV/LV Substation MI***4154 |  | 20 kV | _ | LV | 630 kVA :Building Structure | 0.63 | --> | 0.63 | 0 | 0 | Constrained,otherwise capacity available =500kVA. | --> | 0.5985 | 0 | 0.035568 | 0.5 | 0 |  | --> | E13 ex GLASMORE | Glasmore [T421,T422] | GLASMORE |  | 53.4731 | -6.245
MV/LV Substation MI***4159 |  | 10 kV | _ | LV | 1000 kVA :Building Structure | 1 | --> | 1 | 0.5 | 1 |  | --> | 0.95 | 0 | 0 | 0.5 | 0 |  | --> | C19 ex NEWMARKET (DR) | Newmarket (dr) [T41] | FRANCIS STREET |  | 53.3367 | -6.2764
MV/LV Substation MI***415Y |  | 20 kV | _ | LV | 400 kVA :Kiosk Substation | 0.4 | --> | 0.4 | 0.358 | 2.4 |  | --> | 0.38 | 0 | 0.003705 | 0.40633 | 0 |  | --> | C19 ex GRAIGUE | Graigue [T41,T42] | CARLOW |  | 52.7828 | -6.9833
MV/LV Substation MI***4169 |  | 10 kV | _ | LV | 50 kVA :Pole Substation | 0.05 | --> | 0.05 | 0.05 | 1 |  | --> | 0.0475 | 0 | 0 | 0 | 0 | Constrained,otherwise capacity available =50kW. | --> | C12 ex BOYLE | Boyle [T41,T42] | CARRICK ON SHANNON |  | 53.8775 | -8.393
MV/LV Substation MI***4178 |  | 20 kV | _ | LV | 400 kVA :Kiosk Substation | 0.4 | --> | 0.4 | 0 | 0 | Constrained,otherwise capacity available =305kVA. | --> | 0.38 | 0 | 0.10744 | 0.41417 | 0 |  | --> | E19 ex KILCOCK | Kilcock [T421,T422] | GRIFFINRATH |  | 53.3973 | -6.6579
MV/LV Substation MI***4184 |  | 10 kV | _ | LV | 50 kVA :Pole Substation | 0.05 | --> | 0.05 | 0.05 | 12.2 |  | --> | 0.0475 | 0 | 0 | 0.05 | 0 |  | --> | C17 ex BALLYBEG | Ballybeg [T101,T102] | CARRICKMINES |  | 52.8961 | -6.0583
MV/LV Substation MI***4185 |  | 20 kV | _ | LV | 50 kVA :Pole Substation | 0.05 | --> | 0.05 | 0 | 0 | Constrained,otherwise capacity available =50kVA. | --> | 0.0475 | 0 | 0 | 0.05 | 0 |  | --> | C23 ex TUAM NORTH | Tuam North [T41,T42] | CLOON |  | 53.6131 | -8.9053
MV/LV Substation MI***4188 |  | 10 kV | _ | LV | 630 kVA :Kiosk Substation | 0.63 | --> | 0.63 | 0.433 | 3 |  | --> | 0.5985 | 0 | 0.068172 | 0.5 | 0 |  | --> | C16 ex RAMSTOWN | Ramstown [T41,T42] | CRANE |  | 52.6674 | -6.2874
MV/LV Substation MI***4198 |  | 20 kV | _ | LV | 50 kVA :Pole Substation | 0.05 | --> | 0.05 | 0.047 | 3.5 |  | --> | 0.0475 | 0 | 0 | 0.050453 | 0 |  | --> | E16 ex BUSH | Bush [T421,T422] | DUNDALK |  | 54.0108 | -6.1531
MV/LV Substation MI***4198 |  | 10 kV | _ | LV | 630 kVA :Kiosk Substation | 0.63 | --> | 0.63 | 0.5 | 4.6 |  | --> | 0.5985 | 0 | 0.017043 | 0.5 | 0 |  | --> | C18 ex CASTLEVIEW | Castleview [T101,T102] | CASTLEVIEW |  | 51.9204 | -8.391
MV/LV Substation MI***419X |  | 20 kV | _ | LV | 50 kVA :Pole Substation | 0.05 | --> | 0.05 | 0.048 | 1.7 |  | --> | 0.0475 | 0 | 0 | 0 | 0 | Constrained,otherwise capacity available =50.3kW. | --> | E15 ex GWEEDORE | Gweedore [T421] | ARDNAGAPPARY |  | 55.0718 | -8.1265
MV/LV Substation MI***4203 |  | 10 kV | _ | LV | 400 kVA :Kiosk Substation | 0.4 | --> | 0.4 | 0 | 0 | Constrained,otherwise capacity available =293kVA. | --> | 0.38 | 0 | 0 | 0.41593 | 0 |  | --> | C14 ex CLONDALKIN | Clondalkin [T41,T42,T44] | INCHICORE 220KV |  | 53.3343 | -6.3952
MV/LV Substation MI***4208 |  | 20 kV | _ | LV | 200 kVA :Pole Substation | 0.2 | --> | 0.2 | 0.2 | 3 |  | --> | 0.19 | 0 | 0 | 0 | 0 | Constrained,otherwise capacity available =200kW. | --> | E14 ex CHARLEVILLE | Charleville [T421,T422] | CHARLEVILLE |  | 52.3821 | -8.7152
MV/LV Substation MI***4214 |  | 20 kV | _ | LV | 50 kVA :Pole Substation | 0.05 | --> | 0.05 | 0.049 | 2.7 |  | --> | 0.0475 | 0 | 0 | 0.050152 | 0 |  | --> | E12 ex OLDCASTLE | Oldcastle [T41,T422] | MULLINGAR |  | 53.7207 | -7.168
MV/LV Substation MI***4236 |  | 20 kV | _ | LV | 400 kVA :Kiosk Substation | 0.4 | --> | 0.4 | 0 | 0 | Constrained,otherwise capacity available =343kVA. | --> | 0.38 | 0 | 0.11115 | 0.40856 | 0 |  | --> | E19 ex KILCOCK | Kilcock [T421,T422] | GRIFFINRATH |  | 53.3981 | -6.6598
MV/LV Substation MI***4237 |  | 20 kV | _ | LV | 400 kVA :Kiosk Substation | 0.4 | --> | 0.4 | 0 | 0 | Constrained,otherwise capacity available =357kVA. | --> | 0.38 | 0 | 0.092625 | 0.40648 | 0 |  | --> | E19 ex KILCOCK | Kilcock [T421,T422] | GRIFFINRATH |  | 53.4004 | -6.6603
MV/LV Substation MI***425Z |  | 20 kV | _ | LV | 400 kVA :Kiosk Substation | 0.4 | --> | 0.4 | 0.352 | 1 |  | --> | 0.38 | 0 | 0.038532 | 0.40722 | 0 |  | --> | E12 ex LONGFORD | Longford [T421,T422] | RICHMOND |  | 53.8226 | -7.7617
MV/LV Substation MI***426Z |  | 10 kV | _ | LV | 200 kVA :Pole Substation | 0.2 | --> | 0.2 | 0.199 | 3.1 |  | --> | 0.19 | 0 | 0 | 0.20015 | 0 |  | --> | C12 ex PURCELLS INCH | Purcells Inch [T41,T42] | KILKENNY |  | 52.5929 | -7.1876
MV/LV Substation MI***4271 |  | 10 kV | _ | LV | 400 kVA :Kiosk Substation | 0.4 | --> | 0.4 | 0 | 0 | Constrained,otherwise capacity available =398kVA. | --> | 0.38 | 0 | 0 | 0.4003 | 0 |  | --> | C12 ex RIVERSTOWN | Riverstown [T41,T42] | KILBARRY |  | 51.9415 | -8.4001
MV/LV Substation MI***4274 |  | 10 kV | _ | LV | 50 kVA :Pole Substation | 0.05 | --> | 0.05 | 0 | 0 | Constrained,otherwise capacity available =50kVA. | --> | 0.0475 | 0 | 0 | 0.05 | 0 |  | --> | C15 ex GRANAGH | Granagh [T41,T42] | WATERFORD |  | 52.3048 | -7.1484
MV/LV Substation MI***4282 |  | 20 kV | _ | LV | 50 kVA :Pole Substation | 0.05 | --> | 0.05 | 0 | 0 | Constrained,otherwise capacity available =48kVA. | --> | 0.0475 | 0 | 0 | 0.050303 | 0 |  | --> | C11 ex KILDARE | Kildare [T41,T42] | NEWBRIDGE |  | 53.1718 | -6.9613
MV/LV Substation MI***4283 |  | 10 kV | _ | LV | 630 kVA :Kiosk Substation | 0.63 | --> | 0.63 | 0.5 | 3 |  | --> | 0.5985 | 0 | 0.003705 | 0.5 | 0 |  | --> | C16 ex RAMSTOWN | Ramstown [T41,T42] | CRANE |  | 52.6697 | -6.2885
MV/LV Substation MI***4293 |  | 10 kV | _ | LV | 400 kVA :Kiosk Substation | 0.4 | --> | 0.4 | 0 | 0 | Constrained,otherwise capacity available =351kVA. | --> | 0.38 | 0 | 0 | 0.40737 | 0 |  | --> | C15 ex BISHOPSTOWN | Bishopstown [T41,T42] | KILBARRY |  | 51.9004 | -8.514
MV/LV Substation MI***4298 |  | 20 kV | _ | LV | 400 kVA :Kiosk Substation | 0.4 | --> | 0.4 | 0 | 0 | Constrained,otherwise capacity available =397kVA. | --> | 0.38 | 0 | 0 | 0.40046 | 0 |  | --> | E19 ex KILCOCK | Kilcock [T421,T422] | GRIFFINRATH |  | 53.4001 | -6.662
MV/LV Substation MI***4312 |  | 10 kV | _ | LV | 50 kVA :Pole Substation | 0.05 | --> | 0.05 | 0 | 0 | Constrained,otherwise capacity available =39kVA. | --> | 0.0475 | 0 | 0.003705 | 0.051643 | 0 |  | --> | C14 ex ATHGARVAN | Athgarvan [T41,T44] | NEWBRIDGE |  | 53.1549 | -6.7712
MV/LV Substation MI***432Z |  | 10 kV | _ | LV | 630 kVA :Kiosk Substation | 0.63 | --> | 0.63 | 0 | 0 | Constrained,otherwise capacity available =500kVA. | --> | 0.5985 | 0 | 0 | 0.5 | 0 |  | --> | C14 ex KILBARRY | Kilbarry [T101,T43] | KILBARRY |  | 51.9187 | -8.4731
MV/LV Substation MI***433 |  | 10 kV | _ | LV | 200 kVA :Kiosk Substation | 0.2 | --> | 0.2 | 0.082 | 6 |  | --> | 0.19 | 0 | 0.015561 | 0.21716 | 0 |  | --> | C23 ex PELLETSTOWN | Pelletstown [T101,T102] | FINGLAS |  | 53.3866 | -6.3733
MV/LV Substation MI***4343 |  | 10 kV | _ | LV | 50 kVA :Pole Substation | 0.05 | --> | 0.05 | 0 | 0 | Constrained,otherwise capacity available =50kVA. | --> | 0.0475 | 0 | 0 | 0.05 | 0 |  | --> | C17 ex SALLINS | Sallins [T41,T42] | GRIFFINRATH |  | 53.2672 | -6.6724
MV/LV Substation MI***4348 |  | 10 kV | _ | LV | 400 kVA :Kiosk Substation | 0.4 | --> | 0.4 | 0 | 0 | Constrained,otherwise capacity available =400kVA. | --> | 0.38 | 0 | 0 | 0.4 | 0 |  | --> | C13 ex STEPHENSTOWN | Stephenstown [T101,T102] | FINGLAS |  | 53.6072 | -6.1988
MV/LV Substation MI***4354 |  | 20 kV | _ | LV | 400 kVA :Kiosk Substation | 0.4 | --> | 0.4 | 0 | 0 | Constrained,otherwise capacity available =336kVA. | --> | 0.38 | 0 | 0.018525 | 0.4096 | 0 |  | --> | C14 ex KILDARE | Kildare [T41,T42] | NEWBRIDGE |  | 53.2183 | -6.9917
MV/LV Substation MI***435Z |  | 10 kV | _ | LV | 630 kVA :Building Structure | 0.63 | --> | 0.63 | 0.5 | 13.1 |  | --> | 0.5985 | 0 | 0 | 0.5 | 0 |  | --> | C14 ex MONREAD | Monread [T101,T102] | MONREAD |  | 53.2347 | -6.6699
MV/LV Substation MI***4368 |  | 10 kV | _ | LV | 630 kVA :Kiosk Substation | 0.63 | --> | 0.63 | 0 | 0 | Constrained,otherwise capacity available =500kVA. | --> | 0.5985 | 0 | 0 | 0.5 | 0 |  | --> | C19 ex CASTLETROY | Castletroy [T41,T42] | ARDNACRUSHA |  | 52.6677 | -8.5512
MV/LV Substation MI***4369 |  | 20 kV | _ | LV | 630 kVA :Kiosk Substation | 0.63 | --> | 0.63 | 0.5 | 7.2 |  | --> | 0.5985 | 0 | 0.004446 | 0.5 | 0 |  | --> | C03 ex AHANE | Ahane [T102] | AHANE |  | 52.6662 | -8.551
MV/LV Substation MI***436Z |  | 10 kV | _ | LV | 630 kVA :Building Structure | 0.63 | --> | 0.63 | 0.5 | 13.1 |  | --> | 0.5985 | 0 | 0 | 0.5 | 0 |  | --> | C14 ex MONREAD | Monread [T101,T102] | MONREAD |  | 53.2361 | -6.6666
MV/LV Substation MI***436Z |  | 20 kV | _ | LV | 50 kVA :Pole Substation | 0.05 | --> | 0.05 | 0 | 0 | Constrained,otherwise capacity available =50kVA. | --> | 0.0475 | 0 | 0 | 0.05 | 0 |  | --> | C11 ex RIVERSTOWN | Riverstown [T41,T42] | KILBARRY |  | 52.0059 | -8.3423
MV/LV Substation MI***4372 |  | 10 kV | _ | LV | 400 kVA :Building Structure | 0.4 | --> | 0.4 | 0 | 0 | Constrained,otherwise capacity available =400kVA. | --> | 0.38 | 0 | 0 | 0.4 | 0 |  | --> | C22 ex MIDLETON | Midleton [T101,T102] | MIDLETON |  | 51.9183 | -8.1708
MV/LV Substation MI***4373 |  | 10 kV | _ | LV | 1000 kVA :Building Structure | 1 | --> | 1 | 0.5 | 1 |  | --> | 0.95 | 0 | 0.024453 | 0.5 | 0 |  | --> | C14 ex NEWMARKET (DR) | Newmarket (dr) [T41] | FRANCIS STREET |  | 53.3379 | -6.2779
MV/LV Substation MI***4381 |  | 10 kV | _ | LV | 1000 kVA :Building Structure | 1 | --> | 1 | 0.5 | 10 |  | --> | 0.95 | 0 | 0.011856 | 0.5 | 0 |  | --> | C25 ex HAROLDS CROSS | Harolds Cross [T101,T102] | POOLBEG |  | 53.3374 | -6.2782
MV/LV Substation MI***438Y |  | 10 kV | _ | LV | 100 kVA :Pole Substation | 0.1 | --> | 0.1 | 0 | 0 | Constrained,otherwise capacity available =89kVA. | --> | 0.095 | 0 | 0 | 0.10166 | 0 |  | --> | C12 ex LOUGHTAGALLA | Loughtagalla [T41,T42] | THURLES |  | 52.6695 | -7.7984
MV/LV Substation MI***4393 |  | 10 kV | _ | LV | 630 kVA :Kiosk Substation | 0.63 | --> | 0.63 | 0 | 0 | Constrained,otherwise capacity available =500kVA. | --> | 0.5985 | 0 | 0.003705 | 0.5 | 0 |  | --> | C19 ex KILMONEY | Kilmoney [T41,T42] | TRABEG |  | 51.8152 | -8.402
MV/LV Substation MI***440 |  | 10 kV | _ | LV | 400 kVA :Kiosk Substation | 0.4 | --> | 0.4 | 0 | 0 | Constrained,otherwise capacity available =400kVA. | --> | 0.38 | 0 | 0 | 0.4 | 0 |  | --> | C16 ex LOUGHSHINNY | Loughshinny [T41,T42] | GLASMORE |  | 53.5667 | -6.1204
MV/LV Substation MI***4407 |  | 20 kV | _ | LV | 50 kVA :Pole Substation | 0.05 | --> | 0.05 | 0 | 0 | Constrained,otherwise capacity available =50kVA. | --> | 0.0475 | 0 | 0 | 0.05 | 0 |  | --> | E21 ex SLANE | Slane [T421] | DRYBRIDGE |  | 53.7014 | -6.5337
MV/LV Substation MI***4410 |  | 20 kV | _ | LV | 630 kVA :Kiosk Substation | 0.63 | --> | 0.63 | 0 | 0 | Constrained,otherwise capacity available =500kVA. | --> | 0.5985 | 0 | 0 | 0.5 | 0 |  | --> | E15 ex ASHBOURNE | Ashbourne [T421,T422] | FINGLAS |  | 53.5103 | -6.4074
MV/LV Substation MI***444 |  | 20 kV | _ | LV | 100 kVA :Pole Substation | 0.1 | --> | 0.1 | 0 | 0 | Constrained,otherwise capacity available =76kVA. | --> | 0.095 | 0 | 0 | 0.10358 | 0 |  | --> | C22 ex ATHLONE | Athlone [T41,T42] | ATHLONE |  | 53.4587 | -8.0719
MV/LV Substation MI***446X |  | 10 kV | _ | LV | 630 kVA :Kiosk Substation | 0.63 | --> | 0.63 | 0 | 0 | Constrained,otherwise capacity available =500kVA. | --> | 0.5985 | 0 | 0.014079 | 0.5 | 0 |  | --> | C13 ex DRUMCONDRA | Drumcondra [T41,T42] | MCDERMOTT |  | 53.3705 | -6.2589
MV/LV Substation MI***447 |  | 10 kV | _ | LV | 200 kVA :Pole Substation | 0.2 | --> | 0.2 | 0.12 | 1.6 |  | --> | 0.19 | 0 | 0.008892 | 0 | 0 | Constrained,otherwise capacity available =211.8kW. | --> | C15 ex DERRYBEG | Derrybeg [T41,T42] | ARDNAGAPPARY |  | 55.0718 | -8.296
MV/LV Substation MI***448X |  | 20 kV | _ | LV | 630 kVA :Building Structure | 0.63 | --> | 0.63 | 0.406 | 2.8 |  | --> | 0.5985 | 0 | 0.022971 | 0.5 | 0 |  | --> | E17 ex CLARA | Clara [T421,T422] | THORNSBERRY |  | 53.3727 | -7.5008
MV/LV Substation MI***449X |  | 10 kV | _ | LV | 50 kVA :Pole Substation | 0.05 | --> | 0.05 | 0 | 0 | Constrained,otherwise capacity available =23kVA. | --> | 0.0475 | 0 | 0.00741 | 0.05394 | 0 |  | --> | C15 ex SCARTEEN | Scarteen [T41,T42] | MALLOW |  | 52.1293 | -8.6641
MV/LV Substation MI***456 |  | 10 kV | _ | LV | 50 kVA :Pole Substation | 0.05 | --> | 0.05 | 0.05 | 0.2 |  | --> | 0.0475 | 0 | 0 | 0 | 0 | Constrained,otherwise capacity available =50kW. | --> | C16 ex ROSSGEIR | Rossgeir [T41,T42] | LETTERKENNY |  | 54.9372 | -7.4761
MV/LV Substation MI***460X |  | 20 kV | _ | LV | 200 kVA :Pole Substation | 0.2 | --> | 0.2 | 0 | 0 | Constrained,otherwise capacity available =153kVA. | --> | 0.19 | 0 | 0 | 0.20701 | 0 |  | --> | E17 ex BRUFF | Bruff [T42,T421] | LIMERICK |  | 52.4764 | -8.5412
MV/LV Substation MI***4678 |  | 10 kV | _ | LV | 1000 kVA :Building Structure | 1 | --> | 1 | 0 | 0 | Constrained,otherwise capacity available =500kVA. | --> | 0.95 | 0 | 0 | 0.5 | 0 |  | --> | C13 ex GLASNEVIN | Glasnevin [T41] | FINGLAS |  | 53.3746 | -6.2689
MV/LV Substation MI***468Y |  | 10 kV | _ | LV | 200 kVA :Kiosk Substation | 0.2 | --> | 0.2 | 0 | 0 | Constrained,otherwise capacity available =172kVA. | --> | 0.19 | 0 | 0 | 0 | 0 | Constrained,otherwise capacity available =204.2kW. | --> | C16 ex PORTARLINGTON | Portarlington [T41,T42] | PORTLAOISE |  | 53.148 | -7.185
MV/LV Substation MI***470Z |  | 10 kV | _ | LV | 630 kVA :Building Structure | 0.63 | --> | 0.63 | 0 | 0 | Constrained,otherwise capacity available =480kVA. | --> | 0.5985 | 0 | 0.047424 | 0.5 | 0 |  | --> | C23 ex COLLEGE PARK | College Park [T101,T102,T103] | COLLEGE PARK |  | 53.4158 | -6.3443
MV/LV Substation MI***473Z |  | 20 kV | _ | LV | 200 kVA :Kiosk Substation | 0.2 | --> | 0.2 | 0 | 0 | Constrained,otherwise capacity available =182kVA. | --> | 0.19 | 0 | 0 | 0.20271 | 0 |  | --> | E18 ex BALTRASNA | Baltrasna [T121,T122] | BALTRASNA |  | 53.5015 | -6.4665
MV/LV Substation MI***474Z |  | 10 kV | _ | LV | 400 kVA :Kiosk Substation | 0.4 | --> | 0.4 | 0 | 0 | Constrained,otherwise capacity available =349kVA. | --> | 0.38 | 0 | 0 | 0.40767 | 0 |  | --> | C23 ex SWORDS | Swords [T41,T42] | GLASMORE |  | 53.4522 | -6.2251
MV/LV Substation MI***474Z |  | 10 kV | _ | LV | 630 kVA :Kiosk Substation | 0.63 | --> | 0.63 | 0.5 | 13.1 |  | --> | 0.5985 | 0 | 0.003705 | 0.5 | 0 |  | --> | C23 ex MONREAD | Monread [T101,T102] | MONREAD |  | 53.2506 | -6.6689
MV/LV Substation MI***476 |  | 10 kV | _ | LV | 200 kVA :Pole Substation | 0.2 | --> | 0.2 | 0.14 | 12.2 |  | --> | 0.19 | 0 | 0.030381 | 0.20891 | 0 |  | --> | C18 ex BALLYBEG | Ballybeg [T101,T102] | CARRICKMINES |  | 52.9925 | -6.1002
MV/LV Substation MI***489X |  | 20 kV | _ | LV | 50 kVA :Pole Substation | 0.05 | --> | 0.05 | 0.028 | 2.2 |  | --> | 0.0475 | 0 | 0 | 0.053235 | 0 |  | --> | E11 ex CLOONBANNIN | Cloonbannin [T421] | GLENLARA |  | 52.0592 | -9.0547
MV/LV Substation MI***490X |  | 20 kV | _ | LV | 100 kVA :Pole Substation | 0.1 | --> | 0.1 | 0.076 | 0.1 |  | --> | 0.095 | 0 | 0 | 0.10358 | 0 |  | --> | E11 ex KILCULLEN | Kilcullen [T41,T42,T424] | STRATFORD |  | 53.0552 | -6.7119
MV/LV Substation MI***492X |  | 10 kV | _ | LV | 200 kVA :Kiosk Substation | 0.2 | --> | 0.2 | 0 | 0 | Constrained,otherwise capacity available =146kVA. | --> | 0.19 | 0 | 0.017043 | 0.20804 | 0 |  | --> | C17 ex WHITESTOWN | Whitestown [T41,T42] | COOKSTOWN |  | 53.2895 | -6.3874
MV/LV Substation MI***494Z |  | 10 kV | _ | LV | 100 kVA :Pole Substation | 0.1 | --> | 0.1 | 0.1 | 13.1 |  | --> | 0.095 | 0 | 0 | 0.1 | 0 |  | --> | C18 ex MONREAD | Monread [T101,T102] | MONREAD |  | 53.2275 | -6.6944
MV/LV Substation MI***495Z |  | 10 kV | _ | LV | 50 kVA :Pole Substation | 0.05 | --> | 0.05 | 0.05 | 13.1 |  | --> | 0.0475 | 0 | 0 | 0.05 | 0 |  | --> | C23 ex MONREAD | Monread [T101,T102] | MONREAD |  | 53.2368 | -6.6764
MV/LV Substation MI***496Z |  | 10 kV | _ | LV | 200 kVA :Building Structure | 0.2 | --> | 0.2 | 0 | 0 | Constrained,otherwise capacity available =199kVA. | --> | 0.19 | 0 | 0 | 0.20015 | 0 |  | --> | C12 ex COOLMINE | Coolmine [T41,T42] | FINGLAS |  | 53.3876 | -6.3995
MV/LV Substation MI***498X |  | 20 kV | _ | LV | 400 kVA :Building Structure | 0.4 | --> | 0.4 | 0.335 | 2.9 |  | --> | 0.38 | 0 | 0.11523 | 0 | 0 | Constrained,otherwise capacity available =409.8kW. | --> | E17 ex TELAYDON | Telaydon [T42,T421] | LISDRUM |  | 54.2576 | -6.9813
MV/LV Substation MI***500X |  | 10 kV | _ | LV | 200 kVA :Kiosk Substation | 0.2 | --> | 0.2 | 0.2 | 1.7 |  | --> | 0.19 | 0 | 0 | 0.2 | 0 |  | --> | C13 ex ATHY | Athy [T101,T102] | ATHY |  | 52.9924 | -6.993
MV/LV Substation MI***504 |  | 20 kV | _ | LV | 50 kVA :Pole Substation | 0.05 | --> | 0.05 | 0.01 | 8.2 |  | --> | 0.0475 | 0 | 0.011115 | 0.055725 | 0 |  | --> | C17 ex MOUNT MISERY | Mount Misery [T41,T42] | WATERFORD |  | 52.2764 | -7.0807
MV/LV Substation MI***505 |  | 10 kV | _ | LV | 50 kVA :Pole Substation | 0.05 | --> | 0.05 | 0.034 | 3 |  | --> | 0.0475 | 0 | 0.008892 | 0.052373 | 0 |  | --> | C16 ex RAMSTOWN | Ramstown [T41,T42] | CRANE |  | 52.6716 | -6.284
MV/LV Substation MI***509 |  | 10 kV | _ | LV | 50 kVA :Pole Substation | 0.05 | --> | 0.05 | 0 | 0 | Constrained,otherwise capacity available =33kVA. | --> | 0.0475 | 0 | 0.008151 | 0.052518 | 0 |  | --> | C11 ex KILSARAN | Kilsaran [T42] | DRYBRIDGE |  | 53.8826 | -6.3757
MV/LV Substation MI***510X |  | 20 kV | _ | LV | 50 kVA :Pole Substation | 0.05 | --> | 0.05 | 0.031 | 1.5 |  | --> | 0.0475 | 0 | 0 | 0.052806 | 0 |  | --> | E18 ex ACHILL | Achill [T422] | CARROWBEG |  | 53.9062 | -9.7691
MV/LV Substation MI***512X |  | 20 kV | _ | LV | 50 kVA :Pole Substation | 0.05 | --> | 0.05 | 0.031 | 0.6 |  | --> | 0.0475 | 0 | 0 | 0 | 0 | Constrained,otherwise capacity available =52.8kW. | --> | E23 ex LAWLESSTOWN | Lawlesstown [T42,T421] | DOON |  | 52.4538 | -7.7771
MV/LV Substation MI***513Z |  | 10 kV | _ | LV | 630 kVA :Building Structure | 0.63 | --> | 0.63 | 0 | 0 | Constrained,otherwise capacity available =500kVA. | --> | 0.5985 | 0 | 0 | 0.5 | 0 |  | --> | C25 ex BALLYCOOLIN | Ballycoolin [T41,T42,T43] | FINGLAS |  | 53.4056 | -6.3425
MV/LV Substation MI***518Y |  | 10 kV | _ | LV | 200 kVA :Pole Substation | 0.2 | --> | 0.2 | 0.036794 | 0 | Constrained,otherwise capacity available =189kVA. | --> | 0.19 | 0 | 0 | 0.20166 | 0 |  | --> | C11 ex CALLAN | Callan [T41,T42] | KILKENNY |  | 52.5433 | -7.384
MV/LV Substation MI***520 |  | 10 kV | _ | LV | 50 kVA :Pole Substation | 0.05 | --> | 0.05 | 0 | 0 | Constrained,otherwise capacity available =29kVA. | --> | 0.0475 | 0 | 0 | 0 | 0 | Constrained,otherwise capacity available =53.1kW. | --> | C16 ex BANTRY | Bantry [T41,T42] | BALLYLICKY |  | 51.687 | -9.4351
MV/LV Substation MI***526X |  | 10 kV | _ | LV | 100 kVA :Pole Substation | 0.1 | --> | 0.1 | 0 | 0 | Constrained,otherwise capacity available =61kVA. | --> | 0.095 | 0 | 0.004446 | 0.10575 | 0 |  | --> | C15 ex GARRYSPILLANE | Garryspillane [T41] | TIPPERARY |  | 52.4 | -8.2977
MV/LV Substation MI***527 |  | 20 kV | _ | LV | 50 kVA :Pole Substation | 0.05 | --> | 0.05 | 0 | 0 | Constrained,otherwise capacity available =50kVA. | --> | 0.0475 | 0 | 0 | 0 | 0 | Constrained,otherwise capacity available =50kW. | --> | E18 ex CARNDONAGH | Carndonagh [T421,T422] | TRILLICK |  | 55.2433 | -7.2706
MV/LV Substation MI***527Z |  | 10 kV | _ | LV | 1000 kVA :Building Structure | 1 | --> | 1 | 0.5 | 4.1 |  | --> | 0.95 | 0 | 0 | 0.5 | 0 |  | --> | C13 ex BALLYMUN | Ballymun [T41,T42] | FINGLAS |  | 53.3891 | -6.2512
MV/LV Substation MI***533 |  | 10 kV | _ | LV | 100 kVA :Pole Substation | 0.1 | --> | 0.1 | 0 | 0 | Constrained,otherwise capacity available =74kVA. | --> | 0.095 | 0 | 0.003705 | 0.10387 | 0 |  | --> | C12 ex SALLINS | Sallins [T41,T42] | GRIFFINRATH |  | 53.2817 | -6.6891
MV/LV Substation MI***534Z |  | 10 kV | _ | LV | 400 kVA :Building Structure | 0.4 | --> | 0.4 | 0 | 0 | Constrained,otherwise capacity available =376kVA. | --> | 0.38 | 0 | 0 | 0.40363 | 0 |  | --> | C25 ex BALLYCOOLIN | Ballycoolin [T41,T42,T43] | FINGLAS |  | 53.407 | -6.343
MV/LV Substation MI***535X |  | 10 kV | _ | LV | 100 kVA :Pole Substation | 0.1 | --> | 0.1 | 0 | 0 | Constrained,otherwise capacity available =100kVA. | --> | 0.095 | 0 | 0 | 0 | 0 | Constrained,otherwise capacity available =100kW. | --> | C12 ex CULLION | Cullion [T41,T42] | LETTERKENNY |  | 54.9301 | -7.8044
MV/LV Substation MI***535Z |  | 10 kV | _ | LV | 50 kVA :Pole Substation | 0.05 | --> | 0.05 | 0 | 0 | Constrained,otherwise capacity available =38kVA. | --> | 0.0475 | 0 | 0 | 0.05179 | 0 |  | --> | C11 ex ROSEHILL | Rosehill [T41,T42] | KILKENNY |  | 52.6455 | -7.282
MV/LV Substation MI***535Z |  | 10 kV | _ | LV | 400 kVA :Building Structure | 0.4 | --> | 0.4 | 0 | 0 | Constrained,otherwise capacity available =379kVA. | --> | 0.38 | 0 | 0 | 0.40318 | 0 |  | --> | C25 ex BALLYCOOLIN | Ballycoolin [T41,T42,T43] | FINGLAS |  | 53.4075 | -6.3439
MV/LV Substation MI***542 |  | 10 kV | _ | LV | 200 kVA :Kiosk Substation | 0.2 | --> | 0.2 | 0.179 | 1.4 |  | --> | 0.19 | 0 | 0 | 0.20316 | 0 |  | --> | C22 ex RINEANNA | Rineanna [T41,T42] | DRUMLINE |  | 52.7012 | -8.9306
MV/LV Substation MI***545X |  | 10 kV | _ | LV | 50 kVA :Pole Substation | 0.05 | --> | 0.05 | 0 | 0 | Constrained,otherwise capacity available =40kVA. | --> | 0.0475 | 0 | 0 | 0.051496 | 0 |  | --> | C17 ex SALLINS | Sallins [T41,T42] | GRIFFINRATH |  | 53.268 | -6.6753
MV/LV Substation MI***545X |  | 10 kV | _ | LV | 630 kVA :Kiosk Substation | 0.63 | --> | 0.63 | 0.456 | 13.5 |  | --> | 0.5985 | 0 | 0 | 0.5 | 0 |  | --> | C17 ex ENNIS | Ennis [T101,T102] | ENNIS |  | 52.8446 | -8.9882
MV/LV Substation MI***547 |  | 20 kV | _ | LV | 100 kVA :Pole Substation | 0.1 | --> | 0.1 | 0.085 | 17.8 |  | --> | 0.095 | 0 | 0 | 0.10225 | 0 |  | --> | E13 ex BANOGE | Banoge [T121,T122] | BANOGE |  | 52.6298 | -6.2317
MV/LV Substation MI***551 |  | 10 kV | _ | LV | 100 kVA :Pole Substation | 0.1 | --> | 0.1 | 0 | 0 | Constrained,otherwise capacity available =77kVA. | --> | 0.095 | 0 | 0 | 0.10343 | 0 |  | --> | C17 ex UNIDARE | Unidare [T41,T42] | FINGLAS |  | 53.4148 | -6.3199
MV/LV Substation MI***559Z |  | 20 kV | _ | LV | 50 kVA :Pole Substation | 0.05 | --> | 0.05 | 0.05 | 0.9 |  | --> | 0.0475 | 0 | 0 | 0 | 0 | Constrained,otherwise capacity available =50kW. | --> | E11 ex CASTLETOWNBERE | Castletownbere [T421] | BALLYLICKY |  | 51.6776 | -9.9552
MV/LV Substation MI***563X |  | 20 kV | _ | LV | 400 kVA :Kiosk Substation | 0.4 | --> | 0.4 | 0 | 0 | Constrained,otherwise capacity available =309kVA. | --> | 0.38 | 0 | 0.015561 | 0.41359 | 0 |  | --> | C23 ex TUAM NORTH | Tuam North [T41,T42] | CLOON |  | 53.6158 | -8.9001
MV/LV Substation MI***564 |  | 10 kV | _ | LV | 50 kVA :Pole Substation | 0.05 | --> | 0.05 | 0 | 0 | Constrained,otherwise capacity available =36kVA. | --> | 0.0475 | 0 | 0 | 0 | 0 | Constrained,otherwise capacity available =52.1kW. | --> | C11 ex CLOONLOUGH | Cloonlough [T41,T42] | BARRYMORE |  | 52.288 | -8.2849
MV/LV Substation MI***564X |  | 20 kV | _ | LV | 200 kVA :Pole Substation | 0.2 | --> | 0.2 | 0 | 0 | Constrained,otherwise capacity available =147kVA. | --> | 0.19 | 0 | 0 | 0.20789 | 0 |  | --> | C23 ex TUAM NORTH | Tuam North [T41,T42] | CLOON |  | 53.6115 | -8.8965
MV/LV Substation MI***566 |  | 10 kV | _ | LV | 400 kVA :Building Structure | 0.4 | --> | 0.4 | 0 | 0 | Constrained,otherwise capacity available =332kVA. | --> | 0.38 | 0 | 0 | 0.4102 | 0 |  | --> | C19 ex BELGARD | Belgard [T41,T42] | COOKSTOWN |  | 53.2931 | -6.3653
MV/LV Substation MI***567X |  | 10 kV | _ | LV | 100 kVA :Pole Substation | 0.1 | --> | 0.1 | 0 | 0 | Constrained,otherwise capacity available =93kVA. | --> | 0.095 | 0 | 0.003705 | 0.10106 | 0 |  | --> | C13 ex SALLINS | Sallins [T41,T42] | GRIFFINRATH |  | 53.2735 | -6.6872
MV/LV Substation MI***579X |  | 20 kV | _ | LV | 50 kVA :Pole Substation | 0.05 | --> | 0.05 | 0 | 0 | Constrained,otherwise capacity available =36kVA. | --> | 0.0475 | 0 | 0.004446 | 0.052083 | 0 |  | --> | C23 ex TUAM NORTH | Tuam North [T41,T42] | CLOON |  | 53.6163 | -8.9042
MV/LV Substation MI***581X |  | 20 kV | _ | LV | 100 kVA :Pole Substation | 0.1 | --> | 0.1 | 0.084 | 2.3 |  | --> | 0.095 | 0 | 0 | 0.1024 | 0 |  | --> | E14 ex MOY | Moy [T421,T422] | MOY |  | 54.191 | -9.2367
MV/LV Substation MI***582X |  | 10 kV | _ | LV | 400 kVA :Kiosk Substation | 0.4 | --> | 0.4 | 0 | 0 | Constrained,otherwise capacity available =345kVA. | --> | 0.38 | 0 | 0 | 0.40827 | 0 |  | --> | C17 ex CAHIRCALLA | Cahircalla [T41,T42] | ENNIS |  | 52.8374 | -8.987
MV/LV Substation MI***582Y |  | 10 kV | _ | LV | 200 kVA :Kiosk Substation | 0.2 | --> | 0.2 | 0 | 0 | Constrained,otherwise capacity available =174kVA. | --> | 0.19 | 0 | 0.002223 | 0.20391 | 0 |  | --> | C15 ex LOUGHTAGALLA | Loughtagalla [T41,T42] | THURLES |  | 52.6763 | -7.8006
MV/LV Substation MI***584Y |  | 10 kV | _ | LV | 200 kVA :Pole Substation | 0.2 | --> | 0.2 | 0.192 | 2.9 |  | --> | 0.19 | 0 | 0 | 0.20121 | 0 |  | --> | C12 ex ABBEYLAND | Abbeyland [T41,T42] | NAVAN |  | 53.6716 | -6.6883
MV/LV Substation MI***585 |  | 10 kV | _ | LV | 50 kVA :Pole Substation | 0.05 | --> | 0.05 | 0.025 | 4.4 |  | --> | 0.0475 | 0 | 0.00741 | 0.053659 | 0 |  | --> | E14 ex CRANE | Crane [T122] | CRANE |  | 52.5162 | -6.5983
MV/LV Substation MI***586 |  | 10 kV | _ | LV | 100 kVA :Pole Substation | 0.1 | --> | 0.1 | 0 | 0 | Constrained,otherwise capacity available =82kVA. | --> | 0.095 | 0 | 0.008151 | 0 | 0 | Constrained,otherwise capacity available =102.7kW. | --> | C26 ex GLENTIES | Glenties [T41,T42] | BINBANE |  | 54.7914 | -8.2847
MV/LV Substation MI***587Z |  | 20 kV | _ | LV | 200 kVA :Kiosk Substation | 0.2 | --> | 0.2 | 0 | 0 | Constrained,otherwise capacity available =164kVA. | --> | 0.19 | 0 | 0 | 0.20539 | 0 |  | --> | E18 ex BALTRASNA | Baltrasna [T121,T122] | BALTRASNA |  | 53.5019 | -6.4562
MV/LV Substation MI***588 |  | 20 kV | _ | LV | 50 kVA :Pole Substation | 0.05 | --> | 0.05 | 0 | 0 | Constrained,otherwise capacity available =35kVA. | --> | 0.0475 | 0 | 0 | 0.052228 | 0 |  | --> | E16 ex MILLTOWN (SR) | Milltown (sr) [T421,T422] | OUGHTRAGH |  | 52.1489 | -9.7373
MV/LV Substation MI***588X |  | 10 kV | _ | LV | 100 kVA :Pole Substation | 0.1 | --> | 0.1 | 0.086 | 0.8 |  | --> | 0.095 | 0 | 0.00741 | 0.1021 | 0 |  | --> | C18 ex MILLTOWN MALBAY | Milltown Malbay [T42] | TULLABRACK |  | 52.8528 | -9.4097
MV/LV Substation MI***588Z |  | 20 kV | _ | LV | 400 kVA :Kiosk Substation | 0.4 | --> | 0.4 | 0 | 0 | Constrained,otherwise capacity available =294kVA. | --> | 0.38 | 0 | 0.008151 | 0.41578 | 0 |  | --> | E18 ex BALTRASNA | Baltrasna [T121,T122] | BALTRASNA |  | 53.5002 | -6.4539
MV/LV Substation MI***594 |  | 20 kV | _ | LV | 50 kVA :Pole Substation | 0.05 | --> | 0.05 | 0 | 0 | Constrained,otherwise capacity available =38kVA. | --> | 0.0475 | 0 | 0.003705 | 0.05179 | 0 |  | --> | E15 ex DINGLE | Dingle [T421,T422] | OUGHTRAGH |  | 52.1407 | -10.294
MV/LV Substation MI***596 |  | 20 kV | _ | LV | 50 kVA :Pole Substation | 0.05 | --> | 0.05 | 0.032 | 3.5 |  | --> | 0.0475 | 0 | 0 | 0.052662 | 0 |  | --> | E15 ex BUSH | Bush [T421,T422] | DUNDALK |  | 54.0191 | -6.1442
MV/LV Substation MI***601X |  | 20 kV | _ | LV | 100 kVA :Pole Substation | 0.1 | --> | 0.1 | 0.088 | 2 |  | --> | 0.095 | 0 | 0.003705 | 0 | 0 | Constrained,otherwise capacity available =101.8kW. | --> | E14 ex RATHKEALE | Rathkeale [T421,T422] | RATHKEALE |  | 52.5247 | -8.8468
MV/LV Substation MI***605X |  | 20 kV | _ | LV | 50 kVA :Pole Substation | 0.05 | --> | 0.05 | 0.016 | 1.3 |  | --> | 0.0475 | 0 | 0.005928 | 0.05491 | 0 |  | --> | C24 ex CLIFDEN | Clifden [T41,T42] | SCREEB |  | 53.6162 | -10.1991
MV/LV Substation MI***610X |  | 20 kV | _ | LV | 200 kVA :Pole Substation | 0.2 | --> | 0.2 | 0.174 | 6.2 |  | --> | 0.19 | 0 | 0 | 0 | 0 | Constrained,otherwise capacity available =203.9kW. | --> | E28 ex MILFORD (MWR) | Milford (mwr) [T422] | CHARLEVILLE |  | 52.34 | -8.8606
MV/LV Substation MI***611Y |  | 10 kV | _ | LV | 400 kVA :Kiosk Substation | 0.4 | --> | 0.4 | 0.334 | 2.2 |  | --> | 0.38 | 0 | 0 | 0.4099 | 0 |  | --> | C11 ex BALLINASLOE | Ballinasloe [T41,T42] | SOMERSET |  | 53.3307 | -8.2165
MV/LV Substation MI***613X |  | 10 kV | _ | LV | 400 kVA :Building Structure | 0.4 | --> | 0.4 | 0.315 | 13.5 |  | --> | 0.38 | 0 | 0 | 0.41271 | 0 |  | --> | C17 ex ENNIS | Ennis [T101,T102] | ENNIS |  | 52.8457 | -8.9893
MV/LV Substation MI***613Y |  | 20 kV | _ | LV | 50 kVA :Pole Substation | 0.05 | --> | 0.05 | 0.035 | 0.9 |  | --> | 0.0475 | 0 | 0.008892 | 0 | 0 | Constrained,otherwise capacity available =52.2kW. | --> | E21 ex CASTLETOWNBERE | Castletownbere [T421] | BALLYLICKY |  | 51.6599 | -9.8655
MV/LV Substation MI***615X |  | 20 kV | _ | LV | 50 kVA :Pole Substation | 0.05 | --> | 0.05 | 0.044 | 3.5 |  | --> | 0.0475 | 0 | 0 | 0.050903 | 0 |  | --> | E16 ex BUSH | Bush [T421,T422] | DUNDALK |  | 54.0145 | -6.1441
MV/LV Substation MI***618 |  | 10 kV | _ | LV | 400 kVA :Kiosk Substation | 0.4 | --> | 0.4 | 0.384 | 0.9 |  | --> | 0.38 | 0 | 0.005928 | 0.40242 | 0 |  | --> | C18 ex WOODFORD | Woodford [T41,T42] | KNOCKEARAGH |  | 52.045 | -9.5024
MV/LV Substation MI***623X |  | 10 kV | _ | LV | 630 kVA :Building Structure | 0.63 | --> | 0.63 | 0 | 0 | Constrained,otherwise capacity available =500kVA. | --> | 0.5985 | 0 | 0 | 0.5 | 0 |  | --> | C12 ex TYMON | Tymon [T41,T42] | COOKSTOWN |  | 53.3085 | -6.3574
MV/LV Substation MI***623X |  | 20 kV | _ | LV | 50 kVA :Pole Substation | 0.05 | --> | 0.05 | 0.05 | 7.9 |  | --> | 0.0475 | 0 | 0 | 0.05 | 0 |  | --> | E12 ex DUNMANWAY | Dunmanway [T422,T43] | DUNMANWAY |  | 51.7123 | -9.1019
MV/LV Substation MI***624 |  | 20 kV | _ | LV | 100 kVA :Pole Substation | 0.1 | --> | 0.1 | 0.088 | 3 |  | --> | 0.095 | 0 | 0 | 0 | 0 | Constrained,otherwise capacity available =101.8kW. | --> | E14 ex MOVILLE | Moville [T421,T422] | TRILLICK |  | 55.194 | -7.0518
MV/LV Substation MI***626X |  | 10 kV | _ | LV | 400 kVA :Building Structure | 0.4 | --> | 0.4 | 0 | 0 | Constrained,otherwise capacity available =310kVA. | --> | 0.38 | 0 | 0.005928 | 0.41344 | 0 |  | --> | C19 ex SEMPERIT | Semperit [T41,T42,T43] | GRANGE CASTLE |  | 53.35 | -6.3454
MV/LV Substation MI***626Z |  | 10 kV | _ | LV | 50 kVA :Pole Substation | 0.05 | --> | 0.05 | 0 | 0 | Constrained,otherwise capacity available =46kVA. | --> | 0.0475 | 0 | 0.003705 | 0.050604 | 0 |  | --> | C21 ex KILMONEY | Kilmoney [T41,T42] | TRABEG |  | 51.761 | -8.3717
MV/LV Substation MI***630X |  | 20 kV | _ | LV | 50 kVA :Pole Substation | 0.05 | --> | 0.05 | 0.039 | 2.5 |  | --> | 0.0475 | 0 | 0.003705 | 0.051643 | 0 |  | --> | E13 ex BAGENALSTOWN | Bagenalstown [T421,T422] | CARLOW |  | 52.6742 | -6.8409
MV/LV Substation MI***630X |  | 10 kV | _ | LV | 400 kVA :Kiosk Substation | 0.4 | --> | 0.4 | 0 | 0 | Constrained,otherwise capacity available =314kVA. | --> | 0.38 | 0 | 0 | 0.41285 | 0 |  | --> | C16 ex SEMPERIT | Semperit [T41,T42,T43] | GRANGE CASTLE |  | 53.3355 | -6.3538
MV/LV Substation MI***633X |  | 20 kV | _ | LV | 50 kVA :Pole Substation | 0.05 | --> | 0.05 | 0.041 | 1.1 |  | --> | 0.0475 | 0 | 0.00741 | 0.051348 | 0 |  | --> | E12 ex BUNCLODY | Bunclody [T421,T422] | CRANE |  | 52.6517 | -6.6587
MV/LV Substation MI***636 |  | 20 kV | _ | LV | 100 kVA :Pole Substation | 0.1 | --> | 0.1 | 0.049 | 2.7 |  | --> | 0.095 | 0 | 0 | 0.10746 | 0 |  | --> | E12 ex OLDCASTLE | Oldcastle [T41,T422] | MULLINGAR |  | 53.749 | -7.1666
MV/LV Substation MI***645X |  | 20 kV | _ | LV | 50 kVA :Pole Substation | 0.05 | --> | 0.05 | 0 | 0 | Constrained,otherwise capacity available =34kVA. | --> | 0.0475 | 0 | 0 | 0.052373 | 0 |  | --> | E15 ex BATTER LANE TEMPORARY | Batter Lane Temporary 38kv [T421] | GLASMORE |  | 53.5254 | -6.1885
MV/LV Substation MI***650 |  | 10 kV | _ | LV | 200 kVA :Kiosk Substation | 0.2 | --> | 0.2 | 0.155 | 18.8 |  | --> | 0.19 | 0 | 0.011115 | 0.20672 | 0 |  | --> | E11 ex HARTNETTS CROSS | Hartnetts Cross [T121,T422] | HARTNETTS CROSS |  | 51.9095 | -8.9815
MV/LV Substation MI***652 |  | 20 kV | _ | LV | 200 kVA :Pole Substation | 0.2 | --> | 0.2 | 0 | 0 | Constrained,otherwise capacity available =133kVA. | --> | 0.19 | 0 | 0.016302 | 0.20993 | 0 |  | --> | E15 ex DINGLE | Dingle [T421,T422] | OUGHTRAGH |  | 52.1417 | -10.2904
MV/LV Substation MI***655X |  | 10 kV | _ | LV | 630 kVA :Kiosk Substation | 0.63 | --> | 0.63 | 0 | 0 | Constrained,otherwise capacity available =339kVA. | --> | 0.5985 | 0 | 0.02223 | 0.5 | 0 |  | --> | C19 ex OLDBAWN | Oldbawn [T41,T42] | COOKSTOWN |  | 53.2834 | -6.3558
MV/LV Substation MI***661X |  | 20 kV | _ | LV | 100 kVA :Pole Substation | 0.1 | --> | 0.1 | 0 | 0 | Constrained,otherwise capacity available =84kVA. | --> | 0.095 | 0 | 0 | 0.1024 | 0 |  | --> | C12 ex SPIDDAL | Spiddal [T42] | SCREEB |  | 53.2319 | -9.4706
MV/LV Substation MI***665 |  | 10 kV | _ | LV | 400 kVA :Building Structure | 0.4 | --> | 0.4 | 0 | 0 | Constrained,otherwise capacity available =365kVA. | --> | 0.38 | 0 | 0 | 0 | 0 | Constrained,otherwise capacity available =405.3kW. | --> | C19 ex MILFORD (NR) | Milford (nr) [T41,T42] | LETTERKENNY |  | 55.077 | -7.6809
MV/LV Substation MI***677Z |  | 20 kV | _ | LV | 400 kVA :Kiosk Substation | 0.4 | --> | 0.4 | 0 | 0 | Constrained,otherwise capacity available =398kVA. | --> | 0.38 | 0 | 0 | 0.4003 | 0 |  | --> | E16 ex ASHBOURNE | Ashbourne [T421,T422] | FINGLAS |  | 53.5147 | -6.4016
MV/LV Substation MI***678 |  | 10 kV | _ | LV | 50 kVA :Pole Substation | 0.05 | --> | 0.05 | 0.048 | 0.2 |  | --> | 0.0475 | 0 | 0 | 0 | 0 | Constrained,otherwise capacity available =50.3kW. | --> | E17 ex BEALISTOWN | Bealistown [T421,T422] | GREAT ISLAND |  | 52.2581 | -6.8515
MV/LV Substation MI***680 |  | 10 kV | _ | LV | 200 kVA :Pole Substation | 0.2 | --> | 0.2 | 0 | 0 | Constrained,otherwise capacity available =200kVA. | --> | 0.19 | 0 | 0 | 0 | 0 | Constrained,otherwise capacity available =200kW. | --> | C23 ex GLENTIES | Glenties [T41,T42] | BINBANE |  | 54.7121 | -8.4205
MV/LV Substation MI***687 |  | 10 kV | _ | LV | 50 kVA :Pole Substation | 0.05 | --> | 0.05 | 0 | 0 | Constrained,otherwise capacity available =30kVA. | --> | 0.0475 | 0 | 0.00741 | 0 | 0 | Constrained,otherwise capacity available =52.9kW. | --> | C19 ex MILFORD (NR) | Milford (nr) [T41,T42] | LETTERKENNY |  | 55.0803 | -7.683
MV/LV Substation MI***688X |  | 20 kV | _ | LV | 400 kVA :Kiosk Substation | 0.4 | --> | 0.4 | 0.4 | 2.5 |  | --> | 0.38 | 0 | 0 | 0.4 | 0 |  | --> | E17 ex BAGENALSTOWN | Bagenalstown [T421,T422] | CARLOW |  | 52.7096 | -6.9501
MV/LV Substation MI***693 |  | 10 kV | _ | LV | 630 kVA :Building Structure | 0.63 | --> | 0.63 | 0.5 | 2.2 |  | --> | 0.5985 | 0 | 0 | 0.5 | 0 |  | --> | C19 ex BAILIEBORO | Bailieboro [T41,T42] | MEATH HILL |  | 53.9265 | -7.0068
MV/LV Substation MI***693Y |  | 10 kV | _ | LV | 630 kVA :Building Structure | 0.63 | --> | 0.63 | 0 | 0 | Constrained,otherwise capacity available =500kVA. | --> | 0.5985 | 0 | 0 | 0.5 | 0 |  | --> | C17 ex MIDLETON | Midleton [T101,T102] | MIDLETON |  | 51.9155 | -8.181
MV/LV Substation MI***697 |  | 10 kV | _ | LV | 50 kVA :Pole Substation | 0.05 | --> | 0.05 | 0 | 0 | Constrained,otherwise capacity available =47kVA. | --> | 0.0475 | 0 | 0 | 0.050453 | 0 |  | --> | C12 ex KILSARAN | Kilsaran [T42] | DRYBRIDGE |  | 53.8892 | -6.3776
MV/LV Substation MI***701X |  | 10 kV | _ | LV | 630 kVA :Kiosk Substation | 0.63 | --> | 0.63 | 0 | 0 | Constrained,otherwise capacity available =443kVA. | --> | 0.5985 | 0 | 0.028158 | 0.5 | 0 |  | --> | C15 ex OLDBAWN | Oldbawn [T41,T42] | COOKSTOWN |  | 53.2821 | -6.3518
MV/LV Substation MI***702Z |  | 10 kV | _ | LV | 50 kVA :Pole Substation | 0.05 | --> | 0.05 | 0 | 0 | Constrained,otherwise capacity available =48kVA. | --> | 0.0475 | 0 | 0 | 0.050303 | 0 |  | --> | C16 ex MORRISTOWN | Morristown [T41,T42] | NEWBRIDGE |  | 53.204 | -6.8542
MV/LV Substation MI***704 |  | 20 kV | _ | LV | 100 kVA :Pole Substation | 0.1 | --> | 0.1 | 0.058 | 13.8 |  | --> | 0.095 | 0 | 0.003705 | 0.10618 | 0 |  | --> | C14 ex SINGLAND | Singland [T101,T102] | SINGLAND |  | 52.6435 | -8.558
MV/LV Substation MI***706 |  | 10 kV | _ | LV | 400 kVA :Kiosk Substation | 0.4 | --> | 0.4 | 0 | 0 | Constrained,otherwise capacity available =293kVA. | --> | 0.38 | 0 | 0.006669 | 0 | 0 | Constrained,otherwise capacity available =415.9kW. | --> | C16 ex DUNGLOE | Dungloe [T41,T42] | ARDNAGAPPARY |  | 54.9517 | -8.3622
MV/LV Substation MI***707 |  | 10 kV | _ | LV | 50 kVA :Pole Substation | 0.05 | --> | 0.05 | 0 | 0 | Constrained,otherwise capacity available =30kVA. | --> | 0.0475 | 0 | 0.009633 | 0 | 0 | Constrained,otherwise capacity available =52.9kW. | --> | C16 ex DUNGLOE | Dungloe [T41,T42] | ARDNAGAPPARY |  | 54.9532 | -8.3687
MV/LV Substation MI***710 |  | 10 kV | _ | LV | 630 kVA :Kiosk Substation | 0.63 | --> | 0.63 | 0.422 | 8.1 |  | --> | 0.5985 | 0 | 0.020007 | 0.5 | 0 |  | --> | C12 ex MILLTOWN (DR) | Milltown (dr) [T101,T102] | INCHICORE 220KV |  | 53.3151 | -6.2523
MV/LV Substation MI***710Y |  | 20 kV | _ | LV | 50 kVA :Pole Substation | 0.05 | --> | 0.05 | 0 | 0 | Constrained,otherwise capacity available =50kVA. | --> | 0.0475 | 0 | 0 | 0.05 | 0 |  | --> | E16 ex CLONROCHE | Clonroche [T421,T422] | WEXFORD |  | 52.5163 | -6.7514
MV/LV Substation MI***715 |  | 20 kV | _ | LV | 100 kVA :Pole Substation | 0.1 | --> | 0.1 | 0 | 0 | Constrained,otherwise capacity available =100kVA. | --> | 0.095 | 0 | 0 | 0.1 | 0 |  | --> | E16 ex GURRANEBANE | Gurranebane [T421,T422] | OUGHTRAGH |  | 51.8465 | -10.1117
MV/LV Substation MI***715Y |  | 10 kV | _ | LV | 400 kVA :Kiosk Substation | 0.4 | --> | 0.4 | 0.362 | 9.5 |  | --> | 0.38 | 0 | 0 | 0.40573 | 0 |  | --> | C20 ex BANDON | Bandon [T101,T42] | BANDON |  | 51.7445 | -8.7987
MV/LV Substation MI***722 |  | 20 kV | _ | LV | 400 kVA :Kiosk Substation | 0.4 | --> | 0.4 | 0 | 0 | Constrained,otherwise capacity available =291kVA. | --> | 0.38 | 0 | 0.042237 | 0 | 0 | Constrained,otherwise capacity available =416.2kW. | --> | E18 ex CARNDONAGH | Carndonagh [T421,T422] | TRILLICK |  | 55.2468 | -7.2636
MV/LV Substation MI***726 |  | 20 kV | _ | LV | 50 kVA :Pole Substation | 0.05 | --> | 0.05 | 0.049 | 2.8 |  | --> | 0.0475 | 0 | 0 | 0.050152 | 0 |  | --> | E13 ex CLARA | Clara [T421,T422] | THORNSBERRY |  | 53.4367 | -7.4711
MV/LV Substation MI***726Y |  | 10 kV | _ | LV | 200 kVA :Kiosk Substation | 0.2 | --> | 0.2 | 0 | 0 | Constrained,otherwise capacity available =144kVA. | --> | 0.19 | 0 | 0.02223 | 0.20833 | 0 |  | --> | C20 ex RATHMULLAN | Rathmullan [T41,T42] | DRYBRIDGE |  | 53.7028 | -6.3463
MV/LV Substation MI***736 |  | 10 kV | _ | LV | 400 kVA :Kiosk Substation | 0.4 | --> | 0.4 | 0.146 | 2.4 |  | --> | 0.38 | 0 | 0.042978 | 0.43681 | 0 |  | --> | C11 ex BRAY | Bray [T41,T42] | FASSAROE |  | 53.1932 | -6.1685
MV/LV Substation MI***736 |  | 20 kV | _ | LV | 200 kVA :Pole Substation | 0.2 | --> | 0.2 | 0 | 0 | Constrained,otherwise capacity available =165kVA. | --> | 0.19 | 0 | 0.006669 | 0.20525 | 0 |  | --> | E11 ex MILLTOWN (SR) | Milltown (sr) [T421,T422] | OUGHTRAGH |  | 52.1457 | -9.7142
MV/LV Substation MI***741X |  | 10 kV | _ | LV | 400 kVA :Building Structure | 0.4 | --> | 0.4 | 0.242 | 7.8 |  | --> | 0.38 | 0 | 0.00741 | 0.42331 | 0 |  | --> | C13 ex CARROWBEG | Carrowbeg [T41,T42] | CARROWBEG |  | 53.7986 | -9.522
MV/LV Substation MI***742 |  | 20 kV | _ | LV | 100 kVA :Pole Substation | 0.1 | --> | 0.1 | 0.09 | 3.1 |  | --> | 0.095 | 0 | 0 | 0.10151 | 0 |  | --> | E12 ex LUMCLOON | Lumcloon [T421,T422] | DALLOW |  | 53.2505 | -7.8917
MV/LV Substation MI***746Y |  | 20 kV | _ | LV | 630 kVA :Kiosk Substation | 0.63 | --> | 0.63 | 0 | 0 | Constrained,otherwise capacity available =496kVA. | --> | 0.5985 | 0 | 0.002223 | 0.5 | 0 |  | --> | E12 ex ACADEMY STREET | Academy Street [T421,T422,T44] | NAVAN |  | 53.6407 | -6.6545
MV/LV Substation MI***754X |  | 10 kV | _ | LV | 200 kVA :Kiosk Substation | 0.2 | --> | 0.2 | 0.165 | 1.9 |  | --> | 0.19 | 0 | 0.006669 | 0 | 0 | Constrained,otherwise capacity available =205.2kW. | --> | C18 ex TURLOUGH ROAD | Turlough Road [T41,T42] | CASTLEBAR |  | 53.883 | -9.2187
MV/LV Substation MI***755X |  | 10 kV | _ | LV | 50 kVA :Pole Substation | 0.05 | --> | 0.05 | 0 | 0 | Constrained,otherwise capacity available =33kVA. | --> | 0.0475 | 0 | 0 | 0 | 0 | Constrained,otherwise capacity available =52.5kW. | --> | C16 ex MILFORD (NR) | Milford (nr) [T41,T42] | LETTERKENNY |  | 54.9909 | -7.8537
MV/LV Substation MI***761 |  | 10 kV | _ | LV | 50 kVA :Pole Substation | 0.05 | --> | 0.05 | 0.046 | 1.4 |  | --> | 0.0475 | 0 | 0 | 0.050604 | 0 |  | --> | C11 ex CROSSMOLINA | Crossmolina [T41,T42] | MOY |  | 54.062 | -9.3325
MV/LV Substation MI***764X |  | 10 kV | _ | LV | 630 kVA :Kiosk Substation | 0.63 | --> | 0.63 | 0.47 | 1.5 |  | --> | 0.5985 | 0 | 0 | 0 | 0 | Constrained,otherwise capacity available =500kW. | --> | C19 ex TURLOUGH ROAD | Turlough Road [T43] | CASTLEBAR |  | 53.8578 | -9.2985
MV/LV Substation MI***768Y |  | 20 kV | _ | LV | 100 kVA :Pole Substation | 0.1 | --> | 0.1 | 0 | 0 | Constrained,otherwise capacity available =92kVA. | --> | 0.095 | 0 | 0 | 0.10121 | 0 |  | --> | C21 ex TERMONFECKIN ROAD | Termonfeckin Road [T41,T42] | DRYBRIDGE |  | 53.7728 | -6.3056
MV/LV Substation MI***769 |  | 10 kV | _ | LV | 50 kVA :Pole Substation | 0.05 | --> | 0.05 | 0.043 | 2.1 |  | --> | 0.0475 | 0 | 0 | 0 | 0 | Constrained,otherwise capacity available =51.1kW. | --> | C16 ex NEWTOWNCUNNINGHAM | Newtowncunningham [T41,T42] | LETTERKENNY |  | 54.9701 | -7.5834
MV/LV Substation MI***773X |  | 20 kV | _ | LV | 400 kVA :Kiosk Substation | 0.4 | --> | 0.4 | 0 | 0 | Constrained,otherwise capacity available =359kVA. | --> | 0.38 | 0 | 0.00741 | 0.40618 | 0 |  | --> | E11 ex MILLTOWN (SR) | Milltown (sr) [T421,T422] | OUGHTRAGH |  | 52.1441 | -9.7123
MV/LV Substation MI***781Y |  | 10 kV | _ | LV | 50 kVA :Pole Substation | 0.05 | --> | 0.05 | 0.041 | 9.5 |  | --> | 0.0475 | 0 | 0 | 0.051348 | 0 |  | --> | C13 ex BANDON | Bandon [T101,T42] | BANDON |  | 51.771 | -8.7486
MV/LV Substation MI***786Z |  | 20 kV | _ | LV | 630 kVA :Kiosk Substation | 0.63 | --> | 0.63 | 0 | 0 | Constrained,otherwise capacity available =492kVA. | --> | 0.5985 | 0 | 0.003705 | 0.5 | 0 |  | --> | E20 ex BALTRASNA | Baltrasna [T121,T122] | BALTRASNA |  | 53.5124 | -6.4128
MV/LV Substation MI***790Y |  | 10 kV | _ | LV | 400 kVA :Building Structure | 0.4 | --> | 0.4 | 0 | 0 | Constrained,otherwise capacity available =400kVA. | --> | 0.38 | 0 | 0.00741 | 0 | 0 | Constrained,otherwise capacity available =400kW. | --> | C15 ex MOUNTMELLICK | Mountmellick [T41,T42] | PORTLAOISE |  | 53.1275 | -7.3289
MV/LV Substation MI***801 |  | 10 kV | _ | LV | 630 kVA :Kiosk Substation | 0.63 | --> | 0.63 | 0.444 | 8.1 |  | --> | 0.5985 | 0 | 0.05187 | 0.5 | 0 |  | --> | C20 ex MILLTOWN (DR) | Milltown (dr) [T101,T102] | INCHICORE 220KV |  | 53.3077 | -6.264
MV/LV Substation MI***805Z |  | 10 kV | _ | LV | 200 kVA :Kiosk Substation | 0.2 | --> | 0.2 | 0.14764 | 0.1 | Constrained,otherwise capacity available =181kVA. | --> | 0.19 | 0 | 0 | 0.20286 | 0 |  | --> | C17 ex KILCULLEN | Kilcullen [T41,T42,T424] | STRATFORD |  | 53.1321 | -6.7418
MV/LV Substation MI***809Y |  | 10 kV | _ | LV | 400 kVA :Kiosk Substation | 0.4 | --> | 0.4 | 0 | 0 | Constrained,otherwise capacity available =400kVA. | --> | 0.38 | 0 | 0.0741 | 0.4 | 0 |  | --> | C13 ex RAHEEN | Raheen [T41,T42] | LIMERICK |  | 52.621 | -8.6504
MV/LV Substation MI***809Y |  | 20 kV | _ | LV | 100 kVA :Pole Substation | 0.1 | --> | 0.1 | 0.078 | 1 |  | --> | 0.095 | 0 | 0.003705 | 0.10329 | 0 |  | --> | E12 ex LONGFORD | Longford [T421,T422] | RICHMOND |  | 53.8239 | -7.7633
MV/LV Substation MI***813 |  | 10 kV | _ | LV | 50 kVA :Pole Substation | 0.05 | --> | 0.05 | 0 | 0 | Constrained,otherwise capacity available =42kVA. | --> | 0.0475 | 0 | 0 | 0 | 0 | Constrained,otherwise capacity available =51.2kW. | --> | C11 ex DONEGAL | Donegal [T41,T42] | CATHALEENS FALL |  | 54.6526 | -8.2557
MV/LV Substation MI***822 |  | 10 kV | _ | LV | 630 kVA :Building Structure | 0.63 | --> | 0.63 | 0.489 | 8.1 |  | --> | 0.5985 | 0 | 0 | 0.5 | 0 |  | --> | C21 ex MILLTOWN (DR) | Milltown (dr) [T101,T102] | POOLBEG |  | 53.3178 | -6.2467
MV/LV Substation MI***824X |  | 10 kV | _ | LV | 200 kVA :Pole Substation | 0.2 | --> | 0.2 | 0.15 | 1.4 |  | --> | 0.19 | 0 | 0.004446 | 0.20745 | 0 |  | --> | C14 ex KELLS | Kells [T41,T42] | NAVAN |  | 53.7311 | -6.871
MV/LV Substation MI***825 |  | 10 kV | _ | LV | 630 kVA :Building Structure | 0.63 | --> | 0.63 | 0.5 | 4.2 |  | --> | 0.5985 | 0 | 0.002964 | 0.5 | 0 |  | --> | C14 ex CRUMLIN | Crumlin [T41,T42] | INCHICORE 220KV |  | 53.3215 | -6.3154
MV/LV Substation MI***839X |  | 20 kV | _ | LV | 100 kVA :Pole Substation | 0.1 | --> | 0.1 | 0.096 | 0.9 |  | --> | 0.095 | 0 | 0 | 0 | 0 | Constrained,otherwise capacity available =100.6kW. | --> | E21 ex CASTLETOWNBERE | Castletownbere [T421] | BALLYLICKY |  | 51.6582 | -9.8689
MV/LV Substation MI***842 |  | 10 kV | _ | LV | 1000 kVA :Building Structure | 1 | --> | 1 | 0.5 | 1.5 |  | --> | 0.95 | 0 | 0.002223 | 0.5 | 0 |  | --> | C11 ex SMEARLA | Smearla [T41,T42] | TRIEN |  | 52.4471 | -9.4848
MV/LV Substation MI***848X |  | 10 kV | _ | LV | 630 kVA :Building Structure | 0.63 | --> | 0.63 | 0.5 | 13.5 |  | --> | 0.5985 | 0 | 0.01482 | 0.5 | 0 |  | --> | C12 ex ENNIS | Ennis [T101,T102] | ENNIS |  | 52.8385 | -8.9737
MV/LV Substation MI***863Y |  | 20 kV | _ | LV | 50 kVA :Pole Substation | 0.05 | --> | 0.05 | 0.027 | 1 |  | --> | 0.0475 | 0 | 0 | 0.053377 | 0 |  | --> | E12 ex LONGFORD | Longford [T421,T422] | RICHMOND |  | 53.8257 | -7.7654
MV/LV Substation MI***864Z |  | 10 kV | _ | LV | 200 kVA :Kiosk Substation | 0.2 | --> | 0.2 | 0 | 0 | Constrained,otherwise capacity available =165kVA. | --> | 0.19 | 0 | 0 | 0.20525 | 0 |  | --> | C12 ex ATHGARVAN | Athgarvan [T41,T44] | NEWBRIDGE |  | 53.1702 | -6.8012
MV/LV Substation MI***865Z |  | 10 kV | _ | LV | 400 kVA :Kiosk Substation | 0.4 | --> | 0.4 | 0 | 0 | Constrained,otherwise capacity available =261kVA. | --> | 0.38 | 0 | 0.001482 | 0.42058 | 0 |  | --> | C11 ex MORRISTOWN | Morristown [T41,T42] | NEWBRIDGE |  | 53.1698 | -6.8038
MV/LV Substation MI***875 |  | 10 kV | _ | LV | 200 kVA :Kiosk Substation | 0.2 | --> | 0.2 | 0 | 0 | Constrained,otherwise capacity available =51kVA. | --> | 0.19 | 0 | 0.02223 | 0.22141 | 0 |  | --> | C14 ex ATHGARVAN | Athgarvan [T41,T44] | NEWBRIDGE |  | 53.1527 | -6.7805
MV/LV Substation MI***882Z |  | 10 kV | _ | LV | 50 kVA :Pole Substation | 0.05 | --> | 0.05 | 0.043 | 13.1 |  | --> | 0.0475 | 0 | 0 | 0.051052 | 0 |  | --> | C18 ex MONREAD | Monread [T101,T102] | MONREAD |  | 53.225 | -6.6907
MV/LV Substation MI***883 |  | 10 kV | _ | LV | 100 kVA :Pole Substation | 0.1 | --> | 0.1 | 0.089 | 5.3 |  | --> | 0.095 | 0 | 0.015561 | 0.10166 | 0 |  | --> | C17 ex BALLYTIVNAN | Ballytivnan [T41,T42] | SLIGO |  | 54.3001 | -8.5126
MV/LV Substation MI***884 |  | 10 kV | _ | LV | 200 kVA :Pole Substation | 0.2 | --> | 0.2 | 0 | 0 | Constrained,otherwise capacity available =135kVA. | --> | 0.19 | 0 | 0.009633 | 0.20964 | 0 |  | --> | C21 ex KILMONEY | Kilmoney [T41,T42] | TRABEG |  | 51.7626 | -8.372
MV/LV Substation MI***886X |  | 10 kV | _ | LV | 100 kVA :Pole Substation | 0.1 | --> | 0.1 | 0 | 0 | Constrained,otherwise capacity available =88kVA. | --> | 0.095 | 0 | 0 | 0 | 0 | Constrained,otherwise capacity available =101.8kW. | --> | C20 ex KNOCKAPHUNTA | Knockaphunta [T41,T42] | CASTLEBAR |  | 53.8404 | -9.2898
MV/LV Substation MI***886Y |  | 20 kV | _ | LV | 200 kVA :Kiosk Substation | 0.2 | --> | 0.2 | 0 | 0 | Constrained,otherwise capacity available =131kVA. | --> | 0.19 | 0 | 0.002223 | 0.21022 | 0 |  | --> | E12 ex ACADEMY STREET | Academy Street [T421,T422,T44] | NAVAN |  | 53.6401 | -6.6526
MV/LV Substation MI***895X |  | 10 kV | _ | LV | 400 kVA :Kiosk Substation | 0.4 | --> | 0.4 | 0.226 | 0.8 |  | --> | 0.38 | 0 | 0.001482 | 0.42559 | 0 |  | --> | C18 ex MILLTOWN MALBAY | Milltown Malbay [T42] | TULLABRACK |  | 52.855 | -9.3997
MV/LV Substation MI***901Z |  | 20 kV | _ | LV | 630 kVA :Kiosk Substation | 0.63 | --> | 0.63 | 0.479 | 17.7 |  | --> | 0.5985 | 0 | 0.073359 | 0.5 | 0 |  | --> | E11 ex COOLROE | Coolroe [T121,T122] | COOLROE |  | 51.8904 | -8.6004
MV/LV Substation MI***904X |  | 10 kV | _ | LV | 50 kVA :Pole Substation | 0.05 | --> | 0.05 | 0.045 | 1.3 |  | --> | 0.0475 | 0 | 0 | 0.050753 | 0 |  | --> | C15 ex CLIFDEN | Clifden [T41,T42] | SCREEB |  | 53.4086 | -10.0339
MV/LV Substation MI***917X |  | 20 kV | _ | LV | 400 kVA :Kiosk Substation | 0.4 | --> | 0.4 | 0.362 | 17.8 |  | --> | 0.38 | 0 | 0 | 0.40573 | 0 |  | --> | E13 ex BANOGE | Banoge [T121,T122] | BANOGE |  | 52.6355 | -6.2393
MV/LV Substation MI***921 |  | 10 kV | _ | LV | 630 kVA :Kiosk Substation | 0.63 | --> | 0.63 | 0 | 0 | Constrained,otherwise capacity available =438kVA. | --> | 0.5985 | 0 | 0 | 0.5 | 0 |  | --> | C19 ex OLDBAWN | Oldbawn [T41,T42] | COOKSTOWN |  | 53.2846 | -6.3544
MV/LV Substation MI***923 |  | 20 kV | _ | LV | 50 kVA :Pole Substation | 0.05 | --> | 0.05 | 0 | 0 | Constrained,otherwise capacity available =36kVA. | --> | 0.0475 | 0 | 0.003705 | 0 | 0 | Constrained,otherwise capacity available =52.1kW. | --> | E17 ex FOXHOLE | Foxhole [T421,T422] | DUNGARVAN |  | 51.9455 | -7.8586
MV/LV Substation MI***926 |  | 20 kV | _ | LV | 50 kVA :Pole Substation | 0.05 | --> | 0.05 | 0.05 | 2.6 |  | --> | 0.0475 | 0 | 0 | 0.05 | 0 |  | --> | C17 ex KILLESHANDRA | Killeshandra [T41,T42] | GORTAWEE |  | 54.054 | -7.4799
MV/LV Substation MI***927 |  | 10 kV | _ | LV | 50 kVA :Pole Substation | 0.05 | --> | 0.05 | 0.023 | 0.9 |  | --> | 0.0475 | 0 | 0.011856 | 0.05394 | 0 |  | --> | C18 ex WOODFORD | Woodford [T41,T42] | KNOCKEARAGH |  | 52.0474 | -9.4993
MV/LV Substation MI***929X |  | 10 kV | _ | LV | 630 kVA :Building Structure | 0.63 | --> | 0.63 | 0 | 0 | Constrained,otherwise capacity available =393kVA. | --> | 0.5985 | 0 | 0.026676 | 0 | 0 | Constrained,otherwise capacity available =500kW. | --> | C11 ex CLOONLOUGH | Cloonlough [T41,T42] | BARRYMORE |  | 52.2767 | -8.2706
MV/LV Substation MI***930X |  | 10 kV | _ | LV | 200 kVA :Kiosk Substation | 0.2 | --> | 0.2 | 0 | 0 | Constrained,otherwise capacity available =131kVA. | --> | 0.19 | 0 | 0.02223 | 0.21022 | 0 |  | --> | C17 ex MIDLETON | Midleton [T101,T102] | MIDLETON |  | 51.9072 | -8.1623
MV/LV Substation MI***932 |  | 10 kV | _ | LV | 100 kVA :Pole Substation | 0.1 | --> | 0.1 | 0.095 | 18.7 |  | --> | 0.095 | 0 | 0 | 0.10076 | 0 |  | --> | C13 ex ARKLOW | Arklow [T101,T102] | ARKLOW |  | 52.8434 | -6.1932
MV/LV Substation MI***948 |  | 10 kV | _ | LV | 50 kVA :Pole Substation | 0.05 | --> | 0.05 | 0.029 | 12.2 |  | --> | 0.0475 | 0 | 0.01482 | 0.053092 | 0 |  | --> | C19 ex BALLYBEG | Ballybeg [T101,T102] | CARRICKMINES |  | 52.9968 | -6.1007
MV/LV Substation MI***950 |  | 10 kV | _ | LV | 400 kVA :Building Structure | 0.4 | --> | 0.4 | 0 | 0 | Constrained,otherwise capacity available =400kVA. | --> | 0.38 | 0 | 0 | 0.4 | 0 |  | --> | C22 ex GREYSTONES | Greystones [T41,T42] | FASSAROE |  | 53.1364 | -6.0646
MV/LV Substation MI***966 |  | 10 kV | _ | LV | 200 kVA :Kiosk Substation | 0.2 | --> | 0.2 | 0.167 | 2.4 |  | --> | 0.19 | 0 | 0.005928 | 0.20495 | 0 |  | --> | C12 ex BRAY | Bray [T41,T42] | FASSAROE |  | 53.1975 | -6.1245
MV/LV Substation MI***970X |  | 10 kV | _ | LV | 400 kVA :Kiosk Substation | 0.4 | --> | 0.4 | 0 | 0 | Constrained,otherwise capacity available =301kVA. | --> | 0.38 | 0 | 0.031863 | 0.41476 | 0 |  | --> | C20 ex RATHMULLAN | Rathmullan [T41,T42] | DRYBRIDGE |  | 53.7038 | -6.3453
MV/LV Substation MI***977X |  | 20 kV | _ | LV | 200 kVA :Pole Substation | 0.2 | --> | 0.2 | 0.19 | 17.8 |  | --> | 0.19 | 0 | 0.002223 | 0.20151 | 0 |  | --> | E13 ex BANOGE | Banoge [T121,T122] | BANOGE |  | 52.6348 | -6.2403
MV/LV Substation MI***984X |  | 10 kV | _ | LV | 50 kVA :Pole Substation | 0.05 | --> | 0.05 | 0.045 | 1.4 |  | --> | 0.0475 | 0 | 0 | 0.050753 | 0 |  | --> | C26 ex KELLS | Kells [T41,T42] | NAVAN |  | 53.6857 | -6.8466
MV/LV Substation MI***985 |  | 20 kV | _ | LV | 100 kVA :Pole Substation | 0.1 | --> | 0.1 | 0 | 0 | Constrained,otherwise capacity available =93kVA. | --> | 0.095 | 0 | 0 | 0.10106 | 0 |  | --> | C22 ex ATHLONE | Athlone [T41,T42] | ATHLONE |  | 53.4261 | -8.0151
MV/LV Substation MI***988 |  | 20 kV | _ | LV | 630 kVA :Kiosk Substation | 0.63 | --> | 0.63 | 0.45 | 2.5 |  | --> | 0.5985 | 0 | 0 | 0.5 | 0 |  | --> | E18 ex EDGEWORTHSTOWN | Edgeworthstown [T421,T422] | RICHMOND |  | 53.645 | -7.5792
MV/LV Substation MI***997 |  | 20 kV | _ | LV | 50 kVA :Pole Substation | 0.05 | --> | 0.05 | 0.024 | 1.4 |  | --> | 0.0475 | 0 | 0 | 0.0538 | 0 |  | --> | C12 ex CROSSMOLINA | Crossmolina [T41,T42] | MOY |  | 54.1625 | -9.3451
MV/LV Substation MJ***131 |  | 10 kV | _ | LV | 630 kVA :Building Structure | 0.63 | --> | 0.63 | 0 | 0 | Constrained,otherwise capacity available =500kVA. | --> | 0.5985 | 0 | 0.08151 | 0.5 | 0 |  | --> | C22 ex FORTUNESTOWN | Fortunestown [T101,T102] | INCHICORE 220KV |  | 53.2923 | -6.4434
MV/LV Substation ML***140Z |  | 20 kV | _ | LV | 50 kVA :Pole Substation | 0.05 | --> | 0.05 | 0.045 | 2.5 |  | --> | 0.0475 | 0 | 0 | 0.050753 | 0 |  | --> | E13 ex BAGENALSTOWN | Bagenalstown [T421,T422] | CARLOW |  | 52.67 | -6.8454
MV/LV Substation ML***4103 |  | 10 kV | _ | LV | 630 kVA :Building Structure | 0.63 | --> | 0.63 | 0 | 0 | Constrained,otherwise capacity available =460kVA. | --> | 0.5985 | 0 | 0 | 0.5 | 0 |  | --> | C22 ex FORTUNESTOWN | Fortunestown [T101,T102] | INCHICORE 220KV |  | 53.2963 | -6.4424
MV/LV Substation ML***4168 |  | 10 kV | _ | LV | 630 kVA :Building Structure | 0.63 | --> | 0.63 | 0 | 0 | Constrained,otherwise capacity available =500kVA. | --> | 0.5985 | 0 | 0 | 0.5 | 0 |  | --> | C22 ex FORTUNESTOWN | Fortunestown [T101,T102] | INCHICORE 220KV |  | 53.2943 | -6.4482
MV/LV Substation ML***4169 |  | 10 kV | _ | LV | 630 kVA :Building Structure | 0.63 | --> | 0.63 | 0 | 0 | Constrained,otherwise capacity available =500kVA. | --> | 0.5985 | 0 | 0 | 0.5 | 0 |  | --> | C22 ex FORTUNESTOWN | Fortunestown [T101,T102] | INCHICORE 220KV |  | 53.2927 | -6.4505
MV/LV Substation ML***4170 |  | 10 kV | _ | LV | 630 kVA :Building Structure | 0.63 | --> | 0.63 | 0 | 0 | Constrained,otherwise capacity available =363kVA. | --> | 0.5985 | 0 | 0.003705 | 0.5 | 0 |  | --> | C22 ex FORTUNESTOWN | Fortunestown [T101,T102] | INCHICORE 220KV |  | 53.2888 | -6.4557
MV/LV Substation ML***4216 |  | 10 kV | _ | LV | 630 kVA :Building Structure | 0.63 | --> | 0.63 | 0 | 0 | Constrained,otherwise capacity available =473kVA. | --> | 0.5985 | 0 | 0.04446 | 0.5 | 0 |  | --> | C22 ex FORTUNESTOWN | Fortunestown [T101,T102] | INCHICORE 220KV |  | 53.2887 | -6.4562
MV/LV Substation MM***412Z |  | 10 kV | _ | LV | 400 kVA :Building Structure | 0.4 | --> | 0.4 | 0 | 0 | Constrained,otherwise capacity available =360kVA. | --> | 0.38 | 0 | 0 | 0.40603 | 0 |  | --> | C20 ex DRYBRIDGE | Drybridge [T41,T42] | DRYBRIDGE |  | 53.7219 | -6.351
MV/LV Substation MO***002 |  | 20 kV | _ | LV | 100 kVA :Pole Substation | 0.1 | --> | 0.1 | 0.066 | 0.4 |  | --> | 0.095 | 0 | 0 | 0 | 0 | Constrained,otherwise capacity available =105kW. | --> | C21 ex SWINFORD | Swinford [T41,T42] | CASTLEBAR |  | 53.9838 | -9.1076
MV/LV Substation MO***002X |  | 10 kV | _ | LV | 100 kVA :Pole Substation | 0.1 | --> | 0.1 | 0.051 | 6.2 |  | --> | 0.095 | 0 | 0.03705 | 0.10718 | 0 |  | --> | C24 ex CAHIR | Cahir [T41,T42] | CAHIR |  | 52.3781 | -7.8432
MV/LV Substation MO***003 |  | 10 kV | _ | LV | 200 kVA :Pole Substation | 0.2 | --> | 0.2 | 0 | 0 | Constrained,otherwise capacity available =167kVA. | --> | 0.19 | 0 | 0.003705 | 0.20495 | 0 |  | --> | C12 ex CAPPAMORE | Cappamore [T41,T42] | ARDNACRUSHA |  | 52.6141 | -8.3371
MV/LV Substation MO***003Z |  | 10 kV | _ | LV | 50 kVA :Pole Substation | 0.05 | --> | 0.05 | 0 | 0 | Constrained,otherwise capacity available =45kVA. | --> | 0.0475 | 0 | 0 | 0.050753 | 0 |  | --> | C15 ex MONEYCOOLEY | Moneycooley [T41,T42,T44] | GRIFFINRATH |  | 53.3596 | -6.5914
MV/LV Substation MO***004 |  | 20 kV | _ | LV | 200 kVA :Pole Substation | 0.2 | --> | 0.2 | 0 | 0 | Constrained,otherwise capacity available =184kVA. | --> | 0.19 | 0 | 0.015561 | 0.20241 | 0 |  | --> | E21 ex ATHENRY | Athenry [T423] | GALWAY 110KV |  | 53.3734 | -8.7004
MV/LV Substation MO***005 |  | 10 kV | _ | LV | 630 kVA :Kiosk Substation | 0.63 | --> | 0.63 | 0 | 0 | Constrained,otherwise capacity available =472kVA. | --> | 0.5985 | 0 | 0.003705 | 0 | 0 | Constrained,otherwise capacity available =500kW. | --> | C15 ex MOUNTMELLICK | Mountmellick [T41,T42] | PORTLAOISE |  | 53.1184 | -7.3301
MV/LV Substation MO***005 |  | 10 kV | _ | LV | 100 kVA :Pole Substation | 0.1 | --> | 0.1 | 0.1 | 1.1 |  | --> | 0.095 | 0 | 0 | 0 | 0 | Constrained,otherwise capacity available =100kW. | --> | C19 ex NEWCASTLEWEST | Newcastlewest [T41,T42] | RATHKEALE |  | 52.3992 | -9.0028
MV/LV Substation MO***005 |  | 10 kV | _ | LV | 200 kVA :Pole Substation | 0.2 | --> | 0.2 | 0.145 | 1.3 |  | --> | 0.19 | 0 | 0.003705 | 0.20818 | 0 |  | --> | C17 ex CASTLEREA | Castlerea [T41,T42] | CARRICK ON SHANNON |  | 53.7646 | -8.4791
MV/LV Substation MO***005Z |  | 20 kV | _ | LV | 200 kVA :Kiosk Substation | 0.2 | --> | 0.2 | 0 | 0 | Constrained,otherwise capacity available =142kVA. | --> | 0.19 | 0 | 0.004446 | 0.20862 | 0 |  | --> | C13 ex MORNINGTON ROAD | Mornington Road [T41,T42] | DRYBRIDGE |  | 53.7208 | -6.2614
MV/LV Substation MO***007 |  | 10 kV | _ | LV | 400 kVA :Kiosk Substation | 0.4 | --> | 0.4 | 0 | 0 | Constrained,otherwise capacity available =243kVA. | --> | 0.38 | 0 | 0.043719 | 0.42316 | 0 |  | --> | C12 ex ATHGARVAN | Athgarvan [T41,T44] | NEWBRIDGE |  | 53.1718 | -6.802
MV/LV Substation MO***007 |  | 10 kV | _ | LV | 400 kVA :Kiosk Substation | 0.4 | --> | 0.4 | 0 | 0 | Constrained,otherwise capacity available =299kVA. | --> | 0.38 | 0 | 0.005928 | 0.41505 | 0 |  | --> | C15 ex LOUGHTAGALLA | Loughtagalla [T41,T42] | THURLES |  | 52.6764 | -7.803
MV/LV Substation MO***008 |  | 10 kV | _ | LV | 25 kVA :Pole Substation | 0.025 | --> | 0.025 | 0.025 | 1.1 |  | --> | 0.02375 | 0 | 0 | 0 | 0 | Constrained,otherwise capacity available =25kW. | --> | C19 ex NEWCASTLEWEST | Newcastlewest [T41,T42] | RATHKEALE |  | 52.3871 | -9.0014
MV/LV Substation MO***008 |  | 10 kV | _ | LV | 400 kVA :Kiosk Substation | 0.4 | --> | 0.4 | 0 | 0 | Constrained,otherwise capacity available =257kVA. | --> | 0.38 | 0 | 0.014079 | 0.42115 | 0 |  | --> | C21 ex BELGARD | Belgard [T41,T42] | COOKSTOWN |  | 53.2851 | -6.3581
MV/LV Substation MO***009 |  | 20 kV | _ | LV | 630 kVA :Building Structure | 0.63 | --> | 0.63 | 0 | 0 | Constrained,otherwise capacity available =305kVA. | --> | 0.5985 | 0 | 0 | 0.5 | 0 |  | --> | E11 ex BALLINROBE | Ballinrobe [T421,T422] | DALTON |  | 53.62 | -9.219
MV/LV Substation MO***011 |  | 10 kV | _ | LV | 200 kVA :Pole Substation | 0.2 | --> | 0.2 | 0.096 | 1.7 |  | --> | 0.19 | 0 | 0.009633 | 0.2152 | 0 |  | --> | C20 ex ATHY | Athy [T101,T102] | ATHY |  | 52.9932 | -6.9734
MV/LV Substation MO***011 |  | 10 kV | _ | LV | 200 kVA :Pole Substation | 0.2 | --> | 0.2 | 0 | 0 | Constrained,otherwise capacity available =100kVA. | --> | 0.19 | 0 | 0.011856 | 0.21464 | 0 |  | --> | C16 ex ATHENRY | Athenry [T41,T42] | GALWAY 110KV |  | 53.3008 | -8.7433
MV/LV Substation MO***012 |  | 20 kV | _ | LV | 50 kVA :Pole Substation | 0.05 | --> | 0.05 | 0 | 0 | Constrained,otherwise capacity available =36kVA. | --> | 0.0475 | 0 | 0 | 0.052083 | 0 |  | --> | E20 ex GARRANACANTY | Garranacanty [T421,T422] | TIPPERARY |  | 52.5101 | -8.0784
MV/LV Substation MO***012X |  | 10 kV | _ | LV | 50 kVA :Pole Substation | 0.05 | --> | 0.05 | 0.034 | 0.9 |  | --> | 0.0475 | 0 | 0.00741 | 0 | 0 | Constrained,otherwise capacity available =52.4kW. | --> | C18 ex SPA ROAD | Spa Road [T41,T42] | DOON |  | 52.3626 | -7.6631
MV/LV Substation MO***012Z |  | 10 kV | _ | LV | 200 kVA :Kiosk Substation | 0.2 | --> | 0.2 | 0.149 | 2.9 |  | --> | 0.19 | 0 | 0 | 0.2076 | 0 |  | --> | C16 ex ABBEYLAND | Abbeyland [T41,T42] | NAVAN |  | 53.6513 | -6.6988
MV/LV Substation MO***013 |  | 10 kV | _ | LV | 400 kVA :Kiosk Substation | 0.4 | --> | 0.4 | 0.245 | 0.7 |  | --> | 0.38 | 0 | 0.014079 | 0.42288 | 0 |  | --> | C16 ex RAHANS | Rahans [T41] | MOY |  | 54.1069 | -9.1606
MV/LV Substation MO***013X |  | 10 kV | _ | LV | 50 kVA :Pole Substation | 0.05 | --> | 0.05 | 0.049 | 2.4 |  | --> | 0.0475 | 0 | 0 | 0.050152 | 0 |  | --> | C18 ex GURTEEN | Gurteen [T41] | TONROE |  | 53.9803 | -8.4658
MV/LV Substation MO***014 |  | 10 kV | _ | LV | 400 kVA :Kiosk Substation | 0.4 | --> | 0.4 | 0 | 0 | Constrained,otherwise capacity available =127kVA. | --> | 0.38 | 0 | 0.025194 | 0.43942 | 0 |  | --> | C12 ex KILDARE | Kildare [T41,T42] | NEWBRIDGE |  | 53.1575 | -6.915
MV/LV Substation MO***015 |  | 20 kV | _ | LV | 200 kVA :Pole Substation | 0.2 | --> | 0.2 | 0.085 | 2.8 |  | --> | 0.19 | 0 | 0 | 0.21674 | 0 |  | --> | E13 ex BALLYRAGGET | Ballyragget [T421,T422] | BALLYRAGGET |  | 52.7895 | -7.3363
MV/LV Substation MO***015 |  | 10 kV | _ | LV | 630 kVA :Building Structure | 0.63 | --> | 0.63 | 0 | 0 | Constrained,otherwise capacity available =491kVA. | --> | 0.5985 | 0 | 0.008892 | 0.5 | 0 |  | --> | C17 ex CLONMINCH | Clonminch [T41,T422] | THORNSBERRY |  | 53.2705 | -7.4929
MV/LV Substation MO***015 |  | 10 kV | _ | LV | 200 kVA :Pole Substation | 0.2 | --> | 0.2 | 0.060409 | 0.1 | Constrained,otherwise capacity available =141kVA. | --> | 0.19 | 0 | 0 | 0.20877 | 0 |  | --> | C15 ex TUBBERCURRY | Tubbercurry [T41,T42] | TONROE |  | 54.0518 | -8.73
MV/LV Substation MO***015 |  | 20 kV | _ | LV | 50 kVA :Pole Substation | 0.05 | --> | 0.05 | 0 | 0 | Constrained,otherwise capacity available =8kVA. | --> | 0.0475 | 0 | 0.003705 | 0 | 0 | Constrained,otherwise capacity available =56kW. | --> | E20 ex FOXHOLE | Foxhole [T421,T422] | DUNGARVAN |  | 51.9316 | -8.0566
MV/LV Substation MO***016 |  | 10 kV | _ | LV | 630 kVA :Kiosk Substation | 0.63 | --> | 0.63 | 0.392 | 1.5 |  | --> | 0.5985 | 0 | 0.022971 | 0.5 | 0 |  | --> | C16 ex MONKSTOWN | Monkstown [T41,T42] | BLACKROCK |  | 53.296 | -6.1626
MV/LV Substation MO***016 |  | 10 kV | _ | LV | 400 kVA :Building Structure | 0.4 | --> | 0.4 | 0.352 | 2.8 |  | --> | 0.38 | 0 | 0 | 0.40722 | 0 |  | --> | C13 ex CASTLEBLAYNEY | Castleblayney [T41,T42] | DUNDALK |  | 54.122 | -6.7431
MV/LV Substation MO***016 |  | 10 kV | _ | LV | 630 kVA :Kiosk Substation | 0.63 | --> | 0.63 | 0 | 0 | Constrained,otherwise capacity available =361kVA. | --> | 0.5985 | 0 | 0.002964 | 0.5 | 0 |  | --> | C15 ex LEESON STREET | Leeson Street [T41,T42] | MILLTOWN (DR) |  | 53.3278 | -6.2586
MV/LV Substation MO***016X |  | 20 kV | _ | LV | 200 kVA :Kiosk Substation | 0.2 | --> | 0.2 | 0.152 | 9.1 |  | --> | 0.19 | 0 | 0.00741 | 0.20716 | 0 |  | --> | E21 ex ARDNAREE | Ardnaree [T42,T421] | MOY |  | 54.1082 | -9.1342
MV/LV Substation MO***019X |  | 20 kV | _ | LV | 50 kVA :Pole Substation | 0.05 | --> | 0.05 | 0.05 | 1.8 |  | --> | 0.0475 | 0 | 0 | 0.05 | 0 |  | --> | E13 ex BIRDHILL | Birdhill [T421,T422] | ARDNACRUSHA |  | 52.7278 | -8.5539
MV/LV Substation MO***019X |  | 10 kV | _ | LV | 630 kVA :Building Structure | 0.63 | --> | 0.63 | 0 | 0 | Constrained,otherwise capacity available =500kVA. | --> | 0.5985 | 0 | 0 | 0.5 | 0 |  | --> | C20 ex GLOUCESTER PLACE | Gloucester Place [T41,T42] | MCDERMOTT |  | 53.3561 | -6.2547
MV/LV Substation MO***019Z |  | 10 kV | _ | LV | 200 kVA :Kiosk Substation | 0.2 | --> | 0.2 | 0 | 0 | Constrained,otherwise capacity available =23kVA. | --> | 0.19 | 0 | 0.028899 | 0.22517 | 0 |  | --> | C20 ex BALGADDY | Balgaddy [T41,T42] | GRANGE CASTLE |  | 53.3424 | -6.4305
MV/LV Substation MO***021 |  | 20 kV | _ | LV | 1000 kVA :Building Structure | 1 | --> | 1 | 0 | 0 | Constrained,otherwise capacity available =500kVA. | --> | 0.95 | 0 | 0.011856 | 0.5 | 0 |  | --> | E20 ex BALTINGLASS | Baltinglass [T421,T422] | STRATFORD |  | 52.9422 | -6.7116
MV/LV Substation MO***021 |  | 10 kV | _ | LV | 400 kVA :Kiosk Substation | 0.4 | --> | 0.4 | 0.249 | 13.1 |  | --> | 0.38 | 0 | 0.028899 | 0.4223 | 0 |  | --> | C19 ex MONREAD | Monread [T101,T102] | MONREAD |  | 53.2383 | -6.6631
MV/LV Substation MO***021Y |  | 10 kV | _ | LV | 400 kVA :Kiosk Substation | 0.4 | --> | 0.4 | 0 | 0 | Constrained,otherwise capacity available =207kVA. | --> | 0.38 | 0 | 0.019266 | 0.42829 | 0 |  | --> | C19 ex JOHNSTOWN | Johnstown [T41,T42] | KILTEEL |  | 53.2283 | -6.6528
MV/LV Substation MO***022Z |  | 10 kV | _ | LV | 200 kVA :Kiosk Substation | 0.2 | --> | 0.2 | 0 | 0 | Constrained,otherwise capacity available =114kVA. | --> | 0.19 | 0 | 0.00741 | 0.21265 | 0 |  | --> | C20 ex BALGADDY | Balgaddy [T41,T42] | GRANGE CASTLE |  | 53.3435 | -6.4302
MV/LV Substation MO***024 |  | 10 kV | _ | LV | 200 kVA :Kiosk Substation | 0.2 | --> | 0.2 | 0 | 0 | Constrained,otherwise capacity available =180kVA. | --> | 0.19 | 0 | 0.002964 | 0.20301 | 0 |  | --> | C23 ex CASTLEISLAND | Castleisland [T41,T42] | TRALEE |  | 52.2329 | -9.4641
MV/LV Substation MO***024X |  | 20 kV | _ | LV | 400 kVA :Building Structure | 0.4 | --> | 0.4 | 0.303 | 0.9 |  | --> | 0.38 | 0 | 0.03705 | 0.4096 | 0 |  | --> | E17 ex RATHMORE | Rathmore [T42,T421] | KNOCKEARAGH |  | 52.0546 | -9.0653
MV/LV Substation MO***025X |  | 10 kV | _ | LV | 200 kVA :Kiosk Substation | 0.2 | --> | 0.2 | 0.162 | 13.8 |  | --> | 0.19 | 0 | 0.003705 | 0.20569 | 0 |  | --> | C18 ex SINGLAND | Singland [T101,T102] | SINGLAND |  | 52.666 | -8.5658
MV/LV Substation MO***026 |  | 20 kV | _ | LV | 200 kVA :Pole Substation | 0.2 | --> | 0.2 | 0 | 0 | Constrained,otherwise capacity available =92kVA. | --> | 0.19 | 0 | 0.032604 | 0.21576 | 0 |  | --> | E20 ex CLONMINCH | Clonminch [T41,T422] | THORNSBERRY |  | 53.298 | -7.2927
MV/LV Substation MO***030X |  | 20 kV | _ | LV | 50 kVA :Pole Substation | 0.05 | --> | 0.05 | 0.044 | 0.6 |  | --> | 0.0475 | 0 | 0.003705 | 0 | 0 | Constrained,otherwise capacity available =50.9kW. | --> | E25 ex LAWLESSTOWN | Lawlesstown [T42,T421] | DOON |  | 52.3771 | -7.6776
MV/LV Substation MO***031 |  | 10 kV | _ | LV | 50 kVA :Pole Substation | 0.05 | --> | 0.05 | 0.044 | 3.9 |  | --> | 0.0475 | 0 | 0.016302 | 0.050903 | 0 |  | --> | C16 ex ARDFINNAN | Ardfinnan [T42] | CAHIR |  | 52.3071 | -7.8947
MV/LV Substation MO***031Z |  | 20 kV | _ | LV | 100 kVA :Pole Substation | 0.1 | --> | 0.1 | 0 | 0 | Constrained,otherwise capacity available =82kVA. | --> | 0.095 | 0 | 0 | 0 | 0 | Constrained,otherwise capacity available =102.7kW. | --> | E14 ex EMYVALE | Emyvale [T422] | LISDRUM |  | 54.3998 | -6.9786
MV/LV Substation MO***032X |  | 10 kV | _ | LV | 50 kVA :Pole Substation | 0.05 | --> | 0.05 | 0.036 | 2.8 |  | --> | 0.0475 | 0 | 0 | 0.052083 | 0 |  | --> | C18 ex CASTLEBLAYNEY | Castleblayney [T41,T42] | DUNDALK |  | 54.1255 | -6.7481
MV/LV Substation MO***033 |  | 20 kV | _ | LV | 200 kVA :Pole Substation | 0.2 | --> | 0.2 | 0 | 0 | Constrained,otherwise capacity available =161kVA. | --> | 0.19 | 0 | 0 | 0.20584 | 0 |  | --> | E11 ex EDENDERRY | Edenderry [T421,T422] | BLAKE |  | 53.3432 | -7.0716
MV/LV Substation MO***033 |  | 10 kV | _ | LV | 630 kVA :Kiosk Substation | 0.63 | --> | 0.63 | 0 | 0 | Constrained,otherwise capacity available =482kVA. | --> | 0.5985 | 0 | 0.033345 | 0.5 | 0 |  | --> | E13 ex DALTON | Dalton [T421,T422] | DALTON |  | 53.7209 | -8.9991
MV/LV Substation MO***033X |  | 20 kV | _ | LV | 400 kVA :Building Structure | 0.4 | --> | 0.4 | 0.396 | 1.9 |  | --> | 0.38 | 0 | 0 | 0 | 0 | Constrained,otherwise capacity available =400.6kW. | --> | E17 ex CREESLOUGH | Creeslough [T421] | ARDNAGAPPARY |  | 55.1531 | -8.0364
MV/LV Substation MO***034 |  | 10 kV | _ | LV | 400 kVA :Kiosk Substation | 0.4 | --> | 0.4 | 0 | 0 | Constrained,otherwise capacity available =270kVA. | --> | 0.38 | 0 | 0.000741 | 0.41927 | 0 |  | --> | C16 ex MAYFIELD | Mayfield [T41,T42] | KILBARRY |  | 51.9142 | -8.4337
MV/LV Substation MO***034X |  | 20 kV | _ | LV | 50 kVA :Pole Substation | 0.05 | --> | 0.05 | 0.029 | 1.8 |  | --> | 0.0475 | 0 | 0.00741 | 0.053092 | 0 |  | --> | E13 ex BIRDHILL | Birdhill [T421,T422] | ARDNACRUSHA |  | 52.7332 | -8.5517
MV/LV Substation MO***034X |  | 10 kV | _ | LV | 400 kVA :Kiosk Substation | 0.4 | --> | 0.4 | 0.328 | 4.6 |  | --> | 0.38 | 0 | 0.00741 | 0.41079 | 0 |  | --> | C14 ex DUN LAOGHAIRE | Dun Laoghaire [T41,T42] | BLACKROCK |  | 53.2861 | -6.1542
MV/LV Substation MO***035Y |  | 20 kV | _ | LV | 50 kVA :Pole Substation | 0.05 | --> | 0.05 | 0.044 | 4.4 |  | --> | 0.0475 | 0 | 0 | 0.050903 | 0 |  | --> | E18 ex CRANE | Crane [T122] | CRANE |  | 52.5141 | -6.2424
MV/LV Substation MO***035Z |  | 10 kV | _ | LV | 200 kVA :Kiosk Substation | 0.2 | --> | 0.2 | 0 | 0 | Constrained,otherwise capacity available =101kVA. | --> | 0.19 | 0 | 0.002964 | 0.2145 | 0 |  | --> | C22 ex UNIDARE | Unidare [T41,T42] | FINGLAS |  | 53.3903 | -6.3211
MV/LV Substation MO***037Y |  | 10 kV | _ | LV | 400 kVA :Kiosk Substation | 0.4 | --> | 0.4 | 0 | 0 | Constrained,otherwise capacity available =225kVA. | --> | 0.38 | 0 | 0.033716 | 0.42573 | 0 |  | --> | C22 ex ATHLONE | Athlone [T41,T42] | ATHLONE |  | 53.4216 | -7.9892
MV/LV Substation MO***038 |  | 10 kV | _ | LV | 400 kVA :Kiosk Substation | 0.4 | --> | 0.4 | 0 | 0 | Constrained,otherwise capacity available =360kVA. | --> | 0.38 | 0 | 0 | 0.40603 | 0 |  | --> | C17 ex STICKILLEN | Stickillen [T41,T42] | DRYBRIDGE |  | 53.8548 | -6.5355
MV/LV Substation MO***040 |  | 20 kV | _ | LV | 50 kVA :Pole Substation | 0.05 | --> | 0.05 | 0 | 0 | Constrained,otherwise capacity available =48kVA. | --> | 0.0475 | 0 | 0 | 0.050303 | 0 |  | --> | E11 ex KILCOLGAN | Kilcolgan [T42,T421] | GALWAY 110KV |  | 53.1463 | -9.0702
MV/LV Substation MO***040X |  | 10 kV | _ | LV | 100 kVA :Pole Substation | 0.1 | --> | 0.1 | 0.095 | 0.7 |  | --> | 0.095 | 0 | 0 | 0.10076 | 0 |  | --> | C15 ex KILRUSH | Kilrush [T41,T42] | TULLABRACK |  | 52.6197 | -9.4718
MV/LV Substation MO***040Y |  | 10 kV | _ | LV | 400 kVA :Kiosk Substation | 0.4 | --> | 0.4 | 0.236 | 6.4 |  | --> | 0.38 | 0 | 0.13857 | 0.42417 | 0 |  | --> | C20 ex BUSHFIELD | Bushfield [T41,T42] | ATHLONE |  | 53.4278 | -7.8996
MV/LV Substation MO***041X |  | 10 kV | _ | LV | 50 kVA :Pole Substation | 0.05 | --> | 0.05 | 0.04 | 1.5 |  | --> | 0.0475 | 0 | 0 | 0.051496 | 0 |  | --> | C19 ex SMEARLA | Smearla [T41,T42] | TRIEN |  | 52.3917 | -9.3149
MV/LV Substation MO***042X |  | 10 kV | _ | LV | 400 kVA :Kiosk Substation | 0.4 | --> | 0.4 | 0 | 0 | Constrained,otherwise capacity available =284kVA. | --> | 0.38 | 0 | 0.083733 | 0.41724 | 0 |  | --> | C21 ex CASTLETROY | Castletroy [T41,T42] | ARDNACRUSHA |  | 52.6625 | -8.5509
MV/LV Substation MO***043 |  | 10 kV | _ | LV | 200 kVA :Building Structure | 0.2 | --> | 0.2 | 0.042007 | 0 | Constrained,otherwise capacity available =188kVA. | --> | 0.19 | 0 | 0 | 0.20181 | 0 |  | --> | C16 ex SHANNON | Shannon [T41,T42] | DRUMLINE |  | 52.6973 | -8.9041
MV/LV Substation MO***044 |  | 10 kV | _ | LV | 630 kVA :Kiosk Substation | 0.63 | --> | 0.63 | 0 | 0 | Constrained,otherwise capacity available =500kVA. | --> | 0.5985 | 0 | 0 | 0.5 | 0 |  | --> | C18 ex WHITESTOWN | Whitestown [T41,T42] | COOKSTOWN |  | 53.2769 | -6.3792
MV/LV Substation MO***044 |  | 10 kV | _ | LV | 400 kVA :Kiosk Substation | 0.4 | --> | 0.4 | 0.226 | 12.2 |  | --> | 0.38 | 0 | 0.012597 | 0.42559 | 0 |  | --> | C20 ex BALLYBEG | Ballybeg [T101,T102] | CARRICKMINES |  | 52.9752 | -6.0427
MV/LV Substation MO***045Z |  | 20 kV | _ | LV | 400 kVA :Building Structure | 0.4 | --> | 0.4 | 0.369 | 4.2 |  | --> | 0.38 | 0 | 0 | 0.40468 | 0 |  | --> | E15 ex JENKINSTOWN | Jenkinstown [T421,T422] | DUNDALK |  | 54.037 | -6.3708
MV/LV Substation MO***046 |  | 10 kV | _ | LV | 50 kVA :Pole Substation | 0.05 | --> | 0.05 | 0.039 | 0.7 |  | --> | 0.0475 | 0 | 0 | 0.051643 | 0 |  | --> | C24 ex MULLAGH | Mullagh [T44] | MEATH HILL |  | 53.7819 | -6.8738
MV/LV Substation MO***047 |  | 10 kV | _ | LV | 1000 kVA :Building Structure | 1 | --> | 1 | 0.5 | 8.1 |  | --> | 0.95 | 0 | 0.085215 | 0.5 | 0 |  | --> | C13 ex MILLTOWN (DR) | Milltown (dr) [T101,T102] | POOLBEG |  | 53.3189 | -6.2516
MV/LV Substation MO***048 |  | 10 kV | _ | LV | 400 kVA :Kiosk Substation | 0.4 | --> | 0.4 | 0 | 0 | Constrained,otherwise capacity available =245kVA. | --> | 0.38 | 0 | 0.033345 | 0.42288 | 0 |  | --> | C18 ex STICKILLEN | Stickillen [T41,T42] | DRYBRIDGE |  | 53.8513 | -6.53
MV/LV Substation MO***050 |  | 20 kV | _ | LV | 50 kVA :Pole Substation | 0.05 | --> | 0.05 | 0 | 0 | Constrained,otherwise capacity available =43kVA. | --> | 0.0475 | 0 | 0 | 0 | 0 | Constrained,otherwise capacity available =51.1kW. | --> | E13 ex FOXHOLE | Foxhole [T421,T422] | DUNGARVAN |  | 51.9647 | -7.7324
MV/LV Substation MO***052 |  | 10 kV | _ | LV | 50 kVA :Pole Substation | 0.05 | --> | 0.05 | 0.05 | 2.2 |  | --> | 0.0475 | 0 | 0 | 0.05 | 0 |  | --> | C21 ex BAILIEBORO | Bailieboro [T41,T42] | MEATH HILL |  | 53.9069 | -6.8874
MV/LV Substation MO***054 |  | 10 kV | _ | LV | 630 kVA :Building Structure | 0.63 | --> | 0.63 | 0 | 0 | Constrained,otherwise capacity available =448kVA. | --> | 0.5985 | 0 | 0 | 0.5 | 0 |  | --> | C20 ex BALLINACURRA | Ballinacurra [T41,T42] | LIMERICK |  | 52.6606 | -8.6339
MV/LV Substation MO***054 |  | 10 kV | _ | LV | 200 kVA :Pole Substation | 0.2 | --> | 0.2 | 0 | 0 | Constrained,otherwise capacity available =158kVA. | --> | 0.19 | 0 | 0 | 0 | 0 | Constrained,otherwise capacity available =206.3kW. | --> | C14 ex KNOCKMULLEN | Knockmullen [T42,T421] | GREAT ISLAND |  | 52.3997 | -6.9365
MV/LV Substation MO***054 |  | 10 kV | _ | LV | 1000 kVA :Building Structure | 1 | --> | 1 | 0.5 | 8.1 |  | --> | 0.95 | 0 | 0.006669 | 0.5 | 0 |  | --> | C13 ex MILLTOWN (DR) | Milltown (dr) [T101,T102] | POOLBEG |  | 53.3255 | -6.2397
MV/LV Substation MO***056X |  | 20 kV | _ | LV | 200 kVA :Kiosk Substation | 0.2 | --> | 0.2 | 0 | 0 | Constrained,otherwise capacity available =137kVA. | --> | 0.19 | 0 | 0.048165 | 0.20935 | 0 |  | --> | E17 ex DRUMLINE | Drumline [T421,T422] | DRUMLINE |  | 52.7759 | -8.7805
MV/LV Substation MO***056Y |  | 10 kV | _ | LV | 200 kVA :Kiosk Substation | 0.2 | --> | 0.2 | 0.039 | 13.5 |  | --> | 0.19 | 0 | 0.068913 | 0.22303 | 0 |  | --> | C21 ex ENNIS | Ennis [T101,T102] | ENNIS |  | 52.9385 | -8.9003
MV/LV Substation MO***056Z |  | 10 kV | _ | LV | 400 kVA :Kiosk Substation | 0.4 | --> | 0.4 | 0 | 0 | Constrained,otherwise capacity available =280kVA. | --> | 0.38 | 0 | 0.038532 | 0.41782 | 0 |  | --> | C25 ex STEPHENSTOWN | Stephenstown [T101,T102] | FINGLAS |  | 53.5823 | -6.1251
MV/LV Substation MO***058 |  | 10 kV | _ | LV | 400 kVA :Kiosk Substation | 0.4 | --> | 0.4 | 0 | 0 | Constrained,otherwise capacity available =317kVA. | --> | 0.38 | 0 | 0.042978 | 0.41241 | 0 |  | --> | C17 ex GRANGE (SR) | Grange (sr) [T41,T42] | BUTLERSTOWN |  | 52.2419 | -7.0846
MV/LV Substation MO***058Z |  | 10 kV | _ | LV | 50 kVA :Pole Substation | 0.05 | --> | 0.05 | 0 | 0 | Constrained,otherwise capacity available =36kVA. | --> | 0.0475 | 0 | 0.002223 | 0 | 0 | Constrained,otherwise capacity available =52.1kW. | --> | E14 ex ABBEYLEIX | Abbeyleix [T422] | PORTLAOISE |  | 52.8744 | -7.3126
MV/LV Substation MO***058Z |  | 10 kV | _ | LV | 100 kVA :Pole Substation | 0.1 | --> | 0.1 | 0 | 0 | Constrained,otherwise capacity available =86kVA. | --> | 0.095 | 0 | 0 | 0.1021 | 0 |  | --> | C30 ex ACADEMY STREET | Academy Street [T421,T422,T44] | NAVAN |  | 53.6394 | -6.625
MV/LV Substation MO***059 |  | 10 kV | _ | LV | 50 kVA :Pole Substation | 0.05 | --> | 0.05 | 0.029 | 3.5 |  | --> | 0.0475 | 0 | 0 | 0.053092 | 0 |  | --> | C18 ex DUNDALK | Dundalk [T41,T42] | DUNDALK |  | 54.013 | -6.4283
MV/LV Substation MO***060 |  | 10 kV | _ | LV | 630 kVA :Kiosk Substation | 0.63 | --> | 0.63 | 0 | 0 | Constrained,otherwise capacity available =229kVA. | --> | 0.5985 | 0 | 0.093366 | 0.5 | 0 |  | --> | C20 ex CLONTARF | Clontarf [T42] | FINGLAS |  | 53.3672 | -6.1937
MV/LV Substation MO***060X |  | 10 kV | _ | LV | 400 kVA :Kiosk Substation | 0.4 | --> | 0.4 | 0 | 0 | Constrained,otherwise capacity available =225kVA. | --> | 0.38 | 0 | 0 | 0.42573 | 0 |  | --> | C20 ex CLONDALKIN | Clondalkin [T41,T42,T44] | INCHICORE 220KV |  | 53.3207 | -6.3959
MV/LV Substation MO***061 |  | 10 kV | _ | LV | 200 kVA :Pole Substation | 0.2 | --> | 0.2 | 0.144 | 6.2 |  | --> | 0.19 | 0 | 0.003705 | 0.20833 | 0 |  | --> | C20 ex CAHIR | Cahir [T41,T42] | CAHIR |  | 52.3771 | -7.9328
MV/LV Substation MO***061 |  | 10 kV | _ | LV | 200 kVA :Building Structure | 0.2 | --> | 0.2 | 0 | 0 | Constrained,otherwise capacity available =47kVA. | --> | 0.19 | 0 | 0.00741 | 0 | 0 | Constrained,otherwise capacity available =222kW. | --> | C15 ex PALLAS | Pallas [T41,T42] | PORTLAOISE |  | 53.0404 | -7.2929
MV/LV Substation MO***062Y |  | 10 kV | _ | LV | 200 kVA :Kiosk Substation | 0.2 | --> | 0.2 | 0 | 0 | Constrained,otherwise capacity available =110kVA. | --> | 0.19 | 0 | 0.008892 | 0.21322 | 0 |  | --> | C11 ex NAAS | Naas [T41,T42] | KILTEEL |  | 53.2149 | -6.6502
MV/LV Substation MO***063X |  | 10 kV | _ | LV | 630 kVA :Kiosk Substation | 0.63 | --> | 0.63 | 0.5 | 1.2 |  | --> | 0.5985 | 0 | 0.004446 | 0.5 | 0 |  | --> | C21 ex SALLYNOGGIN ROAD | Sallynoggin Road [T41,T42] | CHERRYWOOD |  | 53.292 | -6.1364
MV/LV Substation MO***064Y |  | 20 kV | _ | LV | 50 kVA :Pole Substation | 0.05 | --> | 0.05 | 0.038 | 2.5 |  | --> | 0.0475 | 0 | 0 | 0.05179 | 0 |  | --> | E12 ex BAGENALSTOWN | Bagenalstown [T421,T422] | CARLOW |  | 52.7108 | -7.0266
MV/LV Substation MO***065 |  | 10 kV | _ | LV | 50 kVA :Pole Substation | 0.05 | --> | 0.05 | 0.041 | 0.1 |  | --> | 0.0475 | 0 | 0.004446 | 0.051348 | 0 |  | --> | C18 ex BALLYMAHON | Ballymahon [T41,T42] | ATHLONE |  | 53.5772 | -7.7901
MV/LV Substation MO***065 |  | 20 kV | _ | LV | 400 kVA :Kiosk Substation | 0.4 | --> | 0.4 | 0.26 | 1.1 |  | --> | 0.38 | 0 | 0.020748 | 0.42072 | 0 |  | --> | E20 ex BIRR | Birr [T41,T422] | DALLOW |  | 53.0914 | -7.9122
MV/LV Substation MO***069 |  | 10 kV | _ | LV | 200 kVA :Building Structure | 0.2 | --> | 0.2 | 0.131 | 9.1 |  | --> | 0.19 | 0 | 0 | 0.21022 | 0 |  | --> | C28 ex CENTRE PARK ROAD | Marina [T105,T106] | MARINA |  | 51.8958 | -8.4454
MV/LV Substation MO***069X |  | 10 kV | _ | LV | 50 kVA :Pole Substation | 0.05 | --> | 0.05 | 0.05 | 0.1 |  | --> | 0.0475 | 0 | 0 | 0.05 | 0 |  | --> | C17 ex TUBBERCURRY | Tubbercurry [T41,T42] | TONROE |  | 54.0333 | -8.7914
MV/LV Substation MO***071Z |  | 10 kV | _ | LV | 100 kVA :Pole Substation | 0.1 | --> | 0.1 | 0 | 0 | Constrained,otherwise capacity available =89kVA. | --> | 0.095 | 0 | 0.018525 | 0.10166 | 0 |  | --> | C12 ex SRAH | Srah [T41,T42] | THORNSBERRY |  | 53.3002 | -7.5349
MV/LV Substation MO***076 |  | 10 kV | _ | LV | 400 kVA :Kiosk Substation | 0.4 | --> | 0.4 | 0.322 | 12.2 |  | --> | 0.38 | 0 | 0.006669 | 0.41167 | 0 |  | --> | C22 ex BALLYBEG | Ballybeg [T101,T102] | CARRICKMINES |  | 52.9794 | -6.0346
MV/LV Substation MO***076Y |  | 10 kV | _ | LV | 200 kVA :Kiosk Substation | 0.2 | --> | 0.2 | 0.19 | 1.1 |  | --> | 0.19 | 0 | 0.008151 | 0.20151 | 0 |  | --> | C25 ex KILKEE | Kilkee [T41] | TULLABRACK |  | 52.6754 | -9.6438
MV/LV Substation MO***077 |  | 10 kV | _ | LV | 400 kVA :Kiosk Substation | 0.4 | --> | 0.4 | 0 | 0 | Constrained,otherwise capacity available =339kVA. | --> | 0.38 | 0 | 0.015561 | 0.40916 | 0 |  | --> | C11 ex MORRISTOWN | Morristown [T41,T42] | NEWBRIDGE |  | 53.1722 | -6.8061
MV/LV Substation MO***077X |  | 10 kV | _ | LV | 400 kVA :Kiosk Substation | 0.4 | --> | 0.4 | 0 | 0 | Constrained,otherwise capacity available =261kVA. | --> | 0.38 | 0 | 0.09633 | 0.42058 | 0 |  | --> | C21 ex CASTLETROY | Castletroy [T41,T42] | ARDNACRUSHA |  | 52.6575 | -8.554
MV/LV Substation MO***077Y |  | 20 kV | _ | LV | 50 kVA :Pole Substation | 0.05 | --> | 0.05 | 0.029 | 6.5 |  | --> | 0.0475 | 0 | 0.02223 | 0.053092 | 0 |  | --> | C16 ex OUGHTERARD | Oughterard [T41,T42] | SCREEB |  | 53.3599 | -9.1749
MV/LV Substation MO***078X |  | 10 kV | _ | LV | 50 kVA :Pole Substation | 0.05 | --> | 0.05 | 0 | 0 | Constrained,otherwise capacity available =44kVA. | --> | 0.0475 | 0 | 0 | 0.050903 | 0 |  | --> | C12 ex MORRISTOWN | Morristown [T41,T42] | NEWBRIDGE |  | 53.1824 | -6.8192
MV/LV Substation MO***080 |  | 10 kV | _ | LV | 400 kVA :Kiosk Substation | 0.4 | --> | 0.4 | 0.159 | 1 |  | --> | 0.38 | 0 | 0.00741 | 0.43501 | 0 |  | --> | C13 ex TYCOR | Tycor [T41,T42] | WATERFORD |  | 52.2589 | -7.1242
MV/LV Substation MO***080 |  | 10 kV | _ | LV | 25 kVA :Pole Substation | 0.025 | --> | 0.025 | 0.025 | 1.1 |  | --> | 0.02375 | 0 | 0 | 0 | 0 | Constrained,otherwise capacity available =25kW. | --> | C19 ex NEWCASTLEWEST | Newcastlewest [T41,T42] | RATHKEALE |  | 52.3956 | -9.0056
MV/LV Substation MO***080X |  | 10 kV | _ | LV | 50 kVA :Pole Substation | 0.05 | --> | 0.05 | 0 | 0 | Constrained,otherwise capacity available =50kVA. | --> | 0.0475 | 0 | 0 | 0.05 | 0 |  | --> | C18 ex DUNLEER | Dunleer [T41,T42] | DRYBRIDGE |  | 53.8361 | -6.4133
MV/LV Substation MO***080X |  | 10 kV | _ | LV | 630 kVA :Building Structure | 0.63 | --> | 0.63 | 0 | 0 | Constrained,otherwise capacity available =315kVA. | --> | 0.5985 | 0 | 0 | 0.5 | 0 |  | --> | C20 ex GLOUCESTER PLACE | Gloucester Place [T41,T42] | MCDERMOTT |  | 53.3562 | -6.2559
MV/LV Substation MO***082 |  | 10 kV | _ | LV | 50 kVA :Pole Substation | 0.05 | --> | 0.05 | 0 | 0 | Constrained,otherwise capacity available =49kVA. | --> | 0.0475 | 0 | 0 | 0.050152 | 0 |  | --> | C16 ex ATHENRY | Athenry [T41,T42] | GALWAY 110KV |  | 53.3073 | -8.767
MV/LV Substation MO***082 |  | 20 kV | _ | LV | 50 kVA :Pole Substation | 0.05 | --> | 0.05 | 0.048 | 17.8 |  | --> | 0.0475 | 0 | 0 | 0.050303 | 0 |  | --> | E22 ex BANOGE | Banoge [T121,T122] | BANOGE |  | 52.6419 | -6.3281
MV/LV Substation MO***083 |  | 20 kV | _ | LV | 50 kVA :Pole Substation | 0.05 | --> | 0.05 | 0.014 | 4.4 |  | --> | 0.0475 | 0 | 0.005187 | 0.055184 | 0 |  | --> | E18 ex CRANE | Crane [T122] | CRANE |  | 52.5275 | -6.4827
MV/LV Substation MO***084 |  | 20 kV | _ | LV | 50 kVA :Pole Substation | 0.05 | --> | 0.05 | 0 | 0 | Constrained,otherwise capacity available =45kVA. | --> | 0.0475 | 0 | 0 | 0 | 0 | Constrained,otherwise capacity available =50.8kW. | --> | E13 ex FOXHOLE | Foxhole [T421,T422] | DUNGARVAN |  | 51.9554 | -7.7286
MV/LV Substation MO***088 |  | 10 kV | _ | LV | 200 kVA :Pole Substation | 0.2 | --> | 0.2 | 0.159 | 2.4 |  | --> | 0.19 | 0 | 0 | 0.20613 | 0 |  | --> | C18 ex GRAIGUE | Graigue [T41,T42] | CARLOW |  | 52.8411 | -6.9329
MV/LV Substation MO***091 |  | 20 kV | _ | LV | 100 kVA :Pole Substation | 0.1 | --> | 0.1 | 0.072 | 0.6 |  | --> | 0.095 | 0 | 0.008892 | 0 | 0 | Constrained,otherwise capacity available =104.2kW. | --> | E23 ex LAWLESSTOWN | Lawlesstown [T42,T421] | DOON |  | 52.3493 | -7.744
MV/LV Substation MO***091Z |  | 20 kV | _ | LV | 400 kVA :Kiosk Substation | 0.4 | --> | 0.4 | 0.333 | 1.7 |  | --> | 0.38 | 0 | 0.002223 | 0.41005 | 0 |  | --> | E62 ex ATHY | Athy [T101,T102] | ATHY |  | 53.0345 | -6.8982
MV/LV Substation MO***096X |  | 20 kV | _ | LV | 400 kVA :Kiosk Substation | 0.4 | --> | 0.4 | 0.31 | 9.1 |  | --> | 0.38 | 0 | 0.011856 | 0.41344 | 0 |  | --> | E17 ex ARDNAREE | Ardnaree [T42,T421] | MOY |  | 54.1222 | -9.1358
MV/LV Substation MO***096X |  | 20 kV | _ | LV | 50 kVA :Pole Substation | 0.05 | --> | 0.05 | 0 | 0 | Constrained,otherwise capacity available =49kVA. | --> | 0.0475 | 0 | 0 | 0.050152 | 0 |  | --> | C17 ex BALLYGAR | Ballygar [T41,T42] | ATHLONE |  | 53.4883 | -8.5815
MV/LV Substation MO***097X |  | 10 kV | _ | LV | 400 kVA :Building Structure | 0.4 | --> | 0.4 | 0 | 0 | Constrained,otherwise capacity available =260kVA. | --> | 0.38 | 0 | 0 | 0.42072 | 0 |  | --> | C19 ex GLOUCESTER PLACE | Gloucester Place [T41,T42] | MCDERMOTT |  | 53.3554 | -6.2571
MV/LV Substation MO***099X |  | 10 kV | _ | LV | 630 kVA :Building Structure | 0.63 | --> | 0.63 | 0 | 0 | Constrained,otherwise capacity available =500kVA. | --> | 0.5985 | 0 | 0.011115 | 0.5 | 0 |  | --> | C15 ex CLONDALKIN | Clondalkin [T41,T42,T44] | INCHICORE 220KV |  | 53.3223 | -6.3867
MV/LV Substation MO***100X |  | 10 kV | _ | LV | 630 kVA :Building Structure | 0.63 | --> | 0.63 | 0 | 0 | Constrained,otherwise capacity available =500kVA. | --> | 0.5985 | 0 | 0.014079 | 0.5 | 0 |  | --> | C15 ex CLONDALKIN | Clondalkin [T41,T42,T44] | INCHICORE 220KV |  | 53.3214 | -6.3844
MV/LV Substation MO***101X |  | 10 kV | _ | LV | 630 kVA :Building Structure | 0.63 | --> | 0.63 | 0 | 0 | Constrained,otherwise capacity available =500kVA. | --> | 0.5985 | 0 | 0.017043 | 0.5 | 0 |  | --> | C15 ex CLONDALKIN | Clondalkin [T41,T42,T44] | INCHICORE 220KV |  | 53.3242 | -6.3867
MV/LV Substation MO***101Y |  | 20 kV | _ | LV | 50 kVA :Pole Substation | 0.05 | --> | 0.05 | 0 | 0 | Constrained,otherwise capacity available =34kVA. | --> | 0.0475 | 0 | 0.00741 | 0.052373 | 0 |  | --> | E17 ex BALTRASNA | Baltrasna [T121,T122] | BALTRASNA |  | 53.5034 | -6.5113
MV/LV Substation MO***102X |  | 10 kV | _ | LV | 400 kVA :Kiosk Substation | 0.4 | --> | 0.4 | 0.284 | 1.2 |  | --> | 0.38 | 0 | 0.017043 | 0.41724 | 0 |  | --> | C20 ex SALLYNOGGIN ROAD | Sallynoggin Road [T41,T42] | CHERRYWOOD |  | 53.2856 | -6.1489
MV/LV Substation MO***104 |  | 10 kV | _ | LV | 400 kVA :Kiosk Substation | 0.4 | --> | 0.4 | 0 | 0 | Constrained,otherwise capacity available =290kVA. | --> | 0.38 | 0 | 0.017784 | 0.41637 | 0 |  | --> | C25 ex STEPHENSTOWN | Stephenstown [T101,T102] | FINGLAS |  | 53.58 | -6.1259
MV/LV Substation MO***107 |  | 20 kV | _ | LV | 50 kVA :Pole Substation | 0.05 | --> | 0.05 | 0 | 0 | Constrained,otherwise capacity available =30kVA. | --> | 0.0475 | 0 | 0.002223 | 0 | 0 | Constrained,otherwise capacity available =52.9kW. | --> | E20 ex FOXHOLE | Foxhole [T421,T422] | DUNGARVAN |  | 51.9436 | -7.9981
MV/LV Substation MO***107X |  | 20 kV | _ | LV | 50 kVA :Pole Substation | 0.05 | --> | 0.05 | 0 | 0 | Constrained,otherwise capacity available =41kVA. | --> | 0.0475 | 0 | 0 | 0.051348 | 0 |  | --> | C12 ex SCARIFF | Scariff [T42] | ENNIS |  | 52.9122 | -8.4987
MV/LV Substation MO***108 |  | 10 kV | _ | LV | 400 kVA :Building Structure | 0.4 | --> | 0.4 | 0 | 0 | Constrained,otherwise capacity available =228kVA. | --> | 0.38 | 0 | 0.002964 | 0.42531 | 0 |  | --> | C18 ex CRANMORE | Cranmore [T41,T42] | SLIGO |  | 54.2731 | -8.4689
MV/LV Substation MO***108 |  | 10 kV | _ | LV | 630 kVA :Kiosk Substation | 0.63 | --> | 0.63 | 0.465 | 3.5 |  | --> | 0.5985 | 0 | 0.011856 | 0.5 | 0 |  | --> | C11 ex TRIMMS LANE | Trimms Lane [T41,T42] | SALTHILL |  | 53.2605 | -9.0763
MV/LV Substation MO***108 |  | 20 kV | _ | LV | 50 kVA :Pole Substation | 0.05 | --> | 0.05 | 0 | 0 | Constrained,otherwise capacity available =49kVA. | --> | 0.0475 | 0 | 0 | 0 | 0 | Constrained,otherwise capacity available =50.2kW. | --> | E12 ex PORTLAOISE | Portlaoise [T423,T424] | PORTLAOISE |  | 52.9971 | -7.2213
MV/LV Substation MO***109X |  | 10 kV | _ | LV | 400 kVA :Kiosk Substation | 0.4 | --> | 0.4 | 0 | 0 | Constrained,otherwise capacity available =273kVA. | --> | 0.38 | 0 | 0.058539 | 0.41884 | 0 |  | --> | C19 ex RAHEEN | Raheen [T41,T42] | LIMERICK |  | 52.633 | -8.6453
MV/LV Substation MO***110 |  | 10 kV | _ | LV | 100 kVA :Pole Substation | 0.1 | --> | 0.1 | 0.074 | 2.4 |  | --> | 0.095 | 0 | 0 | 0.10387 | 0 |  | --> | C17 ex GRAIGUE | Graigue [T41,T42] | CARLOW |  | 52.8256 | -6.9271
MV/LV Substation MO***111 |  | 20 kV | _ | LV | 50 kVA :Pole Substation | 0.05 | --> | 0.05 | 0 | 0 | Constrained,otherwise capacity available =45kVA. | --> | 0.0475 | 0 | 0 | 0.050753 | 0 |  | --> | E15 ex CREAGH | Creagh [T421,T422] | ATHLONE |  | 53.332 | -8.0944
MV/LV Substation MO***112 |  | 10 kV | _ | LV | 400 kVA :Kiosk Substation | 0.4 | --> | 0.4 | 0 | 0 | Constrained,otherwise capacity available =111kVA. | --> | 0.38 | 0 | 0.033345 | 0.44161 | 0 |  | --> | C18 ex DENNEHYS CROSS | Dennehys Cross [T41,T42] | TRABEG |  | 51.8885 | -8.5148
MV/LV Substation MO***112Z |  | 10 kV | _ | LV | 200 kVA :Kiosk Substation | 0.2 | --> | 0.2 | 0.152 | 2.9 |  | --> | 0.19 | 0 | 0.010374 | 0 | 0 | Constrained,otherwise capacity available =207.2kW. | --> | E21 ex TELAYDON | Telaydon [T42,T421] | LISDRUM |  | 54.261 | -6.9629
MV/LV Substation MO***114 |  | 10 kV | _ | LV | 400 kVA :Kiosk Substation | 0.4 | --> | 0.4 | 0.226 | 4.5 |  | --> | 0.38 | 0 | 0.024453 | 0.42559 | 0 |  | --> | C14 ex TEMPLEOGUE | Templeogue [T41,T42] | MILLTOWN (DR) |  | 53.3068 | -6.3233
MV/LV Substation MO***114 |  | 10 kV | _ | LV | 630 kVA :Building Structure | 0.63 | --> | 0.63 | 0.363 | 7.2 |  | --> | 0.5985 | 0 | 0.054834 | 0.5 | 0 |  | --> | C20 ex LIBERTY STREET | Liberty Street [T101,T102] | LIBERTY STREET |  | 51.8987 | -8.4817
MV/LV Substation MO***114Y |  | 10 kV | _ | LV | 630 kVA :Kiosk Substation | 0.63 | --> | 0.63 | 0.5 | 1.8 |  | --> | 0.5985 | 0 | 0 | 0.5 | 0 |  | --> | C19 ex CAHERDAVIN | Caherdavin [T41,T42] | ARDNACRUSHA |  | 52.6739 | -8.646
MV/LV Substation MO***115 |  | 10 kV | _ | LV | 400 kVA :Kiosk Substation | 0.4 | --> | 0.4 | 0.324 | 11.9 |  | --> | 0.38 | 0 | 0.014079 | 0.41138 | 0 |  | --> | C31 ex SALTHILL | Salthill [T101,T102] | SALTHILL |  | 53.2826 | -9.0691
MV/LV Substation MO***116Y |  | 10 kV | _ | LV | 400 kVA :Kiosk Substation | 0.4 | --> | 0.4 | 0.309 | 3.9 |  | --> | 0.38 | 0 | 0.025194 | 0.41359 | 0 |  | --> | C12 ex MARSHES | Marshes [T41,T42] | DUNDALK |  | 53.9932 | -6.3845
MV/LV Substation MO***118 |  | 10 kV | _ | LV | 630 kVA :Building Structure | 0.63 | --> | 0.63 | 0.482 | 4.6 |  | --> | 0.5985 | 0 | 0 | 0.5 | 0 |  | --> | C14 ex DUN LAOGHAIRE | Dun Laoghaire [T41,T42] | BLACKROCK |  | 53.2931 | -6.1519
MV/LV Substation MO***118X |  | 10 kV | _ | LV | 630 kVA :Building Structure | 0.63 | --> | 0.63 | 0 | 0 | Constrained,otherwise capacity available =500kVA. | --> | 0.5985 | 0 | 0 | 0.5 | 0 |  | --> | C14 ex PHIBSBORO | Phibsboro [T41,T42] | FINGLAS |  | 53.3521 | -6.2775
MV/LV Substation MO***118Y |  | 10 kV | _ | LV | 50 kVA :Pole Substation | 0.05 | --> | 0.05 | 0.048 | 7.8 |  | --> | 0.0475 | 0 | 0 | 0.050303 | 0 |  | --> | C12 ex CARROWBEG | Carrowbeg [T41,T42] | CARROWBEG |  | 53.7881 | -9.4946
MV/LV Substation MO***119 |  | 20 kV | _ | LV | 200 kVA :Pole Substation | 0.2 | --> | 0.2 | 0.147 | 16.1 |  | --> | 0.19 | 0 | 0 | 0.20789 | 0 |  | --> | E17 ex WEXFORD | Wexford [T121,T122] | WEXFORD |  | 52.324 | -6.6606
MV/LV Substation MO***119Z |  | 10 kV | _ | LV | 400 kVA :Kiosk Substation | 0.4 | --> | 0.4 | 0 | 0 | Constrained,otherwise capacity available =292kVA. | --> | 0.38 | 0 | 0.013338 | 0.41608 | 0 |  | --> | C34 ex CLONDALKIN | Clondalkin [T41,T42,T44] | INCHICORE 220KV |  | 53.3209 | -6.3806
MV/LV Substation MO***120Y |  | 10 kV | _ | LV | 200 kVA :Pole Substation | 0.2 | --> | 0.2 | 0.097 | 6.2 |  | --> | 0.19 | 0 | 0 | 0.21506 | 0 |  | --> | C20 ex CAHIR | Cahir [T41,T42] | CAHIR |  | 52.3733 | -7.9336
MV/LV Substation MO***121Y |  | 10 kV | _ | LV | 100 kVA :Pole Substation | 0.1 | --> | 0.1 | 0.057 | 4.4 |  | --> | 0.095 | 0 | 0 | 0.10633 | 0 |  | --> | E11 ex CRANE | Crane [T122] | CRANE |  | 52.5306 | -6.5553
MV/LV Substation MO***122 |  | 10 kV | _ | LV | 200 kVA :Pole Substation | 0.2 | --> | 0.2 | 0 | 0 | Constrained,otherwise capacity available =162kVA. | --> | 0.19 | 0 | 0.02964 | 0.20569 | 0 |  | --> | C11 ex DERRYCRAMPH | Derrycramph [T41,T42] | SHANKILL |  | 53.9705 | -7.3545
MV/LV Substation MO***123X |  | 10 kV | _ | LV | 50 kVA :Pole Substation | 0.05 | --> | 0.05 | 0.045 | 6.2 |  | --> | 0.0475 | 0 | 0 | 0.050753 | 0 |  | --> | C24 ex CAHIR | Cahir [T41,T42] | CAHIR |  | 52.4037 | -7.8662
MV/LV Substation MO***124 |  | 10 kV | _ | LV | 200 kVA :Kiosk Substation | 0.2 | --> | 0.2 | 0.122 | 0.2 |  | --> | 0.19 | 0 | 0.005928 | 0.21151 | 0 |  | --> | C20 ex SANDYFORD | Sandyford [T41,T42] | CARRICKMINES |  | 53.2737 | -6.2251
MV/LV Substation MO***124Y |  | 20 kV | _ | LV | 50 kVA :Pole Substation | 0.05 | --> | 0.05 | 0 | 0 | Constrained,otherwise capacity available =50kVA. | --> | 0.0475 | 0 | 0 | 0 | 0 | Constrained,otherwise capacity available =50kW. | --> | E12 ex PORTLAOISE | Portlaoise [T423,T424] | PORTLAOISE |  | 52.994 | -7.2201
MV/LV Substation MO***126 |  | 10 kV | _ | LV | 200 kVA :Building Structure | 0.2 | --> | 0.2 | 0.175 | 1.8 |  | --> | 0.19 | 0 | 0 | 0.20376 | 0 |  | --> | C11 ex MOYLISH | Moylish [T41,T42] | ARDNACRUSHA |  | 52.6824 | -8.6398
MV/LV Substation MO***126X |  | 10 kV | _ | LV | 25 kVA :Pole Substation | 0.025 | --> | 0.025 | 0.016 | 3 |  | --> | 0.02375 | 0 | 0 | 0.026331 | 0 |  | --> | C21 ex NENAGH | Nenagh [T41,T42] | NENAGH |  | 52.882 | -8.2934
MV/LV Substation MO***127 |  | 10 kV | _ | LV | 400 kVA :Kiosk Substation | 0.4 | --> | 0.4 | 0 | 0 | Constrained,otherwise capacity available =307kVA. | --> | 0.38 | 0 | 0.015561 | 0.41388 | 0 |  | --> | C12 ex BALLINACURRA | Ballinacurra [T41,T42] | LIMERICK |  | 52.6532 | -8.6381
MV/LV Substation MO***129Y |  | 10 kV | _ | LV | 50 kVA :Pole Substation | 0.05 | --> | 0.05 | 0 | 0 | Constrained,otherwise capacity available =11kVA. | --> | 0.0475 | 0 | 0 | 0.05559 | 0 |  | --> | C11 ex LOUGHTAGALLA | Loughtagalla [T41,T42] | THURLES |  | 52.704 | -7.7036
MV/LV Substation MO***130 |  | 10 kV | _ | LV | 200 kVA :Kiosk Substation | 0.2 | --> | 0.2 | 0.134 | 13.5 |  | --> | 0.19 | 0 | 0.010374 | 0.20978 | 0 |  | --> | C17 ex ENNIS | Ennis [T101,T102] | ENNIS |  | 52.8517 | -8.9883
MV/LV Substation MO***130 |  | 10 kV | _ | LV | 200 kVA :Kiosk Substation | 0.2 | --> | 0.2 | 0 | 0 | Constrained,otherwise capacity available =182kVA. | --> | 0.19 | 0 | 0 | 0.20271 | 0 |  | --> | C18 ex MONEENAGEISHA | Moneenageisha [T41,T42] | GALWAY 110KV |  | 53.2803 | -9.031
MV/LV Substation MO***131Y |  | 20 kV | _ | LV | 50 kVA :Pole Substation | 0.05 | --> | 0.05 | 0 | 0 | Constrained,otherwise capacity available =41kVA. | --> | 0.0475 | 0 | 0.011115 | 0.051348 | 0 |  | --> | E28 ex LOUGHREA | Loughrea [T41,T42] | SOMERSET |  | 53.2097 | -8.5169
MV/LV Substation MO***136Y |  | 20 kV | _ | LV | 200 kVA :Kiosk Substation | 0.2 | --> | 0.2 | 0 | 0 | Constrained,otherwise capacity available =128kVA. | --> | 0.19 | 0 | 0.020748 | 0.21065 | 0 |  | --> | C19 ex TRAMORE | Tramore [T41,T42] | BUTLERSTOWN |  | 52.171 | -7.1571
MV/LV Substation MO***137 |  | 20 kV | _ | LV | 100 kVA :Pole Substation | 0.1 | --> | 0.1 | 0 | 0 | Constrained,otherwise capacity available =96kVA. | --> | 0.095 | 0 | 0 | 0.10061 | 0 |  | --> | E18 ex CREAGH | Creagh [T421,T422] | ATHLONE |  | 53.4742 | -8.493
MV/LV Substation MO***137Z |  | 20 kV | _ | LV | 50 kVA :Pole Substation | 0.05 | --> | 0.05 | 0 | 0 | Constrained,otherwise capacity available =50kVA. | --> | 0.0475 | 0 | 0 | 0.05 | 0 |  | --> | C13 ex MORNINGTON ROAD | Mornington Road [T41,T42] | DRYBRIDGE |  | 53.7252 | -6.2683
MV/LV Substation MO***138 |  | 10 kV | _ | LV | 50 kVA :Pole Substation | 0.05 | --> | 0.05 | 0.049 | 2.8 |  | --> | 0.0475 | 0 | 0 | 0.050152 | 0 |  | --> | C17 ex CASTLEBLAYNEY | Castleblayney [T41,T42] | DUNDALK |  | 54.1209 | -6.7788
MV/LV Substation MO***140Y |  | 10 kV | _ | LV | 400 kVA :Kiosk Substation | 0.4 | --> | 0.4 | 0 | 0 | Constrained,otherwise capacity available =315kVA. | --> | 0.38 | 0 | 0.005928 | 0 | 0 | Constrained,otherwise capacity available =412.7kW. | --> | C16 ex RATHDOWNEY | Rathdowney [T42] | IKERRIN |  | 52.8541 | -7.5951
MV/LV Substation MO***142Z |  | 10 kV | _ | LV | 630 kVA :Building Structure | 0.63 | --> | 0.63 | 0 | 0 | Constrained,otherwise capacity available =500kVA. | --> | 0.5985 | 0 | 0.002223 | 0.5 | 0 |  | --> | C12 ex LIFFEY VALLEY | Liffey Valley [T41,T42] | INCHICORE 220KV |  | 53.3545 | -6.3982
MV/LV Substation MO***143 |  | 10 kV | _ | LV | 630 kVA :Building Structure | 0.63 | --> | 0.63 | 0.213 | 3 |  | --> | 0.5985 | 0 | 0.027417 | 0.5 | 0 |  | --> | C32 ex INCHICORE CENTRAL | Inchicore Central [T43,T45] | INCHICORE 220KV |  | 53.3326 | -6.3173
MV/LV Substation MO***144 |  | 10 kV | _ | LV | 50 kVA :Pole Substation | 0.05 | --> | 0.05 | 0.032 | 1.4 |  | --> | 0.0475 | 0 | 0.006669 | 0.052662 | 0 |  | --> | C14 ex RINEANNA | Rineanna [T41,T42] | DRUMLINE |  | 52.7406 | -8.9114
MV/LV Substation MO***146Z |  | 10 kV | _ | LV | 100 kVA :Pole Substation | 0.1 | --> | 0.1 | 0 | 0 | Constrained,otherwise capacity available =84kVA. | --> | 0.095 | 0 | 0 | 0 | 0 | Constrained,otherwise capacity available =102.4kW. | --> | C11 ex MOUNTRATH | Mountrath [T41,T42] | PORTLAOISE |  | 52.9801 | -7.4807
MV/LV Substation MO***147Y |  | 10 kV | _ | LV | 50 kVA :Pole Substation | 0.05 | --> | 0.05 | 0 | 0 | Constrained,otherwise capacity available =32kVA. | --> | 0.0475 | 0 | 0.009633 | 0.052662 | 0 |  | --> | C22 ex TERMONFECKIN ROAD | Termonfeckin Road [T41,T42] | DRYBRIDGE |  | 53.7241 | -6.3372
MV/LV Substation MO***147Y |  | 10 kV | _ | LV | 200 kVA :Kiosk Substation | 0.2 | --> | 0.2 | 0 | 0 | Constrained,otherwise capacity available =130kVA. | --> | 0.19 | 0 | 0.020748 | 0.21036 | 0 |  | --> | C12 ex LEIXLIP | Leixlip [T41,T42] | GRIFFINRATH |  | 53.3741 | -6.4989
MV/LV Substation MO***148 |  | 10 kV | _ | LV | 400 kVA :Kiosk Substation | 0.4 | --> | 0.4 | 0.284 | 4.5 |  | --> | 0.38 | 0 | 0.035568 | 0.41724 | 0 |  | --> | C16 ex BOGHALL ROAD | Boghall Road [T41,T42] | FASSAROE |  | 53.1872 | -6.114
MV/LV Substation MO***148X |  | 10 kV | _ | LV | 100 kVA :Pole Substation | 0.1 | --> | 0.1 | 0.1 | 0.3 |  | --> | 0.095 | 0 | 0 | 0.1 | 0 |  | --> | C12 ex ABBEYFEALE | Abbeyfeale [T42] | TRIEN |  | 52.3159 | -9.2342
MV/LV Substation MO***148Y |  | 20 kV | _ | LV | 50 kVA :Pole Substation | 0.05 | --> | 0.05 | 0 | 0 | Constrained,otherwise capacity available =27kVA. | --> | 0.0475 | 0 | 0.003705 | 0.053377 | 0 |  | --> | E20 ex BALTINGLASS | Baltinglass [T421,T422] | STRATFORD |  | 52.9725 | -6.8178
MV/LV Substation MO***149 |  | 10 kV | _ | LV | 100 kVA :Pole Substation | 0.1 | --> | 0.1 | 0.088 | 0.3 |  | --> | 0.095 | 0 | 0 | 0.10181 | 0 |  | --> | C12 ex ABBEYFEALE | Abbeyfeale [T42] | TRIEN |  | 52.3242 | -9.2382
MV/LV Substation MO***149Y |  | 10 kV | _ | LV | 200 kVA :Kiosk Substation | 0.2 | --> | 0.2 | 0 | 0 | Constrained,otherwise capacity available =76kVA. | --> | 0.19 | 0 | 0.045942 | 0.21799 | 0 |  | --> | E15 ex WHITECHURCH | Whitechurch [T421,T422] | KILBARRY |  | 51.9375 | -8.5647
MV/LV Substation MO***151Y |  | 20 kV | _ | LV | 100 kVA :Pole Substation | 0.1 | --> | 0.1 | 0 | 0 | Constrained,otherwise capacity available =79kVA. | --> | 0.095 | 0 | 0.006669 | 0.10314 | 0 |  | --> | E20 ex BALTINGLASS | Baltinglass [T421,T422] | STRATFORD |  | 52.9781 | -6.8136
MV/LV Substation MO***152Z |  | 20 kV | _ | LV | 100 kVA :Pole Substation | 0.1 | --> | 0.1 | 0.1 | 0.4 |  | --> | 0.095 | 0 | 0 | 0.1 | 0 |  | --> | E18 ex TULLOW | Tullow [T421,T422] | CARLOW |  | 52.8641 | -6.4712
MV/LV Substation MO***153 |  | 10 kV | _ | LV | 400 kVA :Kiosk Substation | 0.4 | --> | 0.4 | 0.296 | 1.4 |  | --> | 0.38 | 0 | 0.01482 | 0.41549 | 0 |  | --> | C11 ex DODDER ROAD | Dodder Road [T42] | MILLTOWN (DR) |  | 53.3051 | -6.2661
MV/LV Substation MO***154 |  | 10 kV | _ | LV | 400 kVA :Kiosk Substation | 0.4 | --> | 0.4 | 0 | 0 | Constrained,otherwise capacity available =245kVA. | --> | 0.38 | 0 | 0.014079 | 0.42288 | 0 |  | --> | C12 ex MORRISTOWN | Morristown [T41,T42] | NEWBRIDGE |  | 53.1889 | -6.7991
MV/LV Substation MO***155 |  | 10 kV | _ | LV | 400 kVA :Building Structure | 0.4 | --> | 0.4 | 0 | 0 | Constrained,otherwise capacity available =227kVA. | --> | 0.38 | 0 | 0.028158 | 0.42545 | 0 |  | --> | C17 ex MORRISTOWN | Morristown [T41,T42] | NEWBRIDGE |  | 53.1764 | -6.81
MV/LV Substation MO***160 |  | 10 kV | _ | LV | 400 kVA :Kiosk Substation | 0.4 | --> | 0.4 | 0.159 | 4.9 |  | --> | 0.38 | 0 | 0.046683 | 0.43501 | 0 |  | --> | C19 ex COOLOCK | Coolock [T41,T42] | FINGLAS |  | 53.389 | -6.1928
MV/LV Substation MO***165X |  | 10 kV | _ | LV | 400 kVA :Kiosk Substation | 0.4 | --> | 0.4 | 0.388 | 7.2 |  | --> | 0.38 | 0 | 0 | 0 | 0 | Constrained,otherwise capacity available =401.8kW. | --> | C18 ex CONVOY | Convoy [T41,T42] | LETTERKENNY |  | 54.875 | -7.6024
MV/LV Substation MO***165Y |  | 10 kV | _ | LV | 50 kVA :Pole Substation | 0.05 | --> | 0.05 | 0.05 | 3.3 |  | --> | 0.0475 | 0 | 0 | 0.05 | 0 |  | --> | C11 ex LLOYD | Lloyd [T41,T42] | NAVAN |  | 53.7448 | -6.9102
MV/LV Substation MO***168 |  | 10 kV | _ | LV | 400 kVA :Kiosk Substation | 0.4 | --> | 0.4 | 0.277 | 3.4 |  | --> | 0.38 | 0 | 0.015561 | 0.41826 | 0 |  | --> | C15 ex GLENGOOLE | Glengoole [T41] | THURLES |  | 52.7188 | -7.5839
MV/LV Substation MO***168X |  | 10 kV | _ | LV | 400 kVA :Kiosk Substation | 0.4 | --> | 0.4 | 0 | 0 | Constrained,otherwise capacity available =183kVA. | --> | 0.38 | 0 | 0.021489 | 0.43166 | 0 |  | --> | C20 ex BALLINACURRA | Ballinacurra [T41,T42] | LIMERICK |  | 52.6549 | -8.6348
MV/LV Substation MO***169X |  | 20 kV | _ | LV | 50 kVA :Pole Substation | 0.05 | --> | 0.05 | 0.027 | 0.9 |  | --> | 0.0475 | 0 | 0.001482 | 0.053377 | 0 |  | --> | E17 ex RATHMORE | Rathmore [T42,T421] | KNOCKEARAGH |  | 52.056 | -9.0657
MV/LV Substation MO***171X |  | 10 kV | _ | LV | 50 kVA :Pole Substation | 0.05 | --> | 0.05 | 0.045 | 1.6 |  | --> | 0.0475 | 0 | 0 | 0 | 0 | Constrained,otherwise capacity available =50.8kW. | --> | C15 ex BUNDORAN | Bundoran [T41,T42] | CATHALEENS FALL |  | 54.3774 | -8.3918
MV/LV Substation MO***173 |  | 10 kV | _ | LV | 400 kVA :Building Structure | 0.4 | --> | 0.4 | 0 | 0 | Constrained,otherwise capacity available =310kVA. | --> | 0.38 | 0 | 0 | 0.41344 | 0 |  | --> | C11 ex GARRYOWEN | Garryowen [T41,T42] | LIMERICK |  | 52.6514 | -8.5989
MV/LV Substation MO***175 |  | 10 kV | _ | LV | 630 kVA :Building Structure | 0.63 | --> | 0.63 | 0 | 0 | Constrained,otherwise capacity available =335kVA. | --> | 0.5985 | 0 | 0.065949 | 0.5 | 0 |  | --> | C14 ex CLONTARF | Clontarf [T42] | FINGLAS |  | 53.3682 | -6.1819
MV/LV Substation MO***175 |  | 10 kV | _ | LV | 25 kVA :Pole Substation | 0.025 | --> | 0.025 | 0 | 0 | Constrained,otherwise capacity available =22kVA. | --> | 0.02375 | 0 | 0.004446 | 0.025451 | 0 |  | --> | C23 ex CASTLEISLAND | Castleisland [T41,T42] | TRALEE |  | 52.2342 | -9.4683
MV/LV Substation MO***175Y |  | 10 kV | _ | LV | 200 kVA :Kiosk Substation | 0.2 | --> | 0.2 | 0 | 0 | Constrained,otherwise capacity available =81kVA. | --> | 0.19 | 0 | 0.018525 | 0.2173 | 0 |  | --> | C21 ex MONEYCOOLEY | Moneycooley [T41,T42,T44] | GRIFFINRATH |  | 53.3892 | -6.6016
MV/LV Substation MO***176 |  | 10 kV | _ | LV | 400 kVA :Kiosk Substation | 0.4 | --> | 0.4 | 0 | 0 | Constrained,otherwise capacity available =283kVA. | --> | 0.38 | 0 | 0 | 0.41739 | 0 |  | --> | C17 ex KILBARRY | Kilbarry [T101,T43] | KILBARRY |  | 51.9119 | -8.4686
MV/LV Substation MO***177 |  | 20 kV | _ | LV | 100 kVA :Pole Substation | 0.1 | --> | 0.1 | 0.089 | 1.7 |  | --> | 0.095 | 0 | 0 | 0 | 0 | Constrained,otherwise capacity available =101.7kW. | --> | E15 ex GWEEDORE | Gweedore [T421] | ARDNAGAPPARY |  | 55.0307 | -8.1403
MV/LV Substation MO***181X |  | 10 kV | _ | LV | 50 kVA :Pole Substation | 0.05 | --> | 0.05 | 0.031 | 2.4 |  | --> | 0.0475 | 0 | 0 | 0.052806 | 0 |  | --> | C19 ex GURTEEN | Gurteen [T41] | TONROE |  | 53.9406 | -8.4925
MV/LV Substation MO***182 |  | 10 kV | _ | LV | 100 kVA :Pole Substation | 0.1 | --> | 0.1 | 0.088 | 4.5 |  | --> | 0.095 | 0 | 0 | 0.10181 | 0 |  | --> | C17 ex MALLOW | Mallow [T41,T42] | MALLOW |  | 52.1683 | -8.5935
MV/LV Substation MO***183 |  | 10 kV | _ | LV | 200 kVA :Pole Substation | 0.2 | --> | 0.2 | 0 | 0 | Constrained,otherwise capacity available =118kVA. | --> | 0.19 | 0 | 0.002223 | 0.21208 | 0 |  | --> | C12 ex GRANAGH | Granagh [T41,T42] | WATERFORD |  | 52.2977 | -7.2597
MV/LV Substation MO***185X |  | 20 kV | _ | LV | 630 kVA :Kiosk Substation | 0.63 | --> | 0.63 | 0 | 0 | Constrained,otherwise capacity available =500kVA. | --> | 0.5985 | 0 | 0 | 0.5 | 0 |  | --> | E11 ex BALLYHALE | Ballyhale [T42,T421] | KILKENNY |  | 52.5276 | -7.189
MV/LV Substation MO***186 |  | 20 kV | _ | LV | 50 kVA :Pole Substation | 0.05 | --> | 0.05 | 0.047 | 17.8 |  | --> | 0.0475 | 0 | 0 | 0.050453 | 0 |  | --> | E22 ex BANOGE | Banoge [T121,T122] | BANOGE |  | 52.6767 | -6.4115
MV/LV Substation MO***187X |  | 10 kV | _ | LV | 100 kVA :Pole Substation | 0.1 | --> | 0.1 | 0.093 | 3 |  | --> | 0.095 | 0 | 0.036309 | 0.10106 | 0 |  | --> | C23 ex NENAGH | Nenagh [T41,T42] | NENAGH |  | 52.7937 | -8.2698
MV/LV Substation MO***190 |  | 10 kV | _ | LV | 50 kVA :Pole Substation | 0.05 | --> | 0.05 | 0 | 0 | Constrained,otherwise capacity available =27kVA. | --> | 0.0475 | 0 | 0 | 0.053377 | 0 |  | --> | C16 ex GARRYSPILLANE | Garryspillane [T41] | TIPPERARY |  | 52.3471 | -8.4998
MV/LV Substation MO***191 |  | 10 kV | _ | LV | 400 kVA :Kiosk Substation | 0.4 | --> | 0.4 | 0 | 0 | Constrained,otherwise capacity available =297kVA. | --> | 0.38 | 0 | 0.002223 | 0.41535 | 0 |  | --> | C19 ex DRYBRIDGE | Drybridge [T41,T42] | DRYBRIDGE |  | 53.7257 | -6.354
MV/LV Substation MO***192 |  | 20 kV | _ | LV | 100 kVA :Pole Substation | 0.1 | --> | 0.1 | 0.063 | 10.9 |  | --> | 0.095 | 0 | 0 | 0.10547 | 0 |  | --> | C25 ex MULLINGAR | Mullingar [T101,T102] | MULLINGAR |  | 53.5846 | -7.5343
MV/LV Substation MO***194 |  | 10 kV | _ | LV | 630 kVA :Building Structure | 0.63 | --> | 0.63 | 0.5 | 3 |  | --> | 0.5985 | 0 | 0.004446 | 0 | 0 | Constrained,otherwise capacity available =500kW. | --> | E17 ex CHARLEVILLE | Charleville [T421,T422] | CHARLEVILLE |  | 52.3572 | -8.6814
MV/LV Substation MO***194X |  | 20 kV | _ | LV | 100 kVA :Pole Substation | 0.1 | --> | 0.1 | 0 | 0 | Constrained,otherwise capacity available =71kVA. | --> | 0.095 | 0 | 0 | 0.10431 | 0 |  | --> | E18 ex KILCOCK | Kilcock [T421,T422] | GRIFFINRATH |  | 53.4004 | -6.6027
MV/LV Substation MO***196 |  | 10 kV | _ | LV | 630 kVA :Kiosk Substation | 0.63 | --> | 0.63 | 0.408 | 1.2 |  | --> | 0.5985 | 0 | 0.067431 | 0.5 | 0 |  | --> | C20 ex SALLYNOGGIN ROAD | Sallynoggin Road [T41,T42] | CHERRYWOOD |  | 53.2857 | -6.1465
MV/LV Substation MO***199 |  | 10 kV | _ | LV | 200 kVA :Kiosk Substation | 0.2 | --> | 0.2 | 0.134 | 2.3 |  | --> | 0.19 | 0 | 0.010374 | 0.20978 | 0 |  | --> | E17 ex MOY | Moy [T421,T422] | MOY |  | 54.1061 | -9.1601
MV/LV Substation MO***199X |  | 10 kV | _ | LV | 630 kVA :Kiosk Substation | 0.63 | --> | 0.63 | 0.5 | 2.2 |  | --> | 0.5985 | 0 | 0.002964 | 0.5 | 0 |  | --> | C11 ex KINGSBRIDGE | Kingsbridge [T41,T42] | INCHICORE 220KV |  | 53.3493 | -6.2921
MV/LV Substation MO***201Y |  | 20 kV | _ | LV | 200 kVA :Kiosk Substation | 0.2 | --> | 0.2 | 0 | 0 | Constrained,otherwise capacity available =134kVA. | --> | 0.19 | 0 | 0.034827 | 0.20978 | 0 |  | --> | E14 ex COLLOONEY | Collooney [T421,T422] | SLIGO |  | 54.1713 | -8.5983
MV/LV Substation MO***203Z |  | 10 kV | _ | LV | 50 kVA :Pole Substation | 0.05 | --> | 0.05 | 0.048 | 4 |  | --> | 0.0475 | 0 | 0 | 0.050303 | 0 |  | --> | C19 ex BALLYJAMESDUFF | Ballyjamesduff [T41,T42] | SHANKILL |  | 53.8166 | -7.2603
MV/LV Substation MO***203Z |  | 10 kV | _ | LV | 100 kVA :Pole Substation | 0.1 | --> | 0.1 | 0.084 | 16.1 |  | --> | 0.095 | 0 | 0 | 0.1024 | 0 |  | --> | E19 ex WEXFORD | Wexford [T121,T122] | WEXFORD |  | 52.3372 | -6.5446
MV/LV Substation MO***204 |  | 10 kV | _ | LV | 50 kVA :Pole Substation | 0.05 | --> | 0.05 | 0 | 0 | Constrained,otherwise capacity available =45kVA. | --> | 0.0475 | 0 | 0.003705 | 0.050753 | 0 |  | --> | C14 ex HEADFORD | Headford [T41,T42] | CLOON |  | 53.5022 | -9.0236
MV/LV Substation MO***206 |  | 10 kV | _ | LV | 200 kVA :Pole Substation | 0.2 | --> | 0.2 | 0.2 | 0.4 |  | --> | 0.19 | 0 | 0 | 0.2 | 0 |  | --> | C17 ex CARRICKMINES | Carrickmines [T41,T42] | CARRICKMINES |  | 53.2432 | -6.1862
MV/LV Substation MO***206Y |  | 10 kV | _ | LV | 200 kVA :Pole Substation | 0.2 | --> | 0.2 | 0 | 0 | Constrained,otherwise capacity available =164kVA. | --> | 0.19 | 0 | 0 | 0.20539 | 0 |  | --> | C17 ex SALLINS | Sallins [T41,T42] | GRIFFINRATH |  | 53.289 | -6.6867
MV/LV Substation MO***207X |  | 10 kV | _ | LV | 50 kVA :Pole Substation | 0.05 | --> | 0.05 | 0 | 0 | Constrained,otherwise capacity available =41kVA. | --> | 0.0475 | 0 | 0 | 0 | 0 | Constrained,otherwise capacity available =51.3kW. | --> | C18 ex MOUNTRATH | Mountrath [T41,T42] | PORTLAOISE |  | 53.0125 | -7.4896
MV/LV Substation MO***207Z |  | 10 kV | _ | LV | 630 kVA :Kiosk Substation | 0.63 | --> | 0.63 | 0 | 0 | Constrained,otherwise capacity available =477kVA. | --> | 0.5985 | 0 | 0.002964 | 0.5 | 0 |  | --> | C13 ex LIFFEY VALLEY | Liffey Valley [T41,T42] | INCHICORE 220KV |  | 53.3585 | -6.4125
MV/LV Substation MO***208 |  | 10 kV | _ | LV | 400 kVA :Kiosk Substation | 0.4 | --> | 0.4 | 0.4 | 1.8 |  | --> | 0.38 | 0 | 0 | 0.4 | 0 |  | --> | C14 ex MOYLISH | Moylish [T41,T42] | ARDNACRUSHA |  | 52.6775 | -8.6431
MV/LV Substation MO***211 |  | 10 kV | _ | LV | 50 kVA :Pole Substation | 0.05 | --> | 0.05 | 0 | 0 | Constrained,otherwise capacity available =32kVA. | --> | 0.0475 | 0 | 0.003705 | 0 | 0 | Constrained,otherwise capacity available =52.7kW. | --> | C15 ex DRUMBEAR | Drumbear [T41,T42] | LISDRUM |  | 54.2166 | -6.8529
MV/LV Substation MO***211 |  | 10 kV | _ | LV | 200 kVA :Pole Substation | 0.2 | --> | 0.2 | 0 | 0 | Constrained,otherwise capacity available =170kVA. | --> | 0.19 | 0 | 0.004446 | 0.072493 | 0 | Constrained,otherwise capacity available =204.5kW. | --> | C16 ex TOOMEVARA | Toomevara [T42] | NENAGH |  | 52.8509 | -8.034
MV/LV Substation MO***212Z |  | 10 kV | _ | LV | 400 kVA :Building Structure | 0.4 | --> | 0.4 | 0.306 | 6 |  | --> | 0.38 | 0 | 0 | 0.41403 | 0 |  | --> | C23 ex TRABEG | Trabeg [T101,T102] | TRABEG |  | 51.8511 | -8.4805
MV/LV Substation MO***213Y |  | 10 kV | _ | LV | 100 kVA :Pole Substation | 0.1 | --> | 0.1 | 0.072 | 2.9 |  | --> | 0.095 | 0 | 0.02964 | 0 | 0 | Constrained,otherwise capacity available =104.2kW. | --> | C18 ex TELAYDON | Telaydon [T42,T421] | LISDRUM |  | 54.2477 | -6.9829
MV/LV Substation MO***213Y |  | 20 kV | _ | LV | 50 kVA :Pole Substation | 0.05 | --> | 0.05 | 0 | 0 | Constrained,otherwise capacity available =50kVA. | --> | 0.0475 | 0 | 0 | 0.05 | 0 |  | --> | E19 ex EDENDERRY | Edenderry [T421,T422] | BLAKE |  | 53.4513 | -7.019
MV/LV Substation MO***214 |  | 10 kV | _ | LV | 400 kVA :Kiosk Substation | 0.4 | --> | 0.4 | 0.236 | 2.8 |  | --> | 0.38 | 0 | 0.039273 | 0.42417 | 0 |  | --> | C22 ex MOUNT MERRION | Mount Merrion [T41,T42] | CARRICKMINES |  | 53.2979 | -6.2271
MV/LV Substation MO***215Z |  | 20 kV | _ | LV | 50 kVA :Pole Substation | 0.05 | --> | 0.05 | 0 | 0 | Constrained,otherwise capacity available =40kVA. | --> | 0.0475 | 0 | 0 | 0.051496 | 0 |  | --> | E16 ex ACADEMY STREET | Academy Street [T421,T422,T44] | NAVAN |  | 53.5894 | -6.6366
MV/LV Substation MO***217Y |  | 20 kV | _ | LV | 50 kVA :Pole Substation | 0.05 | --> | 0.05 | 0.042 | 0.6 |  | --> | 0.0475 | 0 | 0 | 0 | 0 | Constrained,otherwise capacity available =51.2kW. | --> | E19 ex LAWLESSTOWN | Lawlesstown [T42,T421] | DOON |  | 52.5245 | -7.7553
MV/LV Substation MO***218 |  | 10 kV | _ | LV | 200 kVA :Kiosk Substation | 0.2 | --> | 0.2 | 0 | 0 | Constrained,otherwise capacity available =59kVA. | --> | 0.19 | 0 | 0.049647 | 0.22033 | 0 |  | --> | C15 ex GREYSTONES | Greystones [T41,T42] | FASSAROE |  | 53.1525 | -6.0722
MV/LV Substation MO***218 |  | 10 kV | _ | LV | 200 kVA :Kiosk Substation | 0.2 | --> | 0.2 | 0.133 | 0.2 |  | --> | 0.19 | 0 | 0.020748 | 0.20993 | 0 |  | --> | C20 ex SANDYFORD | Sandyford [T41,T42] | CARRICKMINES |  | 53.2757 | -6.2239
MV/LV Substation MO***220X |  | 20 kV | _ | LV | 400 kVA :Kiosk Substation | 0.4 | --> | 0.4 | 0.358 | 9.1 |  | --> | 0.38 | 0 | 0 | 0.40633 | 0 |  | --> | E17 ex ARDNAREE | Ardnaree [T42,T421] | MOY |  | 54.1155 | -9.1404
MV/LV Substation MO***221 |  | 20 kV | _ | LV | 50 kVA :Pole Substation | 0.05 | --> | 0.05 | 0 | 0 | Constrained,otherwise capacity available =48kVA. | --> | 0.0475 | 0 | 0 | 0 | 0 | Constrained,otherwise capacity available =50.3kW. | --> | E13 ex FOXHOLE | Foxhole [T421,T422] | DUNGARVAN |  | 51.9463 | -7.8053
MV/LV Substation MO***222 |  | 10 kV | _ | LV | 50 kVA :Pole Substation | 0.05 | --> | 0.05 | 0.043 | 2.4 |  | --> | 0.0475 | 0 | 0 | 0 | 0 | Constrained,otherwise capacity available =51.1kW. | --> | C15 ex KILTIMAGH | Kiltimagh [T41] | CASTLEBAR |  | 53.8451 | -9.0025
MV/LV Substation MO***225 |  | 10 kV | _ | LV | 400 kVA :Kiosk Substation | 0.4 | --> | 0.4 | 0.271 | 13.2 |  | --> | 0.38 | 0 | 0.012597 | 0.41913 | 0 |  | --> | C24 ex ARTANE | Artane [T101,T102] | FINGLAS |  | 53.3893 | -6.2218
MV/LV Substation MO***226 |  | 20 kV | _ | LV | 50 kVA :Pole Substation | 0.05 | --> | 0.05 | 0.044 | 2.8 |  | --> | 0.0475 | 0 | 0 | 0.050903 | 0 |  | --> | E12 ex CLARA | Clara [T421,T422] | THORNSBERRY |  | 53.3701 | -7.5079
MV/LV Substation MO***226 |  | 10 kV | _ | LV | 100 kVA :Pole Substation | 0.1 | --> | 0.1 | 0 | 0 | Constrained,otherwise capacity available =82kVA. | --> | 0.095 | 0 | 0.008151 | 0.1027 | 0 |  | --> | C11 ex COOLCORCORAN | Coolcorcoran [T41,T42] | KNOCKEARAGH |  | 52.0626 | -9.5034
MV/LV Substation MO***226 |  | 10 kV | _ | LV | 400 kVA :Kiosk Substation | 0.4 | --> | 0.4 | 0.315 | 13.2 |  | --> | 0.38 | 0 | 0.017043 | 0.41271 | 0 |  | --> | C24 ex ARTANE | Artane [T101,T102] | FINGLAS |  | 53.3889 | -6.2184
MV/LV Substation MO***226X |  | 10 kV | _ | LV | 50 kVA :Pole Substation | 0.05 | --> | 0.05 | 0.05 | 0.8 |  | --> | 0.0475 | 0 | 0 | 0.05 | 0 |  | --> | C15 ex MILLTOWN MALBAY | Milltown Malbay [T42] | TULLABRACK |  | 52.777 | -9.4343
MV/LV Substation MO***228 |  | 10 kV | _ | LV | 400 kVA :Kiosk Substation | 0.4 | --> | 0.4 | 0.187 | 13.2 |  | --> | 0.38 | 0 | 0.033345 | 0.4311 | 0 |  | --> | C20 ex ARTANE | Artane [T101,T102] | FINGLAS |  | 53.3859 | -6.2234
MV/LV Substation MO***229Y |  | 20 kV | _ | LV | 200 kVA :Kiosk Substation | 0.2 | --> | 0.2 | 0 | 0 | Constrained,otherwise capacity available =130kVA. | --> | 0.19 | 0 | 0.015561 | 0.21036 | 0 |  | --> | C13 ex MORNINGTON ROAD | Mornington Road [T41,T42] | DRYBRIDGE |  | 53.7161 | -6.2554
MV/LV Substation MO***231 |  | 20 kV | _ | LV | 50 kVA :Pole Substation | 0.05 | --> | 0.05 | 0.045 | 2.5 |  | --> | 0.0475 | 0 | 0.004446 | 0.050753 | 0 |  | --> | E17 ex EDGEWORTHSTOWN | Edgeworthstown [T421,T422] | RICHMOND |  | 53.6699 | -7.7074
MV/LV Substation MO***232 |  | 10 kV | _ | LV | 200 kVA :Kiosk Substation | 0.2 | --> | 0.2 | 0 | 0 | Constrained,otherwise capacity available =98kVA. | --> | 0.19 | 0 | 0.028158 | 0.21492 | 0 |  | --> | C17 ex KILMORE | Kilmore [T101,T102,T103] | FINGLAS |  | 53.4023 | -6.1998
MV/LV Substation MO***232 |  | 20 kV | _ | LV | 50 kVA :Pole Substation | 0.05 | --> | 0.05 | 0.037 | 3.1 |  | --> | 0.0475 | 0 | 0 | 0.051937 | 0 |  | --> | E12 ex LUMCLOON | Lumcloon [T421,T422] | DALLOW |  | 53.2602 | -7.8631
MV/LV Substation MO***233 |  | 10 kV | _ | LV | 630 kVA :Building Structure | 0.63 | --> | 0.63 | 0 | 0 | Constrained,otherwise capacity available =461kVA. | --> | 0.5985 | 0 | 0.02223 | 0.5 | 0 |  | --> | C17 ex BELGARD | Belgard [T41,T42] | COOKSTOWN |  | 53.2939 | -6.3702
MV/LV Substation MO***233X |  | 20 kV | _ | LV | 100 kVA :Pole Substation | 0.1 | --> | 0.1 | 0.088 | 8.5 |  | --> | 0.095 | 0 | 0 | 0 | 0 | Constrained,otherwise capacity available =101.8kW. | --> | E14 ex ARIGNA | Arigna [T121] | ARIGNA |  | 54.0516 | -8.0294
MV/LV Substation MO***233Z |  | 10 kV | _ | LV | 400 kVA :Kiosk Substation | 0.4 | --> | 0.4 | 0 | 0 | Constrained,otherwise capacity available =364kVA. | --> | 0.38 | 0 | 0 | 0.40543 | 0 |  | --> | C21 ex STEPHENSTOWN | Stephenstown [T101,T102] | FINGLAS |  | 53.6112 | -6.1979
MV/LV Substation MO***234 |  | 10 kV | _ | LV | 630 kVA :Kiosk Substation | 0.63 | --> | 0.63 | 0.377 | 10 |  | --> | 0.5985 | 0 | 0.008892 | 0.5 | 0 |  | --> | C14 ex HAROLDS CROSS | Harolds Cross [T101,T102] | POOLBEG |  | 53.3247 | -6.2603
MV/LV Substation MO***234 |  | 20 kV | _ | LV | 50 kVA :Pole Substation | 0.05 | --> | 0.05 | 0 | 0 | Constrained,otherwise capacity available =46kVA. | --> | 0.0475 | 0 | 0 | 0.050604 | 0 |  | --> | E33 ex CAPPAMORE | Cappamore [T41,T42] | ARDNACRUSHA |  | 52.5583 | -8.3479
MV/LV Substation MO***234Y |  | 10 kV | _ | LV | 50 kVA :Pole Substation | 0.05 | --> | 0.05 | 0.049 | 12.2 |  | --> | 0.0475 | 0 | 0 | 0.050152 | 0 |  | --> | C19 ex BALLYBEG | Ballybeg [T101,T102] | CARRICKMINES |  | 53.0022 | -6.1992
MV/LV Substation MO***234Z |  | 10 kV | _ | LV | 400 kVA :Kiosk Substation | 0.4 | --> | 0.4 | 0 | 0 | Constrained,otherwise capacity available =225kVA. | --> | 0.38 | 0 | 0.033345 | 0.42573 | 0 |  | --> | C21 ex STEPHENSTOWN | Stephenstown [T101,T102] | FINGLAS |  | 53.6112 | -6.2001
MV/LV Substation MO***236 |  | 10 kV | _ | LV | 400 kVA :Kiosk Substation | 0.4 | --> | 0.4 | 0 | 0 | Constrained,otherwise capacity available =310kVA. | --> | 0.38 | 0 | 0.042978 | 0.41344 | 0 |  | --> | C20 ex SUTTON | Sutton [T41,T42] | GRANGE (DR) |  | 53.3826 | -6.0599
MV/LV Substation MO***237 |  | 20 kV | _ | LV | 50 kVA :Pole Substation | 0.05 | --> | 0.05 | 0.05 | 3.5 |  | --> | 0.0475 | 0 | 0 | 0 | 0 | Constrained,otherwise capacity available =50kW. | --> | E12 ex DUNFIRTH | Dunfirth [T122] | DUNFIRTH |  | 53.4296 | -6.946
MV/LV Substation MO***237X |  | 10 kV | _ | LV | 50 kVA :Pole Substation | 0.05 | --> | 0.05 | 0.008 | 1.7 |  | --> | 0.0475 | 0 | 0.002223 | 0.055993 | 0 |  | --> | C26 ex ATHY | Athy [T101,T102] | ATHY |  | 53.1171 | -7.0569
MV/LV Substation MO***240X |  | 20 kV | _ | LV | 200 kVA :Pole Substation | 0.2 | --> | 0.2 | 0.199 | 4.2 |  | --> | 0.19 | 0 | 0 | 0.20015 | 0 |  | --> | E18 ex JENKINSTOWN | Jenkinstown [T421,T422] | DUNDALK |  | 54.0818 | -6.2712
MV/LV Substation MO***242 |  | 20 kV | _ | LV | 200 kVA :Pole Substation | 0.2 | --> | 0.2 | 0.18 | 4.4 |  | --> | 0.19 | 0 | 0 | 0.20301 | 0 |  | --> | E18 ex CRANE | Crane [T122] | CRANE |  | 52.5128 | -6.2543
MV/LV Substation MO***243 |  | 10 kV | _ | LV | 400 kVA :Kiosk Substation | 0.4 | --> | 0.4 | 0 | 0 | Constrained,otherwise capacity available =279kVA. | --> | 0.38 | 0 | 0.00741 | 0.41797 | 0 |  | --> | C17 ex KILMORE | Kilmore [T101,T102,T103] | FINGLAS |  | 53.4047 | -6.2035
MV/LV Substation MO***243 |  | 20 kV | _ | LV | 100 kVA :Pole Substation | 0.1 | --> | 0.1 | 0.088 | 4.4 |  | --> | 0.095 | 0 | 0 | 0.10181 | 0 |  | --> | E18 ex CRANE | Crane [T122] | CRANE |  | 52.5129 | -6.2479
MV/LV Substation MO***243Z |  | 10 kV | _ | LV | 630 kVA :Kiosk Substation | 0.63 | --> | 0.63 | 0 | 0 | Constrained,otherwise capacity available =460kVA. | --> | 0.5985 | 0 | 0.030381 | 0.5 | 0 |  | --> | C22 ex STEPHENSTOWN | Stephenstown [T101,T102] | FINGLAS |  | 53.6178 | -6.1995
MV/LV Substation MO***245 |  | 10 kV | _ | LV | 630 kVA :Kiosk Substation | 0.63 | --> | 0.63 | 0.449 | 8.1 |  | --> | 0.5985 | 0 | 0.013338 | 0.5 | 0 |  | --> | C26 ex MILLTOWN (DR) | Milltown (dr) [T101,T102] | INCHICORE 220KV |  | 53.3082 | -6.2461
MV/LV Substation MO***245Y |  | 20 kV | _ | LV | 50 kVA :Pole Substation | 0.05 | --> | 0.05 | 0 | 0 | Constrained,otherwise capacity available =26kVA. | --> | 0.0475 | 0 | 0.008151 | 0 | 0 | Constrained,otherwise capacity available =53.5kW. | --> | C18 ex COOLCARRON | Coolcarron [T41,T42] | BARRYMORE |  | 52.1606 | -8.2539
MV/LV Substation MO***247X |  | 10 kV | _ | LV | 1000 kVA :Building Structure | 1 | --> | 1 | 0 | 0 | Constrained,otherwise capacity available =500kVA. | --> | 0.95 | 0 | 0 | 0.5 | 0 |  | --> | C12 ex LEESON STREET | Leeson Street [T41,T42] | MILLTOWN (DR) |  | 53.3334 | -6.2596
MV/LV Substation MO***248Y |  | 10 kV | _ | LV | 50 kVA :Pole Substation | 0.05 | --> | 0.05 | 0 | 0 | Constrained,otherwise capacity available =33kVA. | --> | 0.0475 | 0 | 0 | 0 | 0 | Constrained,otherwise capacity available =52.5kW. | --> | C16 ex PALLAS | Pallas [T41,T42] | PORTLAOISE |  | 53.0331 | -7.318
MV/LV Substation MO***249Y |  | 10 kV | _ | LV | 400 kVA :Building Structure | 0.4 | --> | 0.4 | 0 | 0 | Constrained,otherwise capacity available =379kVA. | --> | 0.38 | 0 | 0 | 0 | 0 | Constrained,otherwise capacity available =403.2kW. | --> | C14 ex DRUMBEAR | Drumbear [T41,T42] | LISDRUM |  | 54.2478 | -6.9575
MV/LV Substation MO***249Z |  | 10 kV | _ | LV | 400 kVA :Kiosk Substation | 0.4 | --> | 0.4 | 0 | 0 | Constrained,otherwise capacity available =273kVA. | --> | 0.38 | 0 | 0.010374 | 0.41884 | 0 |  | --> | C14 ex COOLMINE | Coolmine [T41,T42] | FINGLAS |  | 53.3882 | -6.4255
MV/LV Substation MO***250 |  | 20 kV | _ | LV | 100 kVA :Pole Substation | 0.1 | --> | 0.1 | 0.086 | 4.4 |  | --> | 0.095 | 0 | 0.003705 | 0.1021 | 0 |  | --> | E18 ex CRANE | Crane [T122] | CRANE |  | 52.5125 | -6.2432
MV/LV Substation MO***250X |  | 10 kV | _ | LV | 630 kVA :Kiosk Substation | 0.63 | --> | 0.63 | 0 | 0 | Constrained,otherwise capacity available =450kVA. | --> | 0.5985 | 0 | 0.024453 | 0.5 | 0 |  | --> | C13 ex SUTTON | Sutton [T41,T42] | GRANGE (DR) |  | 53.3928 | -6.1272
MV/LV Substation MO***251X |  | 10 kV | _ | LV | 400 kVA :Kiosk Substation | 0.4 | --> | 0.4 | 0 | 0 | Constrained,otherwise capacity available =199kVA. | --> | 0.38 | 0 | 0.042978 | 0.42942 | 0 |  | --> | C34 ex CLONDALKIN | Clondalkin [T41,T42,T44] | INCHICORE 220KV |  | 53.3222 | -6.3767
MV/LV Substation MO***251X |  | 20 kV | _ | LV | 50 kVA :Pole Substation | 0.05 | --> | 0.05 | 0.05 | 4.2 |  | --> | 0.0475 | 0 | 0 | 0.05 | 0 |  | --> | E15 ex JENKINSTOWN | Jenkinstown [T421,T422] | DUNDALK |  | 54.0392 | -6.3724
MV/LV Substation MO***252X |  | 10 kV | _ | LV | 200 kVA :Kiosk Substation | 0.2 | --> | 0.2 | 0 | 0 | Constrained,otherwise capacity available =147kVA. | --> | 0.19 | 0 | 0.008892 | 0.20789 | 0 |  | --> | C34 ex CLONDALKIN | Clondalkin [T41,T42,T44] | INCHICORE 220KV |  | 53.3244 | -6.3771
MV/LV Substation MO***253X |  | 10 kV | _ | LV | 1000 kVA :Building Structure | 1 | --> | 1 | 0.5 | 2.3 |  | --> | 0.95 | 0 | 0.004446 | 0.5 | 0 |  | --> | E18 ex MOY | Moy [T421,T422] | MOY |  | 54.1141 | -9.1537
MV/LV Substation MO***253X |  | 10 kV | _ | LV | 630 kVA :Building Structure | 0.63 | --> | 0.63 | 0.5 | 2.3 |  | --> | 0.5985 | 0 | 0 | 0.5 | 0 |  | --> | C16 ex BALLYRICKARD | Ballyrickard [T41,T42] | TRALEE |  | 52.2831 | -9.7251
MV/LV Substation MO***254 |  | 10 kV | _ | LV | 50 kVA :Pole Substation | 0.05 | --> | 0.05 | 0.047 | 1.4 |  | --> | 0.0475 | 0 | 0 | 0.050453 | 0 |  | --> | C14 ex RINEANNA | Rineanna [T41,T42] | DRUMLINE |  | 52.7391 | -8.9082
MV/LV Substation MO***254 |  | 10 kV | _ | LV | 400 kVA :Building Structure | 0.4 | --> | 0.4 | 0.24 | 2.8 |  | --> | 0.38 | 0 | 0.004446 | 0.42359 | 0 |  | --> | C19 ex MOUNT MERRION | Mount Merrion [T41,T42] | CARRICKMINES |  | 53.3083 | -6.2144
MV/LV Substation MO***254Y |  | 10 kV | _ | LV | 50 kVA :Pole Substation | 0.05 | --> | 0.05 | 0 | 0 | Constrained,otherwise capacity available =46kVA. | --> | 0.0475 | 0 | 0 | 0.050604 | 0 |  | --> | C12 ex MONEYCOOLEY | Moneycooley [T41,T42,T44] | GRIFFINRATH |  | 53.3566 | -6.5569
MV/LV Substation MO***255X |  | 10 kV | _ | LV | 200 kVA :Kiosk Substation | 0.2 | --> | 0.2 | 0 | 0 | Constrained,otherwise capacity available =139kVA. | --> | 0.19 | 0 | 0.005928 | 0.20906 | 0 |  | --> | C19 ex SWORDS | Swords [T41,T42] | GLASMORE |  | 53.463 | -6.2319
MV/LV Substation MO***256 |  | 10 kV | _ | LV | 100 kVA :Pole Substation | 0.1 | --> | 0.1 | 0 | 0 | Constrained,otherwise capacity available =67kVA. | --> | 0.095 | 0 | 0.03705 | 0 | 0 | Constrained,otherwise capacity available =104.9kW. | --> | C15 ex DRUMBEAR | Drumbear [T41,T42] | LISDRUM |  | 54.1835 | -6.8666
MV/LV Substation MO***256 |  | 20 kV | _ | LV | 50 kVA :Pole Substation | 0.05 | --> | 0.05 | 0.05 | 1.5 |  | --> | 0.0475 | 0 | 0 | 0.05 | 0 |  | --> | C14 ex SMEARLA | Smearla [T41,T42] | TRIEN |  | 52.4777 | -9.37
MV/LV Substation MO***256X |  | 20 kV | _ | LV | 630 kVA :Building Structure | 0.63 | --> | 0.63 | 0.5 | 2.5 |  | --> | 0.5985 | 0 | 0 | 0.5 | 0 |  | --> | E16 ex EDGEWORTHSTOWN | Edgeworthstown [T421,T422] | RICHMOND |  | 53.6988 | -7.6166
MV/LV Substation MO***258Y |  | 20 kV | _ | LV | 50 kVA :Pole Substation | 0.05 | --> | 0.05 | 0 | 0 | Constrained,otherwise capacity available =50kVA. | --> | 0.0475 | 0 | 0 | 0.05 | 0 |  | --> | E28 ex LOUGHREA | Loughrea [T41,T42] | SOMERSET |  | 53.2086 | -8.521
MV/LV Substation MO***259 |  | 20 kV | _ | LV | 50 kVA :Pole Substation | 0.05 | --> | 0.05 | 0.045 | 1 |  | --> | 0.0475 | 0 | 0 | 0.050753 | 0 |  | --> | E12 ex LONGFORD | Longford [T421,T422] | RICHMOND |  | 53.9144 | -7.6276
MV/LV Substation MO***261 |  | 20 kV | _ | LV | 100 kVA :Pole Substation | 0.1 | --> | 0.1 | 0.039 | 1.5 |  | --> | 0.095 | 0 | 0.008151 | 0.10886 | 0 |  | --> | C14 ex SMEARLA | Smearla [T41,T42] | TRIEN |  | 52.5 | -9.3723
MV/LV Substation MO***262 |  | 20 kV | _ | LV | 200 kVA :Pole Substation | 0.2 | --> | 0.2 | 0.167 | 1.5 |  | --> | 0.19 | 0 | 0 | 0.20495 | 0 |  | --> | C14 ex SMEARLA | Smearla [T41,T42] | TRIEN |  | 52.5034 | -9.37
MV/LV Substation MO***264 |  | 10 kV | _ | LV | 50 kVA :Pole Substation | 0.05 | --> | 0.05 | 0 | 0 | Constrained,otherwise capacity available =34kVA. | --> | 0.0475 | 0 | 0.004446 | 0.052373 | 0 |  | --> | C11 ex DERRYCRAMPH | Derrycramph [T41,T42] | SHANKILL |  | 53.9695 | -7.3557
MV/LV Substation MO***265X |  | 20 kV | _ | LV | 630 kVA :Kiosk Substation | 0.63 | --> | 0.63 | 0.5 | 2.5 |  | --> | 0.5985 | 0 | 0.011856 | 0.5 | 0 |  | --> | E18 ex EDGEWORTHSTOWN | Edgeworthstown [T421,T422] | RICHMOND |  | 53.6934 | -7.6141
MV/LV Substation MO***267 |  | 10 kV | _ | LV | 400 kVA :Kiosk Substation | 0.4 | --> | 0.4 | 0.4 | 1.7 |  | --> | 0.38 | 0 | 0 | 0.4 | 0 |  | --> | E14 ex NEWPORT | Newport [T421] | CARROWBEG |  | 53.8457 | -9.5727
MV/LV Substation MO***267X |  | 10 kV | _ | LV | 30 kVA :Pole Substation | 0.03 | --> | 0.03 | 0 | 0 | Constrained,otherwise capacity available =28kVA. | --> | 0.0285 | 0 | 0 | 0 | 0 | Constrained,otherwise capacity available =30.3kW. | --> | C20 ex TEMPLEMORE | Templemore [T41,T42] | IKERRIN |  | 52.8828 | -7.8648
MV/LV Substation MO***268Z |  | 20 kV | _ | LV | 400 kVA :Kiosk Substation | 0.4 | --> | 0.4 | 0 | 0 | Constrained,otherwise capacity available =286kVA. | --> | 0.38 | 0 | 0.011856 | 0.41695 | 0 |  | --> | E12 ex ASHBOURNE | Ashbourne [T421,T422] | FINGLAS |  | 53.5049 | -6.447
MV/LV Substation MO***269 |  | 10 kV | _ | LV | 200 kVA :Kiosk Substation | 0.2 | --> | 0.2 | 0 | 0 | Constrained,otherwise capacity available =115kVA. | --> | 0.19 | 0 | 0.020748 | 0.21251 | 0 |  | --> | C15 ex LOUGHTAGALLA | Loughtagalla [T41,T42] | THURLES |  | 52.6815 | -7.7955
MV/LV Substation MO***269 |  | 20 kV | _ | LV | 50 kVA :Pole Substation | 0.05 | --> | 0.05 | 0 | 0 | Constrained,otherwise capacity available =40kVA. | --> | 0.0475 | 0 | 0 | 0 | 0 | Constrained,otherwise capacity available =51.5kW. | --> | E20 ex FOXHOLE | Foxhole [T421,T422] | DUNGARVAN |  | 51.9433 | -8.0632
MV/LV Substation MO***270X |  | 10 kV | _ | LV | 630 kVA :Kiosk Substation | 0.63 | --> | 0.63 | 0.5 | 13.2 |  | --> | 0.5985 | 0 | 0.013338 | 0.5 | 0 |  | --> | C17 ex ARTANE | Artane [T101,T102] | FINGLAS |  | 53.3831 | -6.2034
MV/LV Substation MO***270Y |  | 20 kV | _ | LV | 50 kVA :Pole Substation | 0.05 | --> | 0.05 | 0 | 0 | Constrained,otherwise capacity available =26kVA. | --> | 0.0475 | 0 | 0.003705 | 0.053518 | 0 |  | --> | C11 ex KILDARE | Kildare [T41,T42] | NEWBRIDGE |  | 53.1506 | -7.056
MV/LV Substation MO***273 |  | 20 kV | _ | LV | 100 kVA :Pole Substation | 0.1 | --> | 0.1 | 0.069 | 1.4 |  | --> | 0.095 | 0 | 0 | 0.1046 | 0 |  | --> | E20 ex KILLINICK | Killinick [T421,T422] | WEXFORD |  | 52.257 | -6.497
MV/LV Substation MO***273X |  | 10 kV | _ | LV | 50 kVA :Pole Substation | 0.05 | --> | 0.05 | 0 | 0 | Constrained,otherwise capacity available =50kVA. | --> | 0.0475 | 0 | 0.003705 | 0.05 | 0 |  | --> | C20 ex MULGANNON | Mulgannon [T41,T42] | WEXFORD |  | 52.3083 | -6.4901
MV/LV Substation MO***274Y |  | 20 kV | _ | LV | 100 kVA :Pole Substation | 0.1 | --> | 0.1 | 0 | 0 | Constrained,otherwise capacity available =100kVA. | --> | 0.095 | 0 | 0 | 0.1 | 0 |  | --> | C11 ex KILDARE | Kildare [T41,T42] | NEWBRIDGE |  | 53.1583 | -7.0414
MV/LV Substation MO***275 |  | 20 kV | _ | LV | 50 kVA :Pole Substation | 0.05 | --> | 0.05 | 0 | 0 | Constrained,otherwise capacity available =50kVA. | --> | 0.0475 | 0 | 0 | 0.05 | 0 |  | --> | E17 ex DRUMLINE | Drumline [T421,T422] | DRUMLINE |  | 52.7566 | -8.8768
MV/LV Substation MO***275 |  | 20 kV | _ | LV | 50 kVA :Pole Substation | 0.05 | --> | 0.05 | 0 | 0 | Constrained,otherwise capacity available =48kVA. | --> | 0.0475 | 0 | 0 | 0.050303 | 0 |  | --> | E20 ex GARRANACANTY | Garranacanty [T421,T422] | TIPPERARY |  | 52.4893 | -8.0516
MV/LV Substation MO***275Z |  | 10 kV | _ | LV | 50 kVA :Pole Substation | 0.05 | --> | 0.05 | 0 | 0 | Constrained,otherwise capacity available =50kVA. | --> | 0.0475 | 0 | 0 | 0.05 | 0 |  | --> | C17 ex HOLYCROSS ROAD | Holycross Road [T41,T42] | THURLES |  | 52.7145 | -7.9224
MV/LV Substation MO***277 |  | 10 kV | _ | LV | 400 kVA :Kiosk Substation | 0.4 | --> | 0.4 | 0.3 | 3.9 |  | --> | 0.38 | 0 | 0.005928 | 0.41491 | 0 |  | --> | C20 ex GALWAY 110KV | Galway 110kv [T102,T103] | GALWAY 110KV |  | 53.2875 | -9.0143
MV/LV Substation MO***279X |  | 20 kV | _ | LV | 200 kVA :Pole Substation | 0.2 | --> | 0.2 | 0.163 | 2 |  | --> | 0.19 | 0 | 0.003705 | 0.20554 | 0 |  | --> | E16 ex MOHILL | Mohill [T421,T422] | CARRICK ON SHANNON |  | 53.9239 | -7.8717
MV/LV Substation MO***282Y |  | 10 kV | _ | LV | 100 kVA :Pole Substation | 0.1 | --> | 0.1 | 0 | 0 | Constrained,otherwise capacity available =68kVA. | --> | 0.095 | 0 | 0 | 0.10475 | 0 |  | --> | C16 ex CLONES | Clones [T41,T42] | SHANKILL |  | 54.1805 | -7.2271
MV/LV Substation MO***282Z |  | 10 kV | _ | LV | 400 kVA :Building Structure | 0.4 | --> | 0.4 | 0 | 0 | Constrained,otherwise capacity available =308kVA. | --> | 0.38 | 0 | 0 | 0 | 0 | Constrained,otherwise capacity available =413.7kW. | --> | C18 ex MOUNTRATH | Mountrath [T41,T42] | PORTLAOISE |  | 52.996 | -7.4829
MV/LV Substation MO***284Z |  | 10 kV | _ | LV | 400 kVA :Kiosk Substation | 0.4 | --> | 0.4 | 0 | 0 | Constrained,otherwise capacity available =278kVA. | --> | 0.38 | 0 | 0.010374 | 0.41811 | 0 |  | --> | C22 ex STEPHENSTOWN | Stephenstown [T101,T102] | FINGLAS |  | 53.6157 | -6.1996
MV/LV Substation MO***285Z |  | 10 kV | _ | LV | 400 kVA :Kiosk Substation | 0.4 | --> | 0.4 | 0 | 0 | Constrained,otherwise capacity available =264kVA. | --> | 0.38 | 0 | 0.011856 | 0.42014 | 0 |  | --> | C25 ex KILBARRY | Kilbarry [T101,T43] | KILBARRY |  | 51.9023 | -8.5001
MV/LV Substation MO***286 |  | 20 kV | _ | LV | 50 kVA :Pole Substation | 0.05 | --> | 0.05 | 0 | 0 | Constrained,otherwise capacity available =50kVA. | --> | 0.0475 | 0 | 0 | 0 | 0 | Constrained,otherwise capacity available =50kW. | --> | C25 ex KILCLOHER | Kilcloher [T41,T42] | DUNGARVAN |  | 52.1444 | -7.747
MV/LV Substation MO***287Z |  | 20 kV | _ | LV | 50 kVA :Pole Substation | 0.05 | --> | 0.05 | 0 | 0 | Constrained,otherwise capacity available =36kVA. | --> | 0.0475 | 0 | 0 | 0.052083 | 0 |  | --> | C24 ex MACETOWN | Macetown [T101,T102] | MACETOWN |  | 53.4932 | -6.5078
MV/LV Substation MO***288Z |  | 10 kV | _ | LV | 400 kVA :Kiosk Substation | 0.4 | --> | 0.4 | 0 | 0 | Constrained,otherwise capacity available =310kVA. | --> | 0.38 | 0 | 0.004446 | 0.41344 | 0 |  | --> | C21 ex STEPHENSTOWN | Stephenstown [T101,T102] | FINGLAS |  | 53.6095 | -6.2015
MV/LV Substation MO***289 |  | 10 kV | _ | LV | 400 kVA :Kiosk Substation | 0.4 | --> | 0.4 | 0.239 | 4.2 |  | --> | 0.38 | 0 | 0.035568 | 0.42374 | 0 |  | --> | C14 ex CRUMLIN | Crumlin [T41,T42] | INCHICORE 220KV |  | 53.3174 | -6.321
MV/LV Substation MO***289Z |  | 10 kV | _ | LV | 400 kVA :Kiosk Substation | 0.4 | --> | 0.4 | 0 | 0 | Constrained,otherwise capacity available =325kVA. | --> | 0.38 | 0 | 0 | 0.41123 | 0 |  | --> | C21 ex STEPHENSTOWN | Stephenstown [T101,T102] | FINGLAS |  | 53.611 | -6.204
MV/LV Substation MO***291 |  | 10 kV | _ | LV | 100 kVA :Pole Substation | 0.1 | --> | 0.1 | 0 | 0 | Constrained,otherwise capacity available =87kVA. | --> | 0.095 | 0 | 0.008151 | 0.10195 | 0 |  | --> | C16 ex LOUGHREA | Loughrea [T41,T42] | SOMERSET |  | 53.1911 | -8.5441
MV/LV Substation MO***292 |  | 10 kV | _ | LV | 1000 kVA :Building Structure | 1 | --> | 1 | 0 | 0 | Constrained,otherwise capacity available =500kVA. | --> | 0.95 | 0 | 0.01482 | 0.5 | 0 |  | --> | C13 ex GLASNEVIN | Glasnevin [T41] | FINGLAS |  | 53.3723 | -6.2664
MV/LV Substation MO***295X |  | 10 kV | _ | LV | 400 kVA :Kiosk Substation | 0.4 | --> | 0.4 | 0 | 0 | Constrained,otherwise capacity available =271kVA. | --> | 0.38 | 0 | 0.002223 | 0.41913 | 0 |  | --> | C17 ex KILMORE | Kilmore [T101,T102,T103] | FINGLAS |  | 53.403 | -6.2014
MV/LV Substation MO***295Y |  | 20 kV | _ | LV | 200 kVA :Building Structure | 0.2 | --> | 0.2 | 0 | 0 | Constrained,otherwise capacity available =200kVA. | --> | 0.19 | 0 | 0 | 0.2 | 0 |  | --> | C21 ex PORTARLINGTON | Portarlington [T43] | BLAKE |  | 53.1356 | -7.0636
MV/LV Substation MO***296Y |  | 20 kV | _ | LV | 100 kVA :Pole Substation | 0.1 | --> | 0.1 | 0.09 | 1.1 |  | --> | 0.095 | 0 | 0 | 0.10151 | 0 |  | --> | E12 ex BIRR | Birr [T41,T422] | DALLOW |  | 53.0965 | -7.8065
MV/LV Substation MO***300X |  | 10 kV | _ | LV | 50 kVA :Pole Substation | 0.05 | --> | 0.05 | 0.036 | 5.8 |  | --> | 0.0475 | 0 | 0 | 0.052083 | 0 |  | --> | C20 ex OAKFIELD | Oakfield [T41,T42] | SLIGO |  | 54.2761 | -8.596
MV/LV Substation MO***301 |  | 10 kV | _ | LV | 400 kVA :Kiosk Substation | 0.4 | --> | 0.4 | 0.15247 | 0.2 | Constrained,otherwise capacity available =342kVA. | --> | 0.38 | 0 | 0.012597 | 0.40871 | 0 |  | --> | C18 ex SANDYFORD | Sandyford [T41,T42] | CARRICKMINES |  | 53.273 | -6.2215
MV/LV Substation MO***302X |  | 20 kV | _ | LV | 50 kVA :Pole Substation | 0.05 | --> | 0.05 | 0 | 0 | Constrained,otherwise capacity available =50kVA. | --> | 0.0475 | 0 | 0 | 0 | 0 | Constrained,otherwise capacity available =50kW. | --> | E19 ex FOXHOLE | Foxhole [T421,T422] | DUNGARVAN |  | 51.9976 | -8.0229
MV/LV Substation MO***303 |  | 10 kV | _ | LV | 630 kVA :Building Structure | 0.63 | --> | 0.63 | 0.457 | 4 |  | --> | 0.5985 | 0 | 0.010374 | 0.5 | 0 |  | --> | C18 ex WOLFE TONE STREET | Wolfe Tone Street [T101,T102] | FINGLAS |  | 53.3603 | -6.2672
MV/LV Substation MO***304Z |  | 20 kV | _ | LV | 50 kVA :Pole Substation | 0.05 | --> | 0.05 | 0 | 0 | Constrained,otherwise capacity available =47kVA. | --> | 0.0475 | 0 | 0.003705 | 0.050453 | 0 |  | --> | C13 ex MORNINGTON ROAD | Mornington Road [T41,T42] | DRYBRIDGE |  | 53.7236 | -6.2637
MV/LV Substation MO***305Y |  | 10 kV | _ | LV | 200 kVA :Kiosk Substation | 0.2 | --> | 0.2 | 0.173 | 3 |  | --> | 0.19 | 0 | 0.02223 | 0.20406 | 0 |  | --> | C21 ex NENAGH | Nenagh [T41,T42] | NENAGH |  | 52.8795 | -8.2999
MV/LV Substation MO***307Y |  | 20 kV | _ | LV | 400 kVA :Kiosk Substation | 0.4 | --> | 0.4 | 0 | 0 | Constrained,otherwise capacity available =184kVA. | --> | 0.38 | 0 | 0.070395 | 0.43152 | 0 |  | --> | C21 ex PORTARLINGTON | Portarlington [T43] | BLAKE |  | 53.1412 | -7.0666
MV/LV Substation MO***307Z |  | 10 kV | _ | LV | 400 kVA :Kiosk Substation | 0.4 | --> | 0.4 | 0 | 0 | Constrained,otherwise capacity available =328kVA. | --> | 0.38 | 0 | 0.009633 | 0.41079 | 0 |  | --> | C16 ex MALAHIDE | Malahide [T41,T42] | GLASMORE |  | 53.4407 | -6.1488
MV/LV Substation MO***308 |  | 10 kV | _ | LV | 630 kVA :Kiosk Substation | 0.63 | --> | 0.63 | 0.5 | 10 |  | --> | 0.5985 | 0 | 0.00741 | 0.5 | 0 |  | --> | C12 ex HAROLDS CROSS | Harolds Cross [T101,T102] | POOLBEG |  | 53.3226 | -6.2855
MV/LV Substation MO***309 |  | 20 kV | _ | LV | 630 kVA :Building Structure | 0.63 | --> | 0.63 | 0 | 0 | Constrained,otherwise capacity available =500kVA. | --> | 0.5985 | 0 | 0 | 0.5 | 0 |  | --> | C17 ex DRYBRIDGE | Drybridge [T41,T42] | DRYBRIDGE |  | 53.7189 | -6.4747
MV/LV Substation MO***310X |  | 10 kV | _ | LV | 100 kVA :Pole Substation | 0.1 | --> | 0.1 | 0 | 0 | Constrained,otherwise capacity available =83kVA. | --> | 0.095 | 0 | 0.013338 | 0.10255 | 0 |  | --> | C11 ex CASTLECOMER | Castlecomer [T41,T42] | BALLYRAGGET |  | 52.8324 | -7.1621
MV/LV Substation MO***312 |  | 10 kV | _ | LV | 50 kVA :Pole Substation | 0.05 | --> | 0.05 | 0.05 | 11 |  | --> | 0.0475 | 0 | 0 | 0.05 | 0 |  | --> | C14 ex CLOON | Cloon [T42,T421] | CLOON |  | 53.4627 | -8.9109
MV/LV Substation MO***312X |  | 10 kV | _ | LV | 630 kVA :Kiosk Substation | 0.63 | --> | 0.63 | 0 | 0 | Constrained,otherwise capacity available =423kVA. | --> | 0.5985 | 0 | 0.003705 | 0.5 | 0 |  | --> | C14 ex CLONDALKIN | Clondalkin [T41,T42,T44] | INCHICORE 220KV |  | 53.3358 | -6.3981
MV/LV Substation MO***314 |  | 10 kV | _ | LV | 400 kVA :Kiosk Substation | 0.4 | --> | 0.4 | 0 | 0 | Constrained,otherwise capacity available =368kVA. | --> | 0.38 | 0 | 0 | 0.40483 | 0 |  | --> | C13 ex MONEENAGEISHA | Moneenageisha [T41,T42] | GALWAY 110KV |  | 53.2817 | -9.0341
MV/LV Substation MO***314X |  | 10 kV | _ | LV | 50 kVA :Pole Substation | 0.05 | --> | 0.05 | 0 | 0 | Constrained,otherwise capacity available =26kVA. | --> | 0.0475 | 0 | 0 | 0.053518 | 0 |  | --> | C11 ex CASTLECOMER | Castlecomer [T41,T42] | BALLYRAGGET |  | 52.8333 | -7.1855
MV/LV Substation MO***314Z |  | 20 kV | _ | LV | 50 kVA :Pole Substation | 0.05 | --> | 0.05 | 0.05 | 1.3 |  | --> | 0.0475 | 0 | 0 | 0.05 | 0 |  | --> | C17 ex ROOSKY | Roosky [T41] | RICHMOND |  | 53.8212 | -7.9272
MV/LV Substation MO***315 |  | 10 kV | _ | LV | 200 kVA :Building Structure | 0.2 | --> | 0.2 | 0.038 | 3.9 |  | --> | 0.19 | 0 | 0.003705 | 0.22317 | 0 |  | --> | C29 ex GALWAY 110KV | Galway 110kv [T102,T103] | GALWAY 110KV |  | 53.2835 | -9.0337
MV/LV Substation MO***315 |  | 10 kV | _ | LV | 200 kVA :Pole Substation | 0.2 | --> | 0.2 | 0 | 0 | Constrained,otherwise capacity available =126kVA. | --> | 0.19 | 0 | 0.017043 | 0.21094 | 0 |  | --> | C21 ex LITTLE BRAY | Little Bray [T41,T42] | FASSAROE |  | 53.2011 | -6.1703
MV/LV Substation MO***316 |  | 20 kV | _ | LV | 50 kVA :Pole Substation | 0.05 | --> | 0.05 | 0.045 | 16.1 |  | --> | 0.0475 | 0 | 0 | 0.050753 | 0 |  | --> | E17 ex WEXFORD | Wexford [T121,T122] | WEXFORD |  | 52.2698 | -6.6618
MV/LV Substation MO***316Y |  | 20 kV | _ | LV | 200 kVA :Pole Substation | 0.2 | --> | 0.2 | 0 | 0 | Constrained,otherwise capacity available =172kVA. | --> | 0.19 | 0 | 0 | 0.20421 | 0 |  | --> | E17 ex BALTINGLASS | Baltinglass [T421,T422] | STRATFORD |  | 52.8825 | -6.6758
MV/LV Substation MO***316Y |  | 10 kV | _ | LV | 400 kVA :Kiosk Substation | 0.4 | --> | 0.4 | 0 | 0 | Constrained,otherwise capacity available =346kVA. | --> | 0.38 | 0 | 0.003705 | 0.40812 | 0 |  | --> | C21 ex CASTLETROY | Castletroy [T41,T42] | ARDNACRUSHA |  | 52.6646 | -8.5538
MV/LV Substation MO***317X |  | 20 kV | _ | LV | 50 kVA :Pole Substation | 0.05 | --> | 0.05 | 0.045 | 1.6 |  | --> | 0.0475 | 0 | 0 | 0.050753 | 0 |  | --> | E11 ex CARRIGALLEN | Carrigallen [T421] | CARRICK ON SHANNON |  | 54.1154 | -7.8121
MV/LV Substation MO***319 |  | 10 kV | _ | LV | 400 kVA :Building Structure | 0.4 | --> | 0.4 | 0.274 | 13.4 |  | --> | 0.38 | 0 | 0.051129 | 0.41869 | 0 |  | --> | C21 ex POTTERY ROAD | Pottery Road [T101,T102] | CARRICKMINES |  | 53.2661 | -6.1546
MV/LV Substation MO***320 |  | 10 kV | _ | LV | 400 kVA :Kiosk Substation | 0.4 | --> | 0.4 | 0.367 | 13.4 |  | --> | 0.38 | 0 | 0.017043 | 0.40498 | 0 |  | --> | C20 ex POTTERY ROAD | Pottery Road [T101,T102] | CARRICKMINES |  | 53.268 | -6.1535
MV/LV Substation MO***320Y |  | 10 kV | _ | LV | 50 kVA :Pole Substation | 0.05 | --> | 0.05 | 0.028 | 2.2 |  | --> | 0.0475 | 0 | 0 | 0.053235 | 0 |  | --> | C12 ex BALLINASLOE | Ballinasloe [T41,T42] | SOMERSET |  | 53.3212 | -8.1959
MV/LV Substation MO***322X |  | 10 kV | _ | LV | 1000 kVA :Building Structure | 1 | --> | 1 | 0 | 0 | Constrained,otherwise capacity available =500kVA. | --> | 0.95 | 0 | 0 | 0 | 0 | Constrained,otherwise capacity available =500kW. | --> | C16 ex RATHDOWNEY | Rathdowney [T42] | IKERRIN |  | 52.8505 | -7.5882
MV/LV Substation MO***323X |  | 10 kV | _ | LV | 400 kVA :Kiosk Substation | 0.4 | --> | 0.4 | 0.284 | 3.9 |  | --> | 0.38 | 0 | 0.02964 | 0.41724 | 0 |  | --> | C28 ex GALWAY 110KV | Galway 110kv [T102,T103] | GALWAY 110KV |  | 53.2925 | -9.0196
MV/LV Substation MO***324Y |  | 10 kV | _ | LV | 400 kVA :Kiosk Substation | 0.4 | --> | 0.4 | 0 | 0 | Constrained,otherwise capacity available =330kVA. | --> | 0.38 | 0 | 0.022971 | 0.41049 | 0 |  | --> | C21 ex MONEYCOOLEY | Moneycooley [T41,T42,T44] | GRIFFINRATH |  | 53.3899 | -6.6023
MV/LV Substation MO***327 |  | 10 kV | _ | LV | 400 kVA :Kiosk Substation | 0.4 | --> | 0.4 | 0.15247 | 0.2 | Constrained,otherwise capacity available =238kVA. | --> | 0.38 | 0 | 0.040014 | 0.42388 | 0 |  | --> | C17 ex SANDYFORD | Sandyford [T41,T42] | CARRICKMINES |  | 53.2687 | -6.2129
MV/LV Substation MO***328 |  | 10 kV | _ | LV | 630 kVA :Kiosk Substation | 0.63 | --> | 0.63 | 0.31 | 0.9 |  | --> | 0.5985 | 0 | 0.02223 | 0.5 | 0 |  | --> | C16 ex KIMMAGE | Kimmage [T41,T42] | INCHICORE 220KV |  | 53.3247 | -6.304
MV/LV Substation MO***330 |  | 10 kV | _ | LV | 25 kVA :Pole Substation | 0.025 | --> | 0.025 | 0.023 | 2.2 |  | --> | 0.02375 | 0 | 0 | 0.025302 | 0 |  | --> | C13 ex CASTLETOWNROCHE | Castletownroche [T41] | MALLOW |  | 52.1552 | -8.5082
MV/LV Substation MO***330 |  | 10 kV | _ | LV | 400 kVA :Kiosk Substation | 0.4 | --> | 0.4 | 0 | 0 | Constrained,otherwise capacity available =259kVA. | --> | 0.38 | 0 | 0 | 0.42086 | 0 |  | --> | C18 ex COOLMINE | Coolmine [T41,T42] | FINGLAS |  | 53.3905 | -6.4067
MV/LV Substation MO***330Y |  | 20 kV | _ | LV | 50 kVA :Pole Substation | 0.05 | --> | 0.05 | 0.05 | 2.5 |  | --> | 0.0475 | 0 | 0 | 0.05 | 0 |  | --> | E12 ex BAGENALSTOWN | Bagenalstown [T421,T422] | CARLOW |  | 52.6845 | -6.9767
MV/LV Substation MO***333 |  | 20 kV | _ | LV | 100 kVA :Pole Substation | 0.1 | --> | 0.1 | 0 | 0 | Constrained,otherwise capacity available =100kVA. | --> | 0.095 | 0 | 0 | 0 | 0 | Constrained,otherwise capacity available =100kW. | --> | C14 ex FERMOY NORTH | Fermoy North [T41,T42] | BARRYMORE |  | 52.1688 | -8.2427
MV/LV Substation MO***336Y |  | 20 kV | _ | LV | 50 kVA :Pole Substation | 0.05 | --> | 0.05 | 0 | 0 | Constrained,otherwise capacity available =28kVA. | --> | 0.0475 | 0 | 0 | 0.053235 | 0 |  | --> | E11 ex ACADEMY STREET | Academy Street [T421,T422,T44] | NAVAN |  | 53.6227 | -6.5708
MV/LV Substation MO***337X |  | 10 kV | _ | LV | 100 kVA :Pole Substation | 0.1 | --> | 0.1 | 0.089 | 5 |  | --> | 0.095 | 0 | 0 | 0.10166 | 0 |  | --> | C20 ex MCDONAGH | Mcdonagh [T41,T42] | KILKENNY |  | 52.7082 | -7.1777
MV/LV Substation MO***339Y |  | 10 kV | _ | LV | 200 kVA :Kiosk Substation | 0.2 | --> | 0.2 | 0 | 0 | Constrained,otherwise capacity available =141kVA. | --> | 0.19 | 0 | 0.034086 | 0.20877 | 0 |  | --> | C23 ex TRAMORE | Tramore [T41,T42] | BUTLERSTOWN |  | 52.1723 | -7.1551
MV/LV Substation MO***341X |  | 10 kV | _ | LV | 200 kVA :Pole Substation | 0.2 | --> | 0.2 | 0 | 0 | Constrained,otherwise capacity available =179kVA. | --> | 0.19 | 0 | 0.002223 | 0.20316 | 0 |  | --> | C12 ex KYLEERAGH | Kyleeragh [T41,T42] | NENAGH |  | 52.866 | -8.2195
MV/LV Substation MO***343 |  | 10 kV | _ | LV | 400 kVA :Kiosk Substation | 0.4 | --> | 0.4 | 0 | 0 | Constrained,otherwise capacity available =366kVA. | --> | 0.38 | 0 | 0.016302 | 0.40513 | 0 |  | --> | C12 ex SRAH | Srah [T41,T42] | THORNSBERRY |  | 53.2811 | -7.5042
MV/LV Substation MO***345X |  | 20 kV | _ | LV | 50 kVA :Pole Substation | 0.05 | --> | 0.05 | 0 | 0 | Constrained,otherwise capacity available =41kVA. | --> | 0.0475 | 0 | 0 | 0 | 0 | Constrained,otherwise capacity available =51.3kW. | --> | E11 ex CASTLELYONS | Castlelyons [T421,T422] | BARRYMORE |  | 52.0906 | -8.2846
MV/LV Substation MO***347X |  | 10 kV | _ | LV | 400 kVA :Building Structure | 0.4 | --> | 0.4 | 0.242 | 7.9 |  | --> | 0.38 | 0 | 0 | 0.42331 | 0 |  | --> | C11 ex DUNMANWAY | Dunmanway [T422,T43] | DUNMANWAY |  | 51.7162 | -9.1099
MV/LV Substation MO***349 |  | 10 kV | _ | LV | 630 kVA :Kiosk Substation | 0.63 | --> | 0.63 | 0.378 | 4.6 |  | --> | 0.5985 | 0 | 0.005187 | 0.5 | 0 |  | --> | C14 ex DUN LAOGHAIRE | Dun Laoghaire [T41,T42] | BLACKROCK |  | 53.2855 | -6.1529
MV/LV Substation MO***349 |  | 10 kV | _ | LV | 1000 kVA :Building Structure | 1 | --> | 1 | 0.5 | 3 |  | --> | 0.95 | 0 | 0.02223 | 0.5 | 0 |  | --> | C40 ex INCHICORE CENTRAL | Inchicore Central [T43,T45] | INCHICORE 220KV |  | 53.3227 | -6.3393
MV/LV Substation MO***349Y |  | 10 kV | _ | LV | 50 kVA :Pole Substation | 0.05 | --> | 0.05 | 0 | 0 | Constrained,otherwise capacity available =39kVA. | --> | 0.0475 | 0 | 0 | 0 | 0 | Constrained,otherwise capacity available =51.6kW. | --> | C13 ex CURRAGLASS | Curraglass [T41] | BARRYMORE |  | 52.0868 | -8.0094
MV/LV Substation MO***357X |  | 10 kV | _ | LV | 50 kVA :Pole Substation | 0.05 | --> | 0.05 | 0 | 0 | Constrained,otherwise capacity available =50kVA. | --> | 0.0475 | 0 | 0 | 0.05 | 0 |  | --> | C21 ex LITTLE BRAY | Little Bray [T41,T42] | FASSAROE |  | 53.2041 | -6.1824
MV/LV Substation MO***359Y |  | 10 kV | _ | LV | 100 kVA :Pole Substation | 0.1 | --> | 0.1 | 0 | 0 | Constrained,otherwise capacity available =100kVA. | --> | 0.095 | 0 | 0 | 0 | 0 | Constrained,otherwise capacity available =100kW. | --> | C14 ex TEMPLEMORE | Templemore [T41,T42] | IKERRIN |  | 52.7641 | -7.7292
MV/LV Substation MO***362Z |  | 10 kV | _ | LV | 400 kVA :Building Structure | 0.4 | --> | 0.4 | 0 | 0 | Constrained,otherwise capacity available =380kVA. | --> | 0.38 | 0 | 0 | 0 | 0 | Constrained,otherwise capacity available =400kW. | --> | C16 ex KILCLOHER | Kilcloher [T41,T42] | DUNGARVAN |  | 52.0996 | -7.8043
MV/LV Substation MO***363 |  | 10 kV | _ | LV | 400 kVA :Kiosk Substation | 0.4 | --> | 0.4 | 0.222 | 1.5 |  | --> | 0.38 | 0 | 0.032604 | 0.42616 | 0 |  | --> | C19 ex MONKSTOWN | Monkstown [T41,T42] | BLACKROCK |  | 53.2955 | -6.1679
MV/LV Substation MO***364 |  | 10 kV | _ | LV | 400 kVA :Building Structure | 0.4 | --> | 0.4 | 0 | 0 | Constrained,otherwise capacity available =176kVA. | --> | 0.38 | 0 | 0 | 0.43264 | 0 |  | --> | C19 ex KILMORE | Kilmore [T101,T102,T103] | FINGLAS |  | 53.4116 | -6.238
MV/LV Substation MO***366Z |  | 10 kV | _ | LV | 400 kVA :Kiosk Substation | 0.4 | --> | 0.4 | 0 | 0 | Constrained,otherwise capacity available =385kVA. | --> | 0.38 | 0 | 0.003705 | 0.40227 | 0 |  | --> | C14 ex CLONDALKIN | Clondalkin [T41,T42,T44] | INCHICORE 220KV |  | 53.3344 | -6.4006
MV/LV Substation MO***367 |  | 10 kV | _ | LV | 200 kVA :Kiosk Substation | 0.2 | --> | 0.2 | 0 | 0 | Constrained,otherwise capacity available =69kVA. | --> | 0.19 | 0 | 0 | 0.21896 | 0 |  | --> | C22 ex MIDLETON | Midleton [T101,T102] | MIDLETON |  | 51.9148 | -8.1888
MV/LV Substation MO***367Y |  | 20 kV | _ | LV | 200 kVA :Kiosk Substation | 0.2 | --> | 0.2 | 0 | 0 | Constrained,otherwise capacity available =140kVA. | --> | 0.19 | 0 | 0.014079 | 0.20891 | 0 |  | --> | C19 ex TRAMORE | Tramore [T41,T42] | BUTLERSTOWN |  | 52.1715 | -7.1586
MV/LV Substation MO***368Z |  | 10 kV | _ | LV | 630 kVA :Building Structure | 0.63 | --> | 0.63 | 0.23865 | 0.2 | Constrained,otherwise capacity available =489kVA. | --> | 0.5985 | 0 | 0 | 0 | 0 | Constrained,otherwise capacity available =500kW. | --> | C27 ex ROSBERCON | Rosbercon [T41,T42] | WATERFORD |  | 52.3968 | -6.9491
MV/LV Substation MO***369 |  | 10 kV | _ | LV | 630 kVA :Kiosk Substation | 0.63 | --> | 0.63 | 0.5 | 11.9 |  | --> | 0.5985 | 0 | 0.018525 | 0.5 | 0 |  | --> | C17 ex SALTHILL | Salthill [T101,T102] | SALTHILL |  | 53.2639 | -9.1186
MV/LV Substation MO***369Y |  | 10 kV | _ | LV | 200 kVA :Pole Substation | 0.2 | --> | 0.2 | 0 | 0 | Constrained,otherwise capacity available =178kVA. | --> | 0.19 | 0 | 0 | 0.20331 | 0 |  | --> | C21 ex PORTARLINGTON | Portarlington [T43] | BLAKE |  | 53.1278 | -7.1457
MV/LV Substation MO***369Z |  | 10 kV | _ | LV | 630 kVA :Building Structure | 0.63 | --> | 0.63 | 0.23865 | 0.2 | Constrained,otherwise capacity available =500kVA. | --> | 0.5985 | 0 | 0 | 0 | 0 | Constrained,otherwise capacity available =500kW. | --> | C27 ex ROSBERCON | Rosbercon [T41,T42] | WATERFORD |  | 52.3967 | -6.9492
MV/LV Substation MO***371Y |  | 20 kV | _ | LV | 100 kVA :Pole Substation | 0.1 | --> | 0.1 | 0.066 | 8.1 |  | --> | 0.095 | 0 | 0 | 0 | 0 | Constrained,otherwise capacity available =105kW. | --> | E11 ex WESTPORT | Westport [T421,T422] | CASTLEBAR |  | 53.7655 | -9.7922
MV/LV Substation MO***373 |  | 10 kV | _ | LV | 50 kVA :Pole Substation | 0.05 | --> | 0.05 | 0 | 0 | Constrained,otherwise capacity available =47kVA. | --> | 0.0475 | 0 | 0 | 0.050453 | 0 |  | --> | C12 ex GRANAGH | Granagh [T41,T42] | WATERFORD |  | 52.2904 | -7.2475
MV/LV Substation MO***374X |  | 10 kV | _ | LV | 630 kVA :Kiosk Substation | 0.63 | --> | 0.63 | 0 | 0 | Constrained,otherwise capacity available =488kVA. | --> | 0.5985 | 0 | 0.011115 | 0.5 | 0 |  | --> | C11 ex PALMERSTOWN | Palmerstown [T41,T42] | FINGLAS |  | 53.3593 | -6.3579
MV/LV Substation MO***374Y |  | 10 kV | _ | LV | 200 kVA :Pole Substation | 0.2 | --> | 0.2 | 0 | 0 | Constrained,otherwise capacity available =200kVA. | --> | 0.19 | 0 | 0 | 0 | 0 | Constrained,otherwise capacity available =200kW. | --> | C11 ex MOUNTRATH | Mountrath [T41,T42] | PORTLAOISE |  | 52.991 | -7.4726
MV/LV Substation MO***375Z |  | 10 kV | _ | LV | 200 kVA :Kiosk Substation | 0.2 | --> | 0.2 | 0 | 0 | Constrained,otherwise capacity available =29kVA. | --> | 0.19 | 0 | 0.019266 | 0.22437 | 0 |  | --> | C39 ex COLLEGE PARK | College Park [T101,T102,T103] | COLLEGE PARK |  | 53.421 | -6.3915
MV/LV Substation MO***375Z |  | 20 kV | _ | LV | 50 kVA :Pole Substation | 0.05 | --> | 0.05 | 0.041 | 0.4 |  | --> | 0.0475 | 0 | 0 | 0.051348 | 0 |  | --> | E16 ex TULLOW | Tullow [T421,T422] | CARLOW |  | 52.7797 | -6.6539
MV/LV Substation MO***376Y |  | 10 kV | _ | LV | 50 kVA :Pole Substation | 0.05 | --> | 0.05 | 0 | 0 | Constrained,otherwise capacity available =41kVA. | --> | 0.0475 | 0 | 0.00741 | 0 | 0 | Constrained,otherwise capacity available =51.3kW. | --> | C22 ex PORTLAOISE | Portlaoise [T41,T42] | PORTLAOISE |  | 53.0787 | -7.1917
MV/LV Substation MO***378Z |  | 10 kV | _ | LV | 50 kVA :Pole Substation | 0.05 | --> | 0.05 | 0 | 0 | Constrained,otherwise capacity available =45kVA. | --> | 0.0475 | 0 | 0 | 0 | 0 | Constrained,otherwise capacity available =50.8kW. | --> | C14 ex DRUMBEAR | Drumbear [T41,T42] | LISDRUM |  | 54.2489 | -6.9592
MV/LV Substation MO***379Z |  | 10 kV | _ | LV | 400 kVA :Building Structure | 0.4 | --> | 0.4 | 0 | 0 | Constrained,otherwise capacity available =258kVA. | --> | 0.38 | 0 | 0 | 0.42101 | 0 |  | --> | C20 ex CLONDALKIN | Clondalkin [T41,T42,T44] | INCHICORE 220KV |  | 53.3186 | -6.371
MV/LV Substation MO***380 |  | 10 kV | _ | LV | 200 kVA :Pole Substation | 0.2 | --> | 0.2 | 0.197 | 3.7 |  | --> | 0.19 | 0 | 0 | 0.20045 | 0 |  | --> | C12 ex KILFLYNN | Kilflynn [T41,T42] | TRALEE |  | 52.4076 | -9.6057
MV/LV Substation MO***385 |  | 10 kV | _ | LV | 630 kVA :Kiosk Substation | 0.63 | --> | 0.63 | 0.5 | 11.9 |  | --> | 0.5985 | 0 | 0.021489 | 0.5 | 0 |  | --> | C17 ex SALTHILL | Salthill [T101,T102] | SALTHILL |  | 53.2651 | -9.1197
MV/LV Substation MO***386 |  | 10 kV | _ | LV | 100 kVA :Pole Substation | 0.1 | --> | 0.1 | 0 | 0 | Constrained,otherwise capacity available =92kVA. | --> | 0.095 | 0 | 0 | 0.10121 | 0 |  | --> | C21 ex CLONMINCH | Clonminch [T41,T422] | THORNSBERRY |  | 53.1988 | -7.4833
MV/LV Substation MO***386Y |  | 20 kV | _ | LV | 200 kVA :Building Structure | 0.2 | --> | 0.2 | 0.136 | 2.5 |  | --> | 0.19 | 0 | 0 | 0.20949 | 0 |  | --> | E12 ex BAGENALSTOWN | Bagenalstown [T421,T422] | CARLOW |  | 52.686 | -6.9734
MV/LV Substation MO***388X |  | 10 kV | _ | LV | 200 kVA :Kiosk Substation | 0.2 | --> | 0.2 | 0 | 0 | Constrained,otherwise capacity available =127kVA. | --> | 0.19 | 0 | 0.005928 | 0.21079 | 0 |  | --> | C14 ex CLONDALKIN | Clondalkin [T41,T42,T44] | INCHICORE 220KV |  | 53.3372 | -6.3952
MV/LV Substation MO***388Y |  | 10 kV | _ | LV | 400 kVA :Kiosk Substation | 0.4 | --> | 0.4 | 0 | 0 | Constrained,otherwise capacity available =307kVA. | --> | 0.38 | 0 | 0.005928 | 0 | 0 | Constrained,otherwise capacity available =413.9kW. | --> | C16 ex PALLAS | Pallas [T41,T42] | PORTLAOISE |  | 53.04 | -7.3162
MV/LV Substation MO***389Z |  | 10 kV | _ | LV | 200 kVA :Pole Substation | 0.2 | --> | 0.2 | 0 | 0 | Constrained,otherwise capacity available =200kVA. | --> | 0.19 | 0 | 0 | 0.2 | 0 |  | --> | C18 ex KILDARE | Kildare [T41,T42] | NEWBRIDGE |  | 53.1537 | -6.932
MV/LV Substation MO***390 |  | 20 kV | _ | LV | 50 kVA :Pole Substation | 0.05 | --> | 0.05 | 0 | 0 | Constrained,otherwise capacity available =44kVA. | --> | 0.0475 | 0 | 0 | 0 | 0 | Constrained,otherwise capacity available =50.9kW. | --> | C14 ex FERMOY NORTH | Fermoy North [T41,T42] | BARRYMORE |  | 52.1719 | -8.2533
MV/LV Substation MO***390 |  | 20 kV | _ | LV | 100 kVA :Pole Substation | 0.1 | --> | 0.1 | 0 | 0 | Constrained,otherwise capacity available =62kVA. | --> | 0.095 | 0 | 0.018525 | 0.10561 | 0 |  | --> | C13 ex MORNINGTON ROAD | Mornington Road [T41,T42] | DRYBRIDGE |  | 53.7187 | -6.2546
MV/LV Substation MO***391Z |  | 10 kV | _ | LV | 400 kVA :Kiosk Substation | 0.4 | --> | 0.4 | 0 | 0 | Constrained,otherwise capacity available =400kVA. | --> | 0.38 | 0 | 0 | 0.4 | 0 |  | --> | C39 ex COLLEGE PARK | College Park [T101,T102,T103] | COLLEGE PARK |  | 53.4202 | -6.3908
MV/LV Substation MO***392Z |  | 10 kV | _ | LV | 630 kVA :Building Structure | 0.63 | --> | 0.63 | 0 | 0 | Constrained,otherwise capacity available =500kVA. | --> | 0.5985 | 0 | 0.003705 | 0.5 | 0 |  | --> | C21 ex DOUGLAS | Douglas [T41,T42] | TRABEG |  | 51.8692 | -8.4075
MV/LV Substation MO***393Y |  | 10 kV | _ | LV | 630 kVA :Building Structure | 0.63 | --> | 0.63 | 0 | 0 | Constrained,otherwise capacity available =500kVA. | --> | 0.5985 | 0 | 0 | 0.5 | 0 |  | --> | C16 ex CASTLECOMER | Castlecomer [T41,T42] | BALLYRAGGET |  | 52.8948 | -7.2804
MV/LV Substation MO***395Y |  | 10 kV | _ | LV | 400 kVA :Kiosk Substation | 0.4 | --> | 0.4 | 0 | 0 | Constrained,otherwise capacity available =374kVA. | --> | 0.38 | 0 | 0.004446 | 0 | 0 | Constrained,otherwise capacity available =403.9kW. | --> | C18 ex MOUNTRATH | Mountrath [T41,T42] | PORTLAOISE |  | 53.002 | -7.4699
MV/LV Substation MO***397Y |  | 20 kV | _ | LV | 50 kVA :Pole Substation | 0.05 | --> | 0.05 | 0 | 0 | Constrained,otherwise capacity available =48kVA. | --> | 0.0475 | 0 | 0 | 0.050303 | 0 |  | --> | C17 ex BALLYGAR | Ballygar [T41,T42] | ATHLONE |  | 53.4881 | -8.5728
MV/LV Substation MO***400 |  | 10 kV | _ | LV | 50 kVA :Pole Substation | 0.05 | --> | 0.05 | 0.05 | 0.3 |  | --> | 0.0475 | 0 | 0 | 0.05 | 0 |  | --> | C12 ex ABBEYFEALE | Abbeyfeale [T42] | TRIEN |  | 52.3232 | -9.2415
MV/LV Substation MO***4003 |  | 20 kV | _ | LV | 50 kVA :Pole Substation | 0.05 | --> | 0.05 | 0 | 0 | Constrained,otherwise capacity available =49kVA. | --> | 0.0475 | 0 | 0 | 0.050152 | 0 |  | --> | E16 ex ACADEMY STREET | Academy Street [T421,T422,T44] | NAVAN |  | 53.5875 | -6.6374
MV/LV Substation MO***4005 |  | 20 kV | _ | LV | 50 kVA :Pole Substation | 0.05 | --> | 0.05 | 0 | 0 | Constrained,otherwise capacity available =50kVA. | --> | 0.0475 | 0 | 0 | 0 | 0 | Constrained,otherwise capacity available =50kW. | --> | E12 ex PORTLAOISE | Portlaoise [T423,T424] | PORTLAOISE |  | 52.8989 | -7.1709
MV/LV Substation MO***4010 |  | 10 kV | _ | LV | 100 kVA :Pole Substation | 0.1 | --> | 0.1 | 0.095 | 0.7 |  | --> | 0.095 | 0 | 0 | 0.10076 | 0 |  | --> | C24 ex MULLAGH | Mullagh [T44] | MEATH HILL |  | 53.7848 | -6.8822
MV/LV Substation MO***4012 |  | 20 kV | _ | LV | 50 kVA :Pole Substation | 0.05 | --> | 0.05 | 0 | 0 | Constrained,otherwise capacity available =49kVA. | --> | 0.0475 | 0 | 0.00741 | 0.050152 | 0 |  | --> | E12 ex MILLTOWN (SR) | Milltown (sr) [T421,T422] | OUGHTRAGH |  | 52.0866 | -9.772
MV/LV Substation MO***4014 |  | 20 kV | _ | LV | 50 kVA :Pole Substation | 0.05 | --> | 0.05 | 0.049 | 2.1 |  | --> | 0.0475 | 0 | 0 | 0 | 0 | Constrained,otherwise capacity available =50.2kW. | --> | C18 ex NEWTOWNCUNNINGHAM | Newtowncunningham [T41,T42] | LETTERKENNY |  | 55.0595 | -7.4035
MV/LV Substation MO***4017 |  | 10 kV | _ | LV | 50 kVA :Pole Substation | 0.05 | --> | 0.05 | 0.049 | 0.7 |  | --> | 0.0475 | 0 | 0 | 0.050152 | 0 |  | --> | C11 ex KILRUSH | Kilrush [T41,T42] | TULLABRACK |  | 52.6127 | -9.4271
MV/LV Substation MO***4018 |  | 10 kV | _ | LV | 630 kVA :Kiosk Substation | 0.63 | --> | 0.63 | 0.5 | 0.8 |  | --> | 0.5985 | 0 | 0 | 0.5 | 0 |  | --> | C13 ex DONNYBROOK | Donnybrook [T41,T42] | MILLTOWN (DR) |  | 53.3223 | -6.2406
MV/LV Substation MO***401Y |  | 10 kV | _ | LV | 400 kVA :Kiosk Substation | 0.4 | --> | 0.4 | 0 | 0 | Constrained,otherwise capacity available =298kVA. | --> | 0.38 | 0 | 0.016302 | 0.4152 | 0 |  | --> | C21 ex MONEYCOOLEY | Moneycooley [T41,T42,T44] | GRIFFINRATH |  | 53.3892 | -6.6052
MV/LV Substation MO***402 |  | 20 kV | _ | LV | 100 kVA :Pole Substation | 0.1 | --> | 0.1 | 0.071 | 2.1 |  | --> | 0.095 | 0 | 0 | 0 | 0 | Constrained,otherwise capacity available =104.3kW. | --> | C18 ex NEWTOWNCUNNINGHAM | Newtowncunningham [T41,T42] | LETTERKENNY |  | 55.017 | -7.4788
MV/LV Substation MO***4021 |  | 10 kV | _ | LV | 400 kVA :Building Structure | 0.4 | --> | 0.4 | 0.312 | 2.8 |  | --> | 0.38 | 0 | 0.002223 | 0.41315 | 0 |  | --> | C21 ex CASTLEBLAYNEY | Castleblayney [T41,T42] | DUNDALK |  | 54.158 | -6.8037
MV/LV Substation MO***4023 |  | 20 kV | _ | LV | 50 kVA :Pole Substation | 0.05 | --> | 0.05 | 0 | 0 | Constrained,otherwise capacity available =42kVA. | --> | 0.0475 | 0 | 0 | 0.0512 | 0 |  | --> | C21 ex MACETOWN | Macetown [T101,T102] | MACETOWN |  | 53.4642 | -6.5219
MV/LV Substation MO***4024 |  | 10 kV | _ | LV | 50 kVA :Pole Substation | 0.05 | --> | 0.05 | 0.046 | 4.4 |  | --> | 0.0475 | 0 | 0 | 0.050604 | 0 |  | --> | E14 ex CRANE | Crane [T122] | CRANE |  | 52.5249 | -6.6325
MV/LV Substation MO***4024 |  | 10 kV | _ | LV | 400 kVA :Kiosk Substation | 0.4 | --> | 0.4 | 0 | 0 | Constrained,otherwise capacity available =311kVA. | --> | 0.38 | 0 | 0.02223 | 0.41329 | 0 |  | --> | C15 ex MORRISTOWN | Morristown [T41,T42] | NEWBRIDGE |  | 53.1864 | -6.8158
MV/LV Substation MO***4025 |  | 10 kV | _ | LV | 630 kVA :Building Structure | 0.63 | --> | 0.63 | 0 | 0 | Constrained,otherwise capacity available =500kVA. | --> | 0.5985 | 0 | 0 | 0.5 | 0 |  | --> | E16 ex DRUMLINE | Drumline [T421,T422] | DRUMLINE |  | 52.7194 | -8.8746
MV/LV Substation MO***4027 |  | 20 kV | _ | LV | 400 kVA :Kiosk Substation | 0.4 | --> | 0.4 | 0 | 0 | Constrained,otherwise capacity available =361kVA. | --> | 0.38 | 0 | 0.003705 | 0.40588 | 0 |  | --> | C26 ex KILBARRY | Kilbarry [T101,T43] | KILBARRY |  | 51.9322 | -8.5207
MV/LV Substation MO***403 |  | 10 kV | _ | LV | 200 kVA :Pole Substation | 0.2 | --> | 0.2 | 0 | 0 | Constrained,otherwise capacity available =200kVA. | --> | 0.19 | 0 | 0 | 0 | 0 | Constrained,otherwise capacity available =200kW. | --> | C20 ex ROSCREA | Roscrea [T41,T42] | IKERRIN |  | 52.9647 | -7.8391
MV/LV Substation MO***4033 |  | 10 kV | _ | LV | 50 kVA :Pole Substation | 0.05 | --> | 0.05 | 0.046 | 0.7 |  | --> | 0.0475 | 0 | 0 | 0.050604 | 0 |  | --> | C24 ex MULLAGH | Mullagh [T44] | MEATH HILL |  | 53.7941 | -6.898
MV/LV Substation MO***4033 |  | 20 kV | _ | LV | 100 kVA :Pole Substation | 0.1 | --> | 0.1 | 0 | 0 | Constrained,otherwise capacity available =98kVA. | --> | 0.095 | 0 | 0 | 0.1003 | 0 |  | --> | C12 ex SCARIFF | Scariff [T42] | ENNIS |  | 52.9112 | -8.5261
MV/LV Substation MO***4034 |  | 10 kV | _ | LV | 100 kVA :Pole Substation | 0.1 | --> | 0.1 | 0 | 0 | Constrained,otherwise capacity available =79kVA. | --> | 0.095 | 0 | 0 | 0 | 0 | Constrained,otherwise capacity available =103.1kW. | --> | E19 ex FOXHOLE | Foxhole [T421,T422] | DUNGARVAN |  | 52.0858 | -7.9384
MV/LV Substation MO***4036 |  | 20 kV | _ | LV | 50 kVA :Pole Substation | 0.05 | --> | 0.05 | 0.05 | 2.8 |  | --> | 0.0475 | 0 | 0 | 0.05 | 0 |  | --> | E21 ex CLARA | Clara [T421,T422] | THORNSBERRY |  | 53.3496 | -7.7218
MV/LV Substation MO***4037 |  | 10 kV | _ | LV | 1000 kVA :Building Structure | 1 | --> | 1 | 0.5 | 3.3 |  | --> | 0.95 | 0 | 0 | 0.5 | 0 |  | --> | C12 ex PEMBROKE | Pembroke [T41,T42,T43,T44] | RINGSEND |  | 53.3399 | -6.2372
MV/LV Substation MO***4037 |  | 10 kV | _ | LV | 50 kVA :Pole Substation | 0.05 | --> | 0.05 | 0 | 0 | Constrained,otherwise capacity available =50kVA. | --> | 0.0475 | 0 | 0 | 0.05 | 0 |  | --> | C24 ex ATHLONE | Athlone [T41,T42] | ATHLONE |  | 53.416 | -7.9794
MV/LV Substation MO***403X |  | 20 kV | _ | LV | 400 kVA :Building Structure | 0.4 | --> | 0.4 | 0 | 0 | Constrained,otherwise capacity available =343kVA. | --> | 0.38 | 0 | 0 | 0.40856 | 0 |  | --> | E20 ex CARRIGSHANE | Carrigshane [T422] | MIDLETON |  | 51.9277 | -8.058
MV/LV Substation MO***403X |  | 20 kV | _ | LV | 50 kVA :Pole Substation | 0.05 | --> | 0.05 | 0.047 | 1.3 |  | --> | 0.0475 | 0 | 0 | 0.050453 | 0 |  | --> | E23 ex ATHBOY | Athboy [T423] | NAVAN |  | 53.5266 | -6.8913
MV/LV Substation MO***4041 |  | 10 kV | _ | LV | 50 kVA :Pole Substation | 0.05 | --> | 0.05 | 0 | 0 | Constrained,otherwise capacity available =50kVA. | --> | 0.0475 | 0 | 0 | 0.05 | 0 |  | --> | E17 ex MANORHAMILTON | Manorhamilton [T422] | SLIGO |  | 54.2589 | -8.3022
MV/LV Substation MO***4045 |  | 20 kV | _ | LV | 50 kVA :Pole Substation | 0.05 | --> | 0.05 | 0.05 | 0.1 |  | --> | 0.0475 | 0 | 0 | 0.05 | 0 |  | --> | E11 ex KILCULLEN | Kilcullen [T41,T42,T424] | STRATFORD |  | 53.1176 | -6.6681
MV/LV Substation MO***4048 |  | 10 kV | _ | LV | 1000 kVA :Building Structure | 1 | --> | 1 | 0.5 | 10 |  | --> | 0.95 | 0 | 0 | 0.5 | 0 |  | --> | C12 ex HAROLDS CROSS | Harolds Cross [T101,T102] | POOLBEG |  | 53.3222 | -6.2847
MV/LV Substation MO***4052 |  | 20 kV | _ | LV | 50 kVA :Pole Substation | 0.05 | --> | 0.05 | 0.048 | 0.5 |  | --> | 0.0475 | 0 | 0 | 0.050303 | 0 |  | --> | E15 ex ARDFINNAN | Ardfinnan [T421] | CAHIR |  | 52.2769 | -7.8103
MV/LV Substation MO***4053 |  | 20 kV | _ | LV | 200 kVA :Kiosk Substation | 0.2 | --> | 0.2 | 0 | 0 | Constrained,otherwise capacity available =159kVA. | --> | 0.19 | 0 | 0.003705 | 0 | 0 | Constrained,otherwise capacity available =206.1kW. | --> | C14 ex FERMOY NORTH | Fermoy North [T41,T42] | BARRYMORE |  | 52.1752 | -8.253
MV/LV Substation MO***4055 |  | 10 kV | _ | LV | 400 kVA :Building Structure | 0.4 | --> | 0.4 | 0 | 0 | Constrained,otherwise capacity available =285kVA. | --> | 0.38 | 0 | 0 | 0 | 0 | Constrained,otherwise capacity available =400kW. | --> | C12 ex CULLION | Cullion [T41,T42] | LETTERKENNY |  | 54.9781 | -7.8929
MV/LV Substation MO***4056 |  | 20 kV | _ | LV | 400 kVA :Kiosk Substation | 0.4 | --> | 0.4 | 0.4 | 9.1 |  | --> | 0.38 | 0 | 0 | 0.4 | 0 |  | --> | E21 ex ARDNAREE | Ardnaree [T42,T421] | MOY |  | 54.0307 | -9.1167
MV/LV Substation MO***4057 |  | 10 kV | _ | LV | 50 kVA :Pole Substation | 0.05 | --> | 0.05 | 0.05 | 1.4 |  | --> | 0.0475 | 0 | 0 | 0.05 | 0 |  | --> | C14 ex RINEANNA | Rineanna [T41,T42] | DRUMLINE |  | 52.7863 | -8.8913
MV/LV Substation MO***4068 |  | 10 kV | _ | LV | 630 kVA :Kiosk Substation | 0.63 | --> | 0.63 | 0.5 | 5.6 |  | --> | 0.5985 | 0 | 0 | 0.5 | 0 |  | --> | C11 ex KILCOOLE | Kilcoole [T41,T42] | FASSAROE |  | 53.0866 | -6.1139
MV/LV Substation MO***4070 |  | 20 kV | _ | LV | 100 kVA :Pole Substation | 0.1 | --> | 0.1 | 0 | 0 | Constrained,otherwise capacity available =94kVA. | --> | 0.095 | 0 | 0 | 0.10091 | 0 |  | --> | E18 ex INCH | Inch [T421,T422] | OUGHTRAGH |  | 52.149 | -10.1017
MV/LV Substation MO***4070 |  | 10 kV | _ | LV | 50 kVA :Pole Substation | 0.05 | --> | 0.05 | 0 | 0 | Constrained,otherwise capacity available =50kVA. | --> | 0.0475 | 0 | 0 | 0 | 0 | Constrained,otherwise capacity available =50kW. | --> | C22 ex LISMORE | Lismore [T41,T42] | DUNGARVAN |  | 52.1833 | -7.9819
MV/LV Substation MO***4070 |  | 10 kV | _ | LV | 100 kVA :Pole Substation | 0.1 | --> | 0.1 | 0.077 | 1.6 |  | --> | 0.095 | 0 | 0 | 0.10343 | 0 |  | --> | C15 ex TULLYNAMALRA | Tullynamalra [T41,T42] | MEATH HILL |  | 54.0531 | -6.7561
MV/LV Substation MO***4076 |  | 20 kV | _ | LV | 50 kVA :Pole Substation | 0.05 | --> | 0.05 | 0 | 0 | Constrained,otherwise capacity available =46kVA. | --> | 0.0475 | 0 | 0 | 0.050604 | 0 |  | --> | E18 ex JULIANSTOWN | Julianstown [T421,T422] | DRYBRIDGE |  | 53.6738 | -6.373
MV/LV Substation MO***4078 |  | 20 kV | _ | LV | 50 kVA :Pole Substation | 0.05 | --> | 0.05 | 0.037 | 0.6 |  | --> | 0.0475 | 0 | 0 | 0 | 0 | Constrained,otherwise capacity available =51.9kW. | --> | E23 ex LAWLESSTOWN | Lawlesstown [T42,T421] | DOON |  | 52.4451 | -7.7755
MV/LV Substation MO***4081 |  | 20 kV | _ | LV | 200 kVA :Pole Substation | 0.2 | --> | 0.2 | 0 | 0 | Constrained,otherwise capacity available =139kVA. | --> | 0.19 | 0 | 0 | 0.20906 | 0 |  | --> | C26 ex STEPHENSTOWN | Stephenstown [T101,T102] | FINGLAS |  | 53.5728 | -6.2409
MV/LV Substation MO***409 |  | 20 kV | _ | LV | 50 kVA :Pole Substation | 0.05 | --> | 0.05 | 0 | 0 | Constrained,otherwise capacity available =50kVA. | --> | 0.0475 | 0 | 0 | 0.05 | 0 |  | --> | C14 ex CARRICK ON SHANNON | Carrick On Shannon [T41,T42] | CARRICK ON SHANNON |  | 53.9766 | -8.0322
MV/LV Substation MO***4090 |  | 20 kV | _ | LV | 50 kVA :Pole Substation | 0.05 | --> | 0.05 | 0 | 0 | Constrained,otherwise capacity available =50kVA. | --> | 0.0475 | 0 | 0 | 0.05 | 0 |  | --> | C15 ex BALLYHAUNIS | Ballyhaunis [T41,T42] | DALTON |  | 53.7073 | -8.6688
MV/LV Substation MO***4097 |  | 20 kV | _ | LV | 50 kVA :Pole Substation | 0.05 | --> | 0.05 | 0.05 | 2.5 |  | --> | 0.0475 | 0 | 0 | 0.05 | 0 |  | --> | E17 ex EDGEWORTHSTOWN | Edgeworthstown [T421,T422] | RICHMOND |  | 53.6727 | -7.7046
MV/LV Substation MO***410 |  | 10 kV | _ | LV | 50 kVA :Pole Substation | 0.05 | --> | 0.05 | 0.043 | 2.1 |  | --> | 0.0475 | 0 | 0 | 0.051052 | 0 |  | --> | C14 ex BUTTEVANT | Buttevant [T41,T42] | MALLOW |  | 52.2516 | -8.7444
MV/LV Substation MO***4100 |  | 20 kV | _ | LV | 50 kVA :Pole Substation | 0.05 | --> | 0.05 | 0.05 | 4.4 |  | --> | 0.0475 | 0 | 0 | 0.05 | 0 |  | --> | E18 ex CRANE | Crane [T122] | CRANE |  | 52.532 | -6.4811
MV/LV Substation MO***4102 |  | 20 kV | _ | LV | 50 kVA :Pole Substation | 0.05 | --> | 0.05 | 0.05 | 1.3 |  | --> | 0.0475 | 0 | 0 | 0.05 | 0 |  | --> | E23 ex ATHBOY | Athboy [T423] | NAVAN |  | 53.5248 | -6.8994
MV/LV Substation MO***4104 |  | 10 kV | _ | LV | 1000 kVA :Building Structure | 1 | --> | 1 | 0 | 0 | Constrained,otherwise capacity available =500kVA. | --> | 0.95 | 0 | 0 | 0.5 | 0 |  | --> | C22 ex FORTUNESTOWN | Fortunestown [T101,T102] | INCHICORE 220KV |  | 53.2947 | -6.4448
MV/LV Substation MO***4105 |  | 20 kV | _ | LV | 200 kVA :Pole Substation | 0.2 | --> | 0.2 | 0 | 0 | Constrained,otherwise capacity available =167kVA. | --> | 0.19 | 0 | 0 | 0 | 0 | Constrained,otherwise capacity available =204.9kW. | --> | E13 ex FOXHOLE | Foxhole [T421,T422] | DUNGARVAN |  | 51.9606 | -7.7351
MV/LV Substation MO***4106 |  | 10 kV | _ | LV | 50 kVA :Pole Substation | 0.05 | --> | 0.05 | 0 | 0 | Constrained,otherwise capacity available =45kVA. | --> | 0.0475 | 0 | 0 | 0.050753 | 0 |  | --> | C20 ex KILDARE | Kildare [T41,T42] | NEWBRIDGE |  | 53.1722 | -6.8484
MV/LV Substation MO***410X |  | 20 kV | _ | LV | 100 kVA :Pole Substation | 0.1 | --> | 0.1 | 0 | 0 | Constrained,otherwise capacity available =76kVA. | --> | 0.095 | 0 | 0 | 0 | 0 | Constrained,otherwise capacity available =103.6kW. | --> | E11 ex CASTLELYONS | Castlelyons [T421,T422] | BARRYMORE |  | 52.0849 | -8.2773
MV/LV Substation MO***410X |  | 10 kV | _ | LV | 50 kVA :Pole Substation | 0.05 | --> | 0.05 | 0.047 | 1.7 |  | --> | 0.0475 | 0 | 0 | 0.050453 | 0 |  | --> | E14 ex NEWPORT | Newport [T421] | CARROWBEG |  | 53.8418 | -9.5807
MV/LV Substation MO***410X |  | 10 kV | _ | LV | 50 kVA :Pole Substation | 0.05 | --> | 0.05 | 0.049 | 14.3 |  | --> | 0.0475 | 0 | 0 | 0.050152 | 0 |  | --> | C22 ex KILLOTERAN | Killoteran [T101,T102] | KILLOTERAN |  | 52.2307 | -7.1651
MV/LV Substation MO***411 |  | 20 kV | _ | LV | 50 kVA :Pole Substation | 0.05 | --> | 0.05 | 0 | 0 | Constrained,otherwise capacity available =41kVA. | --> | 0.0475 | 0 | 0 | 0 | 0 | Constrained,otherwise capacity available =51.3kW. | --> | C25 ex KILCLOHER | Kilcloher [T41,T42] | DUNGARVAN |  | 52.145 | -7.7427
MV/LV Substation MO***411 |  | 10 kV | _ | LV | 100 kVA :Pole Substation | 0.1 | --> | 0.1 | 0 | 0 | Constrained,otherwise capacity available =92kVA. | --> | 0.095 | 0 | 0 | 0 | 0 | Constrained,otherwise capacity available =101.2kW. | --> | C18 ex DUNGLOE | Dungloe [T41,T42] | ARDNAGAPPARY |  | 54.9573 | -8.3573
MV/LV Substation MO***4112 |  | 10 kV | _ | LV | 1000 kVA :Building Structure | 1 | --> | 1 | 0.431 | 18.8 |  | --> | 0.95 | 0 | 0 | 0.5 | 0 |  | --> | C14 ex BEDFORD ROW | Bedford Row [T41,T42,T43,T44] | FRANCIS STREET |  | 53.3404 | -6.2567
MV/LV Substation MO***4113 |  | 10 kV | _ | LV | 400 kVA :Building Structure | 0.4 | --> | 0.4 | 0.283 | 1.5 |  | --> | 0.38 | 0 | 0 | 0.41739 | 0 |  | --> | C16 ex MONKSTOWN | Monkstown [T41,T42] | BLACKROCK |  | 53.2937 | -6.1609
MV/LV Substation MO***4115 |  | 10 kV | _ | LV | 400 kVA :Kiosk Substation | 0.4 | --> | 0.4 | 0.38033 | 0.4 | Constrained,otherwise capacity available =400kVA. | --> | 0.38 | 0 | 0 | 0.4 | 0 |  | --> | C19 ex CARRICKMINES | Carrickmines [T41,T42] | CARRICKMINES |  | 53.2669 | -6.2178
MV/LV Substation MO***4120 |  | 10 kV | _ | LV | 50 kVA :Pole Substation | 0.05 | --> | 0.05 | 0.044 | 6.2 |  | --> | 0.0475 | 0 | 0.041126 | 0.050903 | 0 |  | --> | C24 ex CAHIR | Cahir [T41,T42] | CAHIR |  | 52.4048 | -7.8679
MV/LV Substation MO***4125 |  | 10 kV | _ | LV | 100 kVA :Pole Substation | 0.1 | --> | 0.1 | 0 | 0 | Constrained,otherwise capacity available =70kVA. | --> | 0.095 | 0 | 0 | 0.10446 | 0 |  | --> | C17 ex DELVIN | Delvin [T41,T42] | MULLINGAR |  | 53.624 | -7.0809
MV/LV Substation MO***4125 |  | 10 kV | _ | LV | 50 kVA :Pole Substation | 0.05 | --> | 0.05 | 0 | 0 | Constrained,otherwise capacity available =37kVA. | --> | 0.0475 | 0 | 0.011115 | 0.051937 | 0 |  | --> | C18 ex DOUGLAS | Douglas [T41,T42] | TRABEG |  | 51.8583 | -8.4027
MV/LV Substation MO***4128 |  | 20 kV | _ | LV | 630 kVA :Building Structure | 0.63 | --> | 0.63 | 0.5 | 1.5 |  | --> | 0.5985 | 0 | 0 | 0.5 | 0 |  | --> | C14 ex SMEARLA | Smearla [T41,T42] | TRIEN |  | 52.4622 | -9.386
MV/LV Substation MO***412X |  | 10 kV | _ | LV | 50 kVA :Pole Substation | 0.05 | --> | 0.05 | 0 | 0 | Constrained,otherwise capacity available =31kVA. | --> | 0.0475 | 0 | 0.002223 | 0.052806 | 0 |  | --> | C16 ex CARRIGALINE | Carrigaline [T41,T42] | BARNAHELY |  | 51.8672 | -8.3765
MV/LV Substation MO***413X |  | 10 kV | _ | LV | 400 kVA :Kiosk Substation | 0.4 | --> | 0.4 | 0 | 0 | Constrained,otherwise capacity available =259kVA. | --> | 0.38 | 0 | 0.038532 | 0 | 0 | Constrained,otherwise capacity available =420.9kW. | --> | C16 ex RATHDOWNEY | Rathdowney [T42] | IKERRIN |  | 52.8563 | -7.593
MV/LV Substation MO***413X |  | 20 kV | _ | LV | 50 kVA :Pole Substation | 0.05 | --> | 0.05 | 0 | 0 | Constrained,otherwise capacity available =33kVA. | --> | 0.0475 | 0 | 0 | 0.052518 | 0 |  | --> | E22 ex BEALNABLATH | Bealnablath [T421] | BANDON |  | 51.7964 | -8.9499
MV/LV Substation MO***4143 |  | 10 kV | _ | LV | 50 kVA :Pole Substation | 0.05 | --> | 0.05 | 0.044 | 5.9 |  | --> | 0.0475 | 0 | 0 | 0.050903 | 0 |  | --> | C18 ex CASHEL | Cashel [T41,T42] | CAHIR |  | 52.5031 | -7.81
MV/LV Substation MO***4147 |  | 10 kV | _ | LV | 100 kVA :Pole Substation | 0.1 | --> | 0.1 | 0.1 | 1.5 |  | --> | 0.095 | 0 | 0 | 0.1 | 0 |  | --> | C18 ex SMEARLA | Smearla [T41,T42] | TRIEN |  | 52.4003 | -9.5302
MV/LV Substation MO***414X |  | 10 kV | _ | LV | 100 kVA :Pole Substation | 0.1 | --> | 0.1 | 0.1 | 3.3 |  | --> | 0.095 | 0 | 0 | 0 | 0 | Constrained,otherwise capacity available =100kW. | --> | C20 ex ENNISKEANE | Enniskeane [T41,T42] | BANDON |  | 51.787 | -8.954
MV/LV Substation MO***4151 |  | 10 kV | _ | LV | 50 kVA :Pole Substation | 0.05 | --> | 0.05 | 0.05 | 3 |  | --> | 0.0475 | 0 | 0 | 0 | 0 | Constrained,otherwise capacity available =50kW. | --> | C21 ex BALLYRAINE | Ballyraine [T41,T42] | LETTERKENNY |  | 54.9738 | -7.6835
MV/LV Substation MO***4158 |  | 10 kV | _ | LV | 50 kVA :Pole Substation | 0.05 | --> | 0.05 | 0 | 0 | Constrained,otherwise capacity available =50kVA. | --> | 0.0475 | 0 | 0 | 0.05 | 0 |  | --> | C12 ex SAGGART | Saggart [T41,T42] | GRANGE CASTLE |  | 53.2806 | -6.5022
MV/LV Substation MO***4159 |  | 10 kV | _ | LV | 100 kVA :Pole Substation | 0.1 | --> | 0.1 | 0.078 | 2.7 |  | --> | 0.095 | 0 | 0 | 0.10329 | 0 |  | --> | C13 ex MONFIN | Monfin [T41,T42] | WEXFORD |  | 52.4598 | -6.5229
MV/LV Substation MO***4159 |  | 10 kV | _ | LV | 400 kVA :Building Structure | 0.4 | --> | 0.4 | 0 | 0 | Constrained,otherwise capacity available =400kVA. | --> | 0.38 | 0 | 0 | 0.4 | 0 |  | --> | C18 ex COOLMINE | Coolmine [T41,T42] | FINGLAS |  | 53.3904 | -6.4058
MV/LV Substation MO***415X |  | 10 kV | _ | LV | 50 kVA :Pole Substation | 0.05 | --> | 0.05 | 0.05 | 0.7 |  | --> | 0.0475 | 0 | 0 | 0.05 | 0 |  | --> | C16 ex KILRUSH | Kilrush [T41,T42] | TULLABRACK |  | 52.6796 | -9.5581
MV/LV Substation MO***415Z |  | 10 kV | _ | LV | 400 kVA :Kiosk Substation | 0.4 | --> | 0.4 | 0.279 | 16.1 |  | --> | 0.38 | 0 | 0.020007 | 0.41797 | 0 |  | --> | E14 ex WEXFORD | Wexford [T121,T122] | WEXFORD |  | 52.3329 | -6.4919
MV/LV Substation MO***4160 |  | 10 kV | _ | LV | 50 kVA :Pole Substation | 0.05 | --> | 0.05 | 0 | 0 | Constrained,otherwise capacity available =50kVA. | --> | 0.0475 | 0 | 0 | 0.05 | 0 |  | --> | E43 ex CLAREGALWAY | Claregalway [T42,T421] | GALWAY 110KV |  | 53.3135 | -8.838
MV/LV Substation MO***4160 |  | 10 kV | _ | LV | 400 kVA :Kiosk Substation | 0.4 | --> | 0.4 | 0.36 | 7.8 |  | --> | 0.38 | 0 | 0.012597 | 0.40603 | 0 |  | --> | C12 ex CARROWBEG | Carrowbeg [T41,T42] | CARROWBEG |  | 53.809 | -9.5048
MV/LV Substation MO***4161 |  | 10 kV | _ | LV | 630 kVA :Building Structure | 0.63 | --> | 0.63 | 0 | 0 | Constrained,otherwise capacity available =500kVA. | --> | 0.5985 | 0 | 0.0741 | 0.5 | 0 |  | --> | C16 ex CASTLECOMER | Castlecomer [T41,T42] | BALLYRAGGET |  | 52.808 | -7.2053
MV/LV Substation MO***4166 |  | 10 kV | _ | LV | 1000 kVA :Building Structure | 1 | --> | 1 | 0 | 0 | Constrained,otherwise capacity available =500kVA. | --> | 0.95 | 0 | 0 | 0.5 | 0 |  | --> | C11 ex LITTLE BRAY | Little Bray [T41,T42] | FASSAROE |  | 53.2241 | -6.122
MV/LV Substation MO***4169 |  | 20 kV | _ | LV | 630 kVA :Building Structure | 0.63 | --> | 0.63 | 0.5 | 2.8 |  | --> | 0.5985 | 0 | 0 | 0.5 | 0 |  | --> | C13 ex RECESS | Recess [T41] | SCREEB |  | 53.5605 | -9.8926
MV/LV Substation MO***4169 |  | 10 kV | _ | LV | 400 kVA :Kiosk Substation | 0.4 | --> | 0.4 | 0 | 0 | Constrained,otherwise capacity available =305kVA. | --> | 0.38 | 0 | 0.045201 | 0.41417 | 0 |  | --> | C21 ex MONEYCOOLEY | Moneycooley [T41,T42,T44] | GRIFFINRATH |  | 53.3904 | -6.5894
MV/LV Substation MO***4171 |  | 10 kV | _ | LV | 50 kVA :Pole Substation | 0.05 | --> | 0.05 | 0.05 | 12.2 |  | --> | 0.0475 | 0 | 0 | 0.05 | 0 |  | --> | C17 ex BALLYBEG | Ballybeg [T101,T102] | CARRICKMINES |  | 52.9602 | -6.0184
MV/LV Substation MO***4172 |  | 10 kV | _ | LV | 200 kVA :Kiosk Substation | 0.2 | --> | 0.2 | 0 | 0 | Constrained,otherwise capacity available =185kVA. | --> | 0.19 | 0 | 0 | 0.20226 | 0 |  | --> | C12 ex MORNINGTON ROAD | Mornington Road [T41,T42] | DRYBRIDGE |  | 53.7145 | -6.3363
MV/LV Substation MO***4172 |  | 10 kV | _ | LV | 200 kVA :Kiosk Substation | 0.2 | --> | 0.2 | 0.16 | 11.9 |  | --> | 0.19 | 0 | 0.008151 | 0.20598 | 0 |  | --> | C28 ex SALTHILL | Salthill [T101,T102] | SALTHILL |  | 53.2523 | -9.1619
MV/LV Substation MO***4174 |  | 20 kV | _ | LV | 400 kVA :Kiosk Substation | 0.4 | --> | 0.4 | 0 | 0 | Constrained,otherwise capacity available =144kVA. | --> | 0.38 | 0 | 0 | 0.41447 | 0 |  | --> | C16 ex MOATE | Moate [T41,T42] | ATHLONE |  | 53.3957 | -7.7056
MV/LV Substation MO***4176 |  | 10 kV | _ | LV | 100 kVA :Pole Substation | 0.1 | --> | 0.1 | 0.1 | 1.6 |  | --> | 0.095 | 0 | 0 | 0 | 0 | Constrained,otherwise capacity available =100kW. | --> | C13 ex DERRYBEG | Derrybeg [T41,T42] | ARDNAGAPPARY |  | 55.0139 | -8.3323
MV/LV Substation MO***4179 |  | 10 kV | _ | LV | 630 kVA :Kiosk Substation | 0.63 | --> | 0.63 | 0 | 0 | Constrained,otherwise capacity available =500kVA. | --> | 0.5985 | 0 | 0 | 0.5 | 0 |  | --> | C11 ex PHIBSBORO | Phibsboro [T41,T42] | FINGLAS |  | 53.3586 | -6.2731
MV/LV Substation MO***4180 |  | 10 kV | _ | LV | 400 kVA :Kiosk Substation | 0.4 | --> | 0.4 | 0 | 0 | Constrained,otherwise capacity available =342kVA. | --> | 0.38 | 0 | 0.003705 | 0 | 0 | Constrained,otherwise capacity available =408.7kW. | --> | C11 ex COLLIGAN | Colligan [T41,T42] | DUNGARVAN |  | 52.0962 | -7.6069
MV/LV Substation MO***4182 |  | 20 kV | _ | LV | 50 kVA :Pole Substation | 0.05 | --> | 0.05 | 0 | 0 | Constrained,otherwise capacity available =30kVA. | --> | 0.0475 | 0 | 0.004446 | 0.052949 | 0 |  | --> | C16 ex MOATE | Moate [T41,T42] | ATHLONE |  | 53.4395 | -7.6996
MV/LV Substation MO***4183 |  | 20 kV | _ | LV | 50 kVA :Pole Substation | 0.05 | --> | 0.05 | 0 | 0 | Constrained,otherwise capacity available =50kVA. | --> | 0.0475 | 0 | 0 | 0.05 | 0 |  | --> | C16 ex MOATE | Moate [T41,T42] | ATHLONE |  | 53.4415 | -7.6981
MV/LV Substation MO***4192 |  | 10 kV | _ | LV | 630 kVA :Kiosk Substation | 0.63 | --> | 0.63 | 0.5 | 13.5 |  | --> | 0.5985 | 0 | 0 | 0.5 | 0 |  | --> | C18 ex ENNIS | Ennis [T101,T102] | ENNIS |  | 52.8608 | -8.9566
MV/LV Substation MO***4193 |  | 10 kV | _ | LV | 50 kVA :Pole Substation | 0.05 | --> | 0.05 | 0 | 0 | Constrained,otherwise capacity available =45kVA. | --> | 0.0475 | 0 | 0 | 0 | 0 | Constrained,otherwise capacity available =50.8kW. | --> | C11 ex MOUNTRATH | Mountrath [T41,T42] | PORTLAOISE |  | 52.9905 | -7.4712
MV/LV Substation MO***4195 |  | 20 kV | _ | LV | 50 kVA :Pole Substation | 0.05 | --> | 0.05 | 0 | 0 | Constrained,otherwise capacity available =50kVA. | --> | 0.0475 | 0 | 0 | 0.05 | 0 |  | --> | E21 ex ATHENRY | Athenry [T423] | GALWAY 110KV |  | 53.3755 | -8.7085
MV/LV Substation MO***4196 |  | 10 kV | _ | LV | 630 kVA :Building Structure | 0.63 | --> | 0.63 | 0.5 | 4.6 |  | --> | 0.5985 | 0 | 0 | 0.5 | 0 |  | --> | C14 ex DUN LAOGHAIRE | Dun Laoghaire [T41,T42] | BLACKROCK |  | 53.2863 | -6.1548
MV/LV Substation MO***4196 |  | 10 kV | _ | LV | 50 kVA :Pole Substation | 0.05 | --> | 0.05 | 0 | 0 | Constrained,otherwise capacity available =41kVA. | --> | 0.0475 | 0 | 0 | 0.051348 | 0 |  | --> | C17 ex HOLYCROSS ROAD | Holycross Road [T41,T42] | THURLES |  | 52.6595 | -7.938
MV/LV Substation MO***4199 |  | 10 kV | _ | LV | 50 kVA :Pole Substation | 0.05 | --> | 0.05 | 0 | 0 | Constrained,otherwise capacity available =50kVA. | --> | 0.0475 | 0 | 0 | 0 | 0 | Constrained,otherwise capacity available =50kW. | --> | C12 ex TIMOLEAGUE | Timoleague [T41] | BANDON |  | 51.7107 | -8.8068
MV/LV Substation MO***420 |  | 10 kV | _ | LV | 100 kVA :Pole Substation | 0.1 | --> | 0.1 | 0.049 | 4.6 |  | --> | 0.095 | 0 | 0.009633 | 0.10746 | 0 |  | --> | C11 ex RINGASKIDDY 110KV | Ringaskiddy 110kv [T42] | BARNAHELY |  | 51.8411 | -8.3419
MV/LV Substation MO***4206 |  | 10 kV | _ | LV | 200 kVA :Kiosk Substation | 0.2 | --> | 0.2 | 0.2 | 1.6 |  | --> | 0.19 | 0 | 0 | 0 | 0 | Constrained,otherwise capacity available =200kW. | --> | C12 ex FOYNES | Foynes [T41,T42] | RATHKEALE |  | 52.6121 | -9.1016
MV/LV Substation MO***4206 |  | 10 kV | _ | LV | 50 kVA :Pole Substation | 0.05 | --> | 0.05 | 0 | 0 | Constrained,otherwise capacity available =42kVA. | --> | 0.0475 | 0 | 0.019266 | 0.0512 | 0 |  | --> | C11 ex ATHENRY | Athenry [T41,T42] | GALWAY 110KV |  | 53.2646 | -8.8645
MV/LV Substation MO***4207 |  | 20 kV | _ | LV | 50 kVA :Pole Substation | 0.05 | --> | 0.05 | 0.05 | 2.8 |  | --> | 0.0475 | 0 | 0 | 0.05 | 0 |  | --> | E12 ex CLARA | Clara [T421,T422] | THORNSBERRY |  | 53.3698 | -7.5101
MV/LV Substation MO***420Z |  | 20 kV | _ | LV | 200 kVA :Pole Substation | 0.2 | --> | 0.2 | 0.199 | 1 |  | --> | 0.19 | 0 | 0 | 0.20015 | 0 |  | --> | E18 ex LONGFORD | Longford [T421,T422] | RICHMOND |  | 53.7461 | -7.8082
MV/LV Substation MO***4220 |  | 10 kV | _ | LV | 1000 kVA :Building Structure | 1 | --> | 1 | 0.5 | 7.9 |  | --> | 0.95 | 0 | 0 | 0.5 | 0 |  | --> | C24 ex TRINITY | Trinity [T101,T102] | POOLBEG |  | 53.3416 | -6.2561
MV/LV Substation MO***4220 |  | 10 kV | _ | LV | 630 kVA :Kiosk Substation | 0.63 | --> | 0.63 | 0 | 0 | Constrained,otherwise capacity available =500kVA. | --> | 0.5985 | 0 | 0.010374 | 0.5 | 0 |  | --> | C18 ex TRAMORE | Tramore [T41,T42] | BUTLERSTOWN |  | 52.1707 | -7.1612
MV/LV Substation MO***4220 |  | 10 kV | _ | LV | 400 kVA :Kiosk Substation | 0.4 | --> | 0.4 | 0.293 | 3.5 |  | --> | 0.38 | 0 | 0.085956 | 0.41593 | 0 |  | --> | C19 ex DUNDALK | Dundalk [T41,T42] | DUNDALK |  | 53.9957 | -6.4269
MV/LV Substation MO***4221 |  | 10 kV | _ | LV | 50 kVA :Pole Substation | 0.05 | --> | 0.05 | 0 | 0 | Constrained,otherwise capacity available =50kVA. | --> | 0.0475 | 0 | 0 | 0.05 | 0 |  | --> | C18 ex MIDLETON | Midleton [T101,T102] | MIDLETON |  | 51.9594 | -8.1607
MV/LV Substation MO***4229 |  | 20 kV | _ | LV | 50 kVA :Pole Substation | 0.05 | --> | 0.05 | 0 | 0 | Constrained,otherwise capacity available =47kVA. | --> | 0.0475 | 0 | 0.011115 | 0.050453 | 0 |  | --> | C17 ex ROSCOMMON | Roscommon [T41,T42] | LANESBORO |  | 53.6273 | -8.2564
MV/LV Substation MO***4231 |  | 20 kV | _ | LV | 50 kVA :Pole Substation | 0.05 | --> | 0.05 | 0.05 | 17.8 |  | --> | 0.0475 | 0 | 0 | 0.05 | 0 |  | --> | E21 ex BANOGE | Banoge [T121,T122] | BANOGE |  | 52.7209 | -6.3956
MV/LV Substation MO***4231 |  | 20 kV | _ | LV | 50 kVA :Pole Substation | 0.05 | --> | 0.05 | 0.049 | 0.4 |  | --> | 0.0475 | 0 | 0 | 0.050152 | 0 |  | --> | E18 ex TULLOW | Tullow [T421,T422] | CARLOW |  | 52.8604 | -6.5466
MV/LV Substation MO***4232 |  | 20 kV | _ | LV | 100 kVA :Pole Substation | 0.1 | --> | 0.1 | 0.073 | 3.5 |  | --> | 0.095 | 0 | 0.003705 | 0 | 0 | Constrained,otherwise capacity available =104kW. | --> | E12 ex DUNFIRTH | Dunfirth [T122] | DUNFIRTH |  | 53.456 | -6.9307
MV/LV Substation MO***4239 |  | 10 kV | _ | LV | 1000 kVA :Building Structure | 1 | --> | 1 | 0.5 | 18.8 |  | --> | 0.95 | 0 | 0 | 0.5 | 0 |  | --> | C39 ex BEDFORD ROW | Bedford Row [T41,T42,T43,T44] | FRANCIS STREET |  | 53.3409 | -6.2574
MV/LV Substation MO***4242 |  | 20 kV | _ | LV | 50 kVA :Pole Substation | 0.05 | --> | 0.05 | 0.049 | 1.8 |  | --> | 0.0475 | 0 | 0 | 0.050152 | 0 |  | --> | E13 ex BIRDHILL | Birdhill [T421,T422] | ARDNACRUSHA |  | 52.733 | -8.5486
MV/LV Substation MO***4248 |  | 10 kV | _ | LV | 1000 kVA :Building Structure | 1 | --> | 1 | 0 | 0 | Constrained,otherwise capacity available =500kVA. | --> | 0.95 | 0 | 0.00741 | 0.5 | 0 |  | --> | C12 ex MONEYCOOLEY | Moneycooley [T41,T42,T44] | GRIFFINRATH |  | 53.36 | -6.553
MV/LV Substation MO***424X |  | 20 kV | _ | LV | 200 kVA :Pole Substation | 0.2 | --> | 0.2 | 0 | 0 | Constrained,otherwise capacity available =172kVA. | --> | 0.19 | 0 | 0 | 0.20421 | 0 |  | --> | E19 ex KILCOCK | Kilcock [T421,T422] | GRIFFINRATH |  | 53.3351 | -6.6806
MV/LV Substation MO***425 |  | 10 kV | _ | LV | 200 kVA :Pole Substation | 0.2 | --> | 0.2 | 0 | 0 | Constrained,otherwise capacity available =183kVA. | --> | 0.19 | 0 | 0 | 0 | 0 | Constrained,otherwise capacity available =202.6kW. | --> | C15 ex CULLION | Cullion [T41,T42] | LETTERKENNY |  | 54.9742 | -7.6012
MV/LV Substation MO***4253 |  | 20 kV | _ | LV | 50 kVA :Pole Substation | 0.05 | --> | 0.05 | 0.049 | 0.3 |  | --> | 0.0475 | 0 | 0 | 0.050152 | 0 |  | --> | E31 ex TRIM | Trim [T421] | NAVAN |  | 53.5159 | -6.8165
MV/LV Substation MO***425X |  | 10 kV | _ | LV | 400 kVA :Kiosk Substation | 0.4 | --> | 0.4 | 0 | 0 | Constrained,otherwise capacity available =319kVA. | --> | 0.38 | 0 | 0.00741 | 0.41212 | 0 |  | --> | C22 ex KILMONEY | Kilmoney [T41,T42] | TRABEG |  | 51.8112 | -8.3909
MV/LV Substation MO***4260 |  | 10 kV | _ | LV | 400 kVA :Kiosk Substation | 0.4 | --> | 0.4 | 0.399 | 0.6 |  | --> | 0.38 | 0 | 0 | 0 | 0 | Constrained,otherwise capacity available =400.2kW. | --> | E25 ex LAWLESSTOWN | Lawlesstown [T42,T421] | DOON |  | 52.362 | -7.6655
MV/LV Substation MO***4262 |  | 20 kV | _ | LV | 50 kVA :Pole Substation | 0.05 | --> | 0.05 | 0.05 | 8.1 |  | --> | 0.0475 | 0 | 0 | 0 | 0 | Constrained,otherwise capacity available =50kW. | --> | E16 ex WESTPORT | Westport [T421,T422] | CASTLEBAR |  | 53.724 | -9.5443
MV/LV Substation MO***4263 |  | 20 kV | _ | LV | 50 kVA :Pole Substation | 0.05 | --> | 0.05 | 0 | 0 | Constrained,otherwise capacity available =50kVA. | --> | 0.0475 | 0 | 0 | 0.05 | 0 |  | --> | E14 ex KILCARRAGH | Kilcarragh [T421,T422] | BUTLERSTOWN |  | 52.2059 | -7.0785
MV/LV Substation MO***4268 |  | 10 kV | _ | LV | 50 kVA :Pole Substation | 0.05 | --> | 0.05 | 0 | 0 | Constrained,otherwise capacity available =31kVA. | --> | 0.0475 | 0 | 0 | 0.052806 | 0 |  | --> | C18 ex SRAH | Srah [T41,T42] | THORNSBERRY |  | 53.2883 | -7.5251
MV/LV Substation MO***4289 |  | 10 kV | _ | LV | 630 kVA :Kiosk Substation | 0.63 | --> | 0.63 | 0.477 | 1.8 |  | --> | 0.5985 | 0 | 0 | 0.5 | 0 |  | --> | C12 ex CAHERDAVIN | Caherdavin [T41,T42] | ARDNACRUSHA |  | 52.6629 | -8.6649
MV/LV Substation MO***429 |  | 10 kV | _ | LV | 400 kVA :Kiosk Substation | 0.4 | --> | 0.4 | 0.297 | 0.9 |  | --> | 0.38 | 0 | 0.034827 | 0.41535 | 0 |  | --> | C22 ex KIMMAGE | Kimmage [T41,T42] | INCHICORE 220KV |  | 53.3038 | -6.317
MV/LV Substation MO***430 |  | 10 kV | _ | LV | 200 kVA :Kiosk Substation | 0.2 | --> | 0.2 | 0.091 | 0.9 |  | --> | 0.19 | 0 | 0.032604 | 0.2159 | 0 |  | --> | C22 ex KIMMAGE | Kimmage [T41,T42] | INCHICORE 220KV |  | 53.3034 | -6.3195
MV/LV Substation MO***4308 |  | 10 kV | _ | LV | 50 kVA :Pole Substation | 0.05 | --> | 0.05 | 0.043 | 3 |  | --> | 0.0475 | 0 | 0 | 0.051052 | 0 |  | --> | C21 ex NENAGH | Nenagh [T41,T42] | NENAGH |  | 52.8854 | -8.3
MV/LV Substation MO***4315 |  | 10 kV | _ | LV | 1000 kVA :Building Structure | 1 | --> | 1 | 0.5 | 2.2 |  | --> | 0.95 | 0 | 0 | 0.5 | 0 |  | --> | C11 ex KINGSBRIDGE | Kingsbridge [T41,T42] | INCHICORE 220KV |  | 53.3489 | -6.2914
MV/LV Substation MO***433X |  | 10 kV | _ | LV | 200 kVA :Kiosk Substation | 0.2 | --> | 0.2 | 0 | 0 | Constrained,otherwise capacity available =124kVA. | --> | 0.19 | 0 | 0.00741 | 0.21122 | 0 |  | --> | C34 ex CLONDALKIN | Clondalkin [T41,T42,T44] | INCHICORE 220KV |  | 53.3214 | -6.373
MV/LV Substation MO***434 |  | 20 kV | _ | LV | 50 kVA :Pole Substation | 0.05 | --> | 0.05 | 0.038 | 2.1 |  | --> | 0.0475 | 0 | 0 | 0 | 0 | Constrained,otherwise capacity available =51.8kW. | --> | C18 ex NEWTOWNCUNNINGHAM | Newtowncunningham [T41,T42] | LETTERKENNY |  | 55.0307 | -7.4579
MV/LV Substation MO***435 |  | 20 kV | _ | LV | 100 kVA :Pole Substation | 0.1 | --> | 0.1 | 0.098 | 0.3 |  | --> | 0.095 | 0 | 0 | 0.1003 | 0 |  | --> | E31 ex TRIM | Trim [T421] | NAVAN |  | 53.5601 | -6.9058
MV/LV Substation MO***4350 |  | 20 kV | _ | LV | 50 kVA :Pole Substation | 0.05 | --> | 0.05 | 0 | 0 | Constrained,otherwise capacity available =50kVA. | --> | 0.0475 | 0 | 0 | 0.05 | 0 |  | --> | E16 ex JULIANSTOWN | Julianstown [T421,T422] | DRYBRIDGE |  | 53.6574 | -6.2792
MV/LV Substation MO***4356 |  | 10 kV | _ | LV | 50 kVA :Pole Substation | 0.05 | --> | 0.05 | 0 | 0 | Constrained,otherwise capacity available =50kVA. | --> | 0.0475 | 0 | 0 | 0 | 0 | Constrained,otherwise capacity available =50kW. | --> | C17 ex KILMALLOCK | Kilmallock [T41,T42] | CHARLEVILLE |  | 52.4195 | -8.5755
MV/LV Substation MO***4358 |  | 10 kV | _ | LV | 1000 kVA :Building Structure | 1 | --> | 1 | 0.5 | 7.2 |  | --> | 0.95 | 0 | 0 | 0.5 | 0 |  | --> | C24 ex LIBERTY STREET | Liberty Street [T101,T102] | LIBERTY STREET |  | 51.8964 | -8.4698
MV/LV Substation MO***436 |  | 20 kV | _ | LV | 50 kVA :Pole Substation | 0.05 | --> | 0.05 | 0.039 | 2.1 |  | --> | 0.0475 | 0 | 0.003705 | 0 | 0 | Constrained,otherwise capacity available =51.6kW. | --> | C18 ex NEWTOWNCUNNINGHAM | Newtowncunningham [T41,T42] | LETTERKENNY |  | 55.0328 | -7.4518
MV/LV Substation MO***436 |  | 20 kV | _ | LV | 50 kVA :Pole Substation | 0.05 | --> | 0.05 | 0 | 0 | Constrained,otherwise capacity available =24kVA. | --> | 0.0475 | 0 | 0.004446 | 0.0538 | 0 |  | --> | E17 ex CREAGH | Creagh [T421,T422] | ATHLONE |  | 53.3128 | -8.2403
MV/LV Substation MO***4374 |  | 10 kV | _ | LV | 50 kVA :Pole Substation | 0.05 | --> | 0.05 | 0 | 0 | Constrained,otherwise capacity available =50kVA. | --> | 0.0475 | 0 | 0 | 0 | 0 | Constrained,otherwise capacity available =50kW. | --> | C22 ex PORTLAOISE | Portlaoise [T41,T42] | PORTLAOISE |  | 53.0843 | -7.1907
MV/LV Substation MO***4380 |  | 20 kV | _ | LV | 400 kVA :Kiosk Substation | 0.4 | --> | 0.4 | 0 | 0 | Constrained,otherwise capacity available =400kVA. | --> | 0.38 | 0 | 0 | 0 | 0 | Constrained,otherwise capacity available =400kW. | --> | E20 ex FOXHOLE | Foxhole [T421,T422] | DUNGARVAN |  | 51.9307 | -8.0568
MV/LV Substation MO***4384 |  | 10 kV | _ | LV | 400 kVA :Kiosk Substation | 0.4 | --> | 0.4 | 0.4 | 1 |  | --> | 0.38 | 0 | 0 | 0.4 | 0 |  | --> | C25 ex TYCOR | Tycor [T41,T42] | WATERFORD |  | 52.2633 | -7.1482
MV/LV Substation MO***439X |  | 20 kV | _ | LV | 50 kVA :Pole Substation | 0.05 | --> | 0.05 | 0.04 | 7.6 |  | --> | 0.0475 | 0 | 0 | 0 | 0 | Constrained,otherwise capacity available =51.5kW. | --> | E12 ex BELLACORICK | Bellacorick [T122] | BELLACORICK |  | 54.1199 | -9.5668
MV/LV Substation MO***439X |  | 10 kV | _ | LV | 50 kVA :Pole Substation | 0.05 | --> | 0.05 | 0.019092 | 0 | Constrained,otherwise capacity available =49kVA. | --> | 0.0475 | 0 | 0 | 0 | 0 | Constrained,otherwise capacity available =50.2kW. | --> | C12 ex BALLYBAY | Ballybay [T41,T42] | LISDRUM |  | 54.1261 | -7.0038
MV/LV Substation MO***4406 |  | 20 kV | _ | LV | 50 kVA :Pole Substation | 0.05 | --> | 0.05 | 0.05 | 2.8 |  | --> | 0.0475 | 0 | 0 | 0.05 | 0 |  | --> | E13 ex CLARA | Clara [T421,T422] | THORNSBERRY |  | 53.4433 | -7.4959
MV/LV Substation MO***4408 |  | 10 kV | _ | LV | 100 kVA :Pole Substation | 0.1 | --> | 0.1 | 0 | 0 | Constrained,otherwise capacity available =100kVA. | --> | 0.095 | 0 | 0 | 0 | 0 | Constrained,otherwise capacity available =100kW. | --> | C11 ex PORTARLINGTON | Portarlington [T41,T42] | PORTLAOISE |  | 53.2091 | -7.2447
MV/LV Substation MO***441 |  | 20 kV | _ | LV | 100 kVA :Pole Substation | 0.1 | --> | 0.1 | 0.092 | 0.1 |  | --> | 0.095 | 0 | 0 | 0.10121 | 0 |  | --> | E11 ex KILCULLEN | Kilcullen [T41,T42,T424] | STRATFORD |  | 53.1166 | -6.675
MV/LV Substation MO***4411 |  | 10 kV | _ | LV | 1000 kVA :Building Structure | 1 | --> | 1 | 0.5 | 13.1 |  | --> | 0.95 | 0 | 0 | 0.5 | 0 |  | --> | C20 ex MONREAD | Monread [T101,T102] | MONREAD |  | 53.2358 | -6.6431
MV/LV Substation MO***4415 |  | 10 kV | _ | LV | 50 kVA :Pole Substation | 0.05 | --> | 0.05 | 0 | 0 | Constrained,otherwise capacity available =49kVA. | --> | 0.0475 | 0 | 0 | 0.050152 | 0 |  | --> | C16 ex LOUGHTAGALLA | Loughtagalla [T41,T42] | THURLES |  | 52.7417 | -7.8029
MV/LV Substation MO***4418 |  | 20 kV | _ | LV | 100 kVA :Pole Substation | 0.1 | --> | 0.1 | 0.1 | 3.1 |  | --> | 0.095 | 0 | 0 | 0.1 | 0 |  | --> | E14 ex LUMCLOON | Lumcloon [T421,T422] | DALLOW |  | 53.1953 | -7.6261
MV/LV Substation MO***4418 |  | 10 kV | _ | LV | 400 kVA :Kiosk Substation | 0.4 | --> | 0.4 | 0.4 | 13.1 |  | --> | 0.38 | 0 | 0 | 0.4 | 0 |  | --> | C20 ex MONREAD | Monread [T101,T102] | MONREAD |  | 53.237 | -6.6456
MV/LV Substation MO***441X |  | 10 kV | _ | LV | 400 kVA :Kiosk Substation | 0.4 | --> | 0.4 | 0.282 | 18.7 |  | --> | 0.38 | 0 | 0.020748 | 0.41753 | 0 |  | --> | C19 ex ARKLOW | Arklow [T101,T102] | ARKLOW |  | 52.8061 | -6.1444
MV/LV Substation MO***441Y |  | 10 kV | _ | LV | 400 kVA :Kiosk Substation | 0.4 | --> | 0.4 | 0 | 0 | Constrained,otherwise capacity available =380kVA. | --> | 0.38 | 0 | 0.008151 | 0.40302 | 0 |  | --> | C16 ex KINSALE | Kinsale [T41,T42] | BANDON |  | 51.7026 | -8.5259
MV/LV Substation MO***442 |  | 20 kV | _ | LV | 50 kVA :Pole Substation | 0.05 | --> | 0.05 | 0.05 | 0.6 |  | --> | 0.0475 | 0 | 0 | 0 | 0 | Constrained,otherwise capacity available =50kW. | --> | E23 ex LAWLESSTOWN | Lawlesstown [T42,T421] | DOON |  | 52.4344 | -7.7701
MV/LV Substation MO***4428 |  | 20 kV | _ | LV | 50 kVA :Pole Substation | 0.05 | --> | 0.05 | 0 | 0 | Constrained,otherwise capacity available =50kVA. | --> | 0.0475 | 0 | 0 | 0 | 0 | Constrained,otherwise capacity available =50kW. | --> | E13 ex ABBEYLEIX | Abbeyleix [T422] | PORTLAOISE |  | 52.9609 | -7.3845
MV/LV Substation MO***443 |  | 10 kV | _ | LV | 400 kVA :Kiosk Substation | 0.4 | --> | 0.4 | 0.291 | 4.5 |  | --> | 0.38 | 0 | 0.022971 | 0.41622 | 0 |  | --> | C20 ex TEMPLEOGUE | Templeogue [T41,T42] | MILLTOWN (DR) |  | 53.283 | -6.3226
MV/LV Substation MO***4439 |  | 20 kV | _ | LV | 50 kVA :Pole Substation | 0.05 | --> | 0.05 | 0.05 | 2.5 |  | --> | 0.0475 | 0 | 0 | 0.05 | 0 |  | --> | E18 ex BAGENALSTOWN | Bagenalstown [T421,T422] | CARLOW |  | 52.7368 | -6.8242
MV/LV Substation MO***443Y |  | 10 kV | _ | LV | 400 kVA :Kiosk Substation | 0.4 | --> | 0.4 | 0.39 | 4.4 |  | --> | 0.38 | 0 | 0 | 0.40151 | 0 |  | --> | E11 ex CRANE | Crane [T122] | CRANE |  | 52.5287 | -6.5552
MV/LV Substation MO***4455 |  | 10 kV | _ | LV | 630 kVA :Building Structure | 0.63 | --> | 0.63 | 0 | 0 | Constrained,otherwise capacity available =500kVA. | --> | 0.5985 | 0 | 0 | 0.5 | 0 |  | --> | C18 ex DENNEHYS CROSS | Dennehys Cross [T41,T42] | TRABEG |  | 51.8879 | -8.5111
MV/LV Substation MO***445X |  | 20 kV | _ | LV | 100 kVA :Pole Substation | 0.1 | --> | 0.1 | 0.07 | 0.5 |  | --> | 0.095 | 0 | 0.011115 | 0.10446 | 0 |  | --> | E15 ex ARDFINNAN | Ardfinnan [T421] | CAHIR |  | 52.337 | -7.8027
MV/LV Substation MO***448 |  | 10 kV | _ | LV | 200 kVA :Pole Substation | 0.2 | --> | 0.2 | 0 | 0 | Constrained,otherwise capacity available =157kVA. | --> | 0.19 | 0 | 0.003705 | 0 | 0 | Constrained,otherwise capacity available =206.4kW. | --> | C11 ex DONEGAL | Donegal [T41,T42] | CATHALEENS FALL |  | 54.6455 | -8.1932
MV/LV Substation MO***4481 |  | 10 kV | _ | LV | 50 kVA :Pole Substation | 0.05 | --> | 0.05 | 0.043 | 1.1 |  | --> | 0.0475 | 0 | 0 | 0 | 0 | Constrained,otherwise capacity available =51.1kW. | --> | C19 ex NEWCASTLEWEST | Newcastlewest [T41,T42] | RATHKEALE |  | 52.4148 | -9.0721
MV/LV Substation MO***450 |  | 20 kV | _ | LV | 50 kVA :Pole Substation | 0.05 | --> | 0.05 | 0 | 0 | Constrained,otherwise capacity available =39kVA. | --> | 0.0475 | 0 | 0.003705 | 0.051643 | 0 |  | --> | E13 ex BEALNABLATH | Bealnablath [T421] | BANDON |  | 51.797 | -8.8432
MV/LV Substation MO***4513 |  | 20 kV | _ | LV | 50 kVA :Pole Substation | 0.05 | --> | 0.05 | 0 | 0 | Constrained,otherwise capacity available =50kVA. | --> | 0.0475 | 0 | 0 | 0 | 0 | Constrained,otherwise capacity available =50kW. | --> | E12 ex PORTLAOISE | Portlaoise [T423,T424] | PORTLAOISE |  | 52.8961 | -7.1618
MV/LV Substation MO***451Z |  | 10 kV | _ | LV | 400 kVA :Kiosk Substation | 0.4 | --> | 0.4 | 0 | 0 | Constrained,otherwise capacity available =397kVA. | --> | 0.38 | 0 | 0.005928 | 0.40046 | 0 |  | --> | C34 ex CLONDALKIN | Clondalkin [T41,T42,T44] | INCHICORE 220KV |  | 53.3251 | -6.3763
MV/LV Substation MO***453X |  | 10 kV | _ | LV | 50 kVA :Pole Substation | 0.05 | --> | 0.05 | 0 | 0 | Constrained,otherwise capacity available =44kVA. | --> | 0.0475 | 0 | 0.00741 | 0.050903 | 0 |  | --> | C20 ex MULGANNON | Mulgannon [T41,T42] | WEXFORD |  | 52.3157 | -6.4834
MV/LV Substation MO***453X |  | 10 kV | _ | LV | 50 kVA :Pole Substation | 0.05 | --> | 0.05 | 0 | 0 | Constrained,otherwise capacity available =44kVA. | --> | 0.0475 | 0 | 0 | 0.050903 | 0 |  | --> | C17 ex GRAIGUENAMANAGH | Graiguenamanagh [T41,T42] | KILKENNY |  | 52.554 | -6.9755
MV/LV Substation MO***454Z |  | 10 kV | _ | LV | 630 kVA :Kiosk Substation | 0.63 | --> | 0.63 | 0.13336 | 0.1 | Constrained,otherwise capacity available =500kVA. | --> | 0.5985 | 0 | 0.002964 | 0.5 | 0 |  | --> | C14 ex BALLYMAHON | Ballymahon [T41,T42] | ATHLONE |  | 53.6263 | -7.8159
MV/LV Substation MO***455X |  | 10 kV | _ | LV | 50 kVA :Pole Substation | 0.05 | --> | 0.05 | 0 | 0 | Constrained,otherwise capacity available =38kVA. | --> | 0.0475 | 0 | 0 | 0.05179 | 0 |  | --> | C11 ex CASTLECOMER | Castlecomer [T41,T42] | BALLYRAGGET |  | 52.8371 | -7.1575
MV/LV Substation MO***456X |  | 20 kV | _ | LV | 100 kVA :Pole Substation | 0.1 | --> | 0.1 | 0 | 0 | Constrained,otherwise capacity available =57kVA. | --> | 0.095 | 0 | 0.00741 | 0.10633 | 0 |  | --> | E21 ex ATHENRY | Athenry [T423] | GALWAY 110KV |  | 53.3748 | -8.7009
MV/LV Substation MO***457 |  | 10 kV | _ | LV | 630 kVA :Kiosk Substation | 0.63 | --> | 0.63 | 0.483 | 4.5 |  | --> | 0.5985 | 0 | 0.02964 | 0.5 | 0 |  | --> | C20 ex TEMPLEOGUE | Templeogue [T41,T42] | MILLTOWN (DR) |  | 53.2825 | -6.3319
MV/LV Substation MO***457 |  | 20 kV | _ | LV | 200 kVA :Pole Substation | 0.2 | --> | 0.2 | 0 | 0 | Constrained,otherwise capacity available =194kVA. | --> | 0.19 | 0 | 0 | 0.20091 | 0 |  | --> | E17 ex BRUFF | Bruff [T42,T421] | LIMERICK |  | 52.521 | -8.6695
MV/LV Substation MO***4585 |  | 10 kV | _ | LV | 400 kVA :Kiosk Substation | 0.4 | --> | 0.4 | 0 | 0 | Constrained,otherwise capacity available =400kVA. | --> | 0.38 | 0 | 0 | 0.4 | 0 |  | --> | C11 ex GRANBY ROW | Granby Row [T41] | MCDERMOTT |  | 53.355 | -6.2684
MV/LV Substation MO***458X |  | 10 kV | _ | LV | 50 kVA :Pole Substation | 0.05 | --> | 0.05 | 0.049 | 1.7 |  | --> | 0.0475 | 0 | 0.004446 | 0.050152 | 0 |  | --> | E14 ex NEWPORT | Newport [T421] | CARROWBEG |  | 53.8258 | -9.6056
MV/LV Substation MO***458Z |  | 10 kV | _ | LV | 400 kVA :Kiosk Substation | 0.4 | --> | 0.4 | 0 | 0 | Constrained,otherwise capacity available =304kVA. | --> | 0.38 | 0 | 0.017784 | 0.41432 | 0 |  | --> | C39 ex COLLEGE PARK | College Park [T101,T102,T103] | COLLEGE PARK |  | 53.4223 | -6.3926
MV/LV Substation MO***460 |  | 10 kV | _ | LV | 100 kVA :Pole Substation | 0.1 | --> | 0.1 | 0.076 | 1.7 |  | --> | 0.095 | 0 | 0 | 0.10358 | 0 |  | --> | E14 ex NEWPORT | Newport [T421] | CARROWBEG |  | 53.8424 | -9.5741
MV/LV Substation MO***471Y |  | 10 kV | _ | LV | 630 kVA :Building Structure | 0.63 | --> | 0.63 | 0.5 | 10.8 |  | --> | 0.5985 | 0 | 0.02964 | 0.5 | 0 |  | --> | C12 ex FACTORY CROSS | Factory Cross [T41,T42] | BARNAHELY |  | 51.8242 | -8.3304
MV/LV Substation MO***473Z |  | 10 kV | _ | LV | 400 kVA :Kiosk Substation | 0.4 | --> | 0.4 | 0 | 0 | Constrained,otherwise capacity available =253kVA. | --> | 0.38 | 0 | 0.025935 | 0.42173 | 0 |  | --> | C21 ex MONEYCOOLEY | Moneycooley [T41,T42,T44] | GRIFFINRATH |  | 53.3929 | -6.594
MV/LV Substation MO***474Y |  | 10 kV | _ | LV | 100 kVA :Pole Substation | 0.1 | --> | 0.1 | 0 | 0 | Constrained,otherwise capacity available =42kVA. | --> | 0.095 | 0 | 0 | 0.10844 | 0 |  | --> | E11 ex SLANE | Slane [T421] | DRYBRIDGE |  | 53.7897 | -6.5133
MV/LV Substation MO***475X |  | 20 kV | _ | LV | 50 kVA :Pole Substation | 0.05 | --> | 0.05 | 0 | 0 | Constrained,otherwise capacity available =22kVA. | --> | 0.0475 | 0 | 0 | 0 | 0 | Constrained,otherwise capacity available =54.1kW. | --> | E11 ex CASTLELYONS | Castlelyons [T421,T422] | BARRYMORE |  | 52.089 | -8.2772
MV/LV Substation MO***477 |  | 10 kV | _ | LV | 50 kVA :Pole Substation | 0.05 | --> | 0.05 | 0 | 0 | Constrained,otherwise capacity available =48kVA. | --> | 0.0475 | 0 | 0 | 0.050303 | 0 |  | --> | C15 ex SCARTEEN | Scarteen [T41,T42] | MALLOW |  | 52.0881 | -8.6491
MV/LV Substation MO***477 |  | 10 kV | _ | LV | 400 kVA :Kiosk Substation | 0.4 | --> | 0.4 | 0 | 0 | Constrained,otherwise capacity available =189kVA. | --> | 0.38 | 0 | 0.037791 | 0.43082 | 0 |  | --> | C12 ex BALLYBODEN | Ballyboden [T41,T42] | COOKSTOWN |  | 53.2778 | -6.295
MV/LV Substation MO***479 |  | 10 kV | _ | LV | 400 kVA :Kiosk Substation | 0.4 | --> | 0.4 | 0 | 0 | Constrained,otherwise capacity available =276kVA. | --> | 0.38 | 0 | 0.031863 | 0.4184 | 0 |  | --> | C12 ex BALLYBODEN | Ballyboden [T41,T42] | COOKSTOWN |  | 53.2783 | -6.2928
MV/LV Substation MO***479Z |  | 20 kV | _ | LV | 630 kVA :Building Structure | 0.63 | --> | 0.63 | 0.5 | 1 |  | --> | 0.5985 | 0 | 0 | 0.5 | 0 |  | --> | E12 ex LONGFORD | Longford [T421,T422] | RICHMOND |  | 53.822 | -7.7719
MV/LV Substation MO***479Z |  | 10 kV | _ | LV | 400 kVA :Kiosk Substation | 0.4 | --> | 0.4 | 0 | 0 | Constrained,otherwise capacity available =288kVA. | --> | 0.38 | 0 | 0.032604 | 0.41666 | 0 |  | --> | C21 ex MONEYCOOLEY | Moneycooley [T41,T42,T44] | GRIFFINRATH |  | 53.3905 | -6.5939
MV/LV Substation MO***480X |  | 10 kV | _ | LV | 100 kVA :Pole Substation | 0.1 | --> | 0.1 | 0.1 | 4 |  | --> | 0.095 | 0 | 0 | 0.1 | 0 |  | --> | C18 ex BALLYJAMESDUFF | Ballyjamesduff [T41,T42] | SHANKILL |  | 53.9348 | -7.1099
MV/LV Substation MO***480X |  | 10 kV | _ | LV | 50 kVA :Pole Substation | 0.05 | --> | 0.05 | 0 | 0 | Constrained,otherwise capacity available =44kVA. | --> | 0.0475 | 0 | 0 | 0 | 0 | Constrained,otherwise capacity available =50.9kW. | --> | C32 ex CLOYNE | Cloyne [T41] | MIDLETON |  | 51.8627 | -8.1135
MV/LV Substation MO***480Z |  | 10 kV | _ | LV | 200 kVA :Kiosk Substation | 0.2 | --> | 0.2 | 0 | 0 | Constrained,otherwise capacity available =159kVA. | --> | 0.19 | 0 | 0.002223 | 0.20613 | 0 |  | --> | C20 ex MOUNTGORRY | Mountgorry [T41,T42] | GRANGE (DR) |  | 53.4537 | -6.2082
MV/LV Substation MO***480Z |  | 10 kV | _ | LV | 400 kVA :Kiosk Substation | 0.4 | --> | 0.4 | 0 | 0 | Constrained,otherwise capacity available =314kVA. | --> | 0.38 | 0 | 0.025194 | 0.41285 | 0 |  | --> | C21 ex MONEYCOOLEY | Moneycooley [T41,T42,T44] | GRIFFINRATH |  | 53.3905 | -6.5913
MV/LV Substation MO***481Z |  | 10 kV | _ | LV | 400 kVA :Kiosk Substation | 0.4 | --> | 0.4 | 0 | 0 | Constrained,otherwise capacity available =339kVA. | --> | 0.38 | 0 | 0.045942 | 0.40916 | 0 |  | --> | C21 ex MONEYCOOLEY | Moneycooley [T41,T42,T44] | GRIFFINRATH |  | 53.3887 | -6.5951
MV/LV Substation MO***482Y |  | 10 kV | _ | LV | 50 kVA :Pole Substation | 0.05 | --> | 0.05 | 0.042 | 1.1 |  | --> | 0.0475 | 0 | 0 | 0.0512 | 0 |  | --> | C16 ex GILLOGUE | Gillogue [T41,T42] | ARDNACRUSHA |  | 52.686 | -8.5833
MV/LV Substation MO***482Z |  | 10 kV | _ | LV | 200 kVA :Kiosk Substation | 0.2 | --> | 0.2 | 0 | 0 | Constrained,otherwise capacity available =109kVA. | --> | 0.19 | 0 | 0.010374 | 0.21336 | 0 |  | --> | C39 ex COLLEGE PARK | College Park [T101,T102,T103] | COLLEGE PARK |  | 53.4226 | -6.3951
MV/LV Substation MO***483Z |  | 10 kV | _ | LV | 400 kVA :Kiosk Substation | 0.4 | --> | 0.4 | 0 | 0 | Constrained,otherwise capacity available =334kVA. | --> | 0.38 | 0 | 0.010374 | 0.4099 | 0 |  | --> | C39 ex COLLEGE PARK | College Park [T101,T102,T103] | COLLEGE PARK |  | 53.4212 | -6.3934
MV/LV Substation MO***484Z |  | 20 kV | _ | LV | 100 kVA :Pole Substation | 0.1 | --> | 0.1 | 0 | 0 | Constrained,otherwise capacity available =89kVA. | --> | 0.095 | 0 | 0 | 0.10166 | 0 |  | --> | E17 ex BALTINGLASS | Baltinglass [T421,T422] | STRATFORD |  | 52.8903 | -6.6765
MV/LV Substation MO***487 |  | 10 kV | _ | LV | 630 kVA :Kiosk Substation | 0.63 | --> | 0.63 | 0.376 | 0.9 |  | --> | 0.5985 | 0 | 0.04446 | 0.5 | 0 |  | --> | C11 ex GARVILLE AVENUE | Garville Avenue [T42] | MILLTOWN (DR) |  | 53.3154 | -6.2866
MV/LV Substation MO***488X |  | 10 kV | _ | LV | 200 kVA :Pole Substation | 0.2 | --> | 0.2 | 0 | 0 | Constrained,otherwise capacity available =195kVA. | --> | 0.19 | 0 | 0 | 0.20076 | 0 |  | --> | C19 ex CLONDALKIN | Clondalkin [T41,T42,T44] | INCHICORE 220KV |  | 53.303 | -6.4286
MV/LV Substation MO***488Y |  | 10 kV | _ | LV | 400 kVA :Kiosk Substation | 0.4 | --> | 0.4 | 0 | 0 | Constrained,otherwise capacity available =318kVA. | --> | 0.38 | 0 | 0 | 0.41226 | 0 |  | --> | C21 ex ATHLONE | Athlone [T41,T42] | ATHLONE |  | 53.4214 | -7.9904
MV/LV Substation MO***488Z |  | 10 kV | _ | LV | 100 kVA :Pole Substation | 0.1 | --> | 0.1 | 0 | 0 | Constrained,otherwise capacity available =66kVA. | --> | 0.095 | 0 | 0 | 0.10504 | 0 |  | --> | C21 ex MONEYCOOLEY | Moneycooley [T41,T42,T44] | GRIFFINRATH |  | 53.3912 | -6.5988
MV/LV Substation MO***491 |  | 20 kV | _ | LV | 100 kVA :Pole Substation | 0.1 | --> | 0.1 | 0.092 | 0.4 |  | --> | 0.095 | 0 | 0 | 0 | 0 | Constrained,otherwise capacity available =101.2kW. | --> | C21 ex SWINFORD | Swinford [T41,T42] | CASTLEBAR |  | 53.9925 | -9.0714
MV/LV Substation MO***491 |  | 10 kV | _ | LV | 400 kVA :Kiosk Substation | 0.4 | --> | 0.4 | 0.309 | 3.4 |  | --> | 0.38 | 0 | 0 | 0.41359 | 0 |  | --> | C11 ex MERRION SQUARE | Merrion Square [T41,T42] | RINGSEND |  | 53.3373 | -6.2455
MV/LV Substation MO***496 |  | 10 kV | _ | LV | 400 kVA :Building Structure | 0.4 | --> | 0.4 | 0 | 0 | Constrained,otherwise capacity available =330kVA. | --> | 0.38 | 0 | 0 | 0.41049 | 0 |  | --> | C19 ex CARRICKMACROSS | Carrickmacross [T41,T42] | MEATH HILL |  | 53.9373 | -6.7222
MV/LV Substation MO***496Y |  | 20 kV | _ | LV | 50 kVA :Pole Substation | 0.05 | --> | 0.05 | 0 | 0 | Constrained,otherwise capacity available =38kVA. | --> | 0.0475 | 0 | 0 | 0 | 0 | Constrained,otherwise capacity available =51.8kW. | --> | E12 ex PORTLAOISE | Portlaoise [T423,T424] | PORTLAOISE |  | 52.9945 | -7.2143
MV/LV Substation MO***497Z |  | 10 kV | _ | LV | 400 kVA :Building Structure | 0.4 | --> | 0.4 | 0 | 0 | Constrained,otherwise capacity available =317kVA. | --> | 0.38 | 0 | 0.055575 | 0.41241 | 0 |  | --> | C19 ex SALLINS | Sallins [T41,T42] | GRIFFINRATH |  | 53.257 | -6.7454
MV/LV Substation MO***504 |  | 10 kV | _ | LV | 200 kVA :Pole Substation | 0.2 | --> | 0.2 | 0.2 | 1.5 |  | --> | 0.19 | 0 | 0 | 0.2 | 0 |  | --> | C15 ex SCREEB | Screeb [T41] | SCREEB |  | 53.312 | -9.8314
MV/LV Substation MO***506X |  | 10 kV | _ | LV | 630 kVA :Building Structure | 0.63 | --> | 0.63 | 0 | 0 | Constrained,otherwise capacity available =500kVA. | --> | 0.5985 | 0 | 0.048165 | 0.5 | 0 |  | --> | C22 ex BALLYMOUNT | Ballymount [T41,T42] | INCHICORE 220KV |  | 53.3153 | -6.3635
MV/LV Substation MO***511X |  | 10 kV | _ | LV | 200 kVA :Pole Substation | 0.2 | --> | 0.2 | 0.151 | 3.1 |  | --> | 0.19 | 0 | 0.003705 | 0.20731 | 0 |  | --> | C12 ex PURCELLS INCH | Purcells Inch [T41,T42] | KILKENNY |  | 52.5896 | -7.1895
MV/LV Substation MO***513X |  | 10 kV | _ | LV | 400 kVA :Kiosk Substation | 0.4 | --> | 0.4 | 0 | 0 | Constrained,otherwise capacity available =372kVA. | --> | 0.38 | 0 | 0 | 0.40423 | 0 |  | --> | C11 ex PHIBSBORO | Phibsboro [T41,T42] | FINGLAS |  | 53.3542 | -6.2702
MV/LV Substation MO***513X |  | 10 kV | _ | LV | 630 kVA :Kiosk Substation | 0.63 | --> | 0.63 | 0.5 | 1.1 |  | --> | 0.5985 | 0 | 0 | 0.5 | 0 |  | --> | C23 ex KILKEE | Kilkee [T41] | TULLABRACK |  | 52.6716 | -9.6552
MV/LV Substation MO***515X |  | 20 kV | _ | LV | 50 kVA :Pole Substation | 0.05 | --> | 0.05 | 0 | 0 | Constrained,otherwise capacity available =13kVA. | --> | 0.0475 | 0 | 0.022971 | 0.05532 | 0 |  | --> | E14 ex KILCOCK | Kilcock [T421,T422] | GRIFFINRATH |  | 53.4769 | -6.684
MV/LV Substation MO***516X |  | 20 kV | _ | LV | 50 kVA :Pole Substation | 0.05 | --> | 0.05 | 0.044 | 2.8 |  | --> | 0.0475 | 0 | 0 | 0.050903 | 0 |  | --> | C13 ex RECESS | Recess [T41] | SCREEB |  | 53.5597 | -9.9143
MV/LV Substation MO***518X |  | 10 kV | _ | LV | 400 kVA :Kiosk Substation | 0.4 | --> | 0.4 | 0 | 0 | Constrained,otherwise capacity available =299kVA. | --> | 0.38 | 0 | 0.008151 | 0.41505 | 0 |  | --> | C12 ex GRANAGH | Granagh [T41,T42] | WATERFORD |  | 52.2921 | -7.2556
MV/LV Substation MO***520 |  | 20 kV | _ | LV | 50 kVA :Pole Substation | 0.05 | --> | 0.05 | 0.032 | 0.6 |  | --> | 0.0475 | 0 | 0 | 0 | 0 | Constrained,otherwise capacity available =52.7kW. | --> | E23 ex LAWLESSTOWN | Lawlesstown [T42,T421] | DOON |  | 52.4321 | -7.7662
MV/LV Substation MO***523Y |  | 10 kV | _ | LV | 50 kVA :Pole Substation | 0.05 | --> | 0.05 | 0 | 0 | Constrained,otherwise capacity available =49kVA. | --> | 0.0475 | 0 | 0 | 0 | 0 | Constrained,otherwise capacity available =50.2kW. | --> | C17 ex ROSCREA | Roscrea [T41,T42] | IKERRIN |  | 52.933 | -7.7889
MV/LV Substation MO***524X |  | 10 kV | _ | LV | 100 kVA :Pole Substation | 0.1 | --> | 0.1 | 0 | 0 | Constrained,otherwise capacity available =88kVA. | --> | 0.095 | 0 | 0.008151 | 0 | 0 | Constrained,otherwise capacity available =101.8kW. | --> | C12 ex TINAHASK | Tinahask [T41,T42] | ARKLOW |  | 52.7783 | -6.161
MV/LV Substation MO***524Y |  | 20 kV | _ | LV | 50 kVA :Pole Substation | 0.05 | --> | 0.05 | 0.033 | 4.4 |  | --> | 0.0475 | 0 | 0 | 0.052518 | 0 |  | --> | E17 ex CRANE | Crane [T122] | CRANE |  | 52.5759 | -6.3703
MV/LV Substation MO***526 |  | 20 kV | _ | LV | 100 kVA :Pole Substation | 0.1 | --> | 0.1 | 0 | 0 |  | --> | 0.095 | 0 | 0.003705 | 0.11936 | 0 |  | --> | E18 ex CREAGH | Creagh [T421,T422] | ATHLONE |  | 53.4691 | -8.4947
MV/LV Substation MO***530X |  | 10 kV | _ | LV | 200 kVA :Pole Substation | 0.2 | --> | 0.2 | 0.15 | 6.2 |  | --> | 0.19 | 0 | 0.008151 | 0.20745 | 0 |  | --> | C21 ex CAHIR | Cahir [T41,T42] | CAHIR |  | 52.3693 | -7.8963
MV/LV Substation MO***531Y |  | 10 kV | _ | LV | 200 kVA :Pole Substation | 0.2 | --> | 0.2 | 0 | 0 | Constrained,otherwise capacity available =116kVA. | --> | 0.19 | 0 | 0 | 0 | 0 | Constrained,otherwise capacity available =212.4kW. | --> | C15 ex MOUNTMELLICK | Mountmellick [T41,T42] | PORTLAOISE |  | 53.1191 | -7.3348
MV/LV Substation MO***533Y |  | 10 kV | _ | LV | 400 kVA :Kiosk Substation | 0.4 | --> | 0.4 | 0 | 0 | Constrained,otherwise capacity available =314kVA. | --> | 0.38 | 0 | 0.00741 | 0 | 0 | Constrained,otherwise capacity available =412.9kW. | --> | C11 ex COLLIGAN | Colligan [T41,T42] | DUNGARVAN |  | 52.0952 | -7.6038
MV/LV Substation MO***535 |  | 10 kV | _ | LV | 50 kVA :Pole Substation | 0.05 | --> | 0.05 | 0.037 | 12.2 |  | --> | 0.0475 | 0 | 0 | 0.051937 | 0 |  | --> | C19 ex BALLYBEG | Ballybeg [T101,T102] | CARRICKMINES |  | 53.0093 | -6.1333
MV/LV Substation MO***535 |  | 20 kV | _ | LV | 100 kVA :Pole Substation | 0.1 | --> | 0.1 | 0 | 0 | Constrained,otherwise capacity available =93kVA. | --> | 0.095 | 0 | 0.02223 | 0.10106 | 0 |  | --> | E18 ex JULIANSTOWN | Julianstown [T421,T422] | DRYBRIDGE |  | 53.6674 | -6.3686
MV/LV Substation MO***535 |  | 20 kV | _ | LV | 50 kVA :Pole Substation | 0.05 | --> | 0.05 | 0 | 0 | Constrained,otherwise capacity available =42kVA. | --> | 0.0475 | 0 | 0.002964 | 0.0512 | 0 |  | --> | E11 ex BEALNABLATH | Bealnablath [T421] | BANDON |  | 51.8155 | -8.7796
MV/LV Substation MO***536 |  | 10 kV | _ | LV | 100 kVA :Pole Substation | 0.1 | --> | 0.1 | 0.099 | 2.8 |  | --> | 0.095 | 0 | 0 | 0.10015 | 0 |  | --> | C19 ex RECESS | Recess [T41] | SCREEB |  | 53.3164 | -9.8664
MV/LV Substation MO***537Z |  | 10 kV | _ | LV | 100 kVA :Pole Substation | 0.1 | --> | 0.1 | 0 | 0 | Constrained,otherwise capacity available =100kVA. | --> | 0.095 | 0 | 0 | 0.1 | 0 |  | --> | C24 ex GORESBRIDGE | Goresbridge [T41,T42] | KILKENNY |  | 52.6152 | -7.007
MV/LV Substation MO***538X |  | 20 kV | _ | LV | 100 kVA :Pole Substation | 0.1 | --> | 0.1 | 0 | 0 | Constrained,otherwise capacity available =88kVA. | --> | 0.095 | 0 | 0.015561 | 0.10181 | 0 |  | --> | E17 ex DRUMLINE | Drumline [T421,T422] | DRUMLINE |  | 52.7502 | -8.7638
MV/LV Substation MO***539X |  | 10 kV | _ | LV | 50 kVA :Pole Substation | 0.05 | --> | 0.05 | 0.048 | 4.2 |  | --> | 0.0475 | 0 | 0 | 0.050303 | 0 |  | --> | C13 ex ERRIGAL | Errigal [T41,T422] | SHANKILL |  | 53.9863 | -7.1263
MV/LV Substation MO***539Y |  | 20 kV | _ | LV | 50 kVA :Pole Substation | 0.05 | --> | 0.05 | 0 | 0 | Constrained,otherwise capacity available =46kVA. | --> | 0.0475 | 0 | 0 | 0.050604 | 0 |  | --> | C11 ex KILDARE | Kildare [T41,T42] | NEWBRIDGE |  | 53.1456 | -7.0636
MV/LV Substation MO***540 |  | 10 kV | _ | LV | 50 kVA :Pole Substation | 0.05 | --> | 0.05 | 0 | 0 | Constrained,otherwise capacity available =44kVA. | --> | 0.0475 | 0 | 0.002964 | 0 | 0 | Constrained,otherwise capacity available =50.9kW. | --> | C23 ex GLENTIES | Glenties [T41,T42] | BINBANE |  | 54.7563 | -8.4112
MV/LV Substation MO***541 |  | 20 kV | _ | LV | 50 kVA :Pole Substation | 0.05 | --> | 0.05 | 0 | 0 | Constrained,otherwise capacity available =30kVA. | --> | 0.0475 | 0 | 0.01482 | 0.052949 | 0 |  | --> | C11 ex RAHEEN | Raheen [T41,T42] | LIMERICK |  | 52.6336 | -8.6952
MV/LV Substation MO***542 |  | 10 kV | _ | LV | 100 kVA :Pole Substation | 0.1 | --> | 0.1 | 0.047 | 0.1 |  | --> | 0.095 | 0 | 0.010374 | 0.10774 | 0 |  | --> | C17 ex KILCULLEN | Kilcullen [T41,T42,T424] | STRATFORD |  | 53.1388 | -6.7359
MV/LV Substation MO***543Y |  | 10 kV | _ | LV | 200 kVA :Kiosk Substation | 0.2 | --> | 0.2 | 0 | 0 | Constrained,otherwise capacity available =150kVA. | --> | 0.19 | 0 | 0.025935 | 0.20745 | 0 |  | --> | C21 ex DOUGLAS | Douglas [T41,T42] | TRABEG |  | 51.873 | -8.4019
MV/LV Substation MO***544 |  | 10 kV | _ | LV | 25 kVA :Pole Substation | 0.025 | --> | 0.025 | 0.021 | 2.2 |  | --> | 0.02375 | 0 | 0.003705 | 0.0256 | 0 |  | --> | C13 ex CASTLETOWNROCHE | Castletownroche [T41] | MALLOW |  | 52.1519 | -8.5083
MV/LV Substation MO***546 |  | 10 kV | _ | LV | 200 kVA :Pole Substation | 0.2 | --> | 0.2 | 0.18 | 1.7 |  | --> | 0.19 | 0 | 0 | 0.20301 | 0 |  | --> | C23 ex ATHY | Athy [T101,T102] | ATHY |  | 52.9067 | -6.9681
MV/LV Substation MO***550 |  | 20 kV | _ | LV | 50 kVA :Pole Substation | 0.05 | --> | 0.05 | 0.047 | 0.1 |  | --> | 0.0475 | 0 | 0 | 0.050453 | 0 |  | --> | E12 ex KILCULLEN | Kilcullen [T41,T42,T424] | STRATFORD |  | 53.0966 | -6.7949
MV/LV Substation MO***550X |  | 10 kV | _ | LV | 400 kVA :Kiosk Substation | 0.4 | --> | 0.4 | 0 | 0 | Constrained,otherwise capacity available =206kVA. | --> | 0.38 | 0 | 0.054093 | 0.42843 | 0 |  | --> | C20 ex CLONDALKIN | Clondalkin [T41,T42,T44] | INCHICORE 220KV |  | 53.3191 | -6.3766
MV/LV Substation MO***551X |  | 20 kV | _ | LV | 100 kVA :Pole Substation | 0.1 | --> | 0.1 | 0 | 0 | Constrained,otherwise capacity available =72kVA. | --> | 0.095 | 0 | 0.008151 | 0.10417 | 0 |  | --> | E16 ex CURRALEIGH | Curraleigh [T421,T422] | KILBARRY |  | 51.9249 | -8.7443
MV/LV Substation MO***552 |  | 10 kV | _ | LV | 400 kVA :Kiosk Substation | 0.4 | --> | 0.4 | 0.325 | 4.5 |  | --> | 0.38 | 0 | 0.002964 | 0.41123 | 0 |  | --> | C14 ex TEMPLEOGUE | Templeogue [T41,T42] | MILLTOWN (DR) |  | 53.3067 | -6.3271
MV/LV Substation MO***555X |  | 10 kV | _ | LV | 400 kVA :Kiosk Substation | 0.4 | --> | 0.4 | 0 | 0 | Constrained,otherwise capacity available =350kVA. | --> | 0.38 | 0 | 0.002964 | 0.40752 | 0 |  | --> | C12 ex SKIBBEREEN | Skibbereen [T41,T42] | DUNMANWAY |  | 51.5534 | -9.2739
MV/LV Substation MO***558X |  | 20 kV | _ | LV | 50 kVA :Pole Substation | 0.05 | --> | 0.05 | 0.048 | 19.8 |  | --> | 0.0475 | 0 | 0 | 0.050303 | 0 |  | --> | E19 ex MULLAGHARLIN | Mullagharlin [T121,T122] | MULLAGHARLIN |  | 53.9701 | -6.5589
MV/LV Substation MO***559X |  | 20 kV | _ | LV | 50 kVA :Pole Substation | 0.05 | --> | 0.05 | 0.05 | 2.8 |  | --> | 0.0475 | 0 | 0 | 0.05 | 0 |  | --> | E21 ex CLARA | Clara [T421,T422] | THORNSBERRY |  | 53.388 | -7.6758
MV/LV Substation MO***562X |  | 10 kV | _ | LV | 100 kVA :Pole Substation | 0.1 | --> | 0.1 | 0 | 0 | Constrained,otherwise capacity available =89kVA. | --> | 0.095 | 0 | 0 | 0.10166 | 0 |  | --> | C11 ex COOLCORCORAN | Coolcorcoran [T41,T42] | KNOCKEARAGH |  | 52.0623 | -9.5036
MV/LV Substation MO***566Y |  | 20 kV | _ | LV | 50 kVA :Pole Substation | 0.05 | --> | 0.05 | 0.05 | 2.4 |  | --> | 0.0475 | 0 | 0 | 0.05 | 0 |  | --> | C19 ex GRAIGUE | Graigue [T41,T42] | CARLOW |  | 52.7714 | -6.9534
MV/LV Substation MO***566Y |  | 10 kV | _ | LV | 50 kVA :Pole Substation | 0.05 | --> | 0.05 | 0.043 | 9.5 |  | --> | 0.0475 | 0 | 0 | 0.051052 | 0 |  | --> | C20 ex BANDON | Bandon [T101,T42] | BANDON |  | 51.7887 | -8.7936
MV/LV Substation MO***567X |  | 20 kV | _ | LV | 400 kVA :Building Structure | 0.4 | --> | 0.4 | 0 | 0 | Constrained,otherwise capacity available =395kVA. | --> | 0.38 | 0 | 0 | 0.40076 | 0 |  | --> | C16 ex TULLA | Tulla [T41,T42] | ENNIS |  | 52.7988 | -8.6147
MV/LV Substation MO***567Y |  | 10 kV | _ | LV | 50 kVA :Pole Substation | 0.05 | --> | 0.05 | 0.05 | 0.3 |  | --> | 0.0475 | 0 | 0 | 0.05 | 0 |  | --> | C11 ex BALLYMOTE | Ballymote [T41] | SLIGO |  | 54.055 | -8.6224
MV/LV Substation MO***568X |  | 20 kV | _ | LV | 50 kVA :Pole Substation | 0.05 | --> | 0.05 | 0 | 0 | Constrained,otherwise capacity available =42kVA. | --> | 0.0475 | 0 | 0 | 0.0512 | 0 |  | --> | C12 ex SCARIFF | Scariff [T42] | ENNIS |  | 52.9389 | -8.4301
MV/LV Substation MO***568X |  | 10 kV | _ | LV | 1000 kVA :Kiosk Substation | 1 | --> | 1 | 0.5 | 3.9 |  | --> | 0.95 | 0 | 0.11115 | 0.5 | 0 |  | --> | C29 ex GALWAY 110KV | Galway 110kv [T102,T103] | GALWAY 110KV |  | 53.283 | -9.0358
MV/LV Substation MO***569 |  | 20 kV | _ | LV | 630 kVA :Kiosk Substation | 0.63 | --> | 0.63 | 0.5 | 1.5 |  | --> | 0.5985 | 0 | 0.006669 | 0.5 | 0 |  | --> | C14 ex SMEARLA | Smearla [T41,T42] | TRIEN |  | 52.4986 | -9.3725
MV/LV Substation MO***569X |  | 10 kV | _ | LV | 100 kVA :Pole Substation | 0.1 | --> | 0.1 | 0 | 0 | Constrained,otherwise capacity available =60kVA. | --> | 0.095 | 0 | 0 | 0.1059 | 0 |  | --> | C12 ex GRANAGH | Granagh [T41,T42] | WATERFORD |  | 52.2943 | -7.2582
MV/LV Substation MO***575 |  | 10 kV | _ | LV | 50 kVA :Pole Substation | 0.05 | --> | 0.05 | 0 | 0 | Constrained,otherwise capacity available =29kVA. | --> | 0.0475 | 0 | 0 | 0.053092 | 0 |  | --> | C16 ex GARRYSPILLANE | Garryspillane [T41] | TIPPERARY |  | 52.3748 | -8.4483
MV/LV Substation MO***575X |  | 10 kV | _ | LV | 200 kVA :Kiosk Substation | 0.2 | --> | 0.2 | 0.162 | 6 |  | --> | 0.19 | 0 | 0 | 0.20569 | 0 |  | --> | C26 ex PELLETSTOWN | Pelletstown [T101,T102] | FINGLAS |  | 53.3787 | -6.3515
MV/LV Substation MO***578 |  | 20 kV | _ | LV | 100 kVA :Pole Substation | 0.1 | --> | 0.1 | 0 | 0 | Constrained,otherwise capacity available =75kVA. | --> | 0.095 | 0 | 0 | 0.10373 | 0 |  | --> | E11 ex MANORHAMILTON | Manorhamilton [T422] | SLIGO |  | 54.3129 | -8.2103
MV/LV Substation MO***578Z |  | 10 kV | _ | LV | 630 kVA :Kiosk Substation | 0.63 | --> | 0.63 | 0 | 0 | Constrained,otherwise capacity available =500kVA. | --> | 0.5985 | 0 | 0 | 0.5 | 0 |  | --> | C16 ex MAYFIELD | Mayfield [T41,T42] | KILBARRY |  | 51.912 | -8.4403
MV/LV Substation MO***579 |  | 10 kV | _ | LV | 630 kVA :Kiosk Substation | 0.63 | --> | 0.63 | 0.5 | 8.1 |  | --> | 0.5985 | 0 | 0 | 0.5 | 0 |  | --> | C23 ex MILLTOWN (DR) | Milltown (dr) [T101,T102] | POOLBEG |  | 53.3267 | -6.2436
MV/LV Substation MO***580 |  | 10 kV | _ | LV | 100 kVA :Pole Substation | 0.1 | --> | 0.1 | 0 | 0 | Constrained,otherwise capacity available =81kVA. | --> | 0.095 | 0 | 0.005928 | 0.10284 | 0 |  | --> | C16 ex DUNLEER | Dunleer [T41,T42] | DRYBRIDGE |  | 53.8324 | -6.3902
MV/LV Substation MO***581 |  | 20 kV | _ | LV | 50 kVA :Pole Substation | 0.05 | --> | 0.05 | 0.032 | 2.8 |  | --> | 0.0475 | 0 | 0 | 0.052662 | 0 |  | --> | E13 ex BALLYRAGGET | Ballyragget [T421,T422] | BALLYRAGGET |  | 52.7354 | -7.3899
MV/LV Substation MO***583X |  | 20 kV | _ | LV | 200 kVA :Pole Substation | 0.2 | --> | 0.2 | 0 | 0 | Constrained,otherwise capacity available =157kVA. | --> | 0.19 | 0 | 0.035568 | 0.20643 | 0 |  | --> | C13 ex MORNINGTON ROAD | Mornington Road [T41,T42] | DRYBRIDGE |  | 53.7224 | -6.2574
MV/LV Substation MO***583Y |  | 10 kV | _ | LV | 100 kVA :Pole Substation | 0.1 | --> | 0.1 | 0.085 | 4.4 |  | --> | 0.095 | 0 | 0.004446 | 0.10225 | 0 |  | --> | E11 ex CRANE | Crane [T122] | CRANE |  | 52.5296 | -6.5519
MV/LV Substation MO***585X |  | 20 kV | _ | LV | 50 kVA :Pole Substation | 0.05 | --> | 0.05 | 0 | 0 | Constrained,otherwise capacity available =50kVA. | --> | 0.0475 | 0 | 0 | 0.05 | 0 |  | --> | E28 ex LOUGHREA | Loughrea [T41,T42] | SOMERSET |  | 53.2055 | -8.5339
MV/LV Substation MO***586Y |  | 10 kV | _ | LV | 630 kVA :Kiosk Substation | 0.63 | --> | 0.63 | 0.303 | 1.8 |  | --> | 0.5985 | 0 | 0 | 0.5 | 0 |  | --> | C16 ex MOYLISH | Moylish [T41,T42] | ARDNACRUSHA |  | 52.68 | -8.658
MV/LV Substation MO***587Y |  | 10 kV | _ | LV | 400 kVA :Kiosk Substation | 0.4 | --> | 0.4 | 0.4 | 1.8 |  | --> | 0.38 | 0 | 0 | 0.4 | 0 |  | --> | C16 ex MOYLISH | Moylish [T41,T42] | ARDNACRUSHA |  | 52.6793 | -8.6555
MV/LV Substation MO***589X |  | 20 kV | _ | LV | 200 kVA :Building Structure | 0.2 | --> | 0.2 | 0 | 0 | Constrained,otherwise capacity available =200kVA. | --> | 0.19 | 0 | 0 | 0.2 | 0 |  | --> | C13 ex MORNINGTON ROAD | Mornington Road [T41,T42] | DRYBRIDGE |  | 53.7138 | -6.2531
MV/LV Substation MO***593 |  | 20 kV | _ | LV | 50 kVA :Pole Substation | 0.05 | --> | 0.05 | 0 | 0 | Constrained,otherwise capacity available =49kVA. | --> | 0.0475 | 0 | 0.004446 | 0.050152 | 0 |  | --> | E19 ex EDENDERRY | Edenderry [T421,T422] | BLAKE |  | 53.3526 | -7.1088
MV/LV Substation MO***595 |  | 20 kV | _ | LV | 50 kVA :Pole Substation | 0.05 | --> | 0.05 | 0 | 0 | Constrained,otherwise capacity available =50kVA. | --> | 0.0475 | 0 | 0 | 0 | 0 | Constrained,otherwise capacity available =50kW. | --> | E17 ex CARNDONAGH | Carndonagh [T421,T422] | TRILLICK |  | 55.3105 | -7.2718
MV/LV Substation MO***596 |  | 20 kV | _ | LV | 100 kVA :Pole Substation | 0.1 | --> | 0.1 | 0.088 | 11.9 |  | --> | 0.095 | 0 | 0 | 0.10181 | 0 |  | --> | C27 ex SALTHILL | Salthill [T101,T102] | SALTHILL |  | 53.3433 | -9.1715
MV/LV Substation MO***598 |  | 20 kV | _ | LV | 400 kVA :Kiosk Substation | 0.4 | --> | 0.4 | 0 | 0 | Constrained,otherwise capacity available =236kVA. | --> | 0.38 | 0 | 0.019266 | 0.42417 | 0 |  | --> | E16 ex PATRICKSWELL | Patrickswell [T421,T422] | LIMERICK |  | 52.5616 | -8.7944
MV/LV Substation MO***599 |  | 20 kV | _ | LV | 200 kVA :Pole Substation | 0.2 | --> | 0.2 | 0.167 | 3 |  | --> | 0.19 | 0 | 0.03705 | 0 | 0 | Constrained,otherwise capacity available =204.9kW. | --> | E14 ex MOVILLE | Moville [T421,T422] | TRILLICK |  | 55.191 | -7.0503
MV/LV Substation MO***606 |  | 20 kV | _ | LV | 50 kVA :Pole Substation | 0.05 | --> | 0.05 | 0.033 | 8.2 |  | --> | 0.0475 | 0 | 0.009633 | 0.052518 | 0 |  | --> | C17 ex MOUNT MISERY | Mount Misery [T41,T42] | WATERFORD |  | 52.2748 | -7.121
MV/LV Substation MO***607X |  | 20 kV | _ | LV | 50 kVA :Pole Substation | 0.05 | --> | 0.05 | 0 | 0 | Constrained,otherwise capacity available =38kVA. | --> | 0.0475 | 0 | 0.040384 | 0 | 0 | Constrained,otherwise capacity available =51.8kW. | --> | E18 ex SPRINGS | Springs [T421,T422] | DUNGARVAN |  | 52.0366 | -7.6046
MV/LV Substation MO***610X |  | 10 kV | _ | LV | 25 kVA :Pole Substation | 0.025 | --> | 0.025 | 0.016 | 0.7 |  | --> | 0.02375 | 0 | 0 | 0.026331 | 0 |  | --> | C24 ex MULLAGH | Mullagh [T44] | MEATH HILL |  | 53.789 | -6.881
MV/LV Substation MO***612 |  | 20 kV | _ | LV | 50 kVA :Pole Substation | 0.05 | --> | 0.05 | 0 | 0 | Constrained,otherwise capacity available =48kVA. | --> | 0.0475 | 0 | 0 | 0.050303 | 0 |  | --> | E16 ex PATRICKSWELL | Patrickswell [T421,T422] | LIMERICK |  | 52.5826 | -8.7781
MV/LV Substation MO***613 |  | 20 kV | _ | LV | 50 kVA :Pole Substation | 0.05 | --> | 0.05 | 0.041 | 0.4 |  | --> | 0.0475 | 0 | 0.003705 | 0.051348 | 0 |  | --> | C16 ex CARRAROE | Carraroe [T42] | SCREEB |  | 53.2596 | -9.6221
MV/LV Substation MO***618 |  | 10 kV | _ | LV | 200 kVA :Pole Substation | 0.2 | --> | 0.2 | 0.179 | 3.1 |  | --> | 0.19 | 0 | 0.002964 | 0.20316 | 0 |  | --> | C12 ex PURCELLS INCH | Purcells Inch [T41,T42] | KILKENNY |  | 52.5919 | -7.1876
MV/LV Substation MO***618Y |  | 10 kV | _ | LV | 100 kVA :Pole Substation | 0.1 | --> | 0.1 | 0 | 0 | Constrained,otherwise capacity available =100kVA. | --> | 0.095 | 0 | 0 | 0.1 | 0 |  | --> | C17 ex CARRICKMACROSS | Carrickmacross [T41,T42] | MEATH HILL |  | 53.9913 | -6.7186
MV/LV Substation MO***619Z |  | 10 kV | _ | LV | 400 kVA :Building Structure | 0.4 | --> | 0.4 | 0 | 0 | Constrained,otherwise capacity available =389kVA. | --> | 0.38 | 0 | 0 | 0.40167 | 0 |  | --> | C18 ex MAYFIELD | Mayfield [T41,T42] | KILBARRY |  | 51.9045 | -8.4506
MV/LV Substation MO***621 |  | 10 kV | _ | LV | 400 kVA :Kiosk Substation | 0.4 | --> | 0.4 | 0.346 | 8.1 |  | --> | 0.38 | 0 | 0 | 0.40812 | 0 |  | --> | C21 ex MILLTOWN (DR) | Milltown (dr) [T101,T102] | POOLBEG |  | 53.318 | -6.2431
MV/LV Substation MO***623 |  | 20 kV | _ | LV | 200 kVA :Pole Substation | 0.2 | --> | 0.2 | 0 | 0 | Constrained,otherwise capacity available =175kVA. | --> | 0.19 | 0 | 0 | 0.20376 | 0 |  | --> | E16 ex JULIANSTOWN | Julianstown [T421,T422] | DRYBRIDGE |  | 53.6619 | -6.2423
MV/LV Substation MO***623X |  | 20 kV | _ | LV | 50 kVA :Pole Substation | 0.05 | --> | 0.05 | 0 | 0 | Constrained,otherwise capacity available =50kVA. | --> | 0.0475 | 0 | 0 | 0.05 | 0 |  | --> | C19 ex ENNISTYMON | Ennistymon [T41,T42] | ENNIS |  | 52.974 | -9.2183
MV/LV Substation MO***623X |  | 10 kV | _ | LV | 630 kVA :Building Structure | 0.63 | --> | 0.63 | 0.5 | 11.1 |  | --> | 0.5985 | 0 | 0 | 0.5 | 0 |  | --> | C17 ex CABRA | Cabra [T101,T102] | FINGLAS |  | 53.3722 | -6.2951
MV/LV Substation MO***624X |  | 10 kV | _ | LV | 400 kVA :Building Structure | 0.4 | --> | 0.4 | 0.304 | 0.8 |  | --> | 0.38 | 0 | 0.11856 | 0.4099 | 0 |  | --> | C20 ex MANOR STREET | Manor Street [T41,T42] | WATERFORD |  | 52.2521 | -7.116
MV/LV Substation MO***626 |  | 20 kV | _ | LV | 1000 kVA :Kiosk Substation | 1 | --> | 1 | 0.5 | 9.1 |  | --> | 0.95 | 0 | 0 | 0.5 | 0 |  | --> | E21 ex ARDNAREE | Ardnaree [T42,T421] | MOY |  | 54.0137 | -9.0886
MV/LV Substation MO***627 |  | 10 kV | _ | LV | 50 kVA :Pole Substation | 0.05 | --> | 0.05 | 0 | 0 | Constrained,otherwise capacity available =39kVA. | --> | 0.0475 | 0 | 0 | 0 | 0 | Constrained,otherwise capacity available =51.6kW. | --> | C23 ex TINAHASK | Tinahask [T41,T42] | ARKLOW |  | 52.7807 | -6.1735
MV/LV Substation MO***628 |  | 10 kV | _ | LV | 630 kVA :Building Structure | 0.63 | --> | 0.63 | 0.5 | 1.7 |  | --> | 0.5985 | 0 | 0 | 0.5 | 0 |  | --> | C21 ex ATHY | Athy [T101,T102] | ATHY |  | 52.9726 | -7.0756
MV/LV Substation MO***628 |  | 10 kV | _ | LV | 400 kVA :Building Structure | 0.4 | --> | 0.4 | 0 | 0 | Constrained,otherwise capacity available =249kVA. | --> | 0.38 | 0 | 0 | 0.4223 | 0 |  | --> | C13 ex CAMDEN ROW | Camden Row [T41] | FRANCIS STREET |  | 53.336 | -6.2644
MV/LV Substation MO***631X |  | 20 kV | _ | LV | 100 kVA :Pole Substation | 0.1 | --> | 0.1 | 0.099 | 3.5 |  | --> | 0.095 | 0 | 0 | 0.10015 | 0 |  | --> | C26 ex DUNDALK | Dundalk [T41,T42] | DUNDALK |  | 54.0068 | -6.5964
MV/LV Substation MO***632 |  | 20 kV | _ | LV | 200 kVA :Kiosk Substation | 0.2 | --> | 0.2 | 0.174 | 17.8 |  | --> | 0.19 | 0 | 0.006669 | 0.20391 | 0 |  | --> | E21 ex BANOGE | Banoge [T121,T122] | BANOGE |  | 52.7181 | -6.4015
MV/LV Substation MO***632Y |  | 20 kV | _ | LV | 100 kVA :Pole Substation | 0.1 | --> | 0.1 | 0.084 | 1 |  | --> | 0.095 | 0 | 0 | 0.1024 | 0 |  | --> | E12 ex LONGFORD | Longford [T421,T422] | RICHMOND |  | 53.9157 | -7.6313
MV/LV Substation MO***637X |  | 10 kV | _ | LV | 100 kVA :Pole Substation | 0.1 | --> | 0.1 | 0.057 | 2.7 |  | --> | 0.095 | 0 | 0.002223 | 0.10633 | 0 |  | --> | C17 ex OLDCASTLE | Oldcastle [T41,T422] | MULLINGAR |  | 53.7724 | -7.1578
MV/LV Substation MO***638X |  | 10 kV | _ | LV | 50 kVA :Pole Substation | 0.05 | --> | 0.05 | 0 | 0 | Constrained,otherwise capacity available =38kVA. | --> | 0.0475 | 0 | 0.003705 | 0.05179 | 0 |  | --> | C11 ex CASTLECOMER | Castlecomer [T41,T42] | BALLYRAGGET |  | 52.839 | -7.072
MV/LV Substation MO***641 |  | 10 kV | _ | LV | 400 kVA :Kiosk Substation | 0.4 | --> | 0.4 | 0.25 | 10 |  | --> | 0.38 | 0 | 0.005187 | 0.42216 | 0 |  | --> | C12 ex HAROLDS CROSS | Harolds Cross [T101,T102] | POOLBEG |  | 53.3211 | -6.289
MV/LV Substation MO***644X |  | 10 kV | _ | LV | 50 kVA :Pole Substation | 0.05 | --> | 0.05 | 0 | 0 | Constrained,otherwise capacity available =44kVA. | --> | 0.0475 | 0 | 0.003705 | 0.050903 | 0 |  | --> | C16 ex ATHENRY | Athenry [T41,T42] | GALWAY 110KV |  | 53.3082 | -8.7668
MV/LV Substation MO***644Y |  | 20 kV | _ | LV | 50 kVA :Pole Substation | 0.05 | --> | 0.05 | 0 | 0 | Constrained,otherwise capacity available =42kVA. | --> | 0.0475 | 0 | 0.011856 | 0 | 0 | Constrained,otherwise capacity available =51.2kW. | --> | E14 ex EMYVALE | Emyvale [T422] | LISDRUM |  | 54.3986 | -6.9769
MV/LV Substation MO***645 |  | 20 kV | _ | LV | 100 kVA :Pole Substation | 0.1 | --> | 0.1 | 0.097 | 2.5 |  | --> | 0.095 | 0 | 0 | 0.10045 | 0 |  | --> | E17 ex EDGEWORTHSTOWN | Edgeworthstown [T421,T422] | RICHMOND |  | 53.706 | -7.6206
MV/LV Substation MO***647 |  | 20 kV | _ | LV | 100 kVA :Pole Substation | 0.1 | --> | 0.1 | 0 | 0 | Constrained,otherwise capacity available =58kVA. | --> | 0.095 | 0 | 0.005928 | 0.10618 | 0 |  | --> | E18 ex GARRANACANTY | Garranacanty [T421,T422] | TIPPERARY |  | 52.5104 | -8.2245
MV/LV Substation MO***648Y |  | 10 kV | _ | LV | 200 kVA :Kiosk Substation | 0.2 | --> | 0.2 | 0.025 | 1 |  | --> | 0.19 | 0 | 0 | 0.2249 | 0 |  | --> | C25 ex TYCOR | Tycor [T41,T42] | WATERFORD |  | 52.2631 | -7.1449
MV/LV Substation MO***649 |  | 10 kV | _ | LV | 400 kVA :Kiosk Substation | 0.4 | --> | 0.4 | 0.279 | 10 |  | --> | 0.38 | 0 | 0.008151 | 0.41797 | 0 |  | --> | C12 ex HAROLDS CROSS | Harolds Cross [T101,T102] | POOLBEG |  | 53.3227 | -6.2874
MV/LV Substation MO***650Y |  | 20 kV | _ | LV | 50 kVA :Pole Substation | 0.05 | --> | 0.05 | 0.045 | 3.5 |  | --> | 0.0475 | 0 | 0 | 0 | 0 | Constrained,otherwise capacity available =50.8kW. | --> | E11 ex DUNFIRTH | Dunfirth [T122] | DUNFIRTH |  | 53.4287 | -6.9617
MV/LV Substation MO***651Y |  | 20 kV | _ | LV | 200 kVA :Kiosk Substation | 0.2 | --> | 0.2 | 0 | 0 | Constrained,otherwise capacity available =120kVA. | --> | 0.19 | 0 | 0.034086 | 0.2118 | 0 |  | --> | C13 ex MORNINGTON ROAD | Mornington Road [T41,T42] | DRYBRIDGE |  | 53.7108 | -6.2837
MV/LV Substation MO***661Y |  | 10 kV | _ | LV | 400 kVA :Kiosk Substation | 0.4 | --> | 0.4 | 0 | 0 | Constrained,otherwise capacity available =331kVA. | --> | 0.38 | 0 | 0.00741 | 0.41034 | 0 |  | --> | C11 ex DERRYCRAMPH | Derrycramph [T41,T42] | SHANKILL |  | 53.9738 | -7.3547
MV/LV Substation MO***662 |  | 10 kV | _ | LV | 50 kVA :Pole Substation | 0.05 | --> | 0.05 | 0 | 0 | Constrained,otherwise capacity available =38kVA. | --> | 0.0475 | 0 | 0 | 0 | 0 | Constrained,otherwise capacity available =51.8kW. | --> | C22 ex LISMORE | Lismore [T41,T42] | DUNGARVAN |  | 52.1659 | -7.9448
MV/LV Substation MO***667 |  | 10 kV | _ | LV | 200 kVA :Building Structure | 0.2 | --> | 0.2 | 0.188 | 1.9 |  | --> | 0.19 | 0 | 0 | 0.20181 | 0 |  | --> | C18 ex FAIRVIEW | Fairview [T41] | MCDERMOTT |  | 53.3695 | -6.2221
MV/LV Substation MO***668 |  | 10 kV | _ | LV | 50 kVA :Pole Substation | 0.05 | --> | 0.05 | 0 | 4.4 |  | --> | 0.0475 | 0 | 0.008892 | 0.057306 | 0 |  | --> | E11 ex CRANE | Crane [T122] | CRANE |  | 52.5289 | -6.5534
MV/LV Substation MO***668Z |  | 10 kV | _ | LV | 50 kVA :Pole Substation | 0.05 | --> | 0.05 | 0 | 0 | Constrained,otherwise capacity available =48kVA. | --> | 0.0475 | 0 | 0 | 0.050303 | 0 |  | --> | C20 ex KILDARE | Kildare [T41,T42] | NEWBRIDGE |  | 53.1732 | -6.8522
MV/LV Substation MO***672X |  | 20 kV | _ | LV | 200 kVA :Pole Substation | 0.2 | --> | 0.2 | 0 | 0 | Constrained,otherwise capacity available =136kVA. | --> | 0.19 | 0 | 0 | 0 | 0 | Constrained,otherwise capacity available =209.5kW. | --> | E11 ex MACROOM | Macroom [T422] | MACROOM |  | 51.9311 | -8.7683
MV/LV Substation MO***675X |  | 20 kV | _ | LV | 100 kVA :Pole Substation | 0.1 | --> | 0.1 | 0 | 0 | Constrained,otherwise capacity available =79kVA. | --> | 0.095 | 0 | 0.002964 | 0.10314 | 0 |  | --> | C13 ex MORNINGTON ROAD | Mornington Road [T41,T42] | DRYBRIDGE |  | 53.7205 | -6.2832
MV/LV Substation MO***676Y |  | 20 kV | _ | LV | 200 kVA :Building Structure | 0.2 | --> | 0.2 | 0 | 0 | Constrained,otherwise capacity available =167kVA. | --> | 0.19 | 0 | 0.002223 | 0 | 0 | Constrained,otherwise capacity available =204.9kW. | --> | C14 ex FERMOY NORTH | Fermoy North [T41,T42] | BARRYMORE |  | 52.1742 | -8.2516
MV/LV Substation MO***678 |  | 10 kV | _ | LV | 50 kVA :Pole Substation | 0.05 | --> | 0.05 | 0.043 | 3.1 |  | --> | 0.0475 | 0 | 0.002964 | 0.051052 | 0 |  | --> | C14 ex BELLFIELD | Bellfield [T41,T42] | CRANE |  | 52.5171 | -6.5717
MV/LV Substation MO***678 |  | 20 kV | _ | LV | 630 kVA :Building Structure | 0.63 | --> | 0.63 | 0.5 | 1 |  | --> | 0.5985 | 0 | 0 | 0.5 | 0 |  | --> | E12 ex LONGFORD | Longford [T421,T422] | RICHMOND |  | 53.9032 | -7.6357
MV/LV Substation MO***685X |  | 20 kV | _ | LV | 400 kVA :Kiosk Substation | 0.4 | --> | 0.4 | 0 | 0 | Constrained,otherwise capacity available =322kVA. | --> | 0.38 | 0 | 0.00741 | 0.41167 | 0 |  | --> | C12 ex SCARIFF | Scariff [T42] | ENNIS |  | 52.932 | -8.4267
MV/LV Substation MO***686 |  | 10 kV | _ | LV | 400 kVA :Kiosk Substation | 0.4 | --> | 0.4 | 0.34 | 3.1 |  | --> | 0.38 | 0 | 0.003705 | 0.40901 | 0 |  | --> | C14 ex BELLFIELD | Bellfield [T41,T42] | CRANE |  | 52.5069 | -6.5758
MV/LV Substation MO***686 |  | 10 kV | _ | LV | 1000 kVA :Building Structure | 1 | --> | 1 | 0 | 0 | Constrained,otherwise capacity available =500kVA. | --> | 0.95 | 0 | 0 | 0.5 | 0 |  | --> | C21 ex GRANBY ROW | Granby Row [T41] | MCDERMOTT |  | 53.3512 | -6.2622
MV/LV Substation MO***688 |  | 10 kV | _ | LV | 630 kVA :Kiosk Substation | 0.63 | --> | 0.63 | 0.5 | 3.3 |  | --> | 0.5985 | 0 | 0 | 0.5 | 0 |  | --> | C19 ex PEMBROKE | Pembroke [T41,T42,T43,T44] | RINGSEND |  | 53.3329 | -6.2234
MV/LV Substation MO***688 |  | 20 kV | _ | LV | 50 kVA :Pole Substation | 0.05 | --> | 0.05 | 0.049 | 13.5 |  | --> | 0.0475 | 0 | 0 | 0.050152 | 0 |  | --> | C19 ex ENNIS | Ennis [T101,T102] | ENNIS |  | 52.8527 | -8.8873
MV/LV Substation MO***691 |  | 20 kV | _ | LV | 50 kVA :Pole Substation | 0.05 | --> | 0.05 | 0.045 | 1.5 |  | --> | 0.0475 | 0 | 0 | 0.050753 | 0 |  | --> | C14 ex SMEARLA | Smearla [T41,T42] | TRIEN |  | 52.5054 | -9.3723
MV/LV Substation MO***691 |  | 10 kV | _ | LV | 100 kVA :Pole Substation | 0.1 | --> | 0.1 | 0.025 | 0.9 |  | --> | 0.095 | 0 | 0.003705 | 0 | 0 | Constrained,otherwise capacity available =110.8kW. | --> | C18 ex SPA ROAD | Spa Road [T41,T42] | DOON |  | 52.3609 | -7.6646
MV/LV Substation MO***693 |  | 10 kV | _ | LV | 100 kVA :Pole Substation | 0.1 | --> | 0.1 | 0.078 | 4.4 |  | --> | 0.095 | 0 | 0 | 0.10329 | 0 |  | --> | C18 ex KINGSCOURT | Kingscourt [T41,T42] | MEATH HILL |  | 53.9009 | -6.8077
MV/LV Substation MO***693 |  | 10 kV | _ | LV | 50 kVA :Pole Substation | 0.05 | --> | 0.05 | 0.02 | 0.2 |  | --> | 0.0475 | 0 | 0.011856 | 0.054359 | 0 |  | --> | C13 ex SANDYFORD | Sandyford [T41,T42] | CARRICKMINES |  | 53.2636 | -6.3133
MV/LV Substation MO***695X |  | 10 kV | _ | LV | 50 kVA :Pole Substation | 0.05 | --> | 0.05 | 0.043 | 5.9 |  | --> | 0.0475 | 0 | 0 | 0.051052 | 0 |  | --> | C18 ex CASHEL | Cashel [T41,T42] | CAHIR |  | 52.5093 | -7.8305
MV/LV Substation MO***695Y |  | 20 kV | _ | LV | 50 kVA :Pole Substation | 0.05 | --> | 0.05 | 0 | 0 | Constrained,otherwise capacity available =33kVA. | --> | 0.0475 | 0 | 0 | 0 | 0 | Constrained,otherwise capacity available =52.5kW. | --> | C14 ex FERMOY NORTH | Fermoy North [T41,T42] | BARRYMORE |  | 52.1842 | -8.3751
MV/LV Substation MO***696X |  | 20 kV | _ | LV | 100 kVA :Pole Substation | 0.1 | --> | 0.1 | 0.076 | 2.5 |  | --> | 0.095 | 0 | 0.00741 | 0.10358 | 0 |  | --> | E12 ex BAGENALSTOWN | Bagenalstown [T421,T422] | CARLOW |  | 52.695 | -6.959
MV/LV Substation MO***697 |  | 10 kV | _ | LV | 100 kVA :Pole Substation | 0.1 | --> | 0.1 | 0.092 | 0.5 |  | --> | 0.095 | 0 | 0.00741 | 0 | 0 | Constrained,otherwise capacity available =101.2kW. | --> | C20 ex KILMARTIN | Kilmartin [T41] | ARKLOW |  | 53.009 | -6.2037
MV/LV Substation MO***700 |  | 20 kV | _ | LV | 50 kVA :Pole Substation | 0.05 | --> | 0.05 | 0.043 | 0.5 |  | --> | 0.0475 | 0 | 0.00741 | 0.051052 | 0 |  | --> | E15 ex ARDFINNAN | Ardfinnan [T421] | CAHIR |  | 52.2825 | -7.8003
MV/LV Substation MO***700 |  | 10 kV | _ | LV | 50 kVA :Pole Substation | 0.05 | --> | 0.05 | 0.03 | 0.3 |  | --> | 0.0475 | 0 | 0.003705 | 0.052949 | 0 |  | --> | C12 ex ABBEYFEALE | Abbeyfeale [T42] | TRIEN |  | 52.3218 | -9.2382
MV/LV Substation MO***700X |  | 20 kV | _ | LV | 50 kVA :Pole Substation | 0.05 | --> | 0.05 | 0 | 0 | Constrained,otherwise capacity available =39kVA. | --> | 0.0475 | 0 | 0 | 0 | 0 | Constrained,otherwise capacity available =51.6kW. | --> | E13 ex FOXHOLE | Foxhole [T421,T422] | DUNGARVAN |  | 51.9608 | -7.7311
MV/LV Substation MO***701 |  | 10 kV | _ | LV | 100 kVA :Pole Substation | 0.1 | --> | 0.1 | 0.066 | 0.3 |  | --> | 0.095 | 0 | 0.00741 | 0.10504 | 0 |  | --> | C12 ex ABBEYFEALE | Abbeyfeale [T42] | TRIEN |  | 52.3176 | -9.2343
MV/LV Substation MO***701X |  | 20 kV | _ | LV | 630 kVA :Building Structure | 0.63 | --> | 0.63 | 0 | 0 | Constrained,otherwise capacity available =500kVA. | --> | 0.5985 | 0 | 0 | 0.5 | 0 |  | --> | E11 ex GLASMORE | Glasmore [T421,T422] | GLASMORE |  | 53.47 | -6.2097
MV/LV Substation MO***702 |  | 20 kV | _ | LV | 100 kVA :Pole Substation | 0.1 | --> | 0.1 | 0.074 | 2.5 |  | --> | 0.095 | 0 | 0.00741 | 0.10387 | 0 |  | --> | E17 ex EDGEWORTHSTOWN | Edgeworthstown [T421,T422] | RICHMOND |  | 53.6643 | -7.789
MV/LV Substation MO***702 |  | 10 kV | _ | LV | 50 kVA :Pole Substation | 0.05 | --> | 0.05 | 0.042 | 0.3 |  | --> | 0.0475 | 0 | 0 | 0.0512 | 0 |  | --> | C12 ex ABBEYFEALE | Abbeyfeale [T42] | TRIEN |  | 52.3144 | -9.2365
MV/LV Substation MO***704Z |  | 20 kV | _ | LV | 50 kVA :Pole Substation | 0.05 | --> | 0.05 | 0 | 0 | Constrained,otherwise capacity available =42kVA. | --> | 0.0475 | 0 | 0 | 0.0512 | 0 |  | --> | C17 ex BALLYGAR | Ballygar [T41,T42] | ATHLONE |  | 53.4847 | -8.5595
MV/LV Substation MO***707 |  | 20 kV | _ | LV | 100 kVA :Pole Substation | 0.1 | --> | 0.1 | 0.09 | 2.7 |  | --> | 0.095 | 0 | 0 | 0.10151 | 0 |  | --> | E12 ex OLDCASTLE | Oldcastle [T41,T422] | MULLINGAR |  | 53.7561 | -7.2168
MV/LV Substation MO***709 |  | 20 kV | _ | LV | 50 kVA :Pole Substation | 0.05 | --> | 0.05 | 0.037 | 1.4 |  | --> | 0.0475 | 0 | 0 | 0.051937 | 0 |  | --> | C12 ex CROSSMOLINA | Crossmolina [T41,T42] | MOY |  | 54.1609 | -9.3444
MV/LV Substation MO***712 |  | 10 kV | _ | LV | 200 kVA :Building Structure | 0.2 | --> | 0.2 | 0.186 | 1.6 |  | --> | 0.19 | 0 | 0 | 0 | 0 | Constrained,otherwise capacity available =202.1kW. | --> | C12 ex FOYNES | Foynes [T41,T42] | RATHKEALE |  | 52.6107 | -9.0944
MV/LV Substation MO***712Y |  | 20 kV | _ | LV | 50 kVA :Pole Substation | 0.05 | --> | 0.05 | 0 | 0 | Constrained,otherwise capacity available =48kVA. | --> | 0.0475 | 0 | 0 | 0.050303 | 0 |  | --> | E16 ex JULIANSTOWN | Julianstown [T421,T422] | DRYBRIDGE |  | 53.664 | -6.2793
MV/LV Substation MO***713Y |  | 20 kV | _ | LV | 200 kVA :Kiosk Substation | 0.2 | --> | 0.2 | 0 | 0 | Constrained,otherwise capacity available =134kVA. | --> | 0.19 | 0 | 0.028158 | 0.20978 | 0 |  | --> | C13 ex MORNINGTON ROAD | Mornington Road [T41,T42] | DRYBRIDGE |  | 53.7116 | -6.2873
MV/LV Substation MO***714Z |  | 10 kV | _ | LV | 200 kVA :Kiosk Substation | 0.2 | --> | 0.2 | 0 | 0 | Constrained,otherwise capacity available =190kVA. | --> | 0.19 | 0 | 0 | 0.20151 | 0 |  | --> | C15 ex MOUNTGORRY | Mountgorry [T41,T42] | GRANGE (DR) |  | 53.4548 | -6.2075
MV/LV Substation MO***715Y |  | 10 kV | _ | LV | 100 kVA :Pole Substation | 0.1 | --> | 0.1 | 0.069 | 3.1 |  | --> | 0.095 | 0 | 0 | 0.1046 | 0 |  | --> | C14 ex BELLFIELD | Bellfield [T41,T42] | CRANE |  | 52.512 | -6.5673
MV/LV Substation MO***722 |  | 10 kV | _ | LV | 630 kVA :Building Structure | 0.63 | --> | 0.63 | 0.411 | 8.1 |  | --> | 0.5985 | 0 | 0.020748 | 0.5 | 0 |  | --> | C26 ex MILLTOWN (DR) | Milltown (dr) [T101,T102] | INCHICORE 220KV |  | 53.3136 | -6.251
MV/LV Substation MO***723 |  | 10 kV | _ | LV | 100 kVA :Pole Substation | 0.1 | --> | 0.1 | 0.057 | 5.8 |  | --> | 0.095 | 0 | 0.003705 | 0.10633 | 0 |  | --> | C14 ex OAKFIELD | Oakfield [T41,T42] | SLIGO |  | 54.2352 | -8.4834
MV/LV Substation MO***724 |  | 10 kV | _ | LV | 200 kVA :Building Structure | 0.2 | --> | 0.2 | 0.185 | 2.3 |  | --> | 0.19 | 0 | 0 | 0.20226 | 0 |  | --> | C18 ex BALLYRICKARD | Ballyrickard [T41,T42] | TRALEE |  | 52.2864 | -9.7077
MV/LV Substation MO***725 |  | 10 kV | _ | LV | 100 kVA :Pole Substation | 0.1 | --> | 0.1 | 0 | 0 | Constrained,otherwise capacity available =99kVA. | --> | 0.095 | 0 | 0 | 0.10015 | 0 |  | --> | C17 ex DOUGLAS | Douglas [T41,T42] | TRABEG |  | 51.8501 | -8.428
MV/LV Substation MO***726Y |  | 20 kV | _ | LV | 50 kVA :Pole Substation | 0.05 | --> | 0.05 | 0.05 | 4.2 |  | --> | 0.0475 | 0 | 0 | 0.05 | 0 |  | --> | E14 ex ERRIGAL | Errigal [T41,T422] | SHANKILL |  | 53.9775 | -7.0789
MV/LV Substation MO***727 |  | 10 kV | _ | LV | 100 kVA :Pole Substation | 0.1 | --> | 0.1 | 0 | 0 | Constrained,otherwise capacity available =91kVA. | --> | 0.095 | 0 | 0 | 0 | 0 | Constrained,otherwise capacity available =101.4kW. | --> | C19 ex KNOCKAPHUNTA | Knockaphunta [T41,T42] | CASTLEBAR |  | 53.845 | -9.3209
MV/LV Substation MO***727 |  | 20 kV | _ | LV | 100 kVA :Pole Substation | 0.1 | --> | 0.1 | 0 | 0 | Constrained,otherwise capacity available =92kVA. | --> | 0.095 | 0 | 0 | 0.10121 | 0 |  | --> | E18 ex BALLINROBE | Ballinrobe [T421,T422] | DALTON |  | 53.6549 | -9.3675
MV/LV Substation MO***729 |  | 20 kV | _ | LV | 100 kVA :Pole Substation | 0.1 | --> | 0.1 | 0.1 | 2.8 |  | --> | 0.095 | 0 | 0 | 0.1 | 0 |  | --> | E21 ex CLARA | Clara [T421,T422] | THORNSBERRY |  | 53.4 | -7.6769
MV/LV Substation MO***731X |  | 10 kV | _ | LV | 50 kVA :Pole Substation | 0.05 | --> | 0.05 | 0 | 0 | Constrained,otherwise capacity available =49kVA. | --> | 0.0475 | 0 | 0 | 0.050152 | 0 |  | --> | C16 ex LOUGHREA | Loughrea [T41,T42] | SOMERSET |  | 53.1866 | -8.5276
MV/LV Substation MO***732X |  | 10 kV | _ | LV | 50 kVA :Pole Substation | 0.05 | --> | 0.05 | 0 | 0 | Constrained,otherwise capacity available =44kVA. | --> | 0.0475 | 0 | 0.004446 | 0.050903 | 0 |  | --> | C15 ex KINSALE | Kinsale [T41,T42] | BANDON |  | 51.7128 | -8.5163
MV/LV Substation MO***734Y |  | 10 kV | _ | LV | 400 kVA :Kiosk Substation | 0.4 | --> | 0.4 | 0.4 | 6.4 |  | --> | 0.38 | 0 | 0 | 0.4 | 0 |  | --> | C11 ex GARRYCASTLE | Garrycastle [T41,T42] | ATHLONE |  | 53.4208 | -7.9263
MV/LV Substation MO***736 |  | 20 kV | _ | LV | 50 kVA :Pole Substation | 0.05 | --> | 0.05 | 0 | 0 | Constrained,otherwise capacity available =30kVA. | --> | 0.0475 | 0 | 0 | 0 | 0 | Constrained,otherwise capacity available =52.9kW. | --> | E20 ex ROSCREA | Roscrea [T41,T42] | IKERRIN |  | 52.9432 | -7.6624
MV/LV Substation MO***736X |  | 10 kV | _ | LV | 50 kVA :Pole Substation | 0.05 | --> | 0.05 | 0.039 | 5 |  | --> | 0.0475 | 0 | 0.003705 | 0.051643 | 0 |  | --> | C20 ex MCDONAGH | Mcdonagh [T41,T42] | KILKENNY |  | 52.675 | -7.1853
MV/LV Substation MO***737X |  | 10 kV | _ | LV | 50 kVA :Pole Substation | 0.05 | --> | 0.05 | 0.035 | 9.5 |  | --> | 0.0475 | 0 | 0 | 0.052228 | 0 |  | --> | C17 ex BANDON | Bandon [T101,T42] | BANDON |  | 51.7246 | -8.6345
MV/LV Substation MO***738X |  | 10 kV | _ | LV | 400 kVA :Kiosk Substation | 0.4 | --> | 0.4 | 0 | 0 | Constrained,otherwise capacity available =243kVA. | --> | 0.38 | 0 | 0.052611 | 0.42316 | 0 |  | --> | C19 ex JOHNSTOWN | Johnstown [T41,T42] | KILTEEL |  | 53.2306 | -6.6522
MV/LV Substation MO***739 |  | 20 kV | _ | LV | 200 kVA :Kiosk Substation | 0.2 | --> | 0.2 | 0.163 | 2.3 |  | --> | 0.19 | 0 | 0 | 0.20554 | 0 |  | --> | E13 ex MOY | Moy [T421,T422] | MOY |  | 54.0575 | -9.1573
MV/LV Substation MO***740X |  | 20 kV | _ | LV | 50 kVA :Pole Substation | 0.05 | --> | 0.05 | 0.045 | 3.5 |  | --> | 0.0475 | 0 | 0.003705 | 0 | 0 | Constrained,otherwise capacity available =50.8kW. | --> | E13 ex DUNFIRTH | Dunfirth [T122] | DUNFIRTH |  | 53.3861 | -6.7176
MV/LV Substation MO***745 |  | 20 kV | _ | LV | 50 kVA :Pole Substation | 0.05 | --> | 0.05 | 0 | 0 | Constrained,otherwise capacity available =37kVA. | --> | 0.0475 | 0 | 0 | 0 | 0 | Constrained,otherwise capacity available =51.9kW. | --> | E16 ex KILMACTHOMAS | Kilmacthomas [T421,T422] | DUNGARVAN |  | 52.1315 | -7.4695
MV/LV Substation MO***745X |  | 20 kV | _ | LV | 30 kVA :Pole Substation | 0.03 | --> | 0.03 | 0.03 | 2.5 |  | --> | 0.0285 | 0 | 0 | 0.03 | 0 |  | --> | E11 ex BAGENALSTOWN | Bagenalstown [T421,T422] | CARLOW |  | 52.6992 | -6.9756
MV/LV Substation MO***747X |  | 10 kV | _ | LV | 50 kVA :Pole Substation | 0.05 | --> | 0.05 | 0.029 | 13.1 |  | --> | 0.0475 | 0 | 0 | 0.053092 | 0 |  | --> | C19 ex MONREAD | Monread [T101,T102] | MONREAD |  | 53.2384 | -6.6522
MV/LV Substation MO***747Z |  | 10 kV | _ | LV | 200 kVA :Kiosk Substation | 0.2 | --> | 0.2 | 0 | 0 | Constrained,otherwise capacity available =147kVA. | --> | 0.19 | 0 | 0.014079 | 0.20789 | 0 |  | --> | C20 ex HOWTH JUNCTION | Howth Junction [T41,T42] | GRANGE (DR) |  | 53.3877 | -6.146
MV/LV Substation MO***754Y |  | 10 kV | _ | LV | 50 kVA :Pole Substation | 0.05 | --> | 0.05 | 0.043 | 0.1 |  | --> | 0.0475 | 0 | 0 | 0.051052 | 0 |  | --> | C14 ex BALLYMAHON | Ballymahon [T41,T42] | ATHLONE |  | 53.6185 | -7.7257
MV/LV Substation MO***755 |  | 10 kV | _ | LV | 200 kVA :Kiosk Substation | 0.2 | --> | 0.2 | 0 | 0 | Constrained,otherwise capacity available =112kVA. | --> | 0.19 | 0 | 0.034086 | 0.072493 | 0 | Constrained,otherwise capacity available =212.9kW. | --> | C16 ex TOOMEVARA | Toomevara [T42] | NENAGH |  | 52.8793 | -7.9578
MV/LV Substation MO***757 |  | 20 kV | _ | LV | 100 kVA :Pole Substation | 0.1 | --> | 0.1 | 0.077 | 0.1 |  | --> | 0.095 | 0 | 0.003705 | 0.10343 | 0 |  | --> | E11 ex KILCULLEN | Kilcullen [T41,T42,T424] | STRATFORD |  | 53.1181 | -6.6883
MV/LV Substation MO***761Y |  | 10 kV | _ | LV | 50 kVA :Pole Substation | 0.05 | --> | 0.05 | 0.045 | 0.1 |  | --> | 0.0475 | 0 | 0 | 0.050753 | 0 |  | --> | C18 ex BALLYMAHON | Ballymahon [T41,T42] | ATHLONE |  | 53.5693 | -7.7794
MV/LV Substation MO***763Y |  | 10 kV | _ | LV | 630 kVA :Kiosk Substation | 0.63 | --> | 0.63 | 0.13336 | 0.1 | Constrained,otherwise capacity available =500kVA. | --> | 0.5985 | 0 | 0.005187 | 0.5 | 0 |  | --> | C18 ex BALLYMAHON | Ballymahon [T41,T42] | ATHLONE |  | 53.5674 | -7.7745
MV/LV Substation MO***764 |  | 10 kV | _ | LV | 50 kVA :Pole Substation | 0.05 | --> | 0.05 | 0.046 | 1.1 |  | --> | 0.0475 | 0 | 0.003705 | 0.050604 | 0 |  | --> | C23 ex KILKEE | Kilkee [T41] | TULLABRACK |  | 52.643 | -9.6853
MV/LV Substation MO***765Y |  | 20 kV | _ | LV | 50 kVA :Pole Substation | 0.05 | --> | 0.05 | 0 | 0 | Constrained,otherwise capacity available =47kVA. | --> | 0.0475 | 0 | 0.003705 | 0.050453 | 0 |  | --> | C11 ex RAHEEN | Raheen [T41,T42] | LIMERICK |  | 52.6336 | -8.6926
MV/LV Substation MO***766X |  | 10 kV | _ | LV | 200 kVA :Pole Substation | 0.2 | --> | 0.2 | 0.084 | 2.2 |  | --> | 0.19 | 0 | 0 | 0.2 | 0 |  | --> | C13 ex CASTLETOWNROCHE | Castletownroche [T41] | MALLOW |  | 52.1615 | -8.5048
MV/LV Substation MO***771 |  | 20 kV | _ | LV | 50 kVA :Pole Substation | 0.05 | --> | 0.05 | 0.044 | 1.5 |  | --> | 0.0475 | 0 | 0 | 0.050903 | 0 |  | --> | C14 ex SMEARLA | Smearla [T41,T42] | TRIEN |  | 52.4941 | -9.3717
MV/LV Substation MO***772 |  | 10 kV | _ | LV | 50 kVA :Pole Substation | 0.05 | --> | 0.05 | 0 | 0 |  | --> | 0.0475 | 0 | 0.009633 | 0.060275 | 0 |  | --> | C21 ex LITTLE BRAY | Little Bray [T41,T42] | FASSAROE |  | 53.2005 | -6.177
MV/LV Substation MO***772 |  | 10 kV | _ | LV | 50 kVA :Pole Substation | 0.05 | --> | 0.05 | 0 | 0 | Constrained,otherwise capacity available =41kVA. | --> | 0.0475 | 0 | 0 | 0 | 0 | Constrained,otherwise capacity available =51.3kW. | --> | C17 ex ROSCREA | Roscrea [T41,T42] | IKERRIN |  | 52.9515 | -7.7624
MV/LV Substation MO***778 |  | 20 kV | _ | LV | 100 kVA :Pole Substation | 0.1 | --> | 0.1 | 0 | 0 | Constrained,otherwise capacity available =61kVA. | --> | 0.095 | 0 | 0.003705 | 0.10575 | 0 |  | --> | C17 ex BALLYGAR | Ballygar [T41,T42] | ATHLONE |  | 53.4869 | -8.5685
MV/LV Substation MO***779 |  | 10 kV | _ | LV | 200 kVA :Pole Substation | 0.2 | --> | 0.2 | 0 | 0 | Constrained,otherwise capacity available =126kVA. | --> | 0.19 | 0 | 0.021489 | 0.21094 | 0 |  | --> | C21 ex LITTLE BRAY | Little Bray [T41,T42] | FASSAROE |  | 53.2032 | -6.1758
MV/LV Substation MO***780Y |  | 20 kV | _ | LV | 400 kVA :Kiosk Substation | 0.4 | --> | 0.4 | 0 | 0 | Constrained,otherwise capacity available =277kVA. | --> | 0.38 | 0 | 0.009633 | 0.41826 | 0 |  | --> | C22 ex ATHLONE | Athlone [T41,T42] | ATHLONE |  | 53.4269 | -8.002
MV/LV Substation MO***781 |  | 20 kV | _ | LV | 50 kVA :Pole Substation | 0.05 | --> | 0.05 | 0.046 | 1.3 |  | --> | 0.0475 | 0 | 0 | 0.050604 | 0 |  | --> | C24 ex CLIFDEN | Clifden [T41,T42] | SCREEB |  | 53.5447 | -10.0066
MV/LV Substation MO***783X |  | 20 kV | _ | LV | 50 kVA :Pole Substation | 0.05 | --> | 0.05 | 0.041 | 2.8 |  | --> | 0.0475 | 0 | 0 | 0.051348 | 0 |  | --> | E13 ex BALLYRAGGET | Ballyragget [T421,T422] | BALLYRAGGET |  | 52.7924 | -7.34
MV/LV Substation MO***788 |  | 20 kV | _ | LV | 400 kVA :Kiosk Substation | 0.4 | --> | 0.4 | 0 | 0 | Constrained,otherwise capacity available =367kVA. | --> | 0.38 | 0 | 0.005928 | 0.40498 | 0 |  | --> | E12 ex DINGLE | Dingle [T421,T422] | OUGHTRAGH |  | 52.1488 | -10.2582
MV/LV Substation MO***789 |  | 20 kV | _ | LV | 50 kVA :Pole Substation | 0.05 | --> | 0.05 | 0.045 | 2 |  | --> | 0.0475 | 0 | 0 | 0.050753 | 0 |  | --> | E16 ex MOHILL | Mohill [T421,T422] | CARRICK ON SHANNON |  | 53.8596 | -7.9158
MV/LV Substation MO***790X |  | 10 kV | _ | LV | 200 kVA :Kiosk Substation | 0.2 | --> | 0.2 | 0.167 | 2.4 |  | --> | 0.19 | 0 | 0.002223 | 0.20495 | 0 |  | --> | C20 ex GRAIGUE | Graigue [T41,T42] | CARLOW |  | 52.8363 | -6.9458
MV/LV Substation MO***792 |  | 10 kV | _ | LV | 50 kVA :Pole Substation | 0.05 | --> | 0.05 | 0 | 0 | Constrained,otherwise capacity available =47kVA. | --> | 0.0475 | 0 | 0 | 0.050453 | 0 |  | --> | C22 ex ROSCOMMON | Roscommon [T41,T42] | LANESBORO |  | 53.6816 | -8.0236
MV/LV Substation MO***793Z |  | 10 kV | _ | LV | 400 kVA :Kiosk Substation | 0.4 | --> | 0.4 | 0 | 0 | Constrained,otherwise capacity available =400kVA. | --> | 0.38 | 0 | 0 | 0.4 | 0 |  | --> | C22 ex GRANGE (DR) | Grange (dr) [T41,T42] | GRANGE (DR) |  | 53.4044 | -6.2002
MV/LV Substation MO***799 |  | 20 kV | _ | LV | 100 kVA :Pole Substation | 0.1 | --> | 0.1 | 0 | 0 | Constrained,otherwise capacity available =58kVA. | --> | 0.095 | 0 | 0 | 0.10618 | 0 |  | --> | C26 ex KILBARRY | Kilbarry [T101,T43] | KILBARRY |  | 51.9362 | -8.5244
MV/LV Substation MO***799X |  | 20 kV | _ | LV | 100 kVA :Pole Substation | 0.1 | --> | 0.1 | 0 | 0 | Constrained,otherwise capacity available =70kVA. | --> | 0.095 | 0 | 0 | 0.10446 | 0 |  | --> | E18 ex CLONROCHE | Clonroche [T421,T422] | WEXFORD |  | 52.4617 | -6.688
MV/LV Substation MO***801 |  | 20 kV | _ | LV | 50 kVA :Pole Substation | 0.05 | --> | 0.05 | 0 | 0 | Constrained,otherwise capacity available =50kVA. | --> | 0.0475 | 0 | 0 | 0.05 | 0 |  | --> | E16 ex GLENAMADDY | Glenamaddy [T422] | ATHLONE |  | 53.5005 | -8.6167
MV/LV Substation MO***803X |  | 10 kV | _ | LV | 200 kVA :Pole Substation | 0.2 | --> | 0.2 | 0 | 0 | Constrained,otherwise capacity available =198kVA. | --> | 0.19 | 0 | 0.004446 | 0 | 0 | Constrained,otherwise capacity available =200.3kW. | --> | C15 ex DRUMBEAR | Drumbear [T41,T42] | LISDRUM |  | 54.1854 | -6.8679
MV/LV Substation MO***803X |  | 20 kV | _ | LV | 100 kVA :Pole Substation | 0.1 | --> | 0.1 | 0 | 0 | Constrained,otherwise capacity available =93kVA. | --> | 0.095 | 0 | 0 | 0 | 0 | Constrained,otherwise capacity available =101.1kW. | --> | C15 ex MOUNTRATH | Mountrath [T41,T42] | PORTLAOISE |  | 52.8651 | -7.413
MV/LV Substation MO***804 |  | 10 kV | _ | LV | 100 kVA :Pole Substation | 0.1 | --> | 0.1 | 0 | 0 | Constrained,otherwise capacity available =44kVA. | --> | 0.095 | 0 | 0 | 0.10816 | 0 |  | --> | C18 ex TRIM | Trim [T41,T42] | NAVAN |  | 53.5498 | -6.7883
MV/LV Substation MO***804X |  | 20 kV | _ | LV | 50 kVA :Pole Substation | 0.05 | --> | 0.05 | 0 | 0 | Constrained,otherwise capacity available =50kVA. | --> | 0.0475 | 0 | 0 | 0.05 | 0 |  | --> | E14 ex BALLINDERRY | Ballinderry [T41,T422] | MULLINGAR |  | 53.4574 | -7.1399
MV/LV Substation MO***807X |  | 10 kV | _ | LV | 200 kVA :Kiosk Substation | 0.2 | --> | 0.2 | 0 | 0 | Constrained,otherwise capacity available =185kVA. | --> | 0.19 | 0 | 0.005928 | 0.20226 | 0 |  | --> | C18 ex STICKILLEN | Stickillen [T41,T42] | DRYBRIDGE |  | 53.8506 | -6.5285
MV/LV Substation MO***807Y |  | 10 kV | _ | LV | 50 kVA :Pole Substation | 0.05 | --> | 0.05 | 0 | 0 | Constrained,otherwise capacity available =46kVA. | --> | 0.0475 | 0 | 0 | 0 | 0 | Constrained,otherwise capacity available =50.6kW. | --> | C22 ex PORTLAOISE | Portlaoise [T41,T42] | PORTLAOISE |  | 53.0889 | -7.1749
MV/LV Substation MO***807Z |  | 20 kV | _ | LV | 200 kVA :Pole Substation | 0.2 | --> | 0.2 | 0 | 0 | Constrained,otherwise capacity available =171kVA. | --> | 0.19 | 0 | 0 | 0.20436 | 0 |  | --> | E22 ex GLASMORE | Glasmore [T421,T422] | GLASMORE |  | 53.4784 | -6.2068
MV/LV Substation MO***808Y |  | 10 kV | _ | LV | 50 kVA :Pole Substation | 0.05 | --> | 0.05 | 0 | 0 | Constrained,otherwise capacity available =45kVA. | --> | 0.0475 | 0 | 0 | 0 | 0 | Constrained,otherwise capacity available =50.8kW. | --> | C22 ex PORTLAOISE | Portlaoise [T41,T42] | PORTLAOISE |  | 53.0884 | -7.1733
MV/LV Substation MO***809 |  | 20 kV | _ | LV | 400 kVA :Kiosk Substation | 0.4 | --> | 0.4 | 0.389 | 17.8 |  | --> | 0.38 | 0 | 0 | 0.40167 | 0 |  | --> | E22 ex BANOGE | Banoge [T121,T122] | BANOGE |  | 52.6366 | -6.3268
MV/LV Substation MO***809 |  | 10 kV | _ | LV | 50 kVA :Pole Substation | 0.05 | --> | 0.05 | 0 | 0 | Constrained,otherwise capacity available =45kVA. | --> | 0.0475 | 0 | 0 | 0 | 0 | Constrained,otherwise capacity available =50.8kW. | --> | C23 ex GLENTIES | Glenties [T41,T42] | BINBANE |  | 54.7563 | -8.4193
MV/LV Substation MO***810X |  | 10 kV | _ | LV | 50 kVA :Pole Substation | 0.05 | --> | 0.05 | 0 | 0 |  | --> | 0.0475 | 0 | 0.011856 | 0.06109 | 0 |  | --> | C18 ex LITTLE MILLS | Little Mills [T41] | DUNDALK |  | 53.9181 | -6.4072
MV/LV Substation MO***811Y |  | 10 kV | _ | LV | 100 kVA :Pole Substation | 0.1 | --> | 0.1 | 0 | 0 | Constrained,otherwise capacity available =94kVA. | --> | 0.095 | 0 | 0 | 0.10091 | 0 |  | --> | C11 ex DERRYCRAMPH | Derrycramph [T41,T42] | SHANKILL |  | 53.9691 | -7.3537
MV/LV Substation MO***813 |  | 10 kV | _ | LV | 200 kVA :Kiosk Substation | 0.2 | --> | 0.2 | 0.174 | 2.9 |  | --> | 0.19 | 0 | 0.002964 | 0.20391 | 0 |  | --> | C11 ex ABBEYLAND | Abbeyland [T41,T42] | NAVAN |  | 53.6496 | -6.7027
MV/LV Substation MO***814X |  | 10 kV | _ | LV | 200 kVA :Pole Substation | 0.2 | --> | 0.2 | 0 | 0 | Constrained,otherwise capacity available =185kVA. | --> | 0.19 | 0 | 0.004446 | 0 | 0 | Constrained,otherwise capacity available =202.3kW. | --> | C19 ex MILFORD (NR) | Milford (nr) [T41,T42] | LETTERKENNY |  | 55.0215 | -7.6523
MV/LV Substation MO***815 |  | 10 kV | _ | LV | 400 kVA :Kiosk Substation | 0.4 | --> | 0.4 | 0 | 0 | Constrained,otherwise capacity available =400kVA. | --> | 0.38 | 0 | 0 | 0.4 | 0 |  | --> | C15 ex BISHOPSTOWN | Bishopstown [T41,T42] | KILBARRY |  | 51.8998 | -8.5326
MV/LV Substation MO***816X |  | 10 kV | _ | LV | 400 kVA :Kiosk Substation | 0.4 | --> | 0.4 | 0 | 0 | Constrained,otherwise capacity available =302kVA. | --> | 0.38 | 0 | 0.004446 | 0.41461 | 0 |  | --> | C19 ex DRYBRIDGE | Drybridge [T41,T42] | DRYBRIDGE |  | 53.7278 | -6.3524
MV/LV Substation MO***819 |  | 10 kV | _ | LV | 200 kVA :Pole Substation | 0.2 | --> | 0.2 | 0.137 | 0.7 |  | --> | 0.19 | 0 | 0.004446 | 0.20935 | 0 |  | --> | C24 ex MULLAGH | Mullagh [T44] | MEATH HILL |  | 53.7894 | -6.8851
MV/LV Substation MO***820 |  | 10 kV | _ | LV | 200 kVA :Kiosk Substation | 0.2 | --> | 0.2 | 0 | 0 | Constrained,otherwise capacity available =139kVA. | --> | 0.19 | 0 | 0.004446 | 0.20906 | 0 |  | --> | C18 ex TRIM | Trim [T41,T42] | NAVAN |  | 53.5483 | -6.7914
MV/LV Substation MO***821Y |  | 20 kV | _ | LV | 50 kVA :Pole Substation | 0.05 | --> | 0.05 | 0 | 0 | Constrained,otherwise capacity available =46kVA. | --> | 0.0475 | 0 | 0 | 0.050604 | 0 |  | --> | E20 ex EDENDERRY | Edenderry [T421,T422] | BLAKE |  | 53.2958 | -7.1978
MV/LV Substation MO***822X |  | 10 kV | _ | LV | 50 kVA :Pole Substation | 0.05 | --> | 0.05 | 0.049 | 6.2 |  | --> | 0.0475 | 0 | 0 | 0.050152 | 0 |  | --> | C24 ex CAHIR | Cahir [T41,T42] | CAHIR |  | 52.3755 | -7.8376
MV/LV Substation MO***822Y |  | 20 kV | _ | LV | 50 kVA :Pole Substation | 0.05 | --> | 0.05 | 0 | 0 | Constrained,otherwise capacity available =50kVA. | --> | 0.0475 | 0 | 0 | 0.05 | 0 |  | --> | E18 ex JULIANSTOWN | Julianstown [T421,T422] | DRYBRIDGE |  | 53.6917 | -6.3697
MV/LV Substation MO***827 |  | 20 kV | _ | LV | 50 kVA :Pole Substation | 0.05 | --> | 0.05 | 0 | 0 | Constrained,otherwise capacity available =38kVA. | --> | 0.0475 | 0 | 0.006669 | 0.05179 | 0 |  | --> | E14 ex BALLINROBE | Ballinrobe [T421,T422] | DALTON |  | 53.7449 | -9.1757
MV/LV Substation MO***830X |  | 10 kV | _ | LV | 25 kVA :Pole Substation | 0.025 | --> | 0.025 | 0 | 0 | Constrained,otherwise capacity available =23kVA. | --> | 0.02375 | 0 | 0 | 0 | 0 | Constrained,otherwise capacity available =25.3kW. | --> | C22 ex PORTLAOISE | Portlaoise [T41,T42] | PORTLAOISE |  | 53.095 | -7.171
MV/LV Substation MO***831X |  | 10 kV | _ | LV | 100 kVA :Pole Substation | 0.1 | --> | 0.1 | 0 | 0 | Constrained,otherwise capacity available =100kVA. | --> | 0.095 | 0 | 0.0741 | 0 | 0 | Constrained,otherwise capacity available =100kW. | --> | C22 ex PORTLAOISE | Portlaoise [T41,T42] | PORTLAOISE |  | 53.0938 | -7.1745
MV/LV Substation MO***832 |  | 20 kV | _ | LV | 100 kVA :Pole Substation | 0.1 | --> | 0.1 | 0.078 | 2.9 |  | --> | 0.095 | 0 | 0 | 0 | 0 | Constrained,otherwise capacity available =103.3kW. | --> | E13 ex TELAYDON | Telaydon [T42,T421] | LISDRUM |  | 54.2471 | -7.0989
MV/LV Substation MO***832X |  | 10 kV | _ | LV | 200 kVA :Kiosk Substation | 0.2 | --> | 0.2 | 0 | 0 | Constrained,otherwise capacity available =135kVA. | --> | 0.19 | 0 | 0.008151 | 0.20964 | 0 |  | --> | C20 ex CLONDALKIN | Clondalkin [T41,T42,T44] | INCHICORE 220KV |  | 53.3201 | -6.3735
MV/LV Substation MO***832X |  | 20 kV | _ | LV | 50 kVA :Pole Substation | 0.05 | --> | 0.05 | 0 | 0 | Constrained,otherwise capacity available =33kVA. | --> | 0.0475 | 0 | 0 | 0.052518 | 0 |  | --> | E18 ex BALLINROBE | Ballinrobe [T421,T422] | DALTON |  | 53.6548 | -9.3677
MV/LV Substation MO***834 |  | 10 kV | _ | LV | 50 kVA :Pole Substation | 0.05 | --> | 0.05 | 0 | 0 | Constrained,otherwise capacity available =28kVA. | --> | 0.0475 | 0 | 0.005928 | 0.053235 | 0 |  | --> | C21 ex LITTLE BRAY | Little Bray [T41,T42] | FASSAROE |  | 53.2004 | -6.1723
MV/LV Substation MO***834 |  | 10 kV | _ | LV | 50 kVA :Pole Substation | 0.05 | --> | 0.05 | 0.04 | 12.2 |  | --> | 0.0475 | 0 | 0.003705 | 0.051496 | 0 |  | --> | C19 ex BALLYBEG | Ballybeg [T101,T102] | CARRICKMINES |  | 53.004 | -6.1994
MV/LV Substation MO***835 |  | 20 kV | _ | LV | 50 kVA :Pole Substation | 0.05 | --> | 0.05 | 0 | 0 | Constrained,otherwise capacity available =40kVA. | --> | 0.0475 | 0 | 0.003705 | 0.051496 | 0 |  | --> | E33 ex CAPPAMORE | Cappamore [T41,T42] | ARDNACRUSHA |  | 52.5566 | -8.347
MV/LV Substation MO***835X |  | 10 kV | _ | LV | 50 kVA :Pole Substation | 0.05 | --> | 0.05 | 0 | 0 | Constrained,otherwise capacity available =50kVA. | --> | 0.0475 | 0 | 0 | 0.05 | 0 |  | --> | C14 ex CLONAKILTY | Clonakilty [T41,T42] | DUNMANWAY |  | 51.5821 | -8.8891
MV/LV Substation MO***837Y |  | 20 kV | _ | LV | 400 kVA :Building Structure | 0.4 | --> | 0.4 | 0 | 0 | Constrained,otherwise capacity available =393kVA. | --> | 0.38 | 0 | 0 | 0.4 | 0 |  | --> | C21 ex PORTARLINGTON | Portarlington [T43] | BLAKE |  | 53.1367 | -7.0652
MV/LV Substation MO***837Z |  | 20 kV | _ | LV | 400 kVA :Kiosk Substation | 0.4 | --> | 0.4 | 0.393 | 0.4 |  | --> | 0.38 | 0 | 0.009633 | 0.40106 | 0 |  | --> | E12 ex TULLOW | Tullow [T421,T422] | CARLOW |  | 52.7968 | -6.7293
MV/LV Substation MO***839 |  | 10 kV | _ | LV | 50 kVA :Pole Substation | 0.05 | --> | 0.05 | 0 | 0 | Constrained,otherwise capacity available =33kVA. | --> | 0.0475 | 0 | 0.011115 | 0 | 0 | Constrained,otherwise capacity available =52.5kW. | --> | C14 ex KNOCKMULLEN | Knockmullen [T42,T421] | GREAT ISLAND |  | 52.4088 | -6.937
MV/LV Substation MO***840 |  | 20 kV | _ | LV | 100 kVA :Pole Substation | 0.1 | --> | 0.1 | 0 | 0 | Constrained,otherwise capacity available =100kVA. | --> | 0.095 | 0 | 0 | 0.1 | 0 |  | --> | C15 ex MOATE | Moate [T41,T42] | ATHLONE |  | 53.3913 | -7.7152
MV/LV Substation MO***842 |  | 20 kV | _ | LV | 50 kVA :Pole Substation | 0.05 | --> | 0.05 | 0 | 0 | Constrained,otherwise capacity available =50kVA. | --> | 0.0475 | 0 | 0 | 0.05 | 0 |  | --> | C16 ex MOATE | Moate [T41,T42] | ATHLONE |  | 53.4035 | -7.7212
MV/LV Substation MO***843X |  | 20 kV | _ | LV | 200 kVA :Kiosk Substation | 0.2 | --> | 0.2 | 0.19 | 0.6 |  | --> | 0.19 | 0 | 0 | 0 | 0 | Constrained,otherwise capacity available =201.5kW. | --> | E19 ex LAWLESSTOWN | Lawlesstown [T42,T421] | DOON |  | 52.5218 | -7.72
MV/LV Substation MO***845 |  | 10 kV | _ | LV | 100 kVA :Pole Substation | 0.1 | --> | 0.1 | 0.052 | 2.1 |  | --> | 0.095 | 0 | 0 | 0.10704 | 0 |  | --> | C18 ex BUTTEVANT | Buttevant [T41,T42] | MALLOW |  | 52.1752 | -8.7213
MV/LV Substation MO***848 |  | 20 kV | _ | LV | 100 kVA :Pole Substation | 0.1 | --> | 0.1 | 0.063 | 3.1 |  | --> | 0.095 | 0 | 0.003705 | 0.10547 | 0 |  | --> | E14 ex LUMCLOON | Lumcloon [T421,T422] | DALLOW |  | 53.1955 | -7.6277
MV/LV Substation MO***849 |  | 10 kV | _ | LV | 100 kVA :Pole Substation | 0.1 | --> | 0.1 | 0 | 0 | Constrained,otherwise capacity available =93kVA. | --> | 0.095 | 0 | 0.003705 | 0.10106 | 0 |  | --> | C18 ex LITTLE MILLS | Little Mills [T41] | DUNDALK |  | 53.9252 | -6.3802
MV/LV Substation MO***851X |  | 20 kV | _ | LV | 50 kVA :Pole Substation | 0.05 | --> | 0.05 | 0 | 0 | Constrained,otherwise capacity available =34kVA. | --> | 0.0475 | 0 | 0.008151 | 0.052373 | 0 |  | --> | E14 ex COLLOONEY | Collooney [T421,T422] | SLIGO |  | 54.166 | -8.6208
MV/LV Substation MO***854X |  | 10 kV | _ | LV | 50 kVA :Pole Substation | 0.05 | --> | 0.05 | 0.043 | 4.5 |  | --> | 0.0475 | 0 | 0.01482 | 0.051052 | 0 |  | --> | C17 ex MALLOW | Mallow [T41,T42] | MALLOW |  | 52.1645 | -8.5989
MV/LV Substation MO***855 |  | 10 kV | _ | LV | 25 kVA :Pole Substation | 0.025 | --> | 0.025 | 0 | 0 | Constrained,otherwise capacity available =14kVA. | --> | 0.02375 | 0 | 0.003705 | 0.026617 | 0 |  | --> | C11 ex SALLINS | Sallins [T41,T42] | GRIFFINRATH |  | 53.2421 | -6.6644
MV/LV Substation MO***855 |  | 10 kV | _ | LV | 630 kVA :Building Structure | 0.63 | --> | 0.63 | 0.5 | 2.2 |  | --> | 0.5985 | 0 | 0.002223 | 0.5 | 0 |  | --> | C11 ex KINGSBRIDGE | Kingsbridge [T41,T42] | INCHICORE 220KV |  | 53.3497 | -6.2936
MV/LV Substation MO***857X |  | 20 kV | _ | LV | 50 kVA :Pole Substation | 0.05 | --> | 0.05 | 0.039 | 3 |  | --> | 0.0475 | 0 | 0 | 0 | 0 | Constrained,otherwise capacity available =51.6kW. | --> | E13 ex CHARLEVILLE | Charleville [T421,T422] | CHARLEVILLE |  | 52.3333 | -8.559
MV/LV Substation MO***859X |  | 10 kV | _ | LV | 200 kVA :Building Structure | 0.2 | --> | 0.2 | 0.151 | 6 |  | --> | 0.19 | 0 | 0.026676 | 0.20731 | 0 |  | --> | C17 ex TRABEG | Trabeg [T101,T102] | TRABEG |  | 51.8687 | -8.4758
MV/LV Substation MO***859X |  | 20 kV | _ | LV | 50 kVA :Pole Substation | 0.05 | --> | 0.05 | 0 | 0 | Constrained,otherwise capacity available =49kVA. | --> | 0.0475 | 0 | 0 | 0.050152 | 0 |  | --> | C13 ex MORNINGTON ROAD | Mornington Road [T41,T42] | DRYBRIDGE |  | 53.721 | -6.2838
MV/LV Substation MO***860 |  | 20 kV | _ | LV | 50 kVA :Pole Substation | 0.05 | --> | 0.05 | 0 | 0 | Constrained,otherwise capacity available =30kVA. | --> | 0.0475 | 0 | 0 | 0.052949 | 0 |  | --> | E18 ex KILCOCK | Kilcock [T421,T422] | GRIFFINRATH |  | 53.3994 | -6.6212
MV/LV Substation MO***861 |  | 20 kV | _ | LV | 50 kVA :Pole Substation | 0.05 | --> | 0.05 | 0 | 0 | Constrained,otherwise capacity available =50kVA. | --> | 0.0475 | 0 | 0 | 0.05 | 0 |  | --> | E18 ex KILCOCK | Kilcock [T421,T422] | GRIFFINRATH |  | 53.3994 | -6.6165
MV/LV Substation MO***873 |  | 10 kV | _ | LV | 200 kVA :Kiosk Substation | 0.2 | --> | 0.2 | 0 | 0 | Constrained,otherwise capacity available =147kVA. | --> | 0.19 | 0 | 0 | 0.20789 | 0 |  | --> | C18 ex DUNDRUM | Dundrum [T41,T42] | BLACKROCK |  | 53.3046 | -6.2344
MV/LV Substation MO***874X |  | 10 kV | _ | LV | 200 kVA :Kiosk Substation | 0.2 | --> | 0.2 | 0.163 | 0.6 |  | --> | 0.19 | 0 | 0.009633 | 0 | 0 | Constrained,otherwise capacity available =205.5kW. | --> | E25 ex LAWLESSTOWN | Lawlesstown [T42,T421] | DOON |  | 52.3632 | -7.6637
MV/LV Substation MO***875 |  | 20 kV | _ | LV | 50 kVA :Pole Substation | 0.05 | --> | 0.05 | 0 | 0 | Constrained,otherwise capacity available =48kVA. | --> | 0.0475 | 0 | 0 | 0.050303 | 0 |  | --> | C16 ex MOATE | Moate [T41,T42] | ATHLONE |  | 53.4048 | -7.7161
MV/LV Substation MO***875 |  | 10 kV | _ | LV | 100 kVA :Pole Substation | 0.1 | --> | 0.1 | 0.071 | 2.4 |  | --> | 0.095 | 0 | 0.010374 | 0.10431 | 0 |  | --> | C19 ex GURTEEN | Gurteen [T41] | TONROE |  | 53.9432 | -8.496
MV/LV Substation MO***876 |  | 10 kV | _ | LV | 100 kVA :Pole Substation | 0.1 | --> | 0.1 | 0.098 | 2.4 |  | --> | 0.095 | 0 | 0 | 0.1003 | 0 |  | --> | C19 ex GURTEEN | Gurteen [T41] | TONROE |  | 53.944 | -8.4938
MV/LV Substation MO***876 |  | 10 kV | _ | LV | 100 kVA :Pole Substation | 0.1 | --> | 0.1 | 0 | 0 | Constrained,otherwise capacity available =90kVA. | --> | 0.095 | 0 | 0 | 0 | 0 | Constrained,otherwise capacity available =101.5kW. | --> | C23 ex TINAHASK | Tinahask [T41,T42] | ARKLOW |  | 52.7858 | -6.2739
MV/LV Substation MO***879Y |  | 20 kV | _ | LV | 50 kVA :Pole Substation | 0.05 | --> | 0.05 | 0.048 | 1.8 |  | --> | 0.0475 | 0 | 0.003705 | 0.050303 | 0 |  | --> | E11 ex BIRDHILL | Birdhill [T421,T422] | ARDNACRUSHA |  | 52.7052 | -8.4091
MV/LV Substation MO***880 |  | 10 kV | _ | LV | 400 kVA :Kiosk Substation | 0.4 | --> | 0.4 | 0 | 0 | Constrained,otherwise capacity available =322kVA. | --> | 0.38 | 0 | 0.020007 | 0.41167 | 0 |  | --> | C11 ex POLLERTON | Pollerton [T41,T42] | CARLOW |  | 52.8441 | -6.8983
MV/LV Substation MO***881Z |  | 10 kV | _ | LV | 400 kVA :Kiosk Substation | 0.4 | --> | 0.4 | 0.378 | 3.5 |  | --> | 0.38 | 0 | 0 | 0 | 0 | Constrained,otherwise capacity available =403.3kW. | --> | E17 ex GLENGARRIFF | Glengarriff [T421] | BALLYLICKY |  | 51.7521 | -9.5226
MV/LV Substation MO***883Y |  | 10 kV | _ | LV | 200 kVA :Kiosk Substation | 0.2 | --> | 0.2 | 0 | 0 | Constrained,otherwise capacity available =169kVA. | --> | 0.19 | 0 | 0 | 0.20465 | 0 |  | --> | C14 ex NAAS | Naas [T41,T42] | KILTEEL |  | 53.219 | -6.6639
MV/LV Substation MO***884 |  | 20 kV | _ | LV | 100 kVA :Pole Substation | 0.1 | --> | 0.1 | 0 | 0 | Constrained,otherwise capacity available =90kVA. | --> | 0.095 | 0 | 0 | 0.10151 | 0 |  | --> | E23 ex BALTRASNA | Baltrasna [T121,T122] | BALTRASNA |  | 53.6015 | -6.3603
MV/LV Substation MO***885 |  | 20 kV | _ | LV | 200 kVA :Kiosk Substation | 0.2 | --> | 0.2 | 0.19 | 0.4 |  | --> | 0.19 | 0 | 0 | 0 | 0 | Constrained,otherwise capacity available =201.5kW. | --> | C21 ex SWINFORD | Swinford [T41,T42] | CASTLEBAR |  | 53.9835 | -9.1092
MV/LV Substation MO***889Y |  | 10 kV | _ | LV | 1000 kVA :Building Structure | 1 | --> | 1 | 0.5 | 5.7 |  | --> | 0.95 | 0 | 0 | 0.5 | 0 |  | --> | C11 ex RAMPARTS | Ramparts [T41,T42] | DUNDALK |  | 53.9951 | -6.4034
MV/LV Substation MO***891X |  | 20 kV | _ | LV | 100 kVA :Pole Substation | 0.1 | --> | 0.1 | 0.098 | 3.5 |  | --> | 0.095 | 0 | 0 | 0 | 0 | Constrained,otherwise capacity available =100.3kW. | --> | E12 ex DUNFIRTH | Dunfirth [T122] | DUNFIRTH |  | 53.4299 | -6.9749
MV/LV Substation MO***894 |  | 10 kV | _ | LV | 50 kVA :Pole Substation | 0.05 | --> | 0.05 | 0.042 | 4.4 |  | --> | 0.0475 | 0 | 0 | 0.0512 | 0 |  | --> | C17 ex KINGSCOURT | Kingscourt [T41,T42] | MEATH HILL |  | 53.8806 | -6.6824
MV/LV Substation MO***894 |  | 10 kV | _ | LV | 200 kVA :Kiosk Substation | 0.2 | --> | 0.2 | 0 | 0 | Constrained,otherwise capacity available =170kVA. | --> | 0.19 | 0 | 0.00741 | 0.2045 | 0 |  | --> | C20 ex COOLCORCORAN | Coolcorcoran [T41,T42] | KNOCKEARAGH |  | 52.1005 | -9.4718
MV/LV Substation MO***897 |  | 20 kV | _ | LV | 50 kVA :Pole Substation | 0.05 | --> | 0.05 | 0.042 | 1.4 |  | --> | 0.0475 | 0 | 0 | 0.0512 | 0 |  | --> | C18 ex CROSSMOLINA | Crossmolina [T41,T42] | MOY |  | 54.0946 | -9.3768
MV/LV Substation MO***898 |  | 10 kV | _ | LV | 1000 kVA :Building Structure | 1 | --> | 1 | 0.5 | 5.6 |  | --> | 0.95 | 0 | 0.011115 | 0.5 | 0 |  | --> | C11 ex KILCOOLE | Kilcoole [T41,T42] | FASSAROE |  | 53.0851 | -6.1077
MV/LV Substation MO***900 |  | 20 kV | _ | LV | 100 kVA :Pole Substation | 0.1 | --> | 0.1 | 0.052 | 4.4 |  | --> | 0.095 | 0 | 0.013338 | 0.10704 | 0 |  | --> | E18 ex CRANE | Crane [T122] | CRANE |  | 52.5271 | -6.4796
MV/LV Substation MO***901Y |  | 20 kV | _ | LV | 200 kVA :Kiosk Substation | 0.2 | --> | 0.2 | 0 | 0 | Constrained,otherwise capacity available =142kVA. | --> | 0.19 | 0 | 0.008892 | 0.20862 | 0 |  | --> | C13 ex MORNINGTON ROAD | Mornington Road [T41,T42] | DRYBRIDGE |  | 53.7208 | -6.2599
MV/LV Substation MO***902 |  | 10 kV | _ | LV | 50 kVA :Pole Substation | 0.05 | --> | 0.05 | 0 | 0 | Constrained,otherwise capacity available =23kVA. | --> | 0.0475 | 0 | 0.015561 | 0.05394 | 0 |  | --> | C11 ex MORRISTOWN | Morristown [T41,T42] | NEWBRIDGE |  | 53.1745 | -6.8102
MV/LV Substation MO***902Y |  | 20 kV | _ | LV | 400 kVA :Kiosk Substation | 0.4 | --> | 0.4 | 0 | 0 | Constrained,otherwise capacity available =320kVA. | --> | 0.38 | 0 | 0.002223 | 0.41197 | 0 |  | --> | C13 ex MORNINGTON ROAD | Mornington Road [T41,T42] | DRYBRIDGE |  | 53.7223 | -6.2618
MV/LV Substation MO***903X |  | 20 kV | _ | LV | 50 kVA :Pole Substation | 0.05 | --> | 0.05 | 0.048 | 1.1 |  | --> | 0.0475 | 0 | 0 | 0.050303 | 0 |  | --> | E22 ex BUNCLODY | Bunclody [T421,T422] | CRANE |  | 52.7209 | -6.6742
MV/LV Substation MO***908X |  | 20 kV | _ | LV | 100 kVA :Pole Substation | 0.1 | --> | 0.1 | 0 | 0 | Constrained,otherwise capacity available =40kVA. | --> | 0.095 | 0 | 0.011856 | 0.10872 | 0 |  | --> | E18 ex CURRALEIGH | Curraleigh [T421,T422] | KILBARRY |  | 51.9238 | -8.6093
MV/LV Substation MO***909 |  | 20 kV | _ | LV | 50 kVA :Pole Substation | 0.05 | --> | 0.05 | 0 | 0 | Constrained,otherwise capacity available =49kVA. | --> | 0.0475 | 0 | 0 | 0.050152 | 0 |  | --> | C11 ex DRUMQUIN | Drumquin [T42] | ENNIS |  | 52.8046 | -9.2007
MV/LV Substation MO***910Y |  | 10 kV | _ | LV | 50 kVA :Pole Substation | 0.05 | --> | 0.05 | 0 | 0 | Constrained,otherwise capacity available =50kVA. | --> | 0.0475 | 0 | 0 | 0.05 | 0 |  | --> | C13 ex MORNINGTON ROAD | Mornington Road [T41,T42] | DRYBRIDGE |  | 53.7188 | -6.3078
MV/LV Substation MO***911 |  | 20 kV | _ | LV | 50 kVA :Pole Substation | 0.05 | --> | 0.05 | 0.041 | 1.1 |  | --> | 0.0475 | 0 | 0.00741 | 0.051348 | 0 |  | --> | E18 ex BUNCLODY | Bunclody [T421,T422] | CRANE |  | 52.5627 | -6.7269
MV/LV Substation MO***911X |  | 20 kV | _ | LV | 50 kVA :Pole Substation | 0.05 | --> | 0.05 | 0.046 | 0.3 |  | --> | 0.0475 | 0 | 0 | 0.050604 | 0 |  | --> | E33 ex TRIM | Trim [T421] | NAVAN |  | 53.505 | -6.7981
MV/LV Substation MO***912X |  | 10 kV | _ | LV | 50 kVA :Pole Substation | 0.05 | --> | 0.05 | 0.035 | 3.5 |  | --> | 0.0475 | 0 | 0.002964 | 0.052228 | 0 |  | --> | C19 ex DUNDALK | Dundalk [T41,T42] | DUNDALK |  | 53.9937 | -6.4209
MV/LV Substation MO***913 |  | 20 kV | _ | LV | 200 kVA :Pole Substation | 0.2 | --> | 0.2 | 0.183 | 2 |  | --> | 0.19 | 0 | 0 | 0.20256 | 0 |  | --> | E17 ex MOHILL | Mohill [T421,T422] | CARRICK ON SHANNON |  | 53.9169 | -7.8626
MV/LV Substation MO***915 |  | 10 kV | _ | LV | 100 kVA :Pole Substation | 0.1 | --> | 0.1 | 0 | 0 | Constrained,otherwise capacity available =70kVA. | --> | 0.095 | 0 | 0 | 0.072493 | 0 | Constrained,otherwise capacity available =104.5kW. | --> | C16 ex TOOMEVARA | Toomevara [T42] | NENAGH |  | 52.8803 | -7.951
MV/LV Substation MO***924X |  | 10 kV | _ | LV | 200 kVA :Pole Substation | 0.2 | --> | 0.2 | 0 | 0 | Constrained,otherwise capacity available =177kVA. | --> | 0.19 | 0 | 0.008151 | 0.20346 | 0 |  | --> | C16 ex LOUGHTAGALLA | Loughtagalla [T41,T42] | THURLES |  | 52.735 | -7.7124
MV/LV Substation MO***925Y |  | 10 kV | _ | LV | 630 kVA :Building Structure | 0.63 | --> | 0.63 | 0.5 | 1 |  | --> | 0.5985 | 0 | 0 | 0.5 | 0 |  | --> | C25 ex TYCOR | Tycor [T41,T42] | WATERFORD |  | 52.2624 | -7.1435
MV/LV Substation MO***927 |  | 10 kV | _ | LV | 50 kVA :Pole Substation | 0.05 | --> | 0.05 | 0 | 0 | Constrained,otherwise capacity available =48kVA. | --> | 0.0475 | 0 | 0.00741 | 0.050303 | 0 |  | --> | C21 ex LITTLE BRAY | Little Bray [T41,T42] | FASSAROE |  | 53.2027 | -6.1845
MV/LV Substation MO***930X |  | 10 kV | _ | LV | 1000 kVA :Building Structure | 1 | --> | 1 | 0.5 | 3.3 |  | --> | 0.95 | 0 | 0 | 0.5 | 0 |  | --> | C12 ex PEMBROKE | Pembroke [T41,T42,T43,T44] | RINGSEND |  | 53.3399 | -6.2371
MV/LV Substation MO***931X |  | 10 kV | _ | LV | 400 kVA :Building Structure | 0.4 | --> | 0.4 | 0 | 0 | Constrained,otherwise capacity available =396kVA. | --> | 0.38 | 0 | 0.03705 | 0.4 | 0 |  | --> | C12 ex JOHNSTOWN | Johnstown [T41,T42] | KILTEEL |  | 53.2337 | -6.621
MV/LV Substation MO***932X |  | 10 kV | _ | LV | 200 kVA :Pole Substation | 0.2 | --> | 0.2 | 0.187 | 1 |  | --> | 0.19 | 0 | 0 | 0.20196 | 0 |  | --> | E19 ex LONGFORD | Longford [T421,T422] | RICHMOND |  | 53.7143 | -7.8152
MV/LV Substation MO***933 |  | 10 kV | _ | LV | 630 kVA :Building Structure | 0.63 | --> | 0.63 | 0 | 0 | Constrained,otherwise capacity available =401kVA. | --> | 0.5985 | 0 | 0 | 0.5 | 0 |  | --> | C22 ex BALLYMOUNT | Ballymount [T41,T42] | INCHICORE 220KV |  | 53.3136 | -6.3626
MV/LV Substation MO***936 |  | 10 kV | _ | LV | 100 kVA :Pole Substation | 0.1 | --> | 0.1 | 0.063 | 2.1 |  | --> | 0.095 | 0 | 0 | 0 | 0 | Constrained,otherwise capacity available =105.5kW. | --> | C16 ex NEWTOWNCUNNINGHAM | Newtowncunningham [T41,T42] | LETTERKENNY |  | 54.9932 | -7.5242
MV/LV Substation MO***942 |  | 20 kV | _ | LV | 50 kVA :Pole Substation | 0.05 | --> | 0.05 | 0.046 | 2.8 |  | --> | 0.0475 | 0 | 0 | 0.050604 | 0 |  | --> | E21 ex CLARA | Clara [T421,T422] | THORNSBERRY |  | 53.3325 | -7.7071
MV/LV Substation MO***944 |  | 10 kV | _ | LV | 400 kVA :Kiosk Substation | 0.4 | --> | 0.4 | 0.285 | 3 |  | --> | 0.38 | 0 | 0 | 0.4171 | 0 |  | --> | C37 ex INCHICORE CENTRAL | Inchicore Central [T43,T45] | INCHICORE 220KV |  | 53.3415 | -6.2996
MV/LV Substation MO***948X |  | 20 kV | _ | LV | 400 kVA :Kiosk Substation | 0.4 | --> | 0.4 | 0.35 | 4.4 |  | --> | 0.38 | 0 | 0.008151 | 0.40752 | 0 |  | --> | E18 ex CRANE | Crane [T122] | CRANE |  | 52.5167 | -6.2557
MV/LV Substation MO***950Y |  | 10 kV | _ | LV | 50 kVA :Pole Substation | 0.05 | --> | 0.05 | 0 | 0 | Constrained,otherwise capacity available =41kVA. | --> | 0.0475 | 0 | 0 | 0 | 0 | Constrained,otherwise capacity available =51.3kW. | --> | C22 ex PORTLAOISE | Portlaoise [T41,T42] | PORTLAOISE |  | 53.0909 | -7.207
MV/LV Substation MO***951 |  | 10 kV | _ | LV | 50 kVA :Pole Substation | 0.05 | --> | 0.05 | 0.032 | 18.7 |  | --> | 0.0475 | 0 | 0.00741 | 0.052662 | 0 |  | --> | C19 ex ARKLOW | Arklow [T101,T102] | ARKLOW |  | 52.8091 | -6.1532
MV/LV Substation MO***951X |  | 10 kV | _ | LV | 400 kVA :Kiosk Substation | 0.4 | --> | 0.4 | 0 | 0 | Constrained,otherwise capacity available =303kVA. | --> | 0.38 | 0 | 0.026676 | 0.41447 | 0 |  | --> | C19 ex JOHNSTOWN | Johnstown [T41,T42] | KILTEEL |  | 53.2285 | -6.6574
MV/LV Substation MO***955 |  | 20 kV | _ | LV | 50 kVA :Pole Substation | 0.05 | --> | 0.05 | 0.027 | 4.4 |  | --> | 0.0475 | 0 | 0 | 0.053377 | 0 |  | --> | E17 ex CRANE | Crane [T122] | CRANE |  | 52.5529 | -6.3408
MV/LV Substation MO***955 |  | 20 kV | _ | LV | 50 kVA :Pole Substation | 0.05 | --> | 0.05 | 0.05 | 2.8 |  | --> | 0.0475 | 0 | 0 | 0.05 | 0 |  | --> | E12 ex CLARA | Clara [T421,T422] | THORNSBERRY |  | 53.3406 | -7.4118
MV/LV Substation MO***955X |  | 10 kV | _ | LV | 50 kVA :Pole Substation | 0.05 | --> | 0.05 | 0 | 0 | Constrained,otherwise capacity available =46kVA. | --> | 0.0475 | 0 | 0 | 0 | 0 | Constrained,otherwise capacity available =50.6kW. | --> | C15 ex DRUMBEAR | Drumbear [T41,T42] | LISDRUM |  | 54.2281 | -6.9147
MV/LV Substation MO***955X |  | 10 kV | _ | LV | 400 kVA :Kiosk Substation | 0.4 | --> | 0.4 | 0 | 0 | Constrained,otherwise capacity available =338kVA. | --> | 0.38 | 0 | 0 | 0.40931 | 0 |  | --> | C12 ex WHITESTOWN | Whitestown [T41,T42] | COOKSTOWN |  | 53.2779 | -6.401
MV/LV Substation MO***956 |  | 10 kV | _ | LV | 100 kVA :Pole Substation | 0.1 | --> | 0.1 | 0 | 0 | Constrained,otherwise capacity available =99kVA. | --> | 0.095 | 0 | 0 | 0 | 0 | Constrained,otherwise capacity available =100.2kW. | --> | C22 ex LISMORE | Lismore [T41,T42] | DUNGARVAN |  | 52.1697 | -7.9627
MV/LV Substation MO***959X |  | 10 kV | _ | LV | 400 kVA :Kiosk Substation | 0.4 | --> | 0.4 | 0 | 0 | Constrained,otherwise capacity available =317kVA. | --> | 0.38 | 0 | 0.004446 | 0 | 0 | Constrained,otherwise capacity available =412.4kW. | --> | C14 ex KNOCKMULLEN | Knockmullen [T42,T421] | GREAT ISLAND |  | 52.3937 | -6.9351
MV/LV Substation MO***966X |  | 10 kV | _ | LV | 50 kVA :Pole Substation | 0.05 | --> | 0.05 | 0 | 0 | Constrained,otherwise capacity available =45kVA. | --> | 0.0475 | 0 | 0.011856 | 0 | 0 | Constrained,otherwise capacity available =50.8kW. | --> | C22 ex PORTLAOISE | Portlaoise [T41,T42] | PORTLAOISE |  | 53.0691 | -7.2024
MV/LV Substation MO***968 |  | 20 kV | _ | LV | 50 kVA :Pole Substation | 0.05 | --> | 0.05 | 0.036 | 2.4 |  | --> | 0.0475 | 0 | 0.00741 | 0.052083 | 0 |  | --> | C19 ex GRAIGUE | Graigue [T41,T42] | CARLOW |  | 52.8166 | -6.9401
MV/LV Substation MO***972 |  | 10 kV | _ | LV | 50 kVA :Pole Substation | 0.05 | --> | 0.05 | 0.036794 | 0 | Constrained,otherwise capacity available =44kVA. | --> | 0.0475 | 0 | 0.001482 | 0.050903 | 0 |  | --> | C16 ex CALLAN | Callan [T41,T42] | KILKENNY |  | 52.5441 | -7.3665
MV/LV Substation MO***974Y |  | 10 kV | _ | LV | 50 kVA :Pole Substation | 0.05 | --> | 0.05 | 0 | 0 | Constrained,otherwise capacity available =44kVA. | --> | 0.0475 | 0 | 0 | 0.050903 | 0 |  | --> | C21 ex PORTARLINGTON | Portarlington [T43] | BLAKE |  | 53.128 | -7.142
MV/LV Substation MO***975 |  | 20 kV | _ | LV | 100 kVA :Pole Substation | 0.1 | --> | 0.1 | 0 | 0 | Constrained,otherwise capacity available =66kVA. | --> | 0.095 | 0 | 0.011115 | 0 | 0 | Constrained,otherwise capacity available =105kW. | --> | E18 ex CARNDONAGH | Carndonagh [T421,T422] | TRILLICK |  | 55.2484 | -7.2527
MV/LV Substation MO***975 |  | 20 kV | _ | LV | 50 kVA :Pole Substation | 0.05 | --> | 0.05 | 0.048 | 0.1 |  | --> | 0.0475 | 0 | 0 | 0.050303 | 0 |  | --> | E11 ex KILCULLEN | Kilcullen [T41,T42,T424] | STRATFORD |  | 53.11 | -6.6798
MV/LV Substation MO***978Y |  | 10 kV | _ | LV | 400 kVA :Kiosk Substation | 0.4 | --> | 0.4 | 0.312 | 13.1 |  | --> | 0.38 | 0 | 0.009633 | 0.41315 | 0 |  | --> | C19 ex MONREAD | Monread [T101,T102] | MONREAD |  | 53.2359 | -6.6589
MV/LV Substation MO***984 |  | 10 kV | _ | LV | 400 kVA :Kiosk Substation | 0.4 | --> | 0.4 | 0.321 | 2.3 |  | --> | 0.38 | 0 | 0.015561 | 0.41182 | 0 |  | --> | C16 ex BALLYRICKARD | Ballyrickard [T41,T42] | TRALEE |  | 52.2859 | -9.723
MV/LV Substation MO***984Y |  | 10 kV | _ | LV | 400 kVA :Kiosk Substation | 0.4 | --> | 0.4 | 0.291 | 13.1 |  | --> | 0.38 | 0 | 0.019266 | 0.41622 | 0 |  | --> | C19 ex MONREAD | Monread [T101,T102] | MONREAD |  | 53.2369 | -6.6567
MV/LV Substation MO***985 |  | 10 kV | _ | LV | 200 kVA :Kiosk Substation | 0.2 | --> | 0.2 | 0.141 | 2.3 |  | --> | 0.19 | 0 | 0.020007 | 0.20877 | 0 |  | --> | C16 ex BALLYRICKARD | Ballyrickard [T41,T42] | TRALEE |  | 52.281 | -9.7222
MV/LV Substation MO***989Y |  | 10 kV | _ | LV | 50 kVA :Pole Substation | 0.05 | --> | 0.05 | 0 | 0 | Constrained,otherwise capacity available =49kVA. | --> | 0.0475 | 0 | 0 | 0.050152 | 0 |  | --> | C17 ex HOLYCROSS ROAD | Holycross Road [T41,T42] | THURLES |  | 52.7081 | -8.0131
MV/LV Substation MO***990 |  | 10 kV | _ | LV | 100 kVA :Pole Substation | 0.1 | --> | 0.1 | 0.073 | 2 |  | --> | 0.095 | 0 | 0.00741 | 0.10402 | 0 |  | --> | C19 ex CAUSEWAY | Causeway [T41,T42] | TRALEE |  | 52.3939 | -9.8351
MV/LV Substation MO***990X |  | 10 kV | _ | LV | 630 kVA :Kiosk Substation | 0.63 | --> | 0.63 | 0 | 0 | Constrained,otherwise capacity available =500kVA. | --> | 0.5985 | 0 | 0.00741 | 0.5 | 0 |  | --> | C15 ex ENNIS NORTH | Ennis North [T41,T42] | ENNIS |  | 52.8506 | -9.0132
MV/LV Substation MO***991 |  | 10 kV | _ | LV | 100 kVA :Pole Substation | 0.1 | --> | 0.1 | 0.07 | 14.3 |  | --> | 0.095 | 0 | 0.00741 | 0.10446 | 0 |  | --> | C22 ex KILLOTERAN | Killoteran [T101,T102] | KILLOTERAN |  | 52.2293 | -7.1451
MV/LV Substation MO***995 |  | 10 kV | _ | LV | 50 kVA :Pole Substation | 0.05 | --> | 0.05 | 0 | 0 | Constrained,otherwise capacity available =47kVA. | --> | 0.0475 | 0 | 0 | 0.050453 | 0 |  | --> | C12 ex GRANAGH | Granagh [T41,T42] | WATERFORD |  | 52.3267 | -7.3134
MV/LV Substation MO***996 |  | 20 kV | _ | LV | 50 kVA :Pole Substation | 0.05 | --> | 0.05 | 0 | 0 | Constrained,otherwise capacity available =43kVA. | --> | 0.0475 | 0 | 0 | 0 | 0 | Constrained,otherwise capacity available =51.1kW. | --> | C18 ex COOLCARRON | Coolcarron [T41,T42] | BARRYMORE |  | 52.1527 | -8.2468
MV/LV Substation MO***998 |  | 10 kV | _ | LV | 50 kVA :Pole Substation | 0.05 | --> | 0.05 | 0 | 0 | Constrained,otherwise capacity available =34kVA. | --> | 0.0475 | 0 | 0 | 0.052373 | 0 |  | --> | C24 ex ATHLONE | Athlone [T41,T42] | ATHLONE |  | 53.4205 | -7.9765
MV/LV Substation MO***999 |  | 10 kV | _ | LV | 200 kVA :Kiosk Substation | 0.2 | --> | 0.2 | 0.166 | 2.8 |  | --> | 0.19 | 0 | 0.003705 | 0.2051 | 0 |  | --> | C16 ex MOUNT MERRION | Mount Merrion [T41,T42] | CARRICKMINES |  | 53.3057 | -6.2076
MV/LV Substation MR***123Y |  | 20 kV | _ | LV | 1000 kVA :Kiosk Substation | 1 | --> | 1 | 0.5 | 13.8 |  | --> | 0.95 | 0 | 0 | 0.5 | 0 |  | --> | C14 ex SINGLAND | Singland [T101,T102] | SINGLAND |  | 52.5755 | -8.5234
MV/LV Substation MR***4330 |  | 10 kV | _ | LV | 50 kVA :Pole Substation | 0.05 | --> | 0.05 | 0.05 | 6.4 |  | --> | 0.0475 | 0 | 0 | 0.05 | 0 |  | --> | C17 ex BUSHFIELD | Bushfield [T41,T42] | ATHLONE |  | 53.434 | -7.9018
MV/LV Substation MR***439 |  | 10 kV | _ | LV | 1000 kVA :Building Structure | 1 | --> | 1 | 0.5 | 1.4 |  | --> | 0.95 | 0 | 0 | 0.5 | 0 |  | --> | C16 ex RINEANNA | Rineanna [T41,T42] | DRUMLINE |  | 52.7068 | -8.9039
MV/LV Substation MS***925X |  | 20 kV | _ | LV | 50 kVA :Pole Substation | 0.05 | --> | 0.05 | 0 | 0 | Constrained,otherwise capacity available =30kVA. | --> | 0.0475 | 0 | 0 | 0.052949 | 0 |  | --> | E17 ex BALLINROBE | Ballinrobe [T421,T422] | DALTON |  | 53.628 | -9.2076
MV/LV Substation MT***001X |  | 10 kV | _ | LV | 200 kVA :Kiosk Substation | 0.2 | --> | 0.2 | 0.199 | 2.8 |  | --> | 0.19 | 0 | 0 | 0.20015 | 0 |  | --> | C20 ex MOUNT MERRION | Mount Merrion [T41,T42] | CARRICKMINES |  | 53.2938 | -6.2226
MV/LV Substation MT***029X |  | 10 kV | _ | LV | 400 kVA :Kiosk Substation | 0.4 | --> | 0.4 | 0.177 | 6 |  | --> | 0.38 | 0 | 0.015561 | 0.4325 | 0 |  | --> | C11 ex TRABEG | Trabeg [T101,T102] | TRABEG |  | 51.8889 | -8.4723
MV/LV Substation MT***042 |  | 10 kV | _ | LV | 400 kVA :Building Structure | 0.4 | --> | 0.4 | 0.383 | 3 |  | --> | 0.38 | 0 | 0.008151 | 0 | 0 | Constrained,otherwise capacity available =402.6kW. | --> | C12 ex BALLYRAINE | Ballyraine [T41,T42] | LETTERKENNY |  | 54.9502 | -7.7148
MV/LV Substation MT***049 |  | 10 kV | _ | LV | 630 kVA :Building Structure | 0.63 | --> | 0.63 | 0.5 | 2.3 |  | --> | 0.5985 | 0 | 0.025935 | 0.5 | 0 |  | --> | C21 ex BALLYRICKARD | Ballyrickard [T41,T42] | TRALEE |  | 52.2675 | -9.7107
MV/LV Substation MT***049X |  | 20 kV | _ | LV | 100 kVA :Pole Substation | 0.1 | --> | 0.1 | 0 | 0 | Constrained,otherwise capacity available =92kVA. | --> | 0.095 | 0 | 0 | 0.10121 | 0 |  | --> | C12 ex SCARIFF | Scariff [T42] | ENNIS |  | 52.9317 | -8.4359
MV/LV Substation MT***062 |  | 10 kV | _ | LV | 400 kVA :Kiosk Substation | 0.4 | --> | 0.4 | 0 | 0 | Constrained,otherwise capacity available =305kVA. | --> | 0.38 | 0 | 0 | 0.41417 | 0 |  | --> | C25 ex KILBARRY | Kilbarry [T101,T43] | KILBARRY |  | 51.9013 | -8.4989
MV/LV Substation MT***073X |  | 20 kV | _ | LV | 50 kVA :Pole Substation | 0.05 | --> | 0.05 | 0 | 0 | Constrained,otherwise capacity available =46kVA. | --> | 0.0475 | 0 | 0 | 0.050604 | 0 |  | --> | C12 ex SCARIFF | Scariff [T42] | ENNIS |  | 52.9358 | -8.4286
MV/LV Substation MT***093 |  | 10 kV | _ | LV | 150 kVA :Pole Substation | 0.15 | --> | 0.15 | 0.147 | 5.6 |  | --> | 0.1425 | 0 | 0 | 0.15045 | 0 |  | --> | C14 ex KILCOOLE | Kilcoole [T41,T42] | FASSAROE |  | 53.1004 | -6.1182
MV/LV Substation MT***102Z |  | 10 kV | _ | LV | 200 kVA :Kiosk Substation | 0.2 | --> | 0.2 | 0 | 0 | Constrained,otherwise capacity available =83kVA. | --> | 0.19 | 0 | 0.027417 | 0.21702 | 0 |  | --> | C13 ex LIFFEY VALLEY | Liffey Valley [T41,T42] | INCHICORE 220KV |  | 53.3556 | -6.4113
MV/LV Substation MT***103X |  | 10 kV | _ | LV | 400 kVA :Kiosk Substation | 0.4 | --> | 0.4 | 0.391 | 2.8 |  | --> | 0.38 | 0 | 0 | 0.40136 | 0 |  | --> | C22 ex MOUNT MERRION | Mount Merrion [T41,T42] | CARRICKMINES |  | 53.2957 | -6.2095
MV/LV Substation MT***112 |  | 10 kV | _ | LV | 400 kVA :Kiosk Substation | 0.4 | --> | 0.4 | 0.228 | 4.6 |  | --> | 0.38 | 0 | 0.028899 | 0.42531 | 0 |  | --> | C14 ex DUN LAOGHAIRE | Dun Laoghaire [T41,T42] | BLACKROCK |  | 53.2882 | -6.1553
MV/LV Substation MT***118Y |  | 10 kV | _ | LV | 400 kVA :Kiosk Substation | 0.4 | --> | 0.4 | 0 | 0 | Constrained,otherwise capacity available =254kVA. | --> | 0.38 | 0 | 0.042237 | 0.42158 | 0 |  | --> | C12 ex LEIXLIP | Leixlip [T41,T42] | GRIFFINRATH |  | 53.3735 | -6.4952
MV/LV Substation MT***121 |  | 10 kV | _ | LV | 630 kVA :Kiosk Substation | 0.63 | --> | 0.63 | 0.496 | 2.8 |  | --> | 0.5985 | 0 | 0.002964 | 0.5 | 0 |  | --> | C18 ex MOUNT MERRION | Mount Merrion [T41,T42] | CARRICKMINES |  | 53.2988 | -6.1953
MV/LV Substation MT***125 |  | 10 kV | _ | LV | 400 kVA :Kiosk Substation | 0.4 | --> | 0.4 | 0.232 | 2.8 |  | --> | 0.38 | 0 | 0.011115 | 0.42474 | 0 |  | --> | C20 ex MOUNT MERRION | Mount Merrion [T41,T42] | CARRICKMINES |  | 53.2952 | -6.2199
MV/LV Substation MT***141 |  | 10 kV | _ | LV | 50 kVA :Pole Substation | 0.05 | --> | 0.05 | 0.04 | 12.2 |  | --> | 0.0475 | 0 | 0.00741 | 0.051496 | 0 |  | --> | C19 ex BALLYBEG | Ballybeg [T101,T102] | CARRICKMINES |  | 53.0125 | -6.112
MV/LV Substation MT***149 |  | 10 kV | _ | LV | 50 kVA :Pole Substation | 0.05 | --> | 0.05 | 0 | 0 | Constrained,otherwise capacity available =45kVA. | --> | 0.0475 | 0 | 0 | 0 | 0 | Constrained,otherwise capacity available =50.8kW. | --> | C17 ex KILMALLOCK | Kilmallock [T41,T42] | CHARLEVILLE |  | 52.42 | -8.5782
MV/LV Substation MT***154X |  | 10 kV | _ | LV | 50 kVA :Pole Substation | 0.05 | --> | 0.05 | 0 | 0 | Constrained,otherwise capacity available =42kVA. | --> | 0.0475 | 0 | 0 | 0 | 0 | Constrained,otherwise capacity available =51.2kW. | --> | C11 ex KILMALLOCK | Kilmallock [T41,T42] | CHARLEVILLE |  | 52.3952 | -8.5377
MV/LV Substation MT***160 |  | 20 kV | _ | LV | 50 kVA :Pole Substation | 0.05 | --> | 0.05 | 0 | 0 | Constrained,otherwise capacity available =29kVA. | --> | 0.0475 | 0 | 0 | 0.053092 | 0 |  | --> | C17 ex KYLEERAGH | Kyleeragh [T41,T42] | NENAGH |  | 52.9681 | -8.138
MV/LV Substation MT***163 |  | 20 kV | _ | LV | 50 kVA :Pole Substation | 0.05 | --> | 0.05 | 0.032 | 4.2 |  | --> | 0.0475 | 0 | 0.002964 | 0.052662 | 0 |  | --> | E15 ex JENKINSTOWN | Jenkinstown [T421,T422] | DUNDALK |  | 54.034 | -6.3743
MV/LV Substation MT***173 |  | 10 kV | _ | LV | 630 kVA :Building Structure | 0.63 | --> | 0.63 | 0 | 0 | Constrained,otherwise capacity available =500kVA. | --> | 0.5985 | 0 | 0.011115 | 0.5 | 0 |  | --> | C18 ex DENNEHYS CROSS | Dennehys Cross [T41,T42] | TRABEG |  | 51.8895 | -8.5183
MV/LV Substation MT***176 |  | 20 kV | _ | LV | 100 kVA :Pole Substation | 0.1 | --> | 0.1 | 0 | 0 | Constrained,otherwise capacity available =84kVA. | --> | 0.095 | 0 | 0 | 0.1024 | 0 |  | --> | C12 ex SCARIFF | Scariff [T42] | ENNIS |  | 52.9327 | -8.4284
MV/LV Substation MT***178 |  | 10 kV | _ | LV | 630 kVA :Building Structure | 0.63 | --> | 0.63 | 0.5 | 2.8 |  | --> | 0.5985 | 0 | 0.037791 | 0.5 | 0 |  | --> | C23 ex MOUNT MERRION | Mount Merrion [T41,T42] | CARRICKMINES |  | 53.2889 | -6.2164
MV/LV Substation MT***180 |  | 10 kV | _ | LV | 50 kVA :Pole Substation | 0.05 | --> | 0.05 | 0.04 | 5.6 |  | --> | 0.0475 | 0 | 0 | 0.051496 | 0 |  | --> | C14 ex KILCOOLE | Kilcoole [T41,T42] | FASSAROE |  | 53.0975 | -6.1198
MV/LV Substation MT***191X |  | 20 kV | _ | LV | 100 kVA :Pole Substation | 0.1 | --> | 0.1 | 0 | 0 | Constrained,otherwise capacity available =90kVA. | --> | 0.095 | 0 | 0 | 0.10151 | 0 |  | --> | E11 ex BALLYHALE | Ballyhale [T42,T421] | KILKENNY |  | 52.5229 | -7.1943
MV/LV Substation MT***202X |  | 20 kV | _ | LV | 1000 kVA :Building Structure | 1 | --> | 1 | 0 | 0 | Constrained,otherwise capacity available =500kVA. | --> | 0.95 | 0 | 0 | 0.37742 | 0 | Constrained,otherwise capacity available =500kW. | --> | C21 ex CASTLEISLAND | Castleisland [T41,T42] | TRALEE |  | 52.2443 | -9.3252
MV/LV Substation MT***206 |  | 10 kV | _ | LV | 400 kVA :Kiosk Substation | 0.4 | --> | 0.4 | 0 | 0 | Constrained,otherwise capacity available =315kVA. | --> | 0.38 | 0 | 0.024453 | 0.41271 | 0 |  | --> | C15 ex DUNDRUM | Dundrum [T41,T42] | BLACKROCK |  | 53.2901 | -6.224
MV/LV Substation MT***206Z |  | 10 kV | _ | LV | 200 kVA :Kiosk Substation | 0.2 | --> | 0.2 | 0 | 0 | Constrained,otherwise capacity available =177kVA. | --> | 0.19 | 0 | 0 | 0.20346 | 0 |  | --> | C13 ex LIFFEY VALLEY | Liffey Valley [T41,T42] | INCHICORE 220KV |  | 53.3563 | -6.4123
MV/LV Substation MT***216 |  | 10 kV | _ | LV | 400 kVA :Building Structure | 0.4 | --> | 0.4 | 0 | 0 | Constrained,otherwise capacity available =270kVA. | --> | 0.38 | 0 | 0.051129 | 0.41927 | 0 |  | --> | C12 ex DUNDRUM | Dundrum [T41,T42] | BLACKROCK |  | 53.2957 | -6.2404
MV/LV Substation MT***219Y |  | 10 kV | _ | LV | 630 kVA :Building Structure | 0.63 | --> | 0.63 | 0 | 0 | Constrained,otherwise capacity available =500kVA. | --> | 0.5985 | 0 | 0 | 0.5 | 0 |  | --> | C17 ex GORESBRIDGE | Goresbridge [T41,T42] | KILKENNY |  | 52.6148 | -6.7732
MV/LV Substation MT***247Z |  | 10 kV | _ | LV | 200 kVA :Kiosk Substation | 0.2 | --> | 0.2 | 0 | 0 | Constrained,otherwise capacity available =144kVA. | --> | 0.19 | 0 | 0.010374 | 0.20833 | 0 |  | --> | C14 ex COOLMINE | Coolmine [T41,T42] | FINGLAS |  | 53.3874 | -6.419
MV/LV Substation MT***248Z |  | 10 kV | _ | LV | 400 kVA :Kiosk Substation | 0.4 | --> | 0.4 | 0 | 0 | Constrained,otherwise capacity available =335kVA. | --> | 0.38 | 0 | 0.017043 | 0.40975 | 0 |  | --> | C14 ex COOLMINE | Coolmine [T41,T42] | FINGLAS |  | 53.3884 | -6.4221
MV/LV Substation MT***308 |  | 20 kV | _ | LV | 100 kVA :Pole Substation | 0.1 | --> | 0.1 | 0 | 0 | Constrained,otherwise capacity available =47kVA. | --> | 0.095 | 0 | 0 | 0.10774 | 0 |  | --> | E18 ex CREAGH | Creagh [T421,T422] | ATHLONE |  | 53.4526 | -8.5097
MV/LV Substation MT***343 |  | 10 kV | _ | LV | 400 kVA :Kiosk Substation | 0.4 | --> | 0.4 | 0 | 0 | Constrained,otherwise capacity available =159kVA. | --> | 0.38 | 0 | 0.008892 | 0.43501 | 0 |  | --> | C19 ex FAIRHILL | Fairhill [T42] | KILBARRY |  | 51.9023 | -8.4914
MV/LV Substation MT***344 |  | 20 kV | _ | LV | 100 kVA :Pole Substation | 0.1 | --> | 0.1 | 0 | 0 | Constrained,otherwise capacity available =67kVA. | --> | 0.095 | 0 | 0.004446 | 0.10489 | 0 |  | --> | C11 ex RAHEEN | Raheen [T41,T42] | LIMERICK |  | 52.6339 | -8.687
MV/LV Substation MT***351 |  | 10 kV | _ | LV | 50 kVA :Pole Substation | 0.05 | --> | 0.05 | 0 | 0 | Constrained,otherwise capacity available =43kVA. | --> | 0.0475 | 0 | 0.006669 | 0.051052 | 0 |  | --> | C18 ex CASTLEISLAND | Castleisland [T41,T42] | TRALEE |  | 52.2402 | -9.5244
MV/LV Substation MT***356Z |  | 10 kV | _ | LV | 200 kVA :Kiosk Substation | 0.2 | --> | 0.2 | 0 | 0 | Constrained,otherwise capacity available =127kVA. | --> | 0.19 | 0 | 0.020748 | 0.21079 | 0 |  | --> | C39 ex COLLEGE PARK | College Park [T101,T102,T103] | COLLEGE PARK |  | 53.4218 | -6.3898
MV/LV Substation MT***364 |  | 10 kV | _ | LV | 630 kVA :Building Structure | 0.63 | --> | 0.63 | 0.347 | 10 |  | --> | 0.5985 | 0 | 0.014079 | 0.5 | 0 |  | --> | C14 ex HAROLDS CROSS | Harolds Cross [T101,T102] | POOLBEG |  | 53.3264 | -6.2733
MV/LV Substation MT***382 |  | 20 kV | _ | LV | 100 kVA :Pole Substation | 0.1 | --> | 0.1 | 0.081 | 4.2 |  | --> | 0.095 | 0 | 0 | 0.10284 | 0 |  | --> | E16 ex JENKINSTOWN | Jenkinstown [T421,T422] | DUNDALK |  | 53.9966 | -6.2366
MV/LV Substation MT***394 |  | 20 kV | _ | LV | 50 kVA :Pole Substation | 0.05 | --> | 0.05 | 0.038 | 1.6 |  | --> | 0.0475 | 0 | 0 | 0 | 0 | Constrained,otherwise capacity available =51.8kW. | --> | C17 ex FOYNES | Foynes [T41,T42] | RATHKEALE |  | 52.5998 | -9.1505
MV/LV Substation MT***4092 |  | 10 kV | _ | LV | 50 kVA :Pole Substation | 0.05 | --> | 0.05 | 0 | 0 | Constrained,otherwise capacity available =47kVA. | --> | 0.0475 | 0 | 0 | 0.050453 | 0 |  | --> | C17 ex GRAIGUENAMANAGH | Graiguenamanagh [T41,T42] | KILKENNY |  | 52.5893 | -6.9149
MV/LV Substation MT***417 |  | 20 kV | _ | LV | 200 kVA :Pole Substation | 0.2 | --> | 0.2 | 0 | 0 | Constrained,otherwise capacity available =145kVA. | --> | 0.19 | 0 | 0 | 0 | 0 | Constrained,otherwise capacity available =208.2kW. | --> | E22 ex ROSCREA | Roscrea [T41,T42] | IKERRIN |  | 52.9632 | -7.8576
MV/LV Substation MT***430 |  | 10 kV | _ | LV | 50 kVA :Pole Substation | 0.05 | --> | 0.05 | 0 | 0 | Constrained,otherwise capacity available =47kVA. | --> | 0.0475 | 0 | 0 | 0.050453 | 0 |  | --> | C18 ex TRAMORE | Tramore [T41,T42] | BUTLERSTOWN |  | 52.238 | -7.2106
MV/LV Substation MT***4323 |  | 10 kV | _ | LV | 400 kVA :Kiosk Substation | 0.4 | --> | 0.4 | 0.4 | 0.8 |  | --> | 0.38 | 0 | 0 | 0.4 | 0 |  | --> | C11 ex MANOR STREET | Manor Street [T41,T42] | WATERFORD |  | 52.2472 | -7.1118
MV/LV Substation MT***433X |  | 20 kV | _ | LV | 25 kVA :Pole Substation | 0.025 | --> | 0.025 | 0.025 | 3 |  | --> | 0.02375 | 0 | 0 | 0 | 0 | Constrained,otherwise capacity available =25kW. | --> | E13 ex CHARLEVILLE | Charleville [T421,T422] | CHARLEVILLE |  | 52.3344 | -8.5766
MV/LV Substation MT***452X |  | 10 kV | _ | LV | 50 kVA :Pole Substation | 0.05 | --> | 0.05 | 0 | 0 | Constrained,otherwise capacity available =16kVA. | --> | 0.0475 | 0 | 0.010374 | 0 | 0 | Constrained,otherwise capacity available =54.9kW. | --> | C14 ex KNOCKMULLEN | Knockmullen [T42,T421] | GREAT ISLAND |  | 52.4139 | -6.938
MV/LV Substation MT***470 |  | 10 kV | _ | LV | 400 kVA :Kiosk Substation | 0.4 | --> | 0.4 | 0 | 0 | Constrained,otherwise capacity available =326kVA. | --> | 0.38 | 0 | 0.019266 | 0.41108 | 0 |  | --> | C12 ex COBH | Cobh [T41,T42] | COW CROSS |  | 51.8542 | -8.2758
MV/LV Substation MT***474 |  | 20 kV | _ | LV | 100 kVA :Pole Substation | 0.1 | --> | 0.1 | 0.087 | 4.2 |  | --> | 0.095 | 0 | 0 | 0.10195 | 0 |  | --> | E15 ex JENKINSTOWN | Jenkinstown [T421,T422] | DUNDALK |  | 54.0397 | -6.3733
MV/LV Substation MT***502X |  | 10 kV | _ | LV | 50 kVA :Pole Substation | 0.05 | --> | 0.05 | 0.02 | 4 |  | --> | 0.0475 | 0 | 0.00741 | 0.054359 | 0 |  | --> | C19 ex BALLYJAMESDUFF | Ballyjamesduff [T41,T42] | SHANKILL |  | 53.8169 | -7.2568
MV/LV Substation MT***528Z |  | 10 kV | _ | LV | 50 kVA :Pole Substation | 0.05 | --> | 0.05 | 0 | 0 | Constrained,otherwise capacity available =45kVA. | --> | 0.0475 | 0 | 0 | 0.050753 | 0 |  | --> | C19 ex KILDARE | Kildare [T41,T42] | NEWBRIDGE |  | 53.2064 | -6.9993
MV/LV Substation MT***532 |  | 20 kV | _ | LV | 100 kVA :Pole Substation | 0.1 | --> | 0.1 | 0 | 0 | Constrained,otherwise capacity available =28kVA. | --> | 0.095 | 0 | 0.011856 | 0.11037 | 0 |  | --> | E18 ex CREAGH | Creagh [T421,T422] | ATHLONE |  | 53.4707 | -8.5045
MV/LV Substation MT***539 |  | 20 kV | _ | LV | 100 kVA :Pole Substation | 0.1 | --> | 0.1 | 0 | 0 | Constrained,otherwise capacity available =64kVA. | --> | 0.095 | 0 | 0.011856 | 0.10532 | 0 |  | --> | C15 ex MOATE | Moate [T41,T42] | ATHLONE |  | 53.428 | -7.775
MV/LV Substation MT***557 |  | 10 kV | _ | LV | 50 kVA :Pole Substation | 0.05 | --> | 0.05 | 0.033 | 4.1 |  | --> | 0.0475 | 0 | 0 | 0.052518 | 0 |  | --> | C18 ex AGHAGAD | Aghagad [T41,T42] | SLIGO |  | 54.3834 | -8.5519
MV/LV Substation MT***568Y |  | 20 kV | _ | LV | 50 kVA :Pole Substation | 0.05 | --> | 0.05 | 0 | 0 | Constrained,otherwise capacity available =44kVA. | --> | 0.0475 | 0 | 0.003705 | 0 | 0 | Constrained,otherwise capacity available =50.9kW. | --> | E12 ex CASTLELYONS | Castlelyons [T421,T422] | BARRYMORE |  | 52.0391 | -8.3336
MV/LV Substation MT***604 |  | 20 kV | _ | LV | 100 kVA :Pole Substation | 0.1 | --> | 0.1 | 0 | 0 | Constrained,otherwise capacity available =58kVA. | --> | 0.095 | 0 | 0 | 0.10618 | 0 |  | --> | E33 ex CAPPAMORE | Cappamore [T41,T42] | ARDNACRUSHA |  | 52.564 | -8.3323
MV/LV Substation MT***643 |  | 20 kV | _ | LV | 100 kVA :Pole Substation | 0.1 | --> | 0.1 | 0 | 0 | Constrained,otherwise capacity available =53kVA. | --> | 0.095 | 0 | 0.00741 | 0.10689 | 0 |  | --> | C12 ex SCARIFF | Scariff [T42] | ENNIS |  | 52.9319 | -8.4315
MV/LV Substation MT***663 |  | 10 kV | _ | LV | 400 kVA :Kiosk Substation | 0.4 | --> | 0.4 | 0.334 | 2.8 |  | --> | 0.38 | 0 | 0.020748 | 0.4099 | 0 |  | --> | C23 ex MOUNT MERRION | Mount Merrion [T41,T42] | CARRICKMINES |  | 53.2905 | -6.2188
MV/LV Substation MT***664 |  | 10 kV | _ | LV | 400 kVA :Kiosk Substation | 0.4 | --> | 0.4 | 0.299 | 2.8 |  | --> | 0.38 | 0 | 0.02964 | 0.41505 | 0 |  | --> | C23 ex MOUNT MERRION | Mount Merrion [T41,T42] | CARRICKMINES |  | 53.2919 | -6.218
MV/LV Substation MT***680 |  | 10 kV | _ | LV | 400 kVA :Kiosk Substation | 0.4 | --> | 0.4 | 0.256 | 1.5 |  | --> | 0.38 | 0 | 0.039273 | 0.4213 | 0 |  | --> | C21 ex MONKSTOWN | Monkstown [T41,T42] | BLACKROCK |  | 53.2872 | -6.1756
MV/LV Substation MT***721 |  | 10 kV | _ | LV | 400 kVA :Kiosk Substation | 0.4 | --> | 0.4 | 0 | 0 | Constrained,otherwise capacity available =336kVA. | --> | 0.38 | 0 | 0 | 0.4096 | 0 |  | --> | C18 ex TRAMORE | Tramore [T41,T42] | BUTLERSTOWN |  | 52.241 | -7.219
MV/LV Substation MT***744 |  | 10 kV | _ | LV | 630 kVA :Building Structure | 0.63 | --> | 0.63 | 0.5 | 1.4 |  | --> | 0.5985 | 0 | 0 | 0.5 | 0 |  | --> | C11 ex DODDER ROAD | Dodder Road [T42] | MILLTOWN (DR) |  | 53.3049 | -6.2654
MV/LV Substation MT***776X |  | 20 kV | _ | LV | 50 kVA :Pole Substation | 0.05 | --> | 0.05 | 0 | 0 | Constrained,otherwise capacity available =47kVA. | --> | 0.0475 | 0 | 0 | 0.050453 | 0 |  | --> | E15 ex CREAGH | Creagh [T421,T422] | ATHLONE |  | 53.3187 | -8.0755
MV/LV Substation MT***809X |  | 20 kV | _ | LV | 50 kVA :Pole Substation | 0.05 | --> | 0.05 | 0.04 | 1.6 |  | --> | 0.0475 | 0 | 0 | 0 | 0 | Constrained,otherwise capacity available =51.5kW. | --> | C17 ex FOYNES | Foynes [T41,T42] | RATHKEALE |  | 52.6043 | -9.1561
MV/LV Substation MT***814Y |  | 20 kV | _ | LV | 50 kVA :Pole Substation | 0.05 | --> | 0.05 | 0 | 0 | Constrained,otherwise capacity available =48kVA. | --> | 0.0475 | 0 | 0.00741 | 0 | 0 | Constrained,otherwise capacity available =50.3kW. | --> | E12 ex CASTLELYONS | Castlelyons [T421,T422] | BARRYMORE |  | 52.0386 | -8.3442
MV/LV Substation MT***870 |  | 10 kV | _ | LV | 100 kVA :Pole Substation | 0.1 | --> | 0.1 | 0 | 0 | Constrained,otherwise capacity available =96kVA. | --> | 0.095 | 0 | 0 | 0.10061 | 0 |  | --> | C18 ex TRAMORE | Tramore [T41,T42] | BUTLERSTOWN |  | 52.2416 | -7.21
MV/LV Substation MT***874 |  | 10 kV | _ | LV | 100 kVA :Pole Substation | 0.1 | --> | 0.1 | 0 | 0 | Constrained,otherwise capacity available =99kVA. | --> | 0.095 | 0 | 0 | 0.10015 | 0 |  | --> | C16 ex CLONAKILTY | Clonakilty [T41,T42] | DUNMANWAY |  | 51.6295 | -8.8763
MV/LV Substation MT***881X |  | 10 kV | _ | LV | 200 kVA :Pole Substation | 0.2 | --> | 0.2 | 0 | 0 | Constrained,otherwise capacity available =199kVA. | --> | 0.19 | 0 | 0.004446 | 0.20015 | 0 |  | --> | C17 ex HOLYCROSS ROAD | Holycross Road [T41,T42] | THURLES |  | 52.7524 | -7.9654
MV/LV Substation MT***911X |  | 20 kV | _ | LV | 50 kVA :Pole Substation | 0.05 | --> | 0.05 | 0.035 | 7.2 |  | --> | 0.0475 | 0 | 0.00741 | 0.052228 | 0 |  | --> | C06 ex AHANE | Ahane [T102] | AHANE |  | 52.6807 | -8.4997
MV/LV Substation MT***933 |  | 10 kV | _ | LV | 50 kVA :Pole Substation | 0.05 | --> | 0.05 | 0 | 0 | Constrained,otherwise capacity available =42kVA. | --> | 0.0475 | 0 | 0 | 0 | 0 | Constrained,otherwise capacity available =51.2kW. | --> | C20 ex ROSCREA | Roscrea [T41,T42] | IKERRIN |  | 52.9605 | -7.8453
MV/LV Substation MT***940 |  | 10 kV | _ | LV | 100 kVA :Pole Substation | 0.1 | --> | 0.1 | 0 | 0 | Constrained,otherwise capacity available =79kVA. | --> | 0.095 | 0 | 0.004446 | 0.10314 | 0 |  | --> | C12 ex KILMEADEN | Kilmeaden [T42] | BUTLERSTOWN |  | 52.2367 | -7.2285
MV/LV Substation MT***947Y |  | 20 kV | _ | LV | 50 kVA :Pole Substation | 0.05 | --> | 0.05 | 0 | 0 | Constrained,otherwise capacity available =50kVA. | --> | 0.0475 | 0 | 0 | 0.05 | 0 |  | --> | E18 ex JULIANSTOWN | Julianstown [T421,T422] | DRYBRIDGE |  | 53.6745 | -6.368
MV/LV Substation MU***001 |  | 10 kV | _ | LV | 100 kVA :Pole Substation | 0.1 | --> | 0.1 | 0.073 | 1.4 |  | --> | 0.095 | 0 | 0 | 0.10402 | 0 |  | --> | C15 ex CROSSMOLINA | Crossmolina [T41,T42] | MOY |  | 54.0961 | -9.3131
MV/LV Substation MU***006 |  | 10 kV | _ | LV | 630 kVA :Building Structure | 0.63 | --> | 0.63 | 0.5 | 1.5 |  | --> | 0.5985 | 0 | 0 | 0 | 0 | Constrained,otherwise capacity available =500kW. | --> | C19 ex TURLOUGH ROAD | Turlough Road [T43] | CASTLEBAR |  | 53.8595 | -9.2968
MV/LV Substation MU***007 |  | 10 kV | _ | LV | 400 kVA :Kiosk Substation | 0.4 | --> | 0.4 | 0.275 | 2.8 |  | --> | 0.38 | 0 | 0 | 0.41855 | 0 |  | --> | C13 ex CASTLEBLAYNEY | Castleblayney [T41,T42] | DUNDALK |  | 54.1222 | -6.7349
MV/LV Substation MU***007 |  | 10 kV | _ | LV | 200 kVA :Pole Substation | 0.2 | --> | 0.2 | 0.119 | 2.2 |  | --> | 0.19 | 0 | 0 | 0.21194 | 0 |  | --> | C26 ex BAILIEBORO | Bailieboro [T41,T42] | MEATH HILL |  | 53.914 | -6.9702
MV/LV Substation MU***011 |  | 10 kV | _ | LV | 400 kVA :Building Structure | 0.4 | --> | 0.4 | 0.304 | 3.5 |  | --> | 0.38 | 0 | 0.005187 | 0.41432 | 0 |  | --> | C21 ex DUNDALK | Dundalk [T41,T42] | DUNDALK |  | 54.0027 | -6.4056
MV/LV Substation MU***013 |  | 20 kV | _ | LV | 200 kVA :Pole Substation | 0.2 | --> | 0.2 | 0.199 | 9.1 |  | --> | 0.19 | 0 | 0 | 0.20015 | 0 |  | --> | E17 ex ARDNAREE | Ardnaree [T42,T421] | MOY |  | 54.1179 | -9.1406
MV/LV Substation MU***013X |  | 10 kV | _ | LV | 50 kVA :Pole Substation | 0.05 | --> | 0.05 | 0.05 | 0.1 |  | --> | 0.0475 | 0 | 0.003705 | 0.05 | 0 |  | --> | C15 ex TUBBERCURRY | Tubbercurry [T41,T42] | TONROE |  | 54.1097 | -8.7459
MV/LV Substation MU***013Y |  | 10 kV | _ | LV | 630 kVA :Building Structure | 0.63 | --> | 0.63 | 0 | 0 | Constrained,otherwise capacity available =500kVA. | --> | 0.5985 | 0 | 0.01482 | 0.5 | 0 |  | --> | C11 ex BISHOPSTOWN | Bishopstown [T41,T42] | KILBARRY |  | 51.8927 | -8.5105
MV/LV Substation MU***015 |  | 20 kV | _ | LV | 100 kVA :Pole Substation | 0.1 | --> | 0.1 | 0 | 0 | Constrained,otherwise capacity available =67kVA. | --> | 0.095 | 0 | 0 | 0 | 0 | Constrained,otherwise capacity available =104.9kW. | --> | E13 ex BLESSINGTON | Blessington [T421,T422] | KILTEEL |  | 53.1464 | -6.6336
MV/LV Substation MU***017 |  | 20 kV | _ | LV | 50 kVA :Pole Substation | 0.05 | --> | 0.05 | 0 | 0 | Constrained,otherwise capacity available =44kVA. | --> | 0.0475 | 0 | 0 | 0.050903 | 0 |  | --> | E12 ex MILLTOWN (SR) | Milltown (sr) [T421,T422] | OUGHTRAGH |  | 52.0842 | -9.837
MV/LV Substation MU***020 |  | 20 kV | _ | LV | 50 kVA :Pole Substation | 0.05 | --> | 0.05 | 0.043 | 0.6 |  | --> | 0.0475 | 0 | 0 | 0 | 0 | Constrained,otherwise capacity available =51.1kW. | --> | E23 ex LAWLESSTOWN | Lawlesstown [T42,T421] | DOON |  | 52.2919 | -7.7695
MV/LV Substation MU***021 |  | 20 kV | _ | LV | 630 kVA :Kiosk Substation | 0.63 | --> | 0.63 | 0.5 | 1.8 |  | --> | 0.5985 | 0 | 0 | 0.5 | 0 |  | --> | E11 ex BIRDHILL | Birdhill [T421,T422] | ARDNACRUSHA |  | 52.7092 | -8.4076
MV/LV Substation MU***021Z |  | 10 kV | _ | LV | 400 kVA :Building Structure | 0.4 | --> | 0.4 | 0.297 | 6 |  | --> | 0.38 | 0 | 0.02964 | 0.41535 | 0 |  | --> | C12 ex TRABEG | Trabeg [T101,T102] | TRABEG |  | 51.882 | -8.4708
MV/LV Substation MU***023X |  | 10 kV | _ | LV | 200 kVA :Building Structure | 0.2 | --> | 0.2 | 0.179 | 13.8 |  | --> | 0.19 | 0 | 0.003705 | 0.20316 | 0 |  | --> | C13 ex SINGLAND | Singland [T101,T102] | SINGLAND |  | 52.6674 | -8.6053
MV/LV Substation MU***024 |  | 10 kV | _ | LV | 400 kVA :Kiosk Substation | 0.4 | --> | 0.4 | 0.309 | 3.1 |  | --> | 0.38 | 0 | 0.006669 | 0.41359 | 0 |  | --> | C11 ex BELLFIELD | Bellfield [T41,T42] | CRANE |  | 52.4955 | -6.572
MV/LV Substation MU***024 |  | 20 kV | _ | LV | 100 kVA :Pole Substation | 0.1 | --> | 0.1 | 0 | 2.2 |  | --> | 0.095 | 0 | 0.006669 | 0.12031 | 0 |  | --> | E11 ex CLOONBANNIN | Cloonbannin [T421] | GLENLARA |  | 52.0582 | -9.0581
MV/LV Substation MU***026 |  | 10 kV | _ | LV | 100 kVA :Pole Substation | 0.1 | --> | 0.1 | 0.093 | 7.9 |  | --> | 0.095 | 0 | 0 | 0.10106 | 0 |  | --> | C19 ex DUNMANWAY | Dunmanway [T422,T43] | DUNMANWAY |  | 51.7378 | -9.0924
MV/LV Substation MU***031 |  | 10 kV | _ | LV | 100 kVA :Pole Substation | 0.1 | --> | 0.1 | 0 | 0 | Constrained,otherwise capacity available =63kVA. | --> | 0.095 | 0 | 0.003705 | 0.10547 | 0 |  | --> | C16 ex CLONES | Clones [T41,T42] | SHANKILL |  | 54.1791 | -7.2456
MV/LV Substation MU***032Y |  | 10 kV | _ | LV | 50 kVA :Pole Substation | 0.05 | --> | 0.05 | 0 | 0 | Constrained,otherwise capacity available =39kVA. | --> | 0.0475 | 0 | 0.003705 | 0.051643 | 0 |  | --> | C11 ex CASTLECOMER | Castlecomer [T41,T42] | BALLYRAGGET |  | 52.7618 | -7.2002
MV/LV Substation MU***033X |  | 10 kV | _ | LV | 630 kVA :Kiosk Substation | 0.63 | --> | 0.63 | 0.060409 | 0.1 | Constrained,otherwise capacity available =500kVA. | --> | 0.5985 | 0 | 0 | 0.5 | 0 |  | --> | C15 ex TUBBERCURRY | Tubbercurry [T41,T42] | TONROE |  | 54.0538 | -8.7325
MV/LV Substation MU***034X |  | 10 kV | _ | LV | 50 kVA :Pole Substation | 0.05 | --> | 0.05 | 0 | 0 | Constrained,otherwise capacity available =50kVA. | --> | 0.0475 | 0 | 0 | 0 | 0 | Constrained,otherwise capacity available =50kW. | --> | E12 ex KILLYBEGS | Killybegs [T422] | BINBANE |  | 54.6495 | -8.2653
MV/LV Substation MU***038Y |  | 20 kV | _ | LV | 50 kVA :Pole Substation | 0.05 | --> | 0.05 | 0.049 | 8.1 |  | --> | 0.0475 | 0 | 0 | 0 | 0 | Constrained,otherwise capacity available =50.2kW. | --> | E11 ex WESTPORT | Westport [T421,T422] | CASTLEBAR |  | 53.7856 | -9.6199
MV/LV Substation MU***040 |  | 10 kV | _ | LV | 100 kVA :Pole Substation | 0.1 | --> | 0.1 | 0 | 0 | Constrained,otherwise capacity available =76kVA. | --> | 0.095 | 0 | 0 | 0.10358 | 0 |  | --> | C12 ex CAPPAMORE | Cappamore [T41,T42] | ARDNACRUSHA |  | 52.6431 | -8.3983
MV/LV Substation MU***040X |  | 10 kV | _ | LV | 50 kVA :Pole Substation | 0.05 | --> | 0.05 | 0.041 | 2.3 |  | --> | 0.0475 | 0 | 0 | 0.051348 | 0 |  | --> | E17 ex MOY | Moy [T421,T422] | MOY |  | 54.1041 | -9.1685
MV/LV Substation MU***044 |  | 10 kV | _ | LV | 630 kVA :Kiosk Substation | 0.63 | --> | 0.63 | 0 | 0 | Constrained,otherwise capacity available =446kVA. | --> | 0.5985 | 0 | 0.013338 | 0.5 | 0 |  | --> | E17 ex GARRANACANTY | Garranacanty [T421,T422] | TIPPERARY |  | 52.4761 | -8.1642
MV/LV Substation MU***044 |  | 20 kV | _ | LV | 50 kVA :Pole Substation | 0.05 | --> | 0.05 | 0 | 0 | Constrained,otherwise capacity available =45kVA. | --> | 0.0475 | 0 | 0 | 0.050753 | 0 |  | --> | E12 ex DINGLE | Dingle [T421,T422] | OUGHTRAGH |  | 52.1845 | -10.3631
MV/LV Substation MU***045Z |  | 20 kV | _ | LV | 100 kVA :Pole Substation | 0.1 | --> | 0.1 | 0.089 | 1.4 |  | --> | 0.095 | 0 | 0.00741 | 0.10166 | 0 |  | --> | E20 ex KILLINICK | Killinick [T421,T422] | WEXFORD |  | 52.2429 | -6.546
MV/LV Substation MU***046 |  | 10 kV | _ | LV | 50 kVA :Pole Substation | 0.05 | --> | 0.05 | 0 | 0 | Constrained,otherwise capacity available =37kVA. | --> | 0.0475 | 0 | 0 | 0.051937 | 0 |  | --> | C12 ex CAPPAMORE | Cappamore [T41,T42] | ARDNACRUSHA |  | 52.6597 | -8.4163
MV/LV Substation MU***046X |  | 10 kV | _ | LV | 630 kVA :Building Structure | 0.63 | --> | 0.63 | 0.5 | 4.6 |  | --> | 0.5985 | 0 | 0 | 0.5 | 0 |  | --> | C19 ex DUN LAOGHAIRE | Dun Laoghaire [T41,T42] | BLACKROCK |  | 53.2935 | -6.1403
MV/LV Substation MU***049X |  | 10 kV | _ | LV | 50 kVA :Pole Substation | 0.05 | --> | 0.05 | 0 | 0 | Constrained,otherwise capacity available =50kVA. | --> | 0.0475 | 0 | 0 | 0.05 | 0 |  | --> | C14 ex GREYSTONES | Greystones [T41,T42] | FASSAROE |  | 53.1064 | -6.217
MV/LV Substation MU***050Z |  | 10 kV | _ | LV | 50 kVA :Pole Substation | 0.05 | --> | 0.05 | 0 | 0 | Constrained,otherwise capacity available =40kVA. | --> | 0.0475 | 0 | 0.012597 | 0.051496 | 0 |  | --> | C17 ex MULGANNON | Mulgannon [T41,T42] | WEXFORD |  | 52.3258 | -6.4612
MV/LV Substation MU***055X |  | 10 kV | _ | LV | 400 kVA :Kiosk Substation | 0.4 | --> | 0.4 | 0 | 0 | Constrained,otherwise capacity available =346kVA. | --> | 0.38 | 0 | 0.02964 | 0.40812 | 0 |  | --> | C19 ex RAHEEN | Raheen [T41,T42] | LIMERICK |  | 52.6302 | -8.6472
MV/LV Substation MU***056X |  | 20 kV | _ | LV | 630 kVA :Building Structure | 0.63 | --> | 0.63 | 0.5 | 1.6 |  | --> | 0.5985 | 0 | 0 | 0 | 0 | Constrained,otherwise capacity available =500kW. | --> | E17 ex BELMULLET | Belmullet [T421] | BELLACORICK |  | 54.2519 | -9.9877
MV/LV Substation MU***059Y |  | 10 kV | _ | LV | 50 kVA :Pole Substation | 0.05 | --> | 0.05 | 0 | 0 | Constrained,otherwise capacity available =47kVA. | --> | 0.0475 | 0 | 0 | 0.050453 | 0 |  | --> | C11 ex CASTLECOMER | Castlecomer [T41,T42] | BALLYRAGGET |  | 52.7437 | -7.2112
MV/LV Substation MU***060 |  | 10 kV | _ | LV | 400 kVA :Kiosk Substation | 0.4 | --> | 0.4 | 0.282 | 5.3 |  | --> | 0.38 | 0 | 0 | 0.41753 | 0 |  | --> | C15 ex BALLYTIVNAN | Ballytivnan [T41,T42] | SLIGO |  | 54.2794 | -8.4499
MV/LV Substation MU***062 |  | 10 kV | _ | LV | 50 kVA :Pole Substation | 0.05 | --> | 0.05 | 0.042 | 0.9 |  | --> | 0.0475 | 0 | 0 | 0.0512 | 0 |  | --> | C13 ex WOODFORD | Woodford [T41,T42] | KNOCKEARAGH |  | 52.0222 | -9.4768
MV/LV Substation MU***064 |  | 10 kV | _ | LV | 400 kVA :Kiosk Substation | 0.4 | --> | 0.4 | 0.248 | 3.5 |  | --> | 0.38 | 0 | 0 | 0.42245 | 0 |  | --> | C13 ex TRIMMS LANE | Trimms Lane [T41,T42] | SALTHILL |  | 53.2698 | -9.0593
MV/LV Substation MU***065Y |  | 10 kV | _ | LV | 100 kVA :Pole Substation | 0.1 | --> | 0.1 | 0.061 | 0.7 |  | --> | 0.095 | 0 | 0 | 0.10575 | 0 |  | --> | C24 ex MULLAGH | Mullagh [T44] | MEATH HILL |  | 53.8086 | -6.9381
MV/LV Substation MU***065Z |  | 10 kV | _ | LV | 100 kVA :Pole Substation | 0.1 | --> | 0.1 | 0 | 0 | Constrained,otherwise capacity available =72kVA. | --> | 0.095 | 0 | 0 | 0 | 0 | Constrained,otherwise capacity available =104.2kW. | --> | E11 ex KNOCKMULLEN | Knockmullen [T42,T421] | GREAT ISLAND |  | 52.4124 | -6.8474
MV/LV Substation MU***068Z |  | 20 kV | _ | LV | 50 kVA :Pole Substation | 0.05 | --> | 0.05 | 0.035 | 2.9 |  | --> | 0.0475 | 0 | 0 | 0 | 0 | Constrained,otherwise capacity available =52.2kW. | --> | E13 ex TELAYDON | Telaydon [T42,T421] | LISDRUM |  | 54.3154 | -7.1424
MV/LV Substation MU***071 |  | 20 kV | _ | LV | 50 kVA :Pole Substation | 0.05 | --> | 0.05 | 0 | 0 | Constrained,otherwise capacity available =49kVA. | --> | 0.0475 | 0 | 0.008151 | 0.050152 | 0 |  | --> | E11 ex KILCOLGAN | Kilcolgan [T42,T421] | GALWAY 110KV |  | 53.1505 | -9.0639
MV/LV Substation MU***075Z |  | 10 kV | _ | LV | 200 kVA :Kiosk Substation | 0.2 | --> | 0.2 | 0.145 | 6 |  | --> | 0.19 | 0 | 0.009633 | 0.20818 | 0 |  | --> | C23 ex PELLETSTOWN | Pelletstown [T101,T102] | FINGLAS |  | 53.3698 | -6.3791
MV/LV Substation MU***081 |  | 10 kV | _ | LV | 50 kVA :Pole Substation | 0.05 | --> | 0.05 | 0 | 0 | Constrained,otherwise capacity available =40kVA. | --> | 0.0475 | 0 | 0 | 0 | 0 | Constrained,otherwise capacity available =51.5kW. | --> | C15 ex CULLION | Cullion [T41,T42] | LETTERKENNY |  | 54.9466 | -7.7024
MV/LV Substation MU***081X |  | 20 kV | _ | LV | 1000 kVA :Building Structure | 1 | --> | 1 | 0.5 | 2.3 |  | --> | 0.95 | 0 | 0 | 0.5 | 0 |  | --> | E14 ex MOY | Moy [T421,T422] | MOY |  | 54.1927 | -9.2451
MV/LV Substation MU***088 |  | 10 kV | _ | LV | 400 kVA :Building Structure | 0.4 | --> | 0.4 | 0 | 0 | Constrained,otherwise capacity available =344kVA. | --> | 0.38 | 0 | 0 | 0.40841 | 0 |  | --> | C11 ex BALLYBEGGAN | Ballybeggan [T43,T44] | TRALEE |  | 52.2725 | -9.68
MV/LV Substation MU***091 |  | 10 kV | _ | LV | 200 kVA :Pole Substation | 0.2 | --> | 0.2 | 0 | 0 | Constrained,otherwise capacity available =194kVA. | --> | 0.19 | 0 | 0 | 0.20091 | 0 |  | --> | C18 ex ATHBOY | Athboy [T42] | NAVAN |  | 53.6332 | -6.8942
MV/LV Substation MU***092Z |  | 10 kV | _ | LV | 630 kVA :Building Structure | 0.63 | --> | 0.63 | 0 | 0 | Constrained,otherwise capacity available =500kVA. | --> | 0.5985 | 0 | 0.004446 | 0.5 | 0 |  | --> | C13 ex BALLYMOUNT | Ballymount [T41,T42] | INCHICORE 220KV |  | 53.3196 | -6.3474
MV/LV Substation MU***093 |  | 10 kV | _ | LV | 200 kVA :Pole Substation | 0.2 | --> | 0.2 | 0.185 | 1.3 |  | --> | 0.19 | 0 | 0.003705 | 0.20226 | 0 |  | --> | C15 ex CLIFDEN | Clifden [T41,T42] | SCREEB |  | 53.4263 | -10.0721
MV/LV Substation MU***095Z |  | 20 kV | _ | LV | 50 kVA :Pole Substation | 0.05 | --> | 0.05 | 0.05 | 2.9 |  | --> | 0.0475 | 0 | 0 | 0 | 0 | Constrained,otherwise capacity available =50kW. | --> | E19 ex TELAYDON | Telaydon [T42,T421] | LISDRUM |  | 54.3032 | -6.884
MV/LV Substation MU***096Y |  | 20 kV | _ | LV | 200 kVA :Pole Substation | 0.2 | --> | 0.2 | 0 | 0 | Constrained,otherwise capacity available =123kVA. | --> | 0.19 | 0 | 0 | 0.21137 | 0 |  | --> | E16 ex FINEA | Finea [T421,T422] | SHANKILL |  | 53.8645 | -7.5555
MV/LV Substation MU***101X |  | 10 kV | _ | LV | 50 kVA :Pole Substation | 0.05 | --> | 0.05 | 0 | 0 | Constrained,otherwise capacity available =35kVA. | --> | 0.0475 | 0 | 0 | 0.052228 | 0 |  | --> | C18 ex BALLYBAILIE | Ballybailie [T41,T42] | DUNDALK |  | 53.9281 | -6.5423
MV/LV Substation MU***102Y |  | 10 kV | _ | LV | 400 kVA :Building Structure | 0.4 | --> | 0.4 | 0 | 0 | Constrained,otherwise capacity available =362kVA. | --> | 0.38 | 0 | 0 | 0.40573 | 0 |  | --> | C18 ex ENNIS NORTH | Ennis North [T41,T42] | ENNIS |  | 52.8621 | -8.985
MV/LV Substation MU***106Y |  | 20 kV | _ | LV | 100 kVA :Pole Substation | 0.1 | --> | 0.1 | 0 | 0 | Constrained,otherwise capacity available =88kVA. | --> | 0.095 | 0 | 0 | 0.10181 | 0 |  | --> | C18 ex ROSCOMMON | Roscommon [T41,T42] | LANESBORO |  | 53.5504 | -8.0648
MV/LV Substation MU***115 |  | 10 kV | _ | LV | 630 kVA :Kiosk Substation | 0.63 | --> | 0.63 | 0.409 | 0.9 |  | --> | 0.5985 | 0 | 0.02964 | 0.5 | 0 |  | --> | C13 ex KIMMAGE | Kimmage [T41,T42] | INCHICORE 220KV |  | 53.3111 | -6.316
MV/LV Substation MU***115X |  | 10 kV | _ | LV | 100 kVA :Pole Substation | 0.1 | --> | 0.1 | 0.043 | 5.3 |  | --> | 0.095 | 0 | 0 | 0.1083 | 0 |  | --> | C14 ex BALLYTIVNAN | Ballytivnan [T41,T42] | SLIGO |  | 54.2829 | -8.4735
MV/LV Substation MU***118 |  | 10 kV | _ | LV | 200 kVA :Building Structure | 0.2 | --> | 0.2 | 0 | 0 | Constrained,otherwise capacity available =111kVA. | --> | 0.19 | 0 | 0.02964 | 0.21308 | 0 |  | --> | C19 ex POPPINTREE | Poppintree [T101,T102] | FINGLAS |  | 53.4029 | -6.2711
MV/LV Substation MU***118Z |  | 10 kV | _ | LV | 200 kVA :Kiosk Substation | 0.2 | --> | 0.2 | 0 | 0 | Constrained,otherwise capacity available =155kVA. | --> | 0.19 | 0 | 0.00741 | 0.20672 | 0 |  | --> | C13 ex DOCK ROAD | Dock Road [T41,T42] | LIMERICK |  | 52.6313 | -8.6754
MV/LV Substation MU***130X |  | 10 kV | _ | LV | 630 kVA :Building Structure | 0.63 | --> | 0.63 | 0 | 0 | Constrained,otherwise capacity available =500kVA. | --> | 0.5985 | 0 | 0 | 0.5 | 0 |  | --> | C13 ex BALLYMOUNT | Ballymount [T41,T42] | INCHICORE 220KV |  | 53.3198 | -6.3462
MV/LV Substation MU***133X |  | 20 kV | _ | LV | 50 kVA :Pole Substation | 0.05 | --> | 0.05 | 0 | 0 | Constrained,otherwise capacity available =50kVA. | --> | 0.0475 | 0 | 0 | 0.05 | 0 |  | --> | E12 ex KILCOCK | Kilcock [T421,T422] | GRIFFINRATH |  | 53.436 | -6.6172
MV/LV Substation MU***136 |  | 10 kV | _ | LV | 100 kVA :Pole Substation | 0.1 | --> | 0.1 | 0.088 | 2.9 |  | --> | 0.095 | 0 | 0.004446 | 0 | 0 | Constrained,otherwise capacity available =101.8kW. | --> | C18 ex TELAYDON | Telaydon [T42,T421] | LISDRUM |  | 54.2468 | -6.9828
MV/LV Substation MU***143Y |  | 20 kV | _ | LV | 100 kVA :Pole Substation | 0.1 | --> | 0.1 | 0 | 0 | Constrained,otherwise capacity available =82kVA. | --> | 0.095 | 0 | 0 | 0.1027 | 0 |  | --> | C17 ex CLONES | Clones [T41,T42] | SHANKILL |  | 54.2286 | -7.0644
MV/LV Substation MU***148 |  | 20 kV | _ | LV | 200 kVA :Pole Substation | 0.2 | --> | 0.2 | 0.184 | 8.2 |  | --> | 0.19 | 0 | 0.002964 | 0.20241 | 0 |  | --> | C17 ex MOUNT MISERY | Mount Misery [T41,T42] | WATERFORD |  | 52.2865 | -7.1217
MV/LV Substation MU***149 |  | 10 kV | _ | LV | 50 kVA :Pole Substation | 0.05 | --> | 0.05 | 0.047 | 0.8 |  | --> | 0.0475 | 0 | 0 | 0.050453 | 0 |  | --> | C17 ex MILLTOWN MALBAY | Milltown Malbay [T42] | TULLABRACK |  | 52.8002 | -9.408
MV/LV Substation MU***149 |  | 20 kV | _ | LV | 100 kVA :Pole Substation | 0.1 | --> | 0.1 | 0.099 | 8.5 |  | --> | 0.095 | 0 | 0 | 0 | 0 | Constrained,otherwise capacity available =100.2kW. | --> | E14 ex ARIGNA | Arigna [T121] | ARIGNA |  | 54.0296 | -8.1222
MV/LV Substation MU***149Y |  | 10 kV | _ | LV | 50 kVA :Pole Substation | 0.05 | --> | 0.05 | 0 | 0 | Constrained,otherwise capacity available =49kVA. | --> | 0.0475 | 0 | 0 | 0.050152 | 0 |  | --> | C21 ex CARRICKMACROSS | Carrickmacross [T41,T42] | MEATH HILL |  | 53.9758 | -6.7266
MV/LV Substation MU***152Y |  | 20 kV | _ | LV | 400 kVA :Kiosk Substation | 0.4 | --> | 0.4 | 0.36 | 2.5 |  | --> | 0.38 | 0 | 0 | 0.40603 | 0 |  | --> | E11 ex BAGENALSTOWN | Bagenalstown [T421,T422] | CARLOW |  | 52.698 | -6.9803
MV/LV Substation MU***154 |  | 10 kV | _ | LV | 50 kVA :Pole Substation | 0.05 | --> | 0.05 | 0.047 | 3.4 |  | --> | 0.0475 | 0 | 0 | 0.050453 | 0 |  | --> | C15 ex GLENGOOLE | Glengoole [T41] | THURLES |  | 52.706 | -7.5397
MV/LV Substation MU***157X |  | 20 kV | _ | LV | 50 kVA :Pole Substation | 0.05 | --> | 0.05 | 0 | 0 | Constrained,otherwise capacity available =49kVA. | --> | 0.0475 | 0 | 0 | 0.050152 | 0 |  | --> | C17 ex CLONES | Clones [T41,T42] | SHANKILL |  | 54.2231 | -7.0959
MV/LV Substation MU***161 |  | 20 kV | _ | LV | 100 kVA :Pole Substation | 0.1 | --> | 0.1 | 0.078 | 4.2 |  | --> | 0.095 | 0 | 0.005928 | 0.10329 | 0 |  | --> | E18 ex JENKINSTOWN | Jenkinstown [T421,T422] | DUNDALK |  | 54.0789 | -6.2496
MV/LV Substation MU***171 |  | 10 kV | _ | LV | 630 kVA :Kiosk Substation | 0.63 | --> | 0.63 | 0.5 | 3.9 |  | --> | 0.5985 | 0 | 0 | 0.5 | 0 |  | --> | C11 ex MARSHES | Marshes [T41,T42] | DUNDALK |  | 53.9919 | -6.3805
MV/LV Substation MU***172 |  | 10 kV | _ | LV | 630 kVA :Building Structure | 0.63 | --> | 0.63 | 0.408 | 0.9 |  | --> | 0.5985 | 0 | 0.005187 | 0.5 | 0 |  | --> | C15 ex COES ROAD | Coes Road [T41,T42] | DUNDALK |  | 53.9931 | -6.3805
MV/LV Substation MU***175 |  | 10 kV | _ | LV | 400 kVA :Kiosk Substation | 0.4 | --> | 0.4 | 0.15247 | 0.2 | Constrained,otherwise capacity available =278kVA. | --> | 0.38 | 0 | 0.008151 | 0.41811 | 0 |  | --> | C17 ex SANDYFORD | Sandyford [T41,T42] | CARRICKMINES |  | 53.2662 | -6.2107
MV/LV Substation MU***177 |  | 10 kV | _ | LV | 100 kVA :Pole Substation | 0.1 | --> | 0.1 | 0.057 | 0.1 |  | --> | 0.095 | 0 | 0 | 0.10633 | 0 |  | --> | C15 ex TUBBERCURRY | Tubbercurry [T41,T42] | TONROE |  | 54.0677 | -8.7097
MV/LV Substation MU***179 |  | 10 kV | _ | LV | 630 kVA :Kiosk Substation | 0.63 | --> | 0.63 | 0.5 | 3.9 |  | --> | 0.5985 | 0 | 0.013338 | 0.5 | 0 |  | --> | C11 ex MARSHES | Marshes [T41,T42] | DUNDALK |  | 53.9918 | -6.383
MV/LV Substation MU***180 |  | 10 kV | _ | LV | 50 kVA :Pole Substation | 0.05 | --> | 0.05 | 0 | 0 | Constrained,otherwise capacity available =47kVA. | --> | 0.0475 | 0 | 0 | 0.050453 | 0 |  | --> | C16 ex DEERPARK | Deerpark [T41,T42] | BALLYDINE |  | 52.3652 | -7.47
MV/LV Substation MU***180X |  | 10 kV | _ | LV | 200 kVA :Kiosk Substation | 0.2 | --> | 0.2 | 0.183 | 2.2 |  | --> | 0.19 | 0 | 0.011856 | 0.20256 | 0 |  | --> | C26 ex BAILIEBORO | Bailieboro [T41,T42] | MEATH HILL |  | 53.92 | -6.9519
MV/LV Substation MU***183 |  | 10 kV | _ | LV | 1000 kVA :Kiosk Substation | 1 | --> | 1 | 0 | 0 | Constrained,otherwise capacity available =500kVA. | --> | 0.95 | 0 | 0 | 0.5 | 0 |  | --> | C13 ex LITTLE BRAY | Little Bray [T41,T42] | FASSAROE |  | 53.2041 | -6.109
MV/LV Substation MU***183 |  | 10 kV | _ | LV | 50 kVA :Pole Substation | 0.05 | --> | 0.05 | 0.036 | 1.4 |  | --> | 0.0475 | 0 | 0 | 0.052083 | 0 |  | --> | C11 ex CROSSMOLINA | Crossmolina [T41,T42] | MOY |  | 54.0359 | -9.3235
MV/LV Substation MU***183Y |  | 20 kV | _ | LV | 50 kVA :Pole Substation | 0.05 | --> | 0.05 | 0.05 | 0.4 |  | --> | 0.0475 | 0 | 0 | 0.05 | 0 |  | --> | E17 ex BALLYCONNELL | Ballyconnell [T421,T422] | GORTAWEE |  | 54.116 | -7.6096
MV/LV Substation MU***184X |  | 10 kV | _ | LV | 630 kVA :Building Structure | 0.63 | --> | 0.63 | 0.5 | 0.9 |  | --> | 0.5985 | 0 | 0.008151 | 0.5 | 0 |  | --> | C16 ex KENMARE | Kenmare [T42] | KNOCKEARAGH |  | 51.8842 | -9.58
MV/LV Substation MU***194X |  | 10 kV | _ | LV | 400 kVA :Kiosk Substation | 0.4 | --> | 0.4 | 0 | 0 | Constrained,otherwise capacity available =357kVA. | --> | 0.38 | 0 | 0.003705 | 0.40648 | 0 |  | --> | C18 ex BALLYBEGGAN | Ballybeggan [T43,T44] | TRALEE |  | 52.2832 | -9.6793
MV/LV Substation MU***202Z |  | 10 kV | _ | LV | 100 kVA :Pole Substation | 0.1 | --> | 0.1 | 0.094 | 2.8 |  | --> | 0.095 | 0 | 0.00741 | 0.10091 | 0 |  | --> | E16 ex BALLYRAGGET | Ballyragget [T421,T422] | BALLYRAGGET |  | 52.8456 | -7.3936
MV/LV Substation MU***204X |  | 10 kV | _ | LV | 630 kVA :Kiosk Substation | 0.63 | --> | 0.63 | 0 | 0 | Constrained,otherwise capacity available =500kVA. | --> | 0.5985 | 0 | 0 | 0 | 0 | Constrained,otherwise capacity available =500kW. | --> | C18 ex CULLION | Cullion [T41,T42] | LETTERKENNY |  | 54.9489 | -7.7315
MV/LV Substation MU***208 |  | 20 kV | _ | LV | 50 kVA :Pole Substation | 0.05 | --> | 0.05 | 0 | 0 | Constrained,otherwise capacity available =35kVA. | --> | 0.0475 | 0 | 0.003705 | 0 | 0 | Constrained,otherwise capacity available =52.2kW. | --> | C21 ex MILFORD (NR) | Milford (nr) [T41,T42] | LETTERKENNY |  | 55.1971 | -7.8358
MV/LV Substation MU***213Y |  | 20 kV | _ | LV | 50 kVA :Pole Substation | 0.05 | --> | 0.05 | 0.05 | 0.4 |  | --> | 0.0475 | 0 | 0 | 0.05 | 0 |  | --> | E15 ex BALLYCONNELL | Ballyconnell [T421,T422] | GORTAWEE |  | 54.123 | -7.5792
MV/LV Substation MU***214Z |  | 10 kV | _ | LV | 50 kVA :Pole Substation | 0.05 | --> | 0.05 | 0.027 | 2.9 |  | --> | 0.0475 | 0 | 0.016302 | 0 | 0 | Constrained,otherwise capacity available =53.4kW. | --> | C18 ex TELAYDON | Telaydon [T42,T421] | LISDRUM |  | 54.2492 | -6.987
MV/LV Substation MU***216Z |  | 10 kV | _ | LV | 630 kVA :Kiosk Substation | 0.63 | --> | 0.63 | 0 | 0 | Constrained,otherwise capacity available =500kVA. | --> | 0.5985 | 0 | 0 | 0.5 | 0 |  | --> | C14 ex MACETOWN | Macetown [T101,T102] | MACETOWN |  | 53.405 | -6.3934
MV/LV Substation MU***221 |  | 10 kV | _ | LV | 400 kVA :Kiosk Substation | 0.4 | --> | 0.4 | 0.318 | 1.2 |  | --> | 0.38 | 0 | 0.00741 | 0.41226 | 0 |  | --> | C21 ex SALLYNOGGIN ROAD | Sallynoggin Road [T41,T42] | CHERRYWOOD |  | 53.2907 | -6.1362
MV/LV Substation MU***222X |  | 20 kV | _ | LV | 50 kVA :Pole Substation | 0.05 | --> | 0.05 | 0.045 | 2.3 |  | --> | 0.0475 | 0 | 0 | 0.050753 | 0 |  | --> | E14 ex MOY | Moy [T421,T422] | MOY |  | 54.2089 | -9.2334
MV/LV Substation MU***223X |  | 10 kV | _ | LV | 50 kVA :Pole Substation | 0.05 | --> | 0.05 | 0.04 | 4 |  | --> | 0.0475 | 0 | 0 | 0.051496 | 0 |  | --> | C14 ex BALLYJAMESDUFF | Ballyjamesduff [T41,T42] | SHANKILL |  | 53.8342 | -7.1768
MV/LV Substation MU***223Y |  | 10 kV | _ | LV | 100 kVA :Pole Substation | 0.1 | --> | 0.1 | 0 | 0 | Constrained,otherwise capacity available =92kVA. | --> | 0.095 | 0 | 0.003705 | 0.10121 | 0 |  | --> | C16 ex CLONES | Clones [T41,T42] | SHANKILL |  | 54.1784 | -7.2477
MV/LV Substation MU***225 |  | 10 kV | _ | LV | 400 kVA :Kiosk Substation | 0.4 | --> | 0.4 | 0.311 | 3.9 |  | --> | 0.38 | 0 | 0.002964 | 0.41329 | 0 |  | --> | C24 ex GALWAY 110KV | Galway 110kv [T102,T103] | GALWAY 110KV |  | 53.2751 | -9.0119
MV/LV Substation MU***234X |  | 20 kV | _ | LV | 400 kVA :Kiosk Substation | 0.4 | --> | 0.4 | 0.314 | 1.8 |  | --> | 0.38 | 0 | 0.017784 | 0.41285 | 0 |  | --> | E11 ex BIRDHILL | Birdhill [T421,T422] | ARDNACRUSHA |  | 52.7081 | -8.4143
MV/LV Substation MU***236Z |  | 20 kV | _ | LV | 200 kVA :Pole Substation | 0.2 | --> | 0.2 | 0.151 | 1.5 |  | --> | 0.19 | 0 | 0 | 0.20731 | 0 |  | --> | C18 ex SMEARLA | Smearla [T41,T42] | TRIEN |  | 52.2988 | -9.5453
MV/LV Substation MU***237X |  | 20 kV | _ | LV | 50 kVA :Pole Substation | 0.05 | --> | 0.05 | 0.03 | 3.5 |  | --> | 0.0475 | 0 | 0 | 0.052949 | 0 |  | --> | E16 ex BUSH | Bush [T421,T422] | DUNDALK |  | 54.0122 | -6.1415
MV/LV Substation MU***240X |  | 20 kV | _ | LV | 400 kVA :Building Structure | 0.4 | --> | 0.4 | 0.351 | 1.8 |  | --> | 0.38 | 0 | 0.00741 | 0.40737 | 0 |  | --> | E11 ex BIRDHILL | Birdhill [T421,T422] | ARDNACRUSHA |  | 52.712 | -8.4088
MV/LV Substation MU***240X |  | 10 kV | _ | LV | 400 kVA :Building Structure | 0.4 | --> | 0.4 | 0.319 | 3.9 |  | --> | 0.38 | 0 | 0 | 0.4 | 0 |  | --> | C28 ex GALWAY 110KV | Galway 110kv [T102,T103] | GALWAY 110KV |  | 53.2908 | -9.0227
MV/LV Substation MU***248Z |  | 20 kV | _ | LV | 50 kVA :Pole Substation | 0.05 | --> | 0.05 | 0 | 0 | Constrained,otherwise capacity available =45kVA. | --> | 0.0475 | 0 | 0 | 0 | 0 | Constrained,otherwise capacity available =50.8kW. | --> | C11 ex BANTRY | Bantry [T41,T42] | BALLYLICKY |  | 51.6507 | -9.5602
MV/LV Substation MU***250 |  | 10 kV | _ | LV | 100 kVA :Pole Substation | 0.1 | --> | 0.1 | 0.060409 | 0.1 | Constrained,otherwise capacity available =100kVA. | --> | 0.095 | 0 | 0 | 0.1 | 0 |  | --> | C18 ex TUBBERCURRY | Tubbercurry [T41,T42] | TONROE |  | 54.0436 | -8.6554
MV/LV Substation MU***250X |  | 10 kV | _ | LV | 50 kVA :Pole Substation | 0.05 | --> | 0.05 | 0 | 0 | Constrained,otherwise capacity available =30kVA. | --> | 0.0475 | 0 | 0 | 0.052949 | 0 |  | --> | C30 ex CLAREGALWAY | Claregalway [T42,T421] | GALWAY 110KV |  | 53.3792 | -8.9429
MV/LV Substation MU***253 |  | 20 kV | _ | LV | 100 kVA :Pole Substation | 0.1 | --> | 0.1 | 0.095 | 1.5 |  | --> | 0.095 | 0 | 0 | 0.10076 | 0 |  | --> | E18 ex ACHILL | Achill [T422] | CARROWBEG |  | 53.9052 | -9.7968
MV/LV Substation MU***253Z |  | 10 kV | _ | LV | 200 kVA :Kiosk Substation | 0.2 | --> | 0.2 | 0 | 0 | Constrained,otherwise capacity available =148kVA. | --> | 0.19 | 0 | 0.011115 | 0.20775 | 0 |  | --> | C14 ex DRYBRIDGE | Drybridge [T41,T42] | DRYBRIDGE |  | 53.7906 | -6.417
MV/LV Substation MU***259Z |  | 20 kV | _ | LV | 50 kVA :Pole Substation | 0.05 | --> | 0.05 | 0 | 0 | Constrained,otherwise capacity available =29kVA. | --> | 0.0475 | 0 | 0.002223 | 0.053092 | 0 |  | --> | E18 ex CLONMINCH | Clonminch [T41,T422] | THORNSBERRY |  | 53.2529 | -7.5438
MV/LV Substation MU***261Y |  | 10 kV | _ | LV | 200 kVA :Building Structure | 0.2 | --> | 0.2 | 0 | 0 | Constrained,otherwise capacity available =132kVA. | --> | 0.19 | 0 | 0 | 0.21007 | 0 |  | --> | C17 ex LOUGHTAGALLA | Loughtagalla [T41,T42] | THURLES |  | 52.6797 | -7.8068
MV/LV Substation MU***266X |  | 10 kV | _ | LV | 400 kVA :Building Structure | 0.4 | --> | 0.4 | 0.395 | 4.6 |  | --> | 0.38 | 0 | 0 | 0.40076 | 0 |  | --> | C35 ex CASTLEVIEW | Castleview [T101,T102] | CASTLEVIEW |  | 51.9013 | -8.3512
MV/LV Substation MU***267X |  | 20 kV | _ | LV | 200 kVA :Kiosk Substation | 0.2 | --> | 0.2 | 0.162 | 8.2 |  | --> | 0.19 | 0 | 0.031863 | 0.20569 | 0 |  | --> | C17 ex MOUNT MISERY | Mount Misery [T41,T42] | WATERFORD |  | 52.2848 | -7.1145
MV/LV Substation MU***269X |  | 20 kV | _ | LV | 50 kVA :Pole Substation | 0.05 | --> | 0.05 | 0.044 | 1.8 |  | --> | 0.0475 | 0 | 0 | 0.050903 | 0 |  | --> | E14 ex BIRDHILL | Birdhill [T421,T422] | ARDNACRUSHA |  | 52.8161 | -8.3142
MV/LV Substation MU***271 |  | 10 kV | _ | LV | 50 kVA :Pole Substation | 0.05 | --> | 0.05 | 0.048 | 2.8 |  | --> | 0.0475 | 0 | 0 | 0.050303 | 0 |  | --> | C21 ex CASTLEBLAYNEY | Castleblayney [T41,T42] | DUNDALK |  | 54.1602 | -6.7795
MV/LV Substation MU***275X |  | 20 kV | _ | LV | 400 kVA :Kiosk Substation | 0.4 | --> | 0.4 | 0 | 0 | Constrained,otherwise capacity available =371kVA. | --> | 0.38 | 0 | 0 | 0 | 0 | Constrained,otherwise capacity available =404.4kW. | --> | E17 ex BUNCRANA | Buncrana [T421,T422] | TRILLICK |  | 55.0668 | -7.263
MV/LV Substation MU***276Y |  | 20 kV | _ | LV | 50 kVA :Pole Substation | 0.05 | --> | 0.05 | 0 | 0 | Constrained,otherwise capacity available =4kVA. | --> | 0.0475 | 0 | 0.001482 | 0.056523 | 0 |  | --> | E18 ex KILCOCK | Kilcock [T421,T422] | GRIFFINRATH |  | 53.3974 | -6.6016
MV/LV Substation MU***276Y |  | 10 kV | _ | LV | 100 kVA :Pole Substation | 0.1 | --> | 0.1 | 0 | 0 | Constrained,otherwise capacity available =97kVA. | --> | 0.095 | 0 | 0 | 0.10045 | 0 |  | --> | C30 ex BRUFF | Bruff [T42,T421] | LIMERICK |  | 52.4715 | -8.5093
MV/LV Substation MU***280 |  | 10 kV | _ | LV | 50 kVA :Pole Substation | 0.05 | --> | 0.05 | 0.045 | 1.7 |  | --> | 0.0475 | 0 | 0 | 0.050753 | 0 |  | --> | E14 ex NEWPORT | Newport [T421] | CARROWBEG |  | 53.8296 | -9.6132
MV/LV Substation MU***281X |  | 10 kV | _ | LV | 400 kVA :Kiosk Substation | 0.4 | --> | 0.4 | 0 | 0 | Constrained,otherwise capacity available =274kVA. | --> | 0.38 | 0 | 0 | 0.41869 | 0 |  | --> | C20 ex GRANGE (DR) | Grange (dr) [T41,T42] | GRANGE (DR) |  | 53.3941 | -6.146
MV/LV Substation MU***284X |  | 10 kV | _ | LV | 400 kVA :Building Structure | 0.4 | --> | 0.4 | 0 | 0 | Constrained,otherwise capacity available =351kVA. | --> | 0.38 | 0 | 0 | 0.40737 | 0 |  | --> | C16 ex PARKMORE | Parkmore [T41,T42] | GALWAY 110KV |  | 53.3041 | -8.9911
MV/LV Substation MU***285X |  | 10 kV | _ | LV | 50 kVA :Pole Substation | 0.05 | --> | 0.05 | 0 | 0 | Constrained,otherwise capacity available =45kVA. | --> | 0.0475 | 0 | 0 | 0.050753 | 0 |  | --> | C30 ex CLAREGALWAY | Claregalway [T42,T421] | GALWAY 110KV |  | 53.3715 | -8.9356
MV/LV Substation MU***288Y |  | 20 kV | _ | LV | 50 kVA :Pole Substation | 0.05 | --> | 0.05 | 0.045 | 3.5 |  | --> | 0.0475 | 0 | 0 | 0.050753 | 0 |  | --> | E16 ex BUSH | Bush [T421,T422] | DUNDALK |  | 54.0104 | -6.1664
MV/LV Substation MU***294 |  | 10 kV | _ | LV | 400 kVA :Kiosk Substation | 0.4 | --> | 0.4 | 0.371 | 0.9 |  | --> | 0.38 | 0 | 0 | 0.40438 | 0 |  | --> | C13 ex WOODFORD | Woodford [T41,T42] | KNOCKEARAGH |  | 52.0243 | -9.4885
MV/LV Substation MU***295Z |  | 10 kV | _ | LV | 630 kVA :Kiosk Substation | 0.63 | --> | 0.63 | 0.5 | 2.9 |  | --> | 0.5985 | 0 | 0.002223 | 0 | 0 | Constrained,otherwise capacity available =500kW. | --> | C18 ex TELAYDON | Telaydon [T42,T421] | LISDRUM |  | 54.25 | -6.9763
MV/LV Substation MU***296 |  | 10 kV | _ | LV | 400 kVA :Kiosk Substation | 0.4 | --> | 0.4 | 0 | 0 | Constrained,otherwise capacity available =370kVA. | --> | 0.38 | 0 | 0.003705 | 0.40453 | 0 |  | --> | C18 ex MAYFIELD | Mayfield [T41,T42] | KILBARRY |  | 51.9108 | -8.4411
MV/LV Substation MU***297 |  | 10 kV | _ | LV | 400 kVA :Kiosk Substation | 0.4 | --> | 0.4 | 0 | 0 | Constrained,otherwise capacity available =371kVA. | --> | 0.38 | 0 | 0.002964 | 0.40438 | 0 |  | --> | C18 ex MAYFIELD | Mayfield [T41,T42] | KILBARRY |  | 51.91 | -8.4408
MV/LV Substation MU***301Z |  | 20 kV | _ | LV | 50 kVA :Pole Substation | 0.05 | --> | 0.05 | 0 | 0 | Constrained,otherwise capacity available =47kVA. | --> | 0.0475 | 0 | 0 | 0.050453 | 0 |  | --> | C17 ex CLONES | Clones [T41,T42] | SHANKILL |  | 54.2308 | -7.0644
MV/LV Substation MU***304Z |  | 20 kV | _ | LV | 50 kVA :Pole Substation | 0.05 | --> | 0.05 | 0 | 0 | Constrained,otherwise capacity available =43kVA. | --> | 0.0475 | 0 | 0 | 0.051052 | 0 |  | --> | E19 ex SLANE | Slane [T421] | DRYBRIDGE |  | 53.7255 | -6.6464
MV/LV Substation MU***314 |  | 10 kV | _ | LV | 630 kVA :Kiosk Substation | 0.63 | --> | 0.63 | 0.451 | 3 |  | --> | 0.5985 | 0 | 0.033345 | 0.5 | 0 |  | --> | C13 ex GREENHILLS | Greenhills [T42] | INCHICORE 220KV |  | 53.3093 | -6.3198
MV/LV Substation MU***315Z |  | 20 kV | _ | LV | 50 kVA :Pole Substation | 0.05 | --> | 0.05 | 0.036 | 16.1 |  | --> | 0.0475 | 0 | 0.006669 | 0.052083 | 0 |  | --> | E20 ex WEXFORD | Wexford [T121,T122] | WEXFORD |  | 52.2871 | -6.5261
MV/LV Substation MU***325 |  | 20 kV | _ | LV | 50 kVA :Pole Substation | 0.05 | --> | 0.05 | 0.043 | 2.9 |  | --> | 0.0475 | 0 | 0 | 0 | 0 | Constrained,otherwise capacity available =51.1kW. | --> | E19 ex TELAYDON | Telaydon [T42,T421] | LISDRUM |  | 54.2991 | -6.922
MV/LV Substation MU***327Y |  | 20 kV | _ | LV | 50 kVA :Pole Substation | 0.05 | --> | 0.05 | 0 | 0 | Constrained,otherwise capacity available =48kVA. | --> | 0.0475 | 0 | 0 | 0 | 0 | Constrained,otherwise capacity available =50.3kW. | --> | E14 ex EMYVALE | Emyvale [T422] | LISDRUM |  | 54.388 | -6.9714
MV/LV Substation MU***329 |  | 10 kV | _ | LV | 200 kVA :Pole Substation | 0.2 | --> | 0.2 | 0.094 | 4.1 |  | --> | 0.19 | 0 | 0.003705 | 0.21108 | 0 |  | --> | C13 ex AGHAGAD | Aghagad [T41,T42] | SLIGO |  | 54.466 | -8.4501
MV/LV Substation MU***329X |  | 10 kV | _ | LV | 50 kVA :Pole Substation | 0.05 | --> | 0.05 | 0.019092 | 0 | Constrained,otherwise capacity available =50kVA. | --> | 0.0475 | 0 | 0 | 0 | 0 | Constrained,otherwise capacity available =50kW. | --> | C19 ex BALLYBAY | Ballybay [T41,T42] | LISDRUM |  | 54.0831 | -6.9162
MV/LV Substation MU***335Z |  | 20 kV | _ | LV | 400 kVA :Kiosk Substation | 0.4 | --> | 0.4 | 0 | 0 | Constrained,otherwise capacity available =377kVA. | --> | 0.38 | 0 | 0.003705 | 0 | 0 | Constrained,otherwise capacity available =403.5kW. | --> | E14 ex EMYVALE | Emyvale [T422] | LISDRUM |  | 54.3645 | -6.9167
MV/LV Substation MU***336 |  | 20 kV | _ | LV | 100 kVA :Pole Substation | 0.1 | --> | 0.1 | 0.079 | 1.7 |  | --> | 0.095 | 0 | 0 | 0.10314 | 0 |  | --> | C12 ex ATHY | Athy [T101,T102] | ATHY |  | 52.9998 | -6.8498
MV/LV Substation MU***340Y |  | 10 kV | _ | LV | 630 kVA :Building Structure | 0.63 | --> | 0.63 | 0 | 0 | Constrained,otherwise capacity available =500kVA. | --> | 0.5985 | 0 | 0 | 0 | 0 | Constrained,otherwise capacity available =500kW. | --> | C18 ex COLLIGAN | Colligan [T41,T42] | DUNGARVAN |  | 52.09 | -7.624
MV/LV Substation MU***342 |  | 20 kV | _ | LV | 50 kVA :Pole Substation | 0.05 | --> | 0.05 | 0 | 0 | Constrained,otherwise capacity available =47kVA. | --> | 0.0475 | 0 | 0 | 0.050453 | 0 |  | --> | C17 ex CLONES | Clones [T41,T42] | SHANKILL |  | 54.1985 | -7.175
MV/LV Substation MU***343X |  | 20 kV | _ | LV | 50 kVA :Pole Substation | 0.05 | --> | 0.05 | 0 | 0 | Constrained,otherwise capacity available =50kVA. | --> | 0.0475 | 0 | 0 | 0.05 | 0 |  | --> | C12 ex DUNLEER | Dunleer [T41,T42] | DRYBRIDGE |  | 53.8041 | -6.2965
MV/LV Substation MU***345 |  | 20 kV | _ | LV | 100 kVA :Pole Substation | 0.1 | --> | 0.1 | 0 | 0 | Constrained,otherwise capacity available =54kVA. | --> | 0.095 | 0 | 0.015561 | 0.10675 | 0 |  | --> | C11 ex RAHEEN | Raheen [T41,T42] | LIMERICK |  | 52.635 | -8.693
MV/LV Substation MU***347 |  | 10 kV | _ | LV | 400 kVA :Kiosk Substation | 0.4 | --> | 0.4 | 0.347 | 4.5 |  | --> | 0.38 | 0 | 0 | 0.40797 | 0 |  | --> | C22 ex MALLOW | Mallow [T41,T42] | MALLOW |  | 52.1371 | -8.6413
MV/LV Substation MU***352 |  | 10 kV | _ | LV | 50 kVA :Pole Substation | 0.05 | --> | 0.05 | 0 | 0 | Constrained,otherwise capacity available =43kVA. | --> | 0.0475 | 0 | 0.008892 | 0.051052 | 0 |  | --> | C12 ex CAPPAMORE | Cappamore [T41,T42] | ARDNACRUSHA |  | 52.652 | -8.4067
MV/LV Substation MU***353 |  | 20 kV | _ | LV | 50 kVA :Pole Substation | 0.05 | --> | 0.05 | 0 | 0 | Constrained,otherwise capacity available =33kVA. | --> | 0.0475 | 0 | 0 | 0.052518 | 0 |  | --> | C18 ex DEERPARK | Deerpark [T41,T42] | BALLYDINE |  | 52.5041 | -7.5047
MV/LV Substation MU***356 |  | 10 kV | _ | LV | 200 kVA :Kiosk Substation | 0.2 | --> | 0.2 | 0 | 0 | Constrained,otherwise capacity available =120kVA. | --> | 0.19 | 0 | 0.001482 | 0.2118 | 0 |  | --> | C14 ex MACETOWN | Macetown [T101,T102] | MACETOWN |  | 53.4031 | -6.4016
MV/LV Substation MU***360 |  | 20 kV | _ | LV | 50 kVA :Pole Substation | 0.05 | --> | 0.05 | 0 | 0 |  | --> | 0.0475 | 0 | 0.002223 | 0.058073 | 0 |  | --> | E21 ex FINEA | Finea [T421,T422] | SHANKILL |  | 53.8673 | -7.3115
MV/LV Substation MU***366Y |  | 10 kV | _ | LV | 200 kVA :Pole Substation | 0.2 | --> | 0.2 | 0 | 0 | Constrained,otherwise capacity available =170kVA. | --> | 0.19 | 0 | 0.008151 | 0.2045 | 0 |  | --> | C17 ex CARRIGSHANE | Carrigshane [T41] | MIDLETON |  | 51.8927 | -8.1631
MV/LV Substation MU***369 |  | 20 kV | _ | LV | 50 kVA :Pole Substation | 0.05 | --> | 0.05 | 0.05 | 8.2 |  | --> | 0.0475 | 0 | 0 | 0.05 | 0 |  | --> | C17 ex MOUNT MISERY | Mount Misery [T41,T42] | WATERFORD |  | 52.2792 | -7.1201
MV/LV Substation MU***378 |  | 20 kV | _ | LV | 50 kVA :Pole Substation | 0.05 | --> | 0.05 | 0.043 | 1.5 |  | --> | 0.0475 | 0 | 0 | 0.051052 | 0 |  | --> | E18 ex ACHILL | Achill [T422] | CARROWBEG |  | 53.9067 | -9.771
MV/LV Substation MU***383 |  | 10 kV | _ | LV | 400 kVA :Building Structure | 0.4 | --> | 0.4 | 0 | 0 | Constrained,otherwise capacity available =344kVA. | --> | 0.38 | 0 | 0 | 0.40841 | 0 |  | --> | C30 ex ACADEMY STREET | Academy Street [T421,T422,T44] | NAVAN |  | 53.648 | -6.6442
MV/LV Substation MU***385X |  | 20 kV | _ | LV | 200 kVA :Pole Substation | 0.2 | --> | 0.2 | 0 | 0 | Constrained,otherwise capacity available =109kVA. | --> | 0.19 | 0 | 0 | 0 | 0 | Constrained,otherwise capacity available =213.4kW. | --> | E17 ex BUNCRANA | Buncrana [T421,T422] | TRILLICK |  | 55.0664 | -7.2705
MV/LV Substation MU***399 |  | 10 kV | _ | LV | 100 kVA :Pole Substation | 0.1 | --> | 0.1 | 0 | 0 | Constrained,otherwise capacity available =95kVA. | --> | 0.095 | 0 | 0 | 0.10076 | 0 |  | --> | C12 ex ROSCOMMON | Roscommon [T41,T42] | LANESBORO |  | 53.6404 | -8.202
MV/LV Substation MU***401 |  | 10 kV | _ | LV | 100 kVA :Pole Substation | 0.1 | --> | 0.1 | 0 | 0 | Constrained,otherwise capacity available =58kVA. | --> | 0.095 | 0 | 0.009633 | 0 | 0 | Constrained,otherwise capacity available =106.2kW. | --> | C20 ex CLOONLOUGH | Cloonlough [T41,T42] | BARRYMORE |  | 52.2648 | -8.2596
MV/LV Substation MU***4010 |  | 10 kV | _ | LV | 50 kVA :Pole Substation | 0.05 | --> | 0.05 | 0.039 | 1.6 |  | --> | 0.0475 | 0 | 0.004446 | 0 | 0 | Constrained,otherwise capacity available =51.6kW. | --> | C13 ex DERRYBEG | Derrybeg [T41,T42] | ARDNAGAPPARY |  | 55.0296 | -8.3487
MV/LV Substation MU***4013 |  | 10 kV | _ | LV | 50 kVA :Pole Substation | 0.05 | --> | 0.05 | 0.05 | 0.4 |  | --> | 0.0475 | 0 | 0 | 0 | 0 | Constrained,otherwise capacity available =50kW. | --> | C13 ex SWINFORD | Swinford [T41,T42] | CASTLEBAR |  | 53.8925 | -9.1242
MV/LV Substation MU***402 |  | 20 kV | _ | LV | 100 kVA :Pole Substation | 0.1 | --> | 0.1 | 0 | 0 | Constrained,otherwise capacity available =35kVA. | --> | 0.095 | 0 | 0.006669 | 0.10941 | 0 |  | --> | E18 ex CLONMINCH | Clonminch [T41,T422] | THORNSBERRY |  | 53.2511 | -7.5533
MV/LV Substation MU***4021 |  | 20 kV | _ | LV | 50 kVA :Pole Substation | 0.05 | --> | 0.05 | 0.05 | 1.7 |  | --> | 0.0475 | 0 | 0 | 0.05 | 0 |  | --> | C12 ex ATHY | Athy [T101,T102] | ATHY |  | 52.9986 | -6.8471
MV/LV Substation MU***4027 |  | 20 kV | _ | LV | 200 kVA :Pole Substation | 0.2 | --> | 0.2 | 0.2 | 1.5 |  | --> | 0.19 | 0 | 0 | 0.2 | 0 |  | --> | E18 ex ACHILL | Achill [T422] | CARROWBEG |  | 53.9061 | -9.7853
MV/LV Substation MU***4041 |  | 10 kV | _ | LV | 50 kVA :Pole Substation | 0.05 | --> | 0.05 | 0 | 0 | Constrained,otherwise capacity available =50kVA. | --> | 0.0475 | 0 | 0 | 0.05 | 0 |  | --> | C16 ex STICKILLEN | Stickillen [T41,T42] | DRYBRIDGE |  | 53.8406 | -6.4778
MV/LV Substation MU***4048 |  | 20 kV | _ | LV | 400 kVA :Building Structure | 0.4 | --> | 0.4 | 0.4 | 8.2 |  | --> | 0.38 | 0 | 0 | 0.4 | 0 |  | --> | C17 ex MOUNT MISERY | Mount Misery [T41,T42] | WATERFORD |  | 52.2893 | -7.1258
MV/LV Substation MU***4053 |  | 10 kV | _ | LV | 400 kVA :Kiosk Substation | 0.4 | --> | 0.4 | 0.4 | 4.5 |  | --> | 0.38 | 0 | 0 | 0.4 | 0 |  | --> | C16 ex BOGHALL ROAD | Boghall Road [T41,T42] | FASSAROE |  | 53.1875 | -6.1116
MV/LV Substation MU***4055 |  | 10 kV | _ | LV | 50 kVA :Pole Substation | 0.05 | --> | 0.05 | 0 | 0 | Constrained,otherwise capacity available =49kVA. | --> | 0.0475 | 0 | 0 | 0.050152 | 0 |  | --> | C17 ex DUNLEER | Dunleer [T41,T42] | DRYBRIDGE |  | 53.8613 | -6.4014
MV/LV Substation MU***4057 |  | 10 kV | _ | LV | 50 kVA :Pole Substation | 0.05 | --> | 0.05 | 0 | 0 | Constrained,otherwise capacity available =45kVA. | --> | 0.0475 | 0 | 0 | 0.050753 | 0 |  | --> | C16 ex STICKILLEN | Stickillen [T41,T42] | DRYBRIDGE |  | 53.8419 | -6.4769
MV/LV Substation MU***405X |  | 10 kV | _ | LV | 100 kVA :Pole Substation | 0.1 | --> | 0.1 | 0 | 0 | Constrained,otherwise capacity available =72kVA. | --> | 0.095 | 0 | 0.014079 | 0.10417 | 0 |  | --> | C11 ex MULGANNON | Mulgannon [T41,T42] | WEXFORD |  | 52.3258 | -6.4647
MV/LV Substation MU***405X |  | 10 kV | _ | LV | 1000 kVA :Building Structure | 1 | --> | 1 | 0.5 | 0.7 |  | --> | 0.95 | 0 | 0 | 0.5 | 0 |  | --> | C24 ex MULLAGH | Mullagh [T44] | MEATH HILL |  | 53.8118 | -6.9485
MV/LV Substation MU***4065 |  | 10 kV | _ | LV | 50 kVA :Pole Substation | 0.05 | --> | 0.05 | 0.041 | 3.1 |  | --> | 0.0475 | 0 | 0 | 0.051348 | 0 |  | --> | E11 ex LUMCLOON | Lumcloon [T421,T422] | DALLOW |  | 53.197 | -7.9588
MV/LV Substation MU***4070 |  | 10 kV | _ | LV | 50 kVA :Pole Substation | 0.05 | --> | 0.05 | 0.019092 | 0 | Constrained,otherwise capacity available =50kVA. | --> | 0.0475 | 0 | 0 | 0 | 0 | Constrained,otherwise capacity available =50kW. | --> | C19 ex BALLYBAY | Ballybay [T41,T42] | LISDRUM |  | 54.0805 | -6.9193
MV/LV Substation MU***4078 |  | 20 kV | _ | LV | 200 kVA :Pole Substation | 0.2 | --> | 0.2 | 0 | 0 | Constrained,otherwise capacity available =141kVA. | --> | 0.19 | 0 | 0 | 0.20877 | 0 |  | --> | E21 ex FINEA | Finea [T421,T422] | SHANKILL |  | 53.8419 | -7.3425
MV/LV Substation MU***407X |  | 10 kV | _ | LV | 100 kVA :Pole Substation | 0.1 | --> | 0.1 | 0 | 0 | Constrained,otherwise capacity available =81kVA. | --> | 0.095 | 0 | 0 | 0.10284 | 0 |  | --> | C14 ex ATHGARVAN | Athgarvan [T41,T44] | NEWBRIDGE |  | 53.1777 | -6.7785
MV/LV Substation MU***4081 |  | 10 kV | _ | LV | 200 kVA :Kiosk Substation | 0.2 | --> | 0.2 | 0.2 | 4.1 |  | --> | 0.19 | 0 | 0 | 0.2 | 0 |  | --> | C20 ex AGHAGAD | Aghagad [T41,T42] | SLIGO |  | 54.3657 | -8.514
MV/LV Substation MU***4082 |  | 20 kV | _ | LV | 100 kVA :Pole Substation | 0.1 | --> | 0.1 | 0.09 | 3.3 |  | --> | 0.095 | 0 | 0 | 0.10151 | 0 |  | --> | E15 ex BALLYBUNION | Ballybunion [T421,T422] | TRIEN |  | 52.5553 | -9.5274
MV/LV Substation MU***409 |  | 20 kV | _ | LV | 50 kVA :Pole Substation | 0.05 | --> | 0.05 | 0.044 | 4.4 |  | --> | 0.0475 | 0 | 0 | 0 | 0 | Constrained,otherwise capacity available =50.9kW. | --> | E19 ex STRANORLAR | Stranorlar [T421,T422] | LETTERKENNY |  | 54.7959 | -7.8128
MV/LV Substation MU***4092 |  | 10 kV | _ | LV | 50 kVA :Pole Substation | 0.05 | --> | 0.05 | 0 | 0 | Constrained,otherwise capacity available =26kVA. | --> | 0.0475 | 0 | 0 | 0 | 0 | Constrained,otherwise capacity available =53.5kW. | --> | C15 ex DRUMBEAR | Drumbear [T41,T42] | LISDRUM |  | 54.2071 | -6.8676
MV/LV Substation MU***4096 |  | 20 kV | _ | LV | 200 kVA :Pole Substation | 0.2 | --> | 0.2 | 0.199 | 1.5 |  | --> | 0.19 | 0 | 0 | 0.20015 | 0 |  | --> | E18 ex ACHILL | Achill [T422] | CARROWBEG |  | 53.9067 | -9.7686
MV/LV Substation MU***409X |  | 10 kV | _ | LV | 400 kVA :Kiosk Substation | 0.4 | --> | 0.4 | 0 | 0 | Constrained,otherwise capacity available =185kVA. | --> | 0.38 | 0 | 0.053352 | 0.43138 | 0 |  | --> | C18 ex MULGANNON | Mulgannon [T41,T42] | WEXFORD |  | 52.3241 | -6.4621
MV/LV Substation MU***4105 |  | 10 kV | _ | LV | 400 kVA :Kiosk Substation | 0.4 | --> | 0.4 | 0 | 0 | Constrained,otherwise capacity available =349kVA. | --> | 0.38 | 0 | 0.035568 | 0.40767 | 0 |  | --> | C18 ex STICKILLEN | Stickillen [T41,T42] | DRYBRIDGE |  | 53.8505 | -6.5333
MV/LV Substation MU***4106 |  | 10 kV | _ | LV | 400 kVA :Kiosk Substation | 0.4 | --> | 0.4 | 0 | 0 | Constrained,otherwise capacity available =389kVA. | --> | 0.38 | 0 | 0.02223 | 0.40167 | 0 |  | --> | C15 ex STICKILLEN | Stickillen [T41,T42] | DRYBRIDGE |  | 53.85 | -6.5386
MV/LV Substation MU***410X |  | 10 kV | _ | LV | 50 kVA :Pole Substation | 0.05 | --> | 0.05 | 0 | 0 | Constrained,otherwise capacity available =13kVA. | --> | 0.0475 | 0 | 0.005928 | 0.05532 | 0 |  | --> | C12 ex CAPPAMORE | Cappamore [T41,T42] | ARDNACRUSHA |  | 52.6587 | -8.4053
MV/LV Substation MU***4132 |  | 10 kV | _ | LV | 100 kVA :Pole Substation | 0.1 | --> | 0.1 | 0.1 | 3.5 |  | --> | 0.095 | 0 | 0 | 0 | 0 | Constrained,otherwise capacity available =100kW. | --> | E14 ex DUNFIRTH | Dunfirth [T122] | DUNFIRTH |  | 53.3664 | -6.8321
MV/LV Substation MU***4133 |  | 20 kV | _ | LV | 50 kVA :Pole Substation | 0.05 | --> | 0.05 | 0.05 | 2.8 |  | --> | 0.0475 | 0 | 0 | 0.05 | 0 |  | --> | E21 ex CLARA | Clara [T421,T422] | THORNSBERRY |  | 53.3108 | -7.7106
MV/LV Substation MU***4138 |  | 10 kV | _ | LV | 50 kVA :Pole Substation | 0.05 | --> | 0.05 | 0 | 0 | Constrained,otherwise capacity available =50kVA. | --> | 0.0475 | 0 | 0 | 0.05 | 0 |  | --> | C18 ex BALLYBAILIE | Ballybailie [T41,T42] | DUNDALK |  | 53.9389 | -6.5424
MV/LV Substation MU***414 |  | 10 kV | _ | LV | 50 kVA :Pole Substation | 0.05 | --> | 0.05 | 0 | 0 | Constrained,otherwise capacity available =46kVA. | --> | 0.0475 | 0 | 0 | 0.050604 | 0 |  | --> | C20 ex GARRYOWEN | Garryowen [T41,T42] | LIMERICK |  | 52.6425 | -8.6009
MV/LV Substation MU***414 |  | 20 kV | _ | LV | 50 kVA :Pole Substation | 0.05 | --> | 0.05 | 0.046 | 2.1 |  | --> | 0.0475 | 0 | 0 | 0 | 0 | Constrained,otherwise capacity available =50.6kW. | --> | C18 ex NEWTOWNCUNNINGHAM | Newtowncunningham [T41,T42] | LETTERKENNY |  | 55.0319 | -7.4794
MV/LV Substation MU***4142 |  | 10 kV | _ | LV | 400 kVA :Kiosk Substation | 0.4 | --> | 0.4 | 0.4 | 3 |  | --> | 0.38 | 0 | 0 | 0 | 0 | Constrained,otherwise capacity available =400kW. | --> | C21 ex BALLYRAINE | Ballyraine [T41,T42] | LETTERKENNY |  | 54.9847 | -7.7189
MV/LV Substation MU***4148 |  | 20 kV | _ | LV | 50 kVA :Pole Substation | 0.05 | --> | 0.05 | 0.05 | 6 |  | --> | 0.0475 | 0 | 0 | 0 | 0 | Constrained,otherwise capacity available =50kW. | --> | C14 ex ARDGEEHA | Ardgeeha [T41,T42] | DOON |  | 52.3923 | -7.6463
MV/LV Substation MU***415 |  | 20 kV | _ | LV | 200 kVA :Pole Substation | 0.2 | --> | 0.2 | 0.128 | 10.9 |  | --> | 0.19 | 0 | 0 | 0.21065 | 0 |  | --> | C24 ex MULLINGAR | Mullingar [T101,T102] | MULLINGAR |  | 53.6252 | -7.389
MV/LV Substation MU***415 |  | 10 kV | _ | LV | 100 kVA :Pole Substation | 0.1 | --> | 0.1 | 0.085 | 0.9 |  | --> | 0.095 | 0 | 0 | 0.10225 | 0 |  | --> | C13 ex WOODFORD | Woodford [T41,T42] | KNOCKEARAGH |  | 52.0302 | -9.4766
MV/LV Substation MU***4152 |  | 10 kV | _ | LV | 1000 kVA :Building Structure | 1 | --> | 1 | 0.5 | 0.8 |  | --> | 0.95 | 0 | 0.00741 | 0.5 | 0 |  | --> | C13 ex DONNYBROOK | Donnybrook [T41,T42] | MILLTOWN (DR) |  | 53.3224 | -6.2366
MV/LV Substation MU***4153 |  | 10 kV | _ | LV | 1000 kVA :Building Structure | 1 | --> | 1 | 0.5 | 0.8 |  | --> | 0.95 | 0 | 0.003705 | 0.5 | 0 |  | --> | C13 ex DONNYBROOK | Donnybrook [T41,T42] | MILLTOWN (DR) |  | 53.3224 | -6.2366
MV/LV Substation MU***4153 |  | 10 kV | _ | LV | 630 kVA :Building Structure | 0.63 | --> | 0.63 | 0.15247 | 0.2 | Constrained,otherwise capacity available =500kVA. | --> | 0.5985 | 0 | 0 | 0.5 | 0 |  | --> | C13 ex SANDYFORD | Sandyford [T41,T42] | CARRICKMINES |  | 53.2658 | -6.2843
MV/LV Substation MU***4162 |  | 10 kV | _ | LV | 50 kVA :Pole Substation | 0.05 | --> | 0.05 | 0 | 0 | Constrained,otherwise capacity available =50kVA. | --> | 0.0475 | 0 | 0 | 0.05 | 0 |  | --> | C19 ex CARRICKMACROSS | Carrickmacross [T41,T42] | MEATH HILL |  | 53.9712 | -6.7568
MV/LV Substation MU***417 |  | 10 kV | _ | LV | 100 kVA :Pole Substation | 0.1 | --> | 0.1 | 0.062 | 0.9 |  | --> | 0.095 | 0 | 0.003705 | 0.10561 | 0 |  | --> | C13 ex WOODFORD | Woodford [T41,T42] | KNOCKEARAGH |  | 52.0201 | -9.492
MV/LV Substation MU***4171 |  | 20 kV | _ | LV | 50 kVA :Pole Substation | 0.05 | --> | 0.05 | 0.047 | 16.1 |  | --> | 0.0475 | 0 | 0 | 0.050453 | 0 |  | --> | E12 ex WEXFORD | Wexford [T121,T122] | WEXFORD |  | 52.3477 | -6.548
MV/LV Substation MU***4172 |  | 20 kV | _ | LV | 50 kVA :Pole Substation | 0.05 | --> | 0.05 | 0 | 0 | Constrained,otherwise capacity available =50kVA. | --> | 0.0475 | 0 | 0 | 0.05 | 0 |  | --> | E20 ex EDENDERRY | Edenderry [T421,T422] | BLAKE |  | 53.3528 | -7.1898
MV/LV Substation MU***4173 |  | 20 kV | _ | LV | 400 kVA :Kiosk Substation | 0.4 | --> | 0.4 | 0 | 0 | Constrained,otherwise capacity available =400kVA. | --> | 0.38 | 0 | 0 | 0.4 | 0 |  | --> | C11 ex RAHEEN | Raheen [T41,T42] | LIMERICK |  | 52.6338 | -8.6847
MV/LV Substation MU***4174 |  | 20 kV | _ | LV | 50 kVA :Pole Substation | 0.05 | --> | 0.05 | 0.043 | 1.1 |  | --> | 0.0475 | 0 | 0.01482 | 0.051052 | 0 |  | --> | E18 ex BIRR | Birr [T41,T422] | DALLOW |  | 53.0482 | -8.0567
MV/LV Substation MU***4177 |  | 20 kV | _ | LV | 50 kVA :Pole Substation | 0.05 | --> | 0.05 | 0 | 0 | Constrained,otherwise capacity available =37kVA. | --> | 0.0475 | 0 | 0.006669 | 0.051937 | 0 |  | --> | E18 ex BALLINDERRY | Ballinderry [T41,T422] | MULLINGAR |  | 53.5071 | -7.2292
MV/LV Substation MU***418 |  | 10 kV | _ | LV | 25 kVA :Pole Substation | 0.025 | --> | 0.025 | 0.02 | 2.8 |  | --> | 0.02375 | 0 | 0 | 0.025748 | 0 |  | --> | C20 ex CASTLEBLAYNEY | Castleblayney [T41,T42] | DUNDALK |  | 54.0832 | -6.7099
MV/LV Substation MU***4183 |  | 10 kV | _ | LV | 630 kVA :Kiosk Substation | 0.63 | --> | 0.63 | 0 | 0 | Constrained,otherwise capacity available =500kVA. | --> | 0.5985 | 0 | 0.04446 | 0.5 | 0 |  | --> | C16 ex MONEYCOOLEY | Moneycooley [T41,T42,T44] | GRIFFINRATH |  | 53.3675 | -6.5861
MV/LV Substation MU***4183 |  | 20 kV | _ | LV | 50 kVA :Pole Substation | 0.05 | --> | 0.05 | 0 | 0 | Constrained,otherwise capacity available =43kVA. | --> | 0.0475 | 0 | 0 | 0.051052 | 0 |  | --> | E15 ex JULIANSTOWN | Julianstown [T421,T422] | DRYBRIDGE |  | 53.6299 | -6.3043
MV/LV Substation MU***4189 |  | 10 kV | _ | LV | 630 kVA :Kiosk Substation | 0.63 | --> | 0.63 | 0 | 0 | Constrained,otherwise capacity available =500kVA. | --> | 0.5985 | 0 | 0.05928 | 0.5 | 0 |  | --> | C16 ex MONEYCOOLEY | Moneycooley [T41,T42,T44] | GRIFFINRATH |  | 53.369 | -6.5843
MV/LV Substation MU***418X |  | 20 kV | _ | LV | 50 kVA :Pole Substation | 0.05 | --> | 0.05 | 0.037 | 1.5 |  | --> | 0.0475 | 0 | 0 | 0.051937 | 0 |  | --> | E18 ex ACHILL | Achill [T422] | CARROWBEG |  | 53.9054 | -9.7609
MV/LV Substation MU***4193 |  | 10 kV | _ | LV | 200 kVA :Kiosk Substation | 0.2 | --> | 0.2 | 0.138 | 10.9 |  | --> | 0.19 | 0 | 0 | 0.2092 | 0 |  | --> | C12 ex MULLINGAR | Mullingar [T101,T102] | MULLINGAR |  | 53.5225 | -7.3444
MV/LV Substation MU***420 |  | 10 kV | _ | LV | 100 kVA :Pole Substation | 0.1 | --> | 0.1 | 0 | 0 | Constrained,otherwise capacity available =89kVA. | --> | 0.095 | 0 | 0 | 0.10166 | 0 |  | --> | C15 ex BALLYBAILIE | Ballybailie [T41,T42] | DUNDALK |  | 53.8724 | -6.5536
MV/LV Substation MU***420X |  | 10 kV | _ | LV | 200 kVA :Kiosk Substation | 0.2 | --> | 0.2 | 0 | 0 | Constrained,otherwise capacity available =178kVA. | --> | 0.19 | 0 | 0 | 0 | 0 | Constrained,otherwise capacity available =203.3kW. | --> | C15 ex CULLION | Cullion [T41,T42] | LETTERKENNY |  | 54.9442 | -7.7017
MV/LV Substation MU***420Z |  | 20 kV | _ | LV | 50 kVA :Pole Substation | 0.05 | --> | 0.05 | 0 | 0 | Constrained,otherwise capacity available =49kVA. | --> | 0.0475 | 0 | 0 | 0.050152 | 0 |  | --> | E21 ex ASHBOURNE | Ashbourne [T421,T422] | FINGLAS |  | 53.5227 | -6.3172
MV/LV Substation MU***4216 |  | 10 kV | _ | LV | 400 kVA :Kiosk Substation | 0.4 | --> | 0.4 | 0 | 0 | Constrained,otherwise capacity available =261kVA. | --> | 0.38 | 0 | 0.018525 | 0.42058 | 0 |  | --> | C13 ex DOCK ROAD | Dock Road [T41,T42] | LIMERICK |  | 52.6333 | -8.672
MV/LV Substation MU***4219 |  | 10 kV | _ | LV | 50 kVA :Pole Substation | 0.05 | --> | 0.05 | 0 | 0 | Constrained,otherwise capacity available =50kVA. | --> | 0.0475 | 0 | 0 | 0.05 | 0 |  | --> | C14 ex ATHGARVAN | Athgarvan [T41,T44] | NEWBRIDGE |  | 53.1931 | -6.7612
MV/LV Substation MU***422 |  | 20 kV | _ | LV | 50 kVA :Pole Substation | 0.05 | --> | 0.05 | 0 | 0 | Constrained,otherwise capacity available =50kVA. | --> | 0.0475 | 0 | 0 | 0 | 0 | Constrained,otherwise capacity available =50kW. | --> | E18 ex CARNDONAGH | Carndonagh [T421,T422] | TRILLICK |  | 55.244 | -7.2689
MV/LV Substation MU***4228 |  | 10 kV | _ | LV | 630 kVA :Kiosk Substation | 0.63 | --> | 0.63 | 0.5 | 12.2 |  | --> | 0.5985 | 0 | 0.02964 | 0.5 | 0 |  | --> | C20 ex BALLYBEG | Ballybeg [T101,T102] | CARRICKMINES |  | 52.9716 | -6.0352
MV/LV Substation MU***423 |  | 20 kV | _ | LV | 50 kVA :Pole Substation | 0.05 | --> | 0.05 | 0.042 | 2.1 |  | --> | 0.0475 | 0 | 0.002964 | 0 | 0 | Constrained,otherwise capacity available =51.2kW. | --> | C18 ex NEWTOWNCUNNINGHAM | Newtowncunningham [T41,T42] | LETTERKENNY |  | 55.0236 | -7.4892
MV/LV Substation MU***423Z |  | 20 kV | _ | LV | 200 kVA :Pole Substation | 0.2 | --> | 0.2 | 0 | 0 | Constrained,otherwise capacity available =155kVA. | --> | 0.19 | 0 | 0 | 0.20672 | 0 |  | --> | E21 ex ASHBOURNE | Ashbourne [T421,T422] | FINGLAS |  | 53.5251 | -6.2873
MV/LV Substation MU***424 |  | 10 kV | _ | LV | 50 kVA :Pole Substation | 0.05 | --> | 0.05 | 0 | 0 | Constrained,otherwise capacity available =40kVA. | --> | 0.0475 | 0 | 0.006669 | 0.051496 | 0 |  | --> | C15 ex BALLYBAILIE | Ballybailie [T41,T42] | DUNDALK |  | 53.8744 | -6.5463
MV/LV Substation MU***4245 |  | 10 kV | _ | LV | 400 kVA :Building Structure | 0.4 | --> | 0.4 | 0.019092 | 0 | Constrained,otherwise capacity available =400kVA. | --> | 0.38 | 0 | 0 | 0 | 0 | Constrained,otherwise capacity available =400kW. | --> | C17 ex BALLYBAY | Ballybay [T41,T42] | LISDRUM |  | 54.0981 | -6.7884
MV/LV Substation MU***4247 |  | 20 kV | _ | LV | 50 kVA :Pole Substation | 0.05 | --> | 0.05 | 0 | 0 | Constrained,otherwise capacity available =39kVA. | --> | 0.0475 | 0 | 0.001482 | 0.051643 | 0 |  | --> | E13 ex KILCOCK | Kilcock [T421,T422] | GRIFFINRATH |  | 53.4577 | -6.6352
MV/LV Substation MU***427 |  | 10 kV | _ | LV | 100 kVA :Pole Substation | 0.1 | --> | 0.1 | 0.077 | 0.8 |  | --> | 0.095 | 0 | 0 | 0.10343 | 0 |  | --> | C17 ex MILLTOWN MALBAY | Milltown Malbay [T42] | TULLABRACK |  | 52.8004 | -9.4134
MV/LV Substation MU***427 |  | 10 kV | _ | LV | 100 kVA :Pole Substation | 0.1 | --> | 0.1 | 0.1 | 4.4 |  | --> | 0.095 | 0 | 0 | 0.1 | 0 |  | --> | C19 ex KINGSCOURT | Kingscourt [T41,T42] | MEATH HILL |  | 53.8312 | -6.772
MV/LV Substation MU***4271 |  | 20 kV | _ | LV | 50 kVA :Pole Substation | 0.05 | --> | 0.05 | 0.036 | 2.9 |  | --> | 0.0475 | 0 | 0.023712 | 0 | 0 | Constrained,otherwise capacity available =52.1kW. | --> | E19 ex TELAYDON | Telaydon [T42,T421] | LISDRUM |  | 54.3317 | -6.9051
MV/LV Substation MU***4295 |  | 10 kV | _ | LV | 50 kVA :Pole Substation | 0.05 | --> | 0.05 | 0 | 0 | Constrained,otherwise capacity available =50kVA. | --> | 0.0475 | 0 | 0 | 0.05 | 0 |  | --> | C23 ex CREGG ROAD | Cregg Road [T41,T42] | BALLYDINE |  | 52.402 | -7.2996
MV/LV Substation MU***4300 |  | 10 kV | _ | LV | 200 kVA :Kiosk Substation | 0.2 | --> | 0.2 | 0 | 0 | Constrained,otherwise capacity available =196kVA. | --> | 0.19 | 0 | 0 | 0.20061 | 0 |  | --> | C12 ex MULGANNON | Mulgannon [T41,T42] | WEXFORD |  | 52.3243 | -6.4644
MV/LV Substation MU***4306 |  | 10 kV | _ | LV | 50 kVA :Pole Substation | 0.05 | --> | 0.05 | 0 | 0 | Constrained,otherwise capacity available =50kVA. | --> | 0.0475 | 0 | 0 | 0.05 | 0 |  | --> | C18 ex SRAH | Srah [T41,T42] | THORNSBERRY |  | 53.2799 | -7.5896
MV/LV Substation MU***430X |  | 20 kV | _ | LV | 50 kVA :Pole Substation | 0.05 | --> | 0.05 | 0 | 0 | Constrained,otherwise capacity available =44kVA. | --> | 0.0475 | 0 | 0 | 0 | 0 | Constrained,otherwise capacity available =50.9kW. | --> | E13 ex BLESSINGTON | Blessington [T421,T422] | KILTEEL |  | 53.1484 | -6.6306
MV/LV Substation MU***4323 |  | 20 kV | _ | LV | 50 kVA :Pole Substation | 0.05 | --> | 0.05 | 0.044 | 2.9 |  | --> | 0.0475 | 0 | 0 | 0 | 0 | Constrained,otherwise capacity available =50.9kW. | --> | E19 ex TELAYDON | Telaydon [T42,T421] | LISDRUM |  | 54.2879 | -6.9668
MV/LV Substation MU***4338 |  | 10 kV | _ | LV | 400 kVA :Building Structure | 0.4 | --> | 0.4 | 0 | 0 | Constrained,otherwise capacity available =348kVA. | --> | 0.38 | 0 | 0 | 0.40782 | 0 |  | --> | C15 ex LITTLE MILLS | Little Mills [T41] | DUNDALK |  | 53.9743 | -6.4025
MV/LV Substation MU***434 |  | 20 kV | _ | LV | 50 kVA :Pole Substation | 0.05 | --> | 0.05 | 0.049 | 1 |  | --> | 0.0475 | 0 | 0 | 0.050152 | 0 |  | --> | E11 ex LONGFORD | Longford [T421,T422] | RICHMOND |  | 53.725 | -7.825
MV/LV Substation MU***4356 |  | 20 kV | _ | LV | 50 kVA :Pole Substation | 0.05 | --> | 0.05 | 0.05 | 0.6 |  | --> | 0.0475 | 0 | 0 | 0.05 | 0 |  | --> | E12 ex FERNS | Ferns [T421] | CRANE |  | 52.5842 | -6.5485
MV/LV Substation MU***4359 |  | 10 kV | _ | LV | 400 kVA :Kiosk Substation | 0.4 | --> | 0.4 | 0.337 | 2.9 |  | --> | 0.38 | 0 | 0 | 0.40945 | 0 |  | --> | C11 ex ABBEYLAND | Abbeyland [T41,T42] | NAVAN |  | 53.648 | -6.7057
MV/LV Substation MU***4376 |  | 10 kV | _ | LV | 630 kVA :Kiosk Substation | 0.63 | --> | 0.63 | 0 | 0 | Constrained,otherwise capacity available =500kVA. | --> | 0.5985 | 0 | 0 | 0.5 | 0 |  | --> | C13 ex DOCK ROAD | Dock Road [T41,T42] | LIMERICK |  | 52.6295 | -8.682
MV/LV Substation MU***437Z |  | 20 kV | _ | LV | 400 kVA :Kiosk Substation | 0.4 | --> | 0.4 | 0 | 0 | Constrained,otherwise capacity available =331kVA. | --> | 0.38 | 0 | 0 | 0.41034 | 0 |  | --> | E16 ex ASHBOURNE | Ashbourne [T421,T422] | FINGLAS |  | 53.5125 | -6.3973
MV/LV Substation MU***438 |  | 20 kV | _ | LV | 50 kVA :Pole Substation | 0.05 | --> | 0.05 | 0 | 0 | Constrained,otherwise capacity available =33kVA. | --> | 0.0475 | 0 | 0.004446 | 0 | 0 | Constrained,otherwise capacity available =52.5kW. | --> | E12 ex KILLYBEGS | Killybegs [T422] | BINBANE |  | 54.6449 | -8.3927
MV/LV Substation MU***439X |  | 10 kV | _ | LV | 50 kVA :Pole Substation | 0.05 | --> | 0.05 | 0 | 0 | Constrained,otherwise capacity available =45kVA. | --> | 0.0475 | 0 | 0.004446 | 0.050753 | 0 |  | --> | C15 ex LITTLE MILLS | Little Mills [T41] | DUNDALK |  | 53.9759 | -6.4025
MV/LV Substation MU***440Y |  | 20 kV | _ | LV | 400 kVA :Kiosk Substation | 0.4 | --> | 0.4 | 0.31 | 7.2 |  | --> | 0.38 | 0 | 0.00741 | 0.41344 | 0 |  | --> | C03 ex AHANE | Ahane [T102] | AHANE |  | 52.6637 | -8.5295
MV/LV Substation MU***441 |  | 10 kV | _ | LV | 630 kVA :Building Structure | 0.63 | --> | 0.63 | 0.5 | 7.2 |  | --> | 0.5985 | 0 | 0 | 0.5 | 0 |  | --> | C13 ex LIBERTY STREET | Liberty Street [T101,T102] | LIBERTY STREET |  | 51.8981 | -8.4741
MV/LV Substation MU***4417 |  | 10 kV | _ | LV | 630 kVA :Building Structure | 0.63 | --> | 0.63 | 0.5 | 10.9 |  | --> | 0.5985 | 0 | 0.010374 | 0.5 | 0 |  | --> | C12 ex MULLINGAR | Mullingar [T101,T102] | MULLINGAR |  | 53.5242 | -7.3398
MV/LV Substation MU***441X |  | 20 kV | _ | LV | 100 kVA :Pole Substation | 0.1 | --> | 0.1 | 0.094 | 8.1 |  | --> | 0.095 | 0 | 0 | 0 | 0 | Constrained,otherwise capacity available =100.9kW. | --> | E11 ex WESTPORT | Westport [T421,T422] | CASTLEBAR |  | 53.7792 | -9.6394
MV/LV Substation MU***443 |  | 20 kV | _ | LV | 50 kVA :Pole Substation | 0.05 | --> | 0.05 | 0 | 0 | Constrained,otherwise capacity available =43kVA. | --> | 0.0475 | 0 | 0 | 0 | 0 | Constrained,otherwise capacity available =51.1kW. | --> | E17 ex KILMACTHOMAS | Kilmacthomas [T421,T422] | DUNGARVAN |  | 52.2688 | -7.4337
MV/LV Substation MU***4495 |  | 10 kV | _ | LV | 100 kVA :Pole Substation | 0.1 | --> | 0.1 | 0.097 | 1.1 |  | --> | 0.095 | 0 | 0 | 0 | 0 | Constrained,otherwise capacity available =100.5kW. | --> | C19 ex NEWCASTLEWEST | Newcastlewest [T41,T42] | RATHKEALE |  | 52.3784 | -9.0728
MV/LV Substation MU***452 |  | 20 kV | _ | LV | 200 kVA :Pole Substation | 0.2 | --> | 0.2 | 0 | 0 | Constrained,otherwise capacity available =134kVA. | --> | 0.19 | 0 | 0 | 0 | 0 | Constrained,otherwise capacity available =209.8kW. | --> | E17 ex BUNCRANA | Buncrana [T421,T422] | TRILLICK |  | 55.066 | -7.2704
MV/LV Substation MU***456 |  | 20 kV | _ | LV | 400 kVA :Kiosk Substation | 0.4 | --> | 0.4 | 0 | 0 | Constrained,otherwise capacity available =274kVA. | --> | 0.38 | 0 | 0.002964 | 0 | 0 | Constrained,otherwise capacity available =418.7kW. | --> | E17 ex BUNCRANA | Buncrana [T421,T422] | TRILLICK |  | 55.0693 | -7.2692
MV/LV Substation MU***456X |  | 10 kV | _ | LV | 50 kVA :Pole Substation | 0.05 | --> | 0.05 | 0.038 | 1.6 |  | --> | 0.0475 | 0 | 0.006669 | 0 | 0 | Constrained,otherwise capacity available =51.8kW. | --> | C13 ex DERRYBEG | Derrybeg [T41,T42] | ARDNAGAPPARY |  | 55.0313 | -8.3708
MV/LV Substation MU***457 |  | 10 kV | _ | LV | 200 kVA :Building Structure | 0.2 | --> | 0.2 | 0.119 | 13.4 |  | --> | 0.19 | 0 | 0.016302 | 0.21194 | 0 |  | --> | C20 ex POTTERY ROAD | Pottery Road [T101,T102] | CARRICKMINES |  | 53.2585 | -6.1442
MV/LV Substation MU***458 |  | 20 kV | _ | LV | 25 kVA :Pole Substation | 0.025 | --> | 0.025 | 0 | 0 | Constrained,otherwise capacity available =15kVA. | --> | 0.02375 | 0 | 0 | 0.026475 | 0 |  | --> | E18 ex CLONMINCH | Clonminch [T41,T422] | THORNSBERRY |  | 53.2538 | -7.5367
MV/LV Substation MU***463X |  | 10 kV | _ | LV | 50 kVA :Pole Substation | 0.05 | --> | 0.05 | 0.043 | 1 |  | --> | 0.0475 | 0 | 0 | 0.051052 | 0 |  | --> | E19 ex LONGFORD | Longford [T421,T422] | RICHMOND |  | 53.7305 | -7.8264
MV/LV Substation MU***466Y |  | 20 kV | _ | LV | 100 kVA :Pole Substation | 0.1 | --> | 0.1 | 0.079 | 16.1 |  | --> | 0.095 | 0 | 0 | 0.10314 | 0 |  | --> | E20 ex WEXFORD | Wexford [T121,T122] | WEXFORD |  | 52.2865 | -6.522
MV/LV Substation MU***467X |  | 20 kV | _ | LV | 100 kVA :Pole Substation | 0.1 | --> | 0.1 | 0.069 | 2.9 |  | --> | 0.095 | 0 | 0 | 0 | 0 | Constrained,otherwise capacity available =104.6kW. | --> | E13 ex TELAYDON | Telaydon [T42,T421] | LISDRUM |  | 54.2653 | -7.0405
MV/LV Substation MU***470 |  | 20 kV | _ | LV | 400 kVA :Building Structure | 0.4 | --> | 0.4 | 0 | 0 | Constrained,otherwise capacity available =400kVA. | --> | 0.38 | 0 | 0 | 0 | 0 | Constrained,otherwise capacity available =400kW. | --> | C15 ex CLOONLOUGH | Cloonlough [T41,T42] | BARRYMORE |  | 52.2663 | -8.3531
MV/LV Substation MU***476X |  | 10 kV | _ | LV | 50 kVA :Pole Substation | 0.05 | --> | 0.05 | 0 | 0 | Constrained,otherwise capacity available =49kVA. | --> | 0.0475 | 0 | 0 | 0.050152 | 0 |  | --> | C12 ex PARKMORE | Parkmore [T41,T42] | GALWAY 110KV |  | 53.3348 | -9.0182
MV/LV Substation MU***478 |  | 10 kV | _ | LV | 50 kVA :Pole Substation | 0.05 | --> | 0.05 | 0.017 | 0 |  | --> | 0.0475 | 0 | 0 | 0 | 0 | Constrained,otherwise capacity available =54.8kW. | --> | C12 ex BALLYBAY | Ballybay [T41,T42] | LISDRUM |  | 54.1065 | -6.9648
MV/LV Substation MU***479X |  | 20 kV | _ | LV | 50 kVA :Pole Substation | 0.05 | --> | 0.05 | 0 | 0 | Constrained,otherwise capacity available =43kVA. | --> | 0.0475 | 0 | 0.006669 | 0.051052 | 0 |  | --> | E12 ex GURRANEBANE | Gurranebane [T421,T422] | OUGHTRAGH |  | 52.1225 | -9.898
MV/LV Substation MU***490 |  | 20 kV | _ | LV | 100 kVA :Pole Substation | 0.1 | --> | 0.1 | 0 | 0 | Constrained,otherwise capacity available =84kVA. | --> | 0.095 | 0 | 0 | 0 | 0 | Constrained,otherwise capacity available =102.4kW. | --> | E12 ex CARNDONAGH | Carndonagh [T421,T422] | TRILLICK |  | 55.2821 | -7.3999
MV/LV Substation MU***491 |  | 10 kV | _ | LV | 200 kVA :Pole Substation | 0.2 | --> | 0.2 | 0 | 0 | Constrained,otherwise capacity available =145kVA. | --> | 0.19 | 0 | 0.002964 | 0.20818 | 0 |  | --> | C14 ex BALLYHALE | Ballyhale [T42,T421] | KILKENNY |  | 52.3653 | -7.1716
MV/LV Substation MU***492 |  | 10 kV | _ | LV | 100 kVA :Pole Substation | 0.1 | --> | 0.1 | 0 | 0 | Constrained,otherwise capacity available =40kVA. | --> | 0.095 | 0 | 0.009633 | 0.10872 | 0 |  | --> | C14 ex BALLYHALE | Ballyhale [T42,T421] | KILKENNY |  | 52.3692 | -7.1714
MV/LV Substation MU***502 |  | 10 kV | _ | LV | 630 kVA :Kiosk Substation | 0.63 | --> | 0.63 | 0 | 0 | Constrained,otherwise capacity available =500kVA. | --> | 0.5985 | 0 | 0.00741 | 0.5 | 0 |  | --> | C24 ex BALLYCOOLIN | Ballycoolin [T41,T42,T43] | FINGLAS |  | 53.4011 | -6.3982
MV/LV Substation MU***506X |  | 10 kV | _ | LV | 100 kVA :Pole Substation | 0.1 | --> | 0.1 | 0 | 0 | Constrained,otherwise capacity available =100kVA. | --> | 0.095 | 0 | 0 | 0 | 0 | Constrained,otherwise capacity available =100kW. | --> | C20 ex KNOCKAPHUNTA | Knockaphunta [T41,T42] | CASTLEBAR |  | 53.8051 | -9.2272
MV/LV Substation MU***508 |  | 10 kV | _ | LV | 100 kVA :Pole Substation | 0.1 | --> | 0.1 | 0.078 | 0.9 |  | --> | 0.095 | 0 | 0 | 0.10329 | 0 |  | --> | C13 ex WOODFORD | Woodford [T41,T42] | KNOCKEARAGH |  | 52.0211 | -9.5074
MV/LV Substation MU***509 |  | 10 kV | _ | LV | 200 kVA :Building Structure | 0.2 | --> | 0.2 | 0.2 | 0.9 |  | --> | 0.19 | 0 | 0 | 0.2 | 0 |  | --> | C13 ex WOODFORD | Woodford [T41,T42] | KNOCKEARAGH |  | 52.0196 | -9.5003
MV/LV Substation MU***510X |  | 20 kV | _ | LV | 50 kVA :Pole Substation | 0.05 | --> | 0.05 | 0.042 | 0.6 |  | --> | 0.0475 | 0 | 0 | 0 | 0 | Constrained,otherwise capacity available =51.2kW. | --> | E19 ex LAWLESSTOWN | Lawlesstown [T42,T421] | DOON |  | 52.4632 | -7.7041
MV/LV Substation MU***511 |  | 20 kV | _ | LV | 100 kVA :Pole Substation | 0.1 | --> | 0.1 | 0 | 0 | Constrained,otherwise capacity available =97kVA. | --> | 0.095 | 0 | 0 | 0 | 0 | Constrained,otherwise capacity available =100.5kW. | --> | E15 ex BUNCRANA | Buncrana [T421,T422] | TRILLICK |  | 55.1247 | -7.4336
MV/LV Substation MU***511X |  | 20 kV | _ | LV | 50 kVA :Pole Substation | 0.05 | --> | 0.05 | 0.049 | 1.5 |  | --> | 0.0475 | 0 | 0 | 0.050152 | 0 |  | --> | E18 ex ACHILL | Achill [T422] | CARROWBEG |  | 53.9057 | -9.7861
MV/LV Substation MU***512Z |  | 10 kV | _ | LV | 630 kVA :Building Structure | 0.63 | --> | 0.63 | 0 | 0 | Constrained,otherwise capacity available =500kVA. | --> | 0.5985 | 0 | 0 | 0.5 | 0 |  | --> | C23 ex BALLINDERRY | Ballinderry [T41,T422] | MULLINGAR |  | 53.5234 | -7.3043
MV/LV Substation MU***514 |  | 10 kV | _ | LV | 50 kVA :Pole Substation | 0.05 | --> | 0.05 | 0 | 0 | Constrained,otherwise capacity available =40kVA. | --> | 0.0475 | 0 | 0 | 0.051496 | 0 |  | --> | C11 ex CASTLECOMER | Castlecomer [T41,T42] | BALLYRAGGET |  | 52.745 | -7.2074
MV/LV Substation MU***517 |  | 20 kV | _ | LV | 50 kVA :Pole Substation | 0.05 | --> | 0.05 | 0 | 1.7 |  | --> | 0.0475 | 0 | 0 | 0 | 0 | Constrained,otherwise capacity available =58.6kW. | --> | E15 ex GWEEDORE | Gweedore [T421] | ARDNAGAPPARY |  | 55.1176 | -8.1381
MV/LV Substation MU***519 |  | 10 kV | _ | LV | 400 kVA :Kiosk Substation | 0.4 | --> | 0.4 | 0 | 0 | Constrained,otherwise capacity available =276kVA. | --> | 0.38 | 0 | 0.037791 | 0.4184 | 0 |  | --> | C20 ex MONEENAGEISHA | Moneenageisha [T41,T42] | GALWAY 110KV |  | 53.2823 | -9.0409
MV/LV Substation MU***524Y |  | 10 kV | _ | LV | 630 kVA :Building Structure | 0.63 | --> | 0.63 | 0.5 | 7.2 |  | --> | 0.5985 | 0 | 0 | 0.5 | 0 |  | --> | C04 ex AHANE | Ahane [T102] | AHANE |  | 52.6637 | -8.5016
MV/LV Substation MU***539 |  | 10 kV | _ | LV | 400 kVA :Building Structure | 0.4 | --> | 0.4 | 0 | 0 | Constrained,otherwise capacity available =301kVA. | --> | 0.38 | 0 | 0 | 0.41476 | 0 |  | --> | C13 ex DOCK ROAD | Dock Road [T41,T42] | LIMERICK |  | 52.6309 | -8.6804
MV/LV Substation MU***547 |  | 20 kV | _ | LV | 100 kVA :Pole Substation | 0.1 | --> | 0.1 | 0.064 | 8.1 |  | --> | 0.095 | 0 | 0 | 0 | 0 | Constrained,otherwise capacity available =105.3kW. | --> | E11 ex WESTPORT | Westport [T421,T422] | CASTLEBAR |  | 53.7812 | -9.645
MV/LV Substation MU***547Z |  | 20 kV | _ | LV | 100 kVA :Pole Substation | 0.1 | --> | 0.1 | 0.052 | 16.1 |  | --> | 0.095 | 0 | 0.003705 | 0.10704 | 0 |  | --> | E20 ex WEXFORD | Wexford [T121,T122] | WEXFORD |  | 52.287 | -6.5292
MV/LV Substation MU***566 |  | 10 kV | _ | LV | 400 kVA :Building Structure | 0.4 | --> | 0.4 | 0.4 | 0.9 |  | --> | 0.38 | 0 | 0.0741 | 0.4 | 0 |  | --> | C13 ex WOODFORD | Woodford [T41,T42] | KNOCKEARAGH |  | 52.0179 | -9.5042
MV/LV Substation MU***568 |  | 10 kV | _ | LV | 400 kVA :Kiosk Substation | 0.4 | --> | 0.4 | 0 | 0 | Constrained,otherwise capacity available =332kVA. | --> | 0.38 | 0 | 0 | 0.4102 | 0 |  | --> | C12 ex CAPPAMORE | Cappamore [T41,T42] | ARDNACRUSHA |  | 52.6522 | -8.3988
MV/LV Substation MU***568 |  | 20 kV | _ | LV | 50 kVA :Pole Substation | 0.05 | --> | 0.05 | 0 | 0 | Constrained,otherwise capacity available =31kVA. | --> | 0.0475 | 0 | 0 | 0.052806 | 0 |  | --> | E18 ex CURRALEIGH | Curraleigh [T421,T422] | KILBARRY |  | 51.9195 | -8.6098
MV/LV Substation MU***575X |  | 10 kV | _ | LV | 50 kVA :Pole Substation | 0.05 | --> | 0.05 | 0 | 0 | Constrained,otherwise capacity available =50kVA. | --> | 0.0475 | 0 | 0 | 0 | 0 | Constrained,otherwise capacity available =50kW. | --> | C19 ex MILFORD (NR) | Milford (nr) [T41,T42] | LETTERKENNY |  | 55.0798 | -7.6873
MV/LV Substation MU***580 |  | 20 kV | _ | LV | 50 kVA :Pole Substation | 0.05 | --> | 0.05 | 0.029 | 4.4 |  | --> | 0.0475 | 0 | 0 | 0 | 0 | Constrained,otherwise capacity available =53.1kW. | --> | E18 ex STRANORLAR | Stranorlar [T421,T422] | LETTERKENNY |  | 54.7985 | -7.682
MV/LV Substation MU***583 |  | 20 kV | _ | LV | 50 kVA :Pole Substation | 0.05 | --> | 0.05 | 0.05 | 1.9 |  | --> | 0.0475 | 0 | 0 | 0 | 0 | Constrained,otherwise capacity available =50kW. | --> | E17 ex CREESLOUGH | Creeslough [T421] | ARDNAGAPPARY |  | 55.1422 | -7.9223
MV/LV Substation MU***584 |  | 20 kV | _ | LV | 200 kVA :Pole Substation | 0.2 | --> | 0.2 | 0.131 | 4.4 |  | --> | 0.19 | 0 | 0 | 0 | 0 | Constrained,otherwise capacity available =210.2kW. | --> | E18 ex STRANORLAR | Stranorlar [T421,T422] | LETTERKENNY |  | 54.8045 | -7.7521
MV/LV Substation MU***585Y |  | 20 kV | _ | LV | 630 kVA :Building Structure | 0.63 | --> | 0.63 | 0.5 | 1 |  | --> | 0.5985 | 0 | 0 | 0.5 | 0 |  | --> | E12 ex LONGFORD | Longford [T421,T422] | RICHMOND |  | 53.8064 | -7.7836
MV/LV Substation MU***587X |  | 10 kV | _ | LV | 630 kVA :Building Structure | 0.63 | --> | 0.63 | 0 | 0 | Constrained,otherwise capacity available =500kVA. | --> | 0.5985 | 0 | 0 | 0.5 | 0 |  | --> | C17 ex CARRICK ON SHANNON | Carrick On Shannon [T41,T42] | CARRICK ON SHANNON |  | 53.9415 | -8.107
MV/LV Substation MU***594X |  | 20 kV | _ | LV | 50 kVA :Pole Substation | 0.05 | --> | 0.05 | 0.035 | 1.3 |  | --> | 0.0475 | 0 | 0 | 0.052228 | 0 |  | --> | C24 ex CLIFDEN | Clifden [T41,T42] | SCREEB |  | 53.6147 | -10.2277
MV/LV Substation MU***599 |  | 20 kV | _ | LV | 200 kVA :Kiosk Substation | 0.2 | --> | 0.2 | 0.106 | 1.5 |  | --> | 0.19 | 0 | 0.001482 | 0.21379 | 0 |  | --> | E18 ex ACHILL | Achill [T422] | CARROWBEG |  | 53.908 | -9.7677
MV/LV Substation MU***600 |  | 20 kV | _ | LV | 200 kVA :Pole Substation | 0.2 | --> | 0.2 | 0.102 | 1.5 |  | --> | 0.19 | 0 | 0.021489 | 0.21436 | 0 |  | --> | E18 ex ACHILL | Achill [T422] | CARROWBEG |  | 53.9065 | -9.7766
MV/LV Substation MU***601X |  | 10 kV | _ | LV | 50 kVA :Pole Substation | 0.05 | --> | 0.05 | 0 | 0 | Constrained,otherwise capacity available =49kVA. | --> | 0.0475 | 0 | 0 | 0.050152 | 0 |  | --> | C12 ex CAPPAMORE | Cappamore [T41,T42] | ARDNACRUSHA |  | 52.6972 | -8.4096
MV/LV Substation MU***602Z |  | 10 kV | _ | LV | 100 kVA :Pole Substation | 0.1 | --> | 0.1 | 0 | 0 | Constrained,otherwise capacity available =96kVA. | --> | 0.095 | 0 | 0 | 0.10061 | 0 |  | --> | C17 ex ROSEHILL | Rosehill [T41,T42] | KILKENNY |  | 52.6268 | -7.2498
MV/LV Substation MU***603 |  | 20 kV | _ | LV | 200 kVA :Pole Substation | 0.2 | --> | 0.2 | 0.164 | 1.5 |  | --> | 0.19 | 0 | 0.003705 | 0.20539 | 0 |  | --> | E18 ex ACHILL | Achill [T422] | CARROWBEG |  | 53.9063 | -9.7815
MV/LV Substation MU***604X |  | 20 kV | _ | LV | 100 kVA :Pole Substation | 0.1 | --> | 0.1 | 0 | 0 | Constrained,otherwise capacity available =88kVA. | --> | 0.095 | 0 | 0 | 0.10181 | 0 |  | --> | C19 ex ENNISTYMON | Ennistymon [T41,T42] | ENNIS |  | 53.139 | -9.1021
MV/LV Substation MU***606Y |  | 20 kV | _ | LV | 50 kVA :Pole Substation | 0.05 | --> | 0.05 | 0.045 | 2.9 |  | --> | 0.0475 | 0 | 0 | 0 | 0 | Constrained,otherwise capacity available =50.8kW. | --> | E19 ex TELAYDON | Telaydon [T42,T421] | LISDRUM |  | 54.3019 | -6.913
MV/LV Substation MU***612 |  | 20 kV | _ | LV | 50 kVA :Pole Substation | 0.05 | --> | 0.05 | 0.048 | 7.2 |  | --> | 0.0475 | 0 | 0 | 0.050303 | 0 |  | --> | C03 ex AHANE | Ahane [T102] | AHANE |  | 52.6595 | -8.527
MV/LV Substation MU***612 |  | 10 kV | _ | LV | 200 kVA :Pole Substation | 0.2 | --> | 0.2 | 0 | 0 | Constrained,otherwise capacity available =115kVA. | --> | 0.19 | 0 | 0 | 0.21251 | 0 |  | --> | C14 ex CLONAKILTY | Clonakilty [T41,T42] | DUNMANWAY |  | 51.5905 | -8.8682
MV/LV Substation MU***613X |  | 10 kV | _ | LV | 200 kVA :Kiosk Substation | 0.2 | --> | 0.2 | 0 | 0 | Constrained,otherwise capacity available =150kVA. | --> | 0.19 | 0 | 0.003705 | 0.20745 | 0 |  | --> | C15 ex OLDBAWN | Oldbawn [T41,T42] | COOKSTOWN |  | 53.287 | -6.3454
MV/LV Substation MU***621 |  | 20 kV | _ | LV | 50 kVA :Pole Substation | 0.05 | --> | 0.05 | 0 | 0 | Constrained,otherwise capacity available =43kVA. | --> | 0.0475 | 0 | 0.004446 | 0.051052 | 0 |  | --> | E15 ex DINGLE | Dingle [T421,T422] | OUGHTRAGH |  | 52.1403 | -10.318
MV/LV Substation MU***621X |  | 20 kV | _ | LV | 100 kVA :Pole Substation | 0.1 | --> | 0.1 | 0.1 | 6 |  | --> | 0.095 | 0 | 0 | 0 | 0 | Constrained,otherwise capacity available =100kW. | --> | C14 ex ARDGEEHA | Ardgeeha [T41,T42] | DOON |  | 52.4612 | -7.6699
MV/LV Substation MU***621Y |  | 10 kV | _ | LV | 400 kVA :Building Structure | 0.4 | --> | 0.4 | 0.209 | 2.9 |  | --> | 0.38 | 0 | 0.023712 | 0.428 | 0 |  | --> | C11 ex ABBEYLAND | Abbeyland [T41,T42] | NAVAN |  | 53.6457 | -6.7046
MV/LV Substation MU***625X |  | 10 kV | _ | LV | 50 kVA :Pole Substation | 0.05 | --> | 0.05 | 0.05 | 7.9 |  | --> | 0.0475 | 0 | 0 | 0.05 | 0 |  | --> | C17 ex DUNMANWAY | Dunmanway [T422,T43] | DUNMANWAY |  | 51.7372 | -9.0687
MV/LV Substation MU***628 |  | 10 kV | _ | LV | 200 kVA :Pole Substation | 0.2 | --> | 0.2 | 0.195 | 0.9 |  | --> | 0.19 | 0 | 0 | 0.20076 | 0 |  | --> | C13 ex WOODFORD | Woodford [T41,T42] | KNOCKEARAGH |  | 52.0258 | -9.489
MV/LV Substation MU***642Z |  | 10 kV | _ | LV | 400 kVA :Kiosk Substation | 0.4 | --> | 0.4 | 0 | 0 | Constrained,otherwise capacity available =280kVA. | --> | 0.38 | 0 | 0.034827 | 0.41782 | 0 |  | --> | C22 ex BALLINCOLLIG | Ballincollig [T41,T42] | KILBARRY |  | 51.8857 | -8.5952
MV/LV Substation MU***650X |  | 20 kV | _ | LV | 100 kVA :Pole Substation | 0.1 | --> | 0.1 | 0.099 | 1.5 |  | --> | 0.095 | 0 | 0 | 0.10015 | 0 |  | --> | E18 ex ACHILL | Achill [T422] | CARROWBEG |  | 53.9057 | -9.7445
MV/LV Substation MU***650Z |  | 20 kV | _ | LV | 50 kVA :Pole Substation | 0.05 | --> | 0.05 | 0.049 | 0.4 |  | --> | 0.0475 | 0 | 0 | 0.050152 | 0 |  | --> | E19 ex TULLOW | Tullow [T421,T422] | CARLOW |  | 52.7943 | -6.5323
MV/LV Substation MU***659 |  | 20 kV | _ | LV | 400 kVA :Building Structure | 0.4 | --> | 0.4 | 0 | 0 | Constrained,otherwise capacity available =363kVA. | --> | 0.38 | 0 | 0 | 0.40558 | 0 |  | --> | C18 ex DEERPARK | Deerpark [T41,T42] | BALLYDINE |  | 52.4989 | -7.5082
MV/LV Substation MU***660X |  | 20 kV | _ | LV | 100 kVA :Pole Substation | 0.1 | --> | 0.1 | 0 | 0 | Constrained,otherwise capacity available =75kVA. | --> | 0.095 | 0 | 0 | 0.10373 | 0 |  | --> | E21 ex ASHBOURNE | Ashbourne [T421,T422] | FINGLAS |  | 53.5214 | -6.2862
MV/LV Substation MU***661 |  | 10 kV | _ | LV | 100 kVA :Pole Substation | 0.1 | --> | 0.1 | 0.036 | 0 |  | --> | 0.095 | 0 | 0.005928 | 0.10927 | 0 |  | --> | C18 ex CALLAN | Callan [T41,T42] | KILKENNY |  | 52.5114 | -7.5047
MV/LV Substation MU***673Z |  | 10 kV | _ | LV | 400 kVA :Building Structure | 0.4 | --> | 0.4 | 0 | 0 | Constrained,otherwise capacity available =218kVA. | --> | 0.38 | 0 | 0.11856 | 0.4 | 0 |  | --> | C14 ex ATHGARVAN | Athgarvan [T41,T44] | NEWBRIDGE |  | 53.1776 | -6.7779
MV/LV Substation MU***675 |  | 20 kV | _ | LV | 50 kVA :Pole Substation | 0.05 | --> | 0.05 | 0.048 | 6.5 |  | --> | 0.0475 | 0 | 0 | 0.050303 | 0 |  | --> | C16 ex OUGHTERARD | Oughterard [T41,T42] | SCREEB |  | 53.4078 | -9.2801
MV/LV Substation MU***675Y |  | 10 kV | _ | LV | 400 kVA :Kiosk Substation | 0.4 | --> | 0.4 | 0.391 | 1.7 |  | --> | 0.38 | 0 | 0 | 0.40136 | 0 |  | --> | C20 ex ATHY | Athy [T101,T102] | ATHY |  | 52.9945 | -6.9924
MV/LV Substation MU***683 |  | 20 kV | _ | LV | 100 kVA :Pole Substation | 0.1 | --> | 0.1 | 0.057 | 2 |  | --> | 0.095 | 0 | 0.008151 | 0 | 0 | Constrained,otherwise capacity available =106.3kW. | --> | E17 ex BALLYMACARRY | Ballymacarry [T421] | TRILLICK |  | 55.1014 | -7.4713
MV/LV Substation MU***683 |  | 10 kV | _ | LV | 50 kVA :Pole Substation | 0.05 | --> | 0.05 | 0.045 | 0.7 |  | --> | 0.0475 | 0 | 0 | 0.050753 | 0 |  | --> | C24 ex MULLAGH | Mullagh [T44] | MEATH HILL |  | 53.8171 | -6.9733
MV/LV Substation MU***685 |  | 10 kV | _ | LV | 630 kVA :Building Structure | 0.63 | --> | 0.63 | 0.5 | 3 |  | --> | 0.5985 | 0 | 0 | 0.5 | 0 |  | --> | C31 ex INCHICORE CENTRAL | Inchicore Central [T43,T45] | INCHICORE 220KV |  | 53.3284 | -6.3335
MV/LV Substation MU***686X |  | 10 kV | _ | LV | 50 kVA :Pole Substation | 0.05 | --> | 0.05 | 0 | 0 | Constrained,otherwise capacity available =36kVA. | --> | 0.0475 | 0 | 0 | 0.052083 | 0 |  | --> | C14 ex BALLYHALE | Ballyhale [T42,T421] | KILKENNY |  | 52.3713 | -7.1719
MV/LV Substation MU***687X |  | 10 kV | _ | LV | 100 kVA :Pole Substation | 0.1 | --> | 0.1 | 0.048 | 0.7 |  | --> | 0.095 | 0 | 0 | 0.1076 | 0 |  | --> | C24 ex MULLAGH | Mullagh [T44] | MEATH HILL |  | 53.8068 | -6.9667
MV/LV Substation MU***689X |  | 10 kV | _ | LV | 200 kVA :Building Structure | 0.2 | --> | 0.2 | 0 | 0 | Constrained,otherwise capacity available =200kVA. | --> | 0.19 | 0 | 0 | 0.2 | 0 |  | --> | E16 ex GARRANACANTY | Garranacanty [T421,T422] | TIPPERARY |  | 52.4712 | -8.1529
MV/LV Substation MU***690X |  | 20 kV | _ | LV | 400 kVA :Kiosk Substation | 0.4 | --> | 0.4 | 0.4 | 2.9 |  | --> | 0.38 | 0 | 0 | 0 | 0 | Constrained,otherwise capacity available =400kW. | --> | E19 ex TELAYDON | Telaydon [T42,T421] | LISDRUM |  | 54.3048 | -6.919
MV/LV Substation MU***691 |  | 10 kV | _ | LV | 50 kVA :Pole Substation | 0.05 | --> | 0.05 | 0 | 0 | Constrained,otherwise capacity available =24kVA. | --> | 0.0475 | 0 | 0 | 0.0538 | 0 |  | --> | C14 ex BALLYHALE | Ballyhale [T42,T421] | KILKENNY |  | 52.3676 | -7.1722
MV/LV Substation MU***695 |  | 10 kV | _ | LV | 400 kVA :Building Structure | 0.4 | --> | 0.4 | 0.36 | 0.4 |  | --> | 0.38 | 0 | 0 | 0.40603 | 0 |  | --> | C12 ex CARRAROE | Carraroe [T42] | SCREEB |  | 53.2921 | -9.551
MV/LV Substation MU***697X |  | 20 kV | _ | LV | 50 kVA :Pole Substation | 0.05 | --> | 0.05 | 0.041 | 2.7 |  | --> | 0.0475 | 0 | 0 | 0.051348 | 0 |  | --> | E12 ex OLDCASTLE | Oldcastle [T41,T422] | MULLINGAR |  | 53.7375 | -7.1501
MV/LV Substation MU***698X |  | 20 kV | _ | LV | 50 kVA :Pole Substation | 0.05 | --> | 0.05 | 0 | 0 | Constrained,otherwise capacity available =45kVA. | --> | 0.0475 | 0 | 0 | 0.050753 | 0 |  | --> | C16 ex TULLA | Tulla [T41,T42] | ENNIS |  | 52.7899 | -8.6171
MV/LV Substation MU***700 |  | 20 kV | _ | LV | 50 kVA :Pole Substation | 0.05 | --> | 0.05 | 0 | 0 | Constrained,otherwise capacity available =49kVA. | --> | 0.0475 | 0 | 0 | 0 | 0 | Constrained,otherwise capacity available =50.2kW. | --> | E12 ex CARNDONAGH | Carndonagh [T421,T422] | TRILLICK |  | 55.2805 | -7.3271
MV/LV Substation MU***704 |  | 20 kV | _ | LV | 50 kVA :Pole Substation | 0.05 | --> | 0.05 | 0 | 0 | Constrained,otherwise capacity available =48kVA. | --> | 0.0475 | 0 | 0 | 0.050303 | 0 |  | --> | E12 ex MILLTOWN (SR) | Milltown (sr) [T421,T422] | OUGHTRAGH |  | 52.0861 | -9.8337
MV/LV Substation MU***708X |  | 20 kV | _ | LV | 630 kVA :Building Structure | 0.63 | --> | 0.63 | 0.5 | 1.5 |  | --> | 0.5985 | 0 | 0 | 0.5 | 0 |  | --> | E18 ex ACHILL | Achill [T422] | CARROWBEG |  | 53.9062 | -9.7839
MV/LV Substation MU***712X |  | 20 kV | _ | LV | 100 kVA :Pole Substation | 0.1 | --> | 0.1 | 0.089 | 3.5 |  | --> | 0.095 | 0 | 0 | 0.10166 | 0 |  | --> | E16 ex BUSH | Bush [T421,T422] | DUNDALK |  | 54.0153 | -6.1413
MV/LV Substation MU***716 |  | 20 kV | _ | LV | 50 kVA :Pole Substation | 0.05 | --> | 0.05 | 0 | 0 | Constrained,otherwise capacity available =49kVA. | --> | 0.0475 | 0 | 0.00741 | 0.050152 | 0 |  | --> | C16 ex MOATE | Moate [T41,T42] | ATHLONE |  | 53.4682 | -7.6781
MV/LV Substation MU***718 |  | 10 kV | _ | LV | 25 kVA :Pole Substation | 0.025 | --> | 0.025 | 0.025 | 2.1 |  | --> | 0.02375 | 0 | 0 | 0 | 0 | Constrained,otherwise capacity available =25kW. | --> | C11 ex NEWTOWNCUNNINGHAM | Newtowncunningham [T41,T42] | LETTERKENNY |  | 54.9497 | -7.4192
MV/LV Substation MU***719X |  | 10 kV | _ | LV | 50 kVA :Pole Substation | 0.05 | --> | 0.05 | 0 | 0 | Constrained,otherwise capacity available =24kVA. | --> | 0.0475 | 0 | 0.003705 | 0.0538 | 0 |  | --> | C12 ex KANTURK | Kanturk [T41,T42] | GLENLARA |  | 52.1739 | -8.9144
MV/LV Substation MU***722X |  | 10 kV | _ | LV | 100 kVA :Pole Substation | 0.1 | --> | 0.1 | 0.072 | 2.9 |  | --> | 0.095 | 0 | 0.013338 | 0 | 0 | Constrained,otherwise capacity available =104.2kW. | --> | C12 ex TELAYDON | Telaydon [T42,T421] | LISDRUM |  | 54.2594 | -6.9753
MV/LV Substation MU***726Y |  | 20 kV | _ | LV | 100 kVA :Pole Substation | 0.1 | --> | 0.1 | 0.089 | 1.4 |  | --> | 0.095 | 0 | 0 | 0.10166 | 0 |  | --> | E20 ex KILLINICK | Killinick [T421,T422] | WEXFORD |  | 52.2464 | -6.5499
MV/LV Substation MU***729X |  | 10 kV | _ | LV | 100 kVA :Pole Substation | 0.1 | --> | 0.1 | 0 | 0 | Constrained,otherwise capacity available =99kVA. | --> | 0.095 | 0 | 0 | 0 | 0 | Constrained,otherwise capacity available =100.2kW. | --> | C19 ex MILFORD (NR) | Milford (nr) [T41,T42] | LETTERKENNY |  | 55.0236 | -7.6408
MV/LV Substation MU***730Y |  | 10 kV | _ | LV | 630 kVA :Kiosk Substation | 0.63 | --> | 0.63 | 0 | 0 | Constrained,otherwise capacity available =500kVA. | --> | 0.5985 | 0 | 0 | 0.5 | 0 |  | --> | C15 ex DERRYCRAMPH | Derrycramph [T41,T42] | SHANKILL |  | 53.9895 | -7.3594
MV/LV Substation MU***733Y |  | 10 kV | _ | LV | 200 kVA :Kiosk Substation | 0.2 | --> | 0.2 | 0.13 | 3.9 |  | --> | 0.19 | 0 | 0 | 0.21036 | 0 |  | --> | C12 ex MARSHES | Marshes [T41,T42] | DUNDALK |  | 53.9921 | -6.3859
MV/LV Substation MU***734Y |  | 20 kV | _ | LV | 50 kVA :Pole Substation | 0.05 | --> | 0.05 | 0.043 | 1.4 |  | --> | 0.0475 | 0 | 0 | 0.051052 | 0 |  | --> | E20 ex KILLINICK | Killinick [T421,T422] | WEXFORD |  | 52.2418 | -6.5464
MV/LV Substation MU***735Y |  | 10 kV | _ | LV | 50 kVA :Pole Substation | 0.05 | --> | 0.05 | 0 | 0 | Constrained,otherwise capacity available =49kVA. | --> | 0.0475 | 0 | 0 | 0.050152 | 0 |  | --> | C14 ex DRYBRIDGE | Drybridge [T41,T42] | DRYBRIDGE |  | 53.7672 | -6.424
MV/LV Substation MU***743 |  | 10 kV | _ | LV | 50 kVA :Pole Substation | 0.05 | --> | 0.05 | 0 | 0 | Constrained,otherwise capacity available =38kVA. | --> | 0.0475 | 0 | 0.008151 | 0.05179 | 0 |  | --> | C15 ex STICKILLEN | Stickillen [T41,T42] | DRYBRIDGE |  | 53.8422 | -6.5402
MV/LV Substation MU***754X |  | 20 kV | _ | LV | 100 kVA :Pole Substation | 0.1 | --> | 0.1 | 0.1 | 1.5 |  | --> | 0.095 | 0 | 0 | 0.1 | 0 |  | --> | E18 ex ACHILL | Achill [T422] | CARROWBEG |  | 53.9049 | -9.766
MV/LV Substation MU***755Y |  | 10 kV | _ | LV | 630 kVA :Building Structure | 0.63 | --> | 0.63 | 0.472 | 10.9 |  | --> | 0.5985 | 0 | 0 | 0.5 | 0 |  | --> | C19 ex MULLINGAR | Mullingar [T101,T102] | MULLINGAR |  | 53.5279 | -7.3407
MV/LV Substation MU***758 |  | 10 kV | _ | LV | 400 kVA :Building Structure | 0.4 | --> | 0.4 | 0.4 | 2.3 |  | --> | 0.38 | 0 | 0 | 0.4 | 0 |  | --> | C21 ex BALLYRICKARD | Ballyrickard [T41,T42] | TRALEE |  | 52.2637 | -9.7142
MV/LV Substation MU***762 |  | 10 kV | _ | LV | 100 kVA :Pole Substation | 0.1 | --> | 0.1 | 0 | 0 | Constrained,otherwise capacity available =89kVA. | --> | 0.095 | 0 | 0 | 0.10166 | 0 |  | --> | C11 ex CASTLECOMER | Castlecomer [T41,T42] | BALLYRAGGET |  | 52.7568 | -7.1937
MV/LV Substation MU***763 |  | 20 kV | _ | LV | 100 kVA :Pole Substation | 0.1 | --> | 0.1 | 0.06 | 8.1 |  | --> | 0.095 | 0 | 0 | 0 | 0 | Constrained,otherwise capacity available =105.9kW. | --> | E11 ex WESTPORT | Westport [T421,T422] | CASTLEBAR |  | 53.7778 | -9.6315
MV/LV Substation MU***763X |  | 20 kV | _ | LV | 50 kVA :Pole Substation | 0.05 | --> | 0.05 | 0 | 0 | Constrained,otherwise capacity available =44kVA. | --> | 0.0475 | 0 | 0 | 0.050903 | 0 |  | --> | C24 ex MACETOWN | Macetown [T101,T102] | MACETOWN |  | 53.4791 | -6.394
MV/LV Substation MU***766 |  | 10 kV | _ | LV | 50 kVA :Pole Substation | 0.05 | --> | 0.05 | 0.035 | 4.2 |  | --> | 0.0475 | 0 | 0 | 0.052228 | 0 |  | --> | C13 ex ERRIGAL | Errigal [T41,T422] | SHANKILL |  | 54.0567 | -7.193
MV/LV Substation MU***767X |  | 20 kV | _ | LV | 400 kVA :Kiosk Substation | 0.4 | --> | 0.4 | 0.4 | 2.9 |  | --> | 0.38 | 0 | 0 | 0 | 0 | Constrained,otherwise capacity available =400kW. | --> | E13 ex TELAYDON | Telaydon [T42,T421] | LISDRUM |  | 54.2425 | -7.135
MV/LV Substation MU***768 |  | 10 kV | _ | LV | 50 kVA :Pole Substation | 0.05 | --> | 0.05 | 0.04 | 2.1 |  | --> | 0.0475 | 0 | 0 | 0 | 0 | Constrained,otherwise capacity available =51.5kW. | --> | C16 ex NEWTOWNCUNNINGHAM | Newtowncunningham [T41,T42] | LETTERKENNY |  | 54.9731 | -7.5845
MV/LV Substation MU***771X |  | 10 kV | _ | LV | 630 kVA :Kiosk Substation | 0.63 | --> | 0.63 | 0.5 | 3.9 |  | --> | 0.5985 | 0 | 0 | 0.5 | 0 |  | --> | C23 ex GALWAY 110KV | Galway 110kv [T102,T103] | GALWAY 110KV |  | 53.2896 | -9.0273
MV/LV Substation MU***781Y |  | 20 kV | _ | LV | 100 kVA :Pole Substation | 0.1 | --> | 0.1 | 0 | 0 | Constrained,otherwise capacity available =85kVA. | --> | 0.095 | 0 | 0 | 0.10225 | 0 |  | --> | E18 ex CLONMINCH | Clonminch [T41,T422] | THORNSBERRY |  | 53.2519 | -7.547
MV/LV Substation MU***785Y |  | 10 kV | _ | LV | 400 kVA :Kiosk Substation | 0.4 | --> | 0.4 | 0.322 | 3.9 |  | --> | 0.38 | 0 | 0 | 0.41167 | 0 |  | --> | C12 ex MARSHES | Marshes [T41,T42] | DUNDALK |  | 53.9844 | -6.4
MV/LV Substation MU***792Y |  | 10 kV | _ | LV | 400 kVA :Building Structure | 0.4 | --> | 0.4 | 0.293 | 2.9 |  | --> | 0.38 | 0 | 0.00741 | 0.41593 | 0 |  | --> | C11 ex ABBEYLAND | Abbeyland [T41,T42] | NAVAN |  | 53.6437 | -6.7106
MV/LV Substation MU***801 |  | 20 kV | _ | LV | 200 kVA :Pole Substation | 0.2 | --> | 0.2 | 0.159 | 1.3 |  | --> | 0.19 | 0 | 0.003705 | 0.20613 | 0 |  | --> | C16 ex LOUGHANALLA | Loughanalla [T41,T42] | MULLINGAR |  | 53.6756 | -7.3039
MV/LV Substation MU***809 |  | 20 kV | _ | LV | 200 kVA :Kiosk Substation | 0.2 | --> | 0.2 | 0 | 0 | Constrained,otherwise capacity available =160kVA. | --> | 0.19 | 0 | 0.004446 | 0 | 0 | Constrained,otherwise capacity available =206kW. | --> | E17 ex BUNCRANA | Buncrana [T421,T422] | TRILLICK |  | 55.1316 | -7.439
MV/LV Substation MU***809 |  | 20 kV | _ | LV | 100 kVA :Pole Substation | 0.1 | --> | 0.1 | 0 | 0 | Constrained,otherwise capacity available =77kVA. | --> | 0.095 | 0 | 0 | 0 | 0 | Constrained,otherwise capacity available =103.4kW. | --> | C13 ex DONEGAL | Donegal [T41,T42] | CATHALEENS FALL |  | 54.6126 | -8.1584
MV/LV Substation MU***814 |  | 10 kV | _ | LV | 50 kVA :Pole Substation | 0.05 | --> | 0.05 | 0.037 | 1.6 |  | --> | 0.0475 | 0 | 0 | 0 | 0 | Constrained,otherwise capacity available =51.9kW. | --> | C13 ex DERRYBEG | Derrybeg [T41,T42] | ARDNAGAPPARY |  | 55.0281 | -8.3456
MV/LV Substation MU***818 |  | 10 kV | _ | LV | 400 kVA :Kiosk Substation | 0.4 | --> | 0.4 | 0.4 | 8.1 |  | --> | 0.38 | 0 | 0 | 0.4 | 0 |  | --> | C13 ex MILLTOWN (DR) | Milltown (dr) [T101,T102] | POOLBEG |  | 53.3216 | -6.2413
MV/LV Substation MU***818 |  | 10 kV | _ | LV | 100 kVA :Pole Substation | 0.1 | --> | 0.1 | 0 | 0 | Constrained,otherwise capacity available =82kVA. | --> | 0.095 | 0 | 0 | 0.1027 | 0 |  | --> | C12 ex AGHAMORE | Aghamore [T41,T42] | LANESBORO |  | 53.6728 | -7.9792
MV/LV Substation MU***818 |  | 20 kV | _ | LV | 50 kVA :Pole Substation | 0.05 | --> | 0.05 | 0 | 0 | Constrained,otherwise capacity available =50kVA. | --> | 0.0475 | 0 | 0 | 0.05 | 0 |  | --> | E19 ex DALTON | Dalton [T421,T422] | DALTON |  | 53.6712 | -9.1097
MV/LV Substation MU***819X |  | 20 kV | _ | LV | 100 kVA :Pole Substation | 0.1 | --> | 0.1 | 0 | 0 | Constrained,otherwise capacity available =58kVA. | --> | 0.095 | 0 | 0 | 0.10618 | 0 |  | --> | C17 ex CLONES | Clones [T41,T42] | SHANKILL |  | 54.1993 | -7.179
MV/LV Substation MU***821X |  | 10 kV | _ | LV | 1000 kVA :Building Structure | 1 | --> | 1 | 0.5 | 20.8 |  | --> | 0.95 | 0 | 0 | 0.5 | 0 |  | --> | C26 ex HEUSTON SQUARE | Heuston Square [T101,T102] | INCHICORE 220KV |  | 53.3443 | -6.2778
MV/LV Substation MU***827 |  | 10 kV | _ | LV | 100 kVA :Pole Substation | 0.1 | --> | 0.1 | 0.095 | 1.6 |  | --> | 0.095 | 0 | 0 | 0 | 0 | Constrained,otherwise capacity available =100.8kW. | --> | C18 ex BUNDORAN | Bundoran [T41,T42] | CATHALEENS FALL |  | 54.4589 | -8.2594
MV/LV Substation MU***831Z |  | 10 kV | _ | LV | 50 kVA :Pole Substation | 0.05 | --> | 0.05 | 0.026 | 1.3 |  | --> | 0.0475 | 0 | 0 | 0.053518 | 0 |  | --> | C17 ex LOUGHANALLA | Loughanalla [T41,T42] | MULLINGAR |  | 53.6863 | -7.3382
MV/LV Substation MU***840X |  | 10 kV | _ | LV | 400 kVA :Kiosk Substation | 0.4 | --> | 0.4 | 0.369 | 2.2 |  | --> | 0.38 | 0 | 0.003705 | 0.40468 | 0 |  | --> | C19 ex CASTLETOWNROCHE | Castletownroche [T41] | MALLOW |  | 52.1703 | -8.4663
MV/LV Substation MU***843 |  | 10 kV | _ | LV | 100 kVA :Pole Substation | 0.1 | --> | 0.1 | 0.084 | 3.3 |  | --> | 0.095 | 0 | 0.00741 | 0 | 0 | Constrained,otherwise capacity available =102.4kW. | --> | C20 ex ENNISKEANE | Enniskeane [T41,T42] | BANDON |  | 51.742 | -8.8886
MV/LV Substation MU***848 |  | 10 kV | _ | LV | 100 kVA :Pole Substation | 0.1 | --> | 0.1 | 0 | 0 | Constrained,otherwise capacity available =83kVA. | --> | 0.095 | 0 | 0 | 0.10255 | 0 |  | --> | C11 ex CASTLECOMER | Castlecomer [T41,T42] | BALLYRAGGET |  | 52.7476 | -7.1755
MV/LV Substation MU***848 |  | 20 kV | _ | LV | 400 kVA :Building Structure | 0.4 | --> | 0.4 | 0.391 | 1.6 |  | --> | 0.38 | 0 | 0 | 0.40136 | 0 |  | --> | E11 ex CARRIGALLEN | Carrigallen [T421] | CARRICK ON SHANNON |  | 54.0365 | -7.6853
MV/LV Substation MU***853 |  | 10 kV | _ | LV | 200 kVA :Kiosk Substation | 0.2 | --> | 0.2 | 0.138 | 0.7 |  | --> | 0.19 | 0 | 0.003705 | 0.2092 | 0 |  | --> | C24 ex MULLAGH | Mullagh [T44] | MEATH HILL |  | 53.8102 | -6.9528
MV/LV Substation MU***854X |  | 20 kV | _ | LV | 100 kVA :Pole Substation | 0.1 | --> | 0.1 | 0 | 0 | Constrained,otherwise capacity available =73kVA. | --> | 0.095 | 0 | 0 | 0.10402 | 0 |  | --> | C17 ex CLONES | Clones [T41,T42] | SHANKILL |  | 54.2215 | -7.1014
MV/LV Substation MU***860Z |  | 20 kV | _ | LV | 50 kVA :Pole Substation | 0.05 | --> | 0.05 | 0 | 0 | Constrained,otherwise capacity available =49kVA. | --> | 0.0475 | 0 | 0 | 0.050152 | 0 |  | --> | C23 ex TUAM NORTH | Tuam North [T41,T42] | CLOON |  | 53.6005 | -8.7686
MV/LV Substation MU***865X |  | 20 kV | _ | LV | 50 kVA :Pole Substation | 0.05 | --> | 0.05 | 0 | 0 | Constrained,otherwise capacity available =50kVA. | --> | 0.0475 | 0 | 0 | 0.05 | 0 |  | --> | E17 ex MANORHAMILTON | Manorhamilton [T422] | SLIGO |  | 54.2316 | -8.324
MV/LV Substation MU***866X |  | 10 kV | _ | LV | 100 kVA :Pole Substation | 0.1 | --> | 0.1 | 0 | 0 | Constrained,otherwise capacity available =100kVA. | --> | 0.095 | 0 | 0 | 0.1 | 0 |  | --> | C18 ex GORT | Gort [T41,T42] | ENNIS |  | 52.9845 | -8.8944
MV/LV Substation MU***875 |  | 20 kV | _ | LV | 200 kVA :Pole Substation | 0.2 | --> | 0.2 | 0 | 0 | Constrained,otherwise capacity available =189kVA. | --> | 0.19 | 0 | 0 | 0.20166 | 0 |  | --> | E21 ex ASHBOURNE | Ashbourne [T421,T422] | FINGLAS |  | 53.5271 | -6.2847
MV/LV Substation MU***876X |  | 20 kV | _ | LV | 100 kVA :Pole Substation | 0.1 | --> | 0.1 | 0.067 | 16.1 |  | --> | 0.095 | 0 | 0 | 0.10489 | 0 |  | --> | E20 ex WEXFORD | Wexford [T121,T122] | WEXFORD |  | 52.2869 | -6.524
MV/LV Substation MU***880 |  | 20 kV | _ | LV | 50 kVA :Pole Substation | 0.05 | --> | 0.05 | 0.041 | 8.2 |  | --> | 0.0475 | 0 | 0 | 0.051348 | 0 |  | --> | C17 ex MOUNT MISERY | Mount Misery [T41,T42] | WATERFORD |  | 52.3443 | -7.0496
MV/LV Substation MU***881X |  | 10 kV | _ | LV | 200 kVA :Pole Substation | 0.2 | --> | 0.2 | 0.036794 | 0 | Constrained,otherwise capacity available =156kVA. | --> | 0.19 | 0 | 0 | 0.20657 | 0 |  | --> | C18 ex CALLAN | Callan [T41,T42] | KILKENNY |  | 52.5133 | -7.501
MV/LV Substation MU***882X |  | 20 kV | _ | LV | 50 kVA :Pole Substation | 0.05 | --> | 0.05 | 0 | 0 | Constrained,otherwise capacity available =30kVA. | --> | 0.0475 | 0 | 0.002223 | 0.052949 | 0 |  | --> | C18 ex DEERPARK | Deerpark [T41,T42] | BALLYDINE |  | 52.5103 | -7.5066
MV/LV Substation MU***882X |  | 20 kV | _ | LV | 50 kVA :Pole Substation | 0.05 | --> | 0.05 | 0 | 0 | Constrained,otherwise capacity available =48kVA. | --> | 0.0475 | 0 | 0 | 0.050303 | 0 |  | --> | C24 ex MACETOWN | Macetown [T101,T102] | MACETOWN |  | 53.4725 | -6.4522
MV/LV Substation MU***883 |  | 10 kV | _ | LV | 50 kVA :Pole Substation | 0.05 | --> | 0.05 | 0 | 0 | Constrained,otherwise capacity available =50kVA. | --> | 0.0475 | 0 | 0 | 0 | 0 | Constrained,otherwise capacity available =50kW. | --> | E12 ex KILLYBEGS | Killybegs [T422] | BINBANE |  | 54.6787 | -8.3879
MV/LV Substation MU***885 |  | 10 kV | _ | LV | 100 kVA :Pole Substation | 0.1 | --> | 0.1 | 0.098 | 3.3 |  | --> | 0.095 | 0 | 0 | 0 | 0 | Constrained,otherwise capacity available =100.3kW. | --> | C20 ex ENNISKEANE | Enniskeane [T41,T42] | BANDON |  | 51.7388 | -8.8931
MV/LV Substation MU***889Z |  | 20 kV | _ | LV | 50 kVA :Pole Substation | 0.05 | --> | 0.05 | 0 | 0 | Constrained,otherwise capacity available =50kVA. | --> | 0.0475 | 0 | 0 | 0 | 0 | Constrained,otherwise capacity available =50kW. | --> | E13 ex BLESSINGTON | Blessington [T421,T422] | KILTEEL |  | 53.1505 | -6.632
MV/LV Substation MU***900 |  | 10 kV | _ | LV | 50 kVA :Pole Substation | 0.05 | --> | 0.05 | 0.036794 | 0 | Constrained,otherwise capacity available =46kVA. | --> | 0.0475 | 0 | 0 | 0.050604 | 0 |  | --> | C11 ex CALLAN | Callan [T41,T42] | KILKENNY |  | 52.5979 | -7.3682
MV/LV Substation MU***900X |  | 10 kV | _ | LV | 200 kVA :Pole Substation | 0.2 | --> | 0.2 | 0 | 0 | Constrained,otherwise capacity available =199kVA. | --> | 0.19 | 0 | 0 | 0.20015 | 0 |  | --> | C17 ex CARRIGALINE | Carrigaline [T41,T42] | BARNAHELY |  | 51.8252 | -8.3715
MV/LV Substation MU***905X |  | 10 kV | _ | LV | 50 kVA :Pole Substation | 0.05 | --> | 0.05 | 0 | 0 | Constrained,otherwise capacity available =48kVA. | --> | 0.0475 | 0 | 0 | 0.050303 | 0 |  | --> | C15 ex LITTLE MILLS | Little Mills [T41] | DUNDALK |  | 53.9779 | -6.4009
MV/LV Substation MU***907X |  | 20 kV | _ | LV | 50 kVA :Pole Substation | 0.05 | --> | 0.05 | 0 | 0 | Constrained,otherwise capacity available =50kVA. | --> | 0.0475 | 0 | 0 | 0.05 | 0 |  | --> | C18 ex DEERPARK | Deerpark [T41,T42] | BALLYDINE |  | 52.5005 | -7.5038
MV/LV Substation MU***908X |  | 20 kV | _ | LV | 50 kVA :Pole Substation | 0.05 | --> | 0.05 | 0.041 | 3.5 |  | --> | 0.0475 | 0 | 0 | 0.051348 | 0 |  | --> | E16 ex BUSH | Bush [T421,T422] | DUNDALK |  | 54.0187 | -6.1296
MV/LV Substation MU***911 |  | 20 kV | _ | LV | 50 kVA :Pole Substation | 0.05 | --> | 0.05 | 0 | 0 | Constrained,otherwise capacity available =41kVA. | --> | 0.0475 | 0 | 0 | 0.051348 | 0 |  | --> | E16 ex GURRANEBANE | Gurranebane [T421,T422] | OUGHTRAGH |  | 51.8438 | -10.1889
MV/LV Substation MU***912 |  | 10 kV | _ | LV | 50 kVA :Pole Substation | 0.05 | --> | 0.05 | 0.049 | 1.4 |  | --> | 0.0475 | 0 | 0 | 0.050152 | 0 |  | --> | C15 ex CROSSMOLINA | Crossmolina [T41,T42] | MOY |  | 54.1021 | -9.3082
MV/LV Substation MU***920X |  | 20 kV | _ | LV | 50 kVA :Pole Substation | 0.05 | --> | 0.05 | 0 | 0 | Constrained,otherwise capacity available =49kVA. | --> | 0.0475 | 0 | 0.003705 | 0.050152 | 0 |  | --> | C17 ex CLONES | Clones [T41,T42] | SHANKILL |  | 54.22 | -7.0626
MV/LV Substation MU***921Y |  | 20 kV | _ | LV | 100 kVA :Pole Substation | 0.1 | --> | 0.1 | 0 | 0 | Constrained,otherwise capacity available =96kVA. | --> | 0.095 | 0 | 0 | 0.10061 | 0 |  | --> | E16 ex FINEA | Finea [T421,T422] | SHANKILL |  | 53.8357 | -7.4391
MV/LV Substation MU***923Y |  | 20 kV | _ | LV | 50 kVA :Pole Substation | 0.05 | --> | 0.05 | 0 | 0 | Constrained,otherwise capacity available =48kVA. | --> | 0.0475 | 0 | 0 | 0 | 0 | Constrained,otherwise capacity available =50.3kW. | --> | E14 ex EMYVALE | Emyvale [T422] | LISDRUM |  | 54.3135 | -6.9535
MV/LV Substation MU***925X |  | 10 kV | _ | LV | 200 kVA :Pole Substation | 0.2 | --> | 0.2 | 0 | 0 | Constrained,otherwise capacity available =200kVA. | --> | 0.19 | 0 | 0.003705 | 0.2 | 0 |  | --> | C12 ex AGHAMORE | Aghamore [T41,T42] | LANESBORO |  | 53.6791 | -8.0018
MV/LV Substation MU***927Y |  | 10 kV | _ | LV | 50 kVA :Pole Substation | 0.05 | --> | 0.05 | 0 | 0 | Constrained,otherwise capacity available =27kVA. | --> | 0.0475 | 0 | 0 | 0.053377 | 0 |  | --> | E17 ex ACADEMY STREET | Academy Street [T421,T422,T44] | NAVAN |  | 53.6106 | -6.789
MV/LV Substation MU***929X |  | 20 kV | _ | LV | 50 kVA :Pole Substation | 0.05 | --> | 0.05 | 0.05 | 3.5 |  | --> | 0.0475 | 0 | 0 | 0.05 | 0 |  | --> | E16 ex BUSH | Bush [T421,T422] | DUNDALK |  | 54.0079 | -6.1464
MV/LV Substation MU***933X |  | 10 kV | _ | LV | 50 kVA :Pole Substation | 0.05 | --> | 0.05 | 0 | 0 | Constrained,otherwise capacity available =40kVA. | --> | 0.0475 | 0 | 0 | 0.051496 | 0 |  | --> | C21 ex CARRICKMACROSS | Carrickmacross [T41,T42] | MEATH HILL |  | 53.9728 | -6.7239
MV/LV Substation MU***943X |  | 20 kV | _ | LV | 50 kVA :Pole Substation | 0.05 | --> | 0.05 | 0.026 | 3.5 |  | --> | 0.0475 | 0 | 0.02964 | 0 | 0 | Constrained,otherwise capacity available =53.5kW. | --> | E14 ex DUNFIRTH | Dunfirth [T122] | DUNFIRTH |  | 53.3778 | -6.8329
MV/LV Substation MU***945 |  | 10 kV | _ | LV | 25 kVA :Pole Substation | 0.025 | --> | 0.025 | 0 | 0 | Constrained,otherwise capacity available =25kVA. | --> | 0.02375 | 0 | 0 | 0.025 | 0 |  | --> | C16 ex BALLAGHADERREEN | Ballaghaderreen [T41,T42] | TONROE |  | 53.9112 | -8.6173
MV/LV Substation MU***947X |  | 10 kV | _ | LV | 50 kVA :Pole Substation | 0.05 | --> | 0.05 | 0 | 0 | Constrained,otherwise capacity available =46kVA. | --> | 0.0475 | 0 | 0 | 0.050604 | 0 |  | --> | C11 ex CASTLECOMER | Castlecomer [T41,T42] | BALLYRAGGET |  | 52.7561 | -7.175
MV/LV Substation MU***955X |  | 20 kV | _ | LV | 100 kVA :Pole Substation | 0.1 | --> | 0.1 | 0 | 0 | Constrained,otherwise capacity available =95kVA. | --> | 0.095 | 0 | 0 | 0.10076 | 0 |  | --> | C20 ex ROSCOMMON | Roscommon [T41,T42] | LANESBORO |  | 53.6625 | -8.1992
MV/LV Substation MU***957X |  | 10 kV | _ | LV | 50 kVA :Pole Substation | 0.05 | --> | 0.05 | 0 | 0 | Constrained,otherwise capacity available =49kVA. | --> | 0.0475 | 0 | 0 | 0.050152 | 0 |  | --> | C20 ex RATHMULLAN | Rathmullan [T41,T42] | DRYBRIDGE |  | 53.6955 | -6.3969
MV/LV Substation MU***968X |  | 10 kV | _ | LV | 400 kVA :Kiosk Substation | 0.4 | --> | 0.4 | 0.209 | 9.5 |  | --> | 0.38 | 0 | 0.048165 | 0.428 | 0 |  | --> | C11 ex BANDON | Bandon [T101,T42] | BANDON |  | 51.745 | -8.7343
MV/LV Substation MU***969 |  | 20 kV | _ | LV | 50 kVA :Pole Substation | 0.05 | --> | 0.05 | 0 | 0 | Constrained,otherwise capacity available =50kVA. | --> | 0.0475 | 0 | 0.003705 | 0.05 | 0 |  | --> | C14 ex CARRICK ON SHANNON | Carrick On Shannon [T41,T42] | CARRICK ON SHANNON |  | 53.9753 | -8.0322
MV/LV Substation MU***971 |  | 10 kV | _ | LV | 100 kVA :Pole Substation | 0.1 | --> | 0.1 | 0.088 | 2.8 |  | --> | 0.095 | 0 | 0 | 0.10181 | 0 |  | --> | C17 ex CASTLEBLAYNEY | Castleblayney [T41,T42] | DUNDALK |  | 54.1245 | -6.7649
MV/LV Substation MU***972 |  | 10 kV | _ | LV | 50 kVA :Pole Substation | 0.05 | --> | 0.05 | 0.027 | 4.4 |  | --> | 0.0475 | 0 | 0 | 0.053377 | 0 |  | --> | C17 ex KINGSCOURT | Kingscourt [T41,T42] | MEATH HILL |  | 53.9235 | -6.7828
MV/LV Substation MU***973 |  | 10 kV | _ | LV | 50 kVA :Pole Substation | 0.05 | --> | 0.05 | 0 | 0 | Constrained,otherwise capacity available =33kVA. | --> | 0.0475 | 0 | 0.004446 | 0.052518 | 0 |  | --> | C18 ex BALLYBAILIE | Ballybailie [T41,T42] | DUNDALK |  | 53.9521 | -6.5376
MV/LV Substation MU***997X |  | 10 kV | _ | LV | 50 kVA :Pole Substation | 0.05 | --> | 0.05 | 0 | 0 | Constrained,otherwise capacity available =31kVA. | --> | 0.0475 | 0 | 0 | 0 | 0 | Constrained,otherwise capacity available =52.8kW. | --> | C13 ex DRUMBEAR | Drumbear [T41,T42] | LISDRUM |  | 54.245 | -6.9796
MV/LV Substation MU***998 |  | 10 kV | _ | LV | 400 kVA :Building Structure | 0.4 | --> | 0.4 | 0.289 | 14.3 |  | --> | 0.38 | 0 | 0.00741 | 0.41651 | 0 |  | --> | C22 ex KILLOTERAN | Killoteran [T101,T102] | KILLOTERAN |  | 52.242 | -7.1568
MV/LV Substation MV***045Z |  | 20 kV | _ | LV | 400 kVA :Kiosk Substation | 0.4 | --> | 0.4 | 0 | 0 | Constrained,otherwise capacity available =329kVA. | --> | 0.38 | 0 | 0.015561 | 0.41064 | 0 |  | --> | C21 ex TERMONFECKIN ROAD | Termonfeckin Road [T41,T42] | DRYBRIDGE |  | 53.7649 | -6.272
MV/LV Substation MV***4091 |  | 10 kV | _ | LV | 630 kVA :Building Structure | 0.63 | --> | 0.63 | 0.5 | 5.5 |  | --> | 0.5985 | 0 | 0 | 0 | 0 | Constrained,otherwise capacity available =500kW. | --> | C19 ex GORTLEE | Gortlee [T41,T42] | LETTERKENNY |  | 54.9653 | -7.7179
MV/LV Substation MV***4123 |  | 10 kV | _ | LV | 50 kVA :Pole Substation | 0.05 | --> | 0.05 | 0.049 | 4.4 |  | --> | 0.0475 | 0 | 0.005928 | 0.050152 | 0 |  | --> | E14 ex CRANE | Crane [T122] | CRANE |  | 52.5067 | -6.6441
MV/LV Substation MY***019Z |  | 20 kV | _ | LV | 50 kVA :Pole Substation | 0.05 | --> | 0.05 | 0 | 0 | Constrained,otherwise capacity available =40kVA. | --> | 0.0475 | 0 | 0 | 0.051496 | 0 |  | --> | C15 ex DELVIN | Delvin [T41,T42] | MULLINGAR |  | 53.532 | -7.1292
MV/LV Substation MY***067Y |  | 10 kV | _ | LV | 400 kVA :Kiosk Substation | 0.4 | --> | 0.4 | 0 | 0 | Constrained,otherwise capacity available =289kVA. | --> | 0.38 | 0 | 0.010374 | 0.41651 | 0 |  | --> | C17 ex SWORDS | Swords [T41,T42] | GLASMORE |  | 53.4648 | -6.2079
MV/LV Substation MY***131Y |  | 20 kV | _ | LV | 50 kVA :Pole Substation | 0.05 | --> | 0.05 | 0 | 0 | Constrained,otherwise capacity available =48kVA. | --> | 0.0475 | 0 | 0 | 0.050303 | 0 |  | --> | C15 ex DELVIN | Delvin [T41,T42] | MULLINGAR |  | 53.5348 | -7.1231
MV/LV Substation MY***132 |  | 10 kV | _ | LV | 100 kVA :Pole Substation | 0.1 | --> | 0.1 | 0.087 | 2.2 |  | --> | 0.095 | 0 | 0 | 0.10195 | 0 |  | --> | C19 ex CASTLETOWNROCHE | Castletownroche [T41] | MALLOW |  | 52.168 | -8.4695
MV/LV Substation MY***260 |  | 10 kV | _ | LV | 50 kVA :Pole Substation | 0.05 | --> | 0.05 | 0.049 | 11 |  | --> | 0.0475 | 0 | 0 | 0.050152 | 0 |  | --> | C14 ex CLOON | Cloon [T42,T421] | CLOON |  | 53.4348 | -8.8796
MV/LV Substation MY***325X |  | 10 kV | _ | LV | 100 kVA :Pole Substation | 0.1 | --> | 0.1 | 0 | 0 | Constrained,otherwise capacity available =90kVA. | --> | 0.095 | 0 | 0.004446 | 0.10151 | 0 |  | --> | C17 ex CARRIGALINE | Carrigaline [T41,T42] | BARNAHELY |  | 51.791 | -8.3066
MV/LV Substation MY***338 |  | 20 kV | _ | LV | 50 kVA :Pole Substation | 0.05 | --> | 0.05 | 0.042 | 4.4 |  | --> | 0.0475 | 0 | 0.011856 | 0.0512 | 0 |  | --> | E17 ex CRANE | Crane [T122] | CRANE |  | 52.5491 | -6.4707
MV/LV Substation MY***370Z |  | 10 kV | _ | LV | 200 kVA :Kiosk Substation | 0.2 | --> | 0.2 | 0 | 0 | Constrained,otherwise capacity available =102kVA. | --> | 0.19 | 0 | 0.042978 | 0.21436 | 0 |  | --> | C13 ex MALAHIDE | Malahide [T41,T42] | GLASMORE |  | 53.4334 | -6.1743
MV/LV Substation MY***4045 |  | 20 kV | _ | LV | 50 kVA :Pole Substation | 0.05 | --> | 0.05 | 0 | 0 | Constrained,otherwise capacity available =50kVA. | --> | 0.0475 | 0 | 0 | 0.05 | 0 |  | --> | E13 ex HEADFORD | Headford [T41,T42] | CLOON |  | 53.4981 | -9.0815
MV/LV Substation MY***420X |  | 10 kV | _ | LV | 50 kVA :Pole Substation | 0.05 | --> | 0.05 | 0 | 0 | Constrained,otherwise capacity available =29kVA. | --> | 0.0475 | 0 | 0.008151 | 0.053092 | 0 |  | --> | C18 ex NAAS | Naas [T41,T42] | KILTEEL |  | 53.174 | -6.6841
MV/LV Substation MY***424 |  | 10 kV | _ | LV | 50 kVA :Pole Substation | 0.05 | --> | 0.05 | 0 | 0 | Constrained,otherwise capacity available =41kVA. | --> | 0.0475 | 0 | 0 | 0.051348 | 0 |  | --> | C17 ex SKIBBEREEN | Skibbereen [T41,T42] | DUNMANWAY |  | 51.5676 | -9.1591
MV/LV Substation MY***426 |  | 10 kV | _ | LV | 50 kVA :Pole Substation | 0.05 | --> | 0.05 | 0 | 0 | Constrained,otherwise capacity available =48kVA. | --> | 0.0475 | 0 | 0 | 0.050303 | 0 |  | --> | C17 ex SKIBBEREEN | Skibbereen [T41,T42] | DUNMANWAY |  | 51.5609 | -9.1487
MV/LV Substation MY***568Y |  | 10 kV | _ | LV | 100 kVA :Pole Substation | 0.1 | --> | 0.1 | 0.088 | 11 |  | --> | 0.095 | 0 | 0.004446 | 0.10181 | 0 |  | --> | C14 ex CLOON | Cloon [T42,T421] | CLOON |  | 53.4408 | -8.8817
MV/LV Substation MY***602X |  | 20 kV | _ | LV | 100 kVA :Pole Substation | 0.1 | --> | 0.1 | 0.043 | 2.5 |  | --> | 0.095 | 0 | 0.002964 | 0.1083 | 0 |  | --> | E13 ex BAGENALSTOWN | Bagenalstown [T421,T422] | CARLOW |  | 52.6865 | -6.7786
MV/LV Substation MY***645Z |  | 20 kV | _ | LV | 50 kVA :Pole Substation | 0.05 | --> | 0.05 | 0.031 | 2.5 |  | --> | 0.0475 | 0 | 0 | 0.052806 | 0 |  | --> | E13 ex BAGENALSTOWN | Bagenalstown [T421,T422] | CARLOW |  | 52.688 | -6.7897
MV/LV Substation MY***778 |  | 10 kV | _ | LV | 50 kVA :Pole Substation | 0.05 | --> | 0.05 | 0 | 0 | Constrained,otherwise capacity available =40kVA. | --> | 0.0475 | 0 | 0 | 0.051496 | 0 |  | --> | C17 ex SKIBBEREEN | Skibbereen [T41,T42] | DUNMANWAY |  | 51.5698 | -9.1512
MV/LV Substation MY***823 |  | 10 kV | _ | LV | 400 kVA :Kiosk Substation | 0.4 | --> | 0.4 | 0 | 0 | Constrained,otherwise capacity available =349kVA. | --> | 0.38 | 0 | 0.011856 | 0.40767 | 0 |  | --> | C17 ex CARRIGALINE | Carrigaline [T41,T42] | BARNAHELY |  | 51.7837 | -8.2978
MV/LV Substation MY***863Y |  | 10 kV | _ | LV | 100 kVA :Pole Substation | 0.1 | --> | 0.1 | 0 | 0 | Constrained,otherwise capacity available =98kVA. | --> | 0.095 | 0 | 0 | 0.1003 | 0 |  | --> | C18 ex NAAS | Naas [T41,T42] | KILTEEL |  | 53.1734 | -6.6841
MV/LV Substation N ***007Z |  | 10 kV | _ | LV | 200 kVA :Building Structure | 0.2 | --> | 0.2 | 0 | 0 | Constrained,otherwise capacity available =131kVA. | --> | 0.19 | 0 | 0.00741 | 0.21022 | 0 |  | --> | C16 ex RATHMULLAN | Rathmullan [T41,T42] | DRYBRIDGE |  | 53.7099 | -6.3734
MV/LV Substation N ***026 |  | 20 kV | _ | LV | 400 kVA :Kiosk Substation | 0.4 | --> | 0.4 | 0.337 | 1.8 |  | --> | 0.38 | 0 | 0 | 0.40945 | 0 |  | --> | E11 ex BIRDHILL | Birdhill [T421,T422] | ARDNACRUSHA |  | 52.714 | -8.4082
MV/LV Substation N ***072Z |  | 10 kV | _ | LV | 630 kVA :Building Structure | 0.63 | --> | 0.63 | 0 | 0 | Constrained,otherwise capacity available =500kVA. | --> | 0.5985 | 0 | 0 | 0.5 | 0 |  | --> | C20 ex CLONSHAUGH | Clonshaugh [T41,T42] | FINGLAS |  | 53.4056 | -6.2184
MV/LV Substation N ***125 |  | 10 kV | _ | LV | 400 kVA :Kiosk Substation | 0.4 | --> | 0.4 | 0.301 | 3.9 |  | --> | 0.38 | 0 | 0.00741 | 0.41476 | 0 |  | --> | C14 ex GALWAY 110KV | Galway 110kv [T102,T103] | GALWAY 110KV |  | 53.2811 | -9.0114
MV/LV Substation N ***166 |  | 20 kV | _ | LV | 50 kVA :Pole Substation | 0.05 | --> | 0.05 | 0.019 | 7.5 |  | --> | 0.0475 | 0 | 0 | 0 | 0 | Constrained,otherwise capacity available =54.5kW. | --> | E12 ex CHURCHTOWN | Churchtown [T422] | RATHKEALE |  | 52.4549 | -9.0677
MV/LV Substation N ***277Z |  | 10 kV | _ | LV | 200 kVA :Kiosk Substation | 0.2 | --> | 0.2 | 0 | 0 | Constrained,otherwise capacity available =187kVA. | --> | 0.19 | 0 | 0.002223 | 0.20196 | 0 |  | --> | C22 ex CELBRIDGE | Celbridge [T41,T42] | GRIFFINRATH |  | 53.3339 | -6.5576
MV/LV Substation N ***511 |  | 10 kV | _ | LV | 400 kVA :Building Structure | 0.4 | --> | 0.4 | 0.312 | 10 |  | --> | 0.38 | 0 | 0.006669 | 0.41315 | 0 |  | --> | C19 ex HAROLDS CROSS | Harolds Cross [T101,T102] | POOLBEG |  | 53.3175 | -6.3012
MV/LV Substation N ***681X |  | 10 kV | _ | LV | 100 kVA :Pole Substation | 0.1 | --> | 0.1 | 0.046 | 0.3 |  | --> | 0.095 | 0 | 0 | 0.10788 | 0 |  | --> | C18 ex BALLYMOTE | Ballymote [T41] | SLIGO |  | 54.0868 | -8.5174
MV/LV Substation N ***704Y |  | 10 kV | _ | LV | 400 kVA :Kiosk Substation | 0.4 | --> | 0.4 | 0 | 0 | Constrained,otherwise capacity available =266kVA. | --> | 0.38 | 0 | 0 | 0.41985 | 0 |  | --> | C14 ex DRYBRIDGE | Drybridge [T41,T42] | DRYBRIDGE |  | 53.7923 | -6.4214
MV/LV Substation N ***716 |  | 10 kV | _ | LV | 100 kVA :Pole Substation | 0.1 | --> | 0.1 | 0.094 | 1.6 |  | --> | 0.095 | 0 | 0.004446 | 0 | 0 | Constrained,otherwise capacity available =100.9kW. | --> | C15 ex BUNDORAN | Bundoran [T41,T42] | CATHALEENS FALL |  | 54.4017 | -8.4062
MV/LV Substation N ***742 |  | 10 kV | _ | LV | 400 kVA :Kiosk Substation | 0.4 | --> | 0.4 | 0.318 | 3 |  | --> | 0.38 | 0 | 0 | 0.41226 | 0 |  | --> | C25 ex NENAGH | Nenagh [T41,T42] | NENAGH |  | 52.8645 | -8.1504
MV/LV Substation N ***810X |  | 10 kV | _ | LV | 100 kVA :Pole Substation | 0.1 | --> | 0.1 | 0 | 0 | Constrained,otherwise capacity available =94kVA. | --> | 0.095 | 0 | 0.006669 | 0.10091 | 0 |  | --> | C21 ex TERMONFECKIN ROAD | Termonfeckin Road [T41,T42] | DRYBRIDGE |  | 53.7272 | -6.326
MV/LV Substation N.***049 |  | 20 kV | _ | LV | 100 kVA :Pole Substation | 0.1 | --> | 0.1 | 0.082 | 0.4 |  | --> | 0.095 | 0 | 0 | 0.1027 | 0 |  | --> | C16 ex CARRAROE | Carraroe [T42] | SCREEB |  | 53.2612 | -9.6102
MV/LV Substation N.***4172 |  | 10 kV | _ | LV | 50 kVA :Pole Substation | 0.05 | --> | 0.05 | 0.05 | 10.8 |  | --> | 0.0475 | 0 | 0 | 0.05 | 0 |  | --> | C12 ex FACTORY CROSS | Factory Cross [T41,T42] | BARNAHELY |  | 51.8239 | -8.3229
MV/LV Substation N.***849 |  | 10 kV | _ | LV | 630 kVA :Building Structure | 0.63 | --> | 0.63 | 0.5 | 1.7 |  | --> | 0.5985 | 0 | 0 | 0.5 | 0 |  | --> | C13 ex SOUTH KING STREET | South King Street [T41,T42] | FRANCIS STREET |  | 53.3439 | -6.2609
MV/LV Substation N1***097Y |  | 10 kV | _ | LV | 1000 kVA :Building Structure | 1 | --> | 1 | 0 | 0 | Constrained,otherwise capacity available =500kVA. | --> | 0.95 | 0 | 0 | 0.5 | 0 |  | --> | C15 ex TUAM NORTH | Tuam North [T41,T42] | CLOON |  | 53.5068 | -8.8819
MV/LV Substation N1***4056 |  | 10 kV | _ | LV | 50 kVA :Pole Substation | 0.05 | --> | 0.05 | 0 | 0 | Constrained,otherwise capacity available =46kVA. | --> | 0.0475 | 0 | 0 | 0.050604 | 0 |  | --> | C23 ex GORESBRIDGE | Goresbridge [T41,T42] | KILKENNY |  | 52.6788 | -7.0325
MV/LV Substation N1***623Z |  | 10 kV | _ | LV | 200 kVA :Kiosk Substation | 0.2 | --> | 0.2 | 0 | 0 | Constrained,otherwise capacity available =161kVA. | --> | 0.19 | 0 | 0 | 0.20584 | 0 |  | --> | C20 ex COLLINSTOWN | Collinstown [T41,T42] | GRANGE (DR) |  | 53.442 | -6.2274
MV/LV Substation N4***779 |  | 10 kV | _ | LV | 200 kVA :Pole Substation | 0.2 | --> | 0.2 | 0.126 | 5.8 |  | --> | 0.19 | 0 | 0.03705 | 0.21094 | 0 |  | --> | C14 ex OAKFIELD | Oakfield [T41,T42] | SLIGO |  | 54.223 | -8.4982
MV/LV Substation N5***4125 |  | 10 kV | _ | LV | 400 kVA :Building Structure | 0.4 | --> | 0.4 | 0.316 | 1.9 |  | --> | 0.38 | 0 | 0 | 0 | 0 | Constrained,otherwise capacity available =412.6kW. | --> | C18 ex TURLOUGH ROAD | Turlough Road [T41,T42] | CASTLEBAR |  | 53.8816 | -9.1967
MV/LV Substation N5***4241 |  | 20 kV | _ | LV | 50 kVA :Pole Substation | 0.05 | --> | 0.05 | 0.05 | 8.1 |  | --> | 0.0475 | 0 | 0 | 0 | 0 | Constrained,otherwise capacity available =50kW. | --> | E18 ex WESTPORT | Westport [T421,T422] | CASTLEBAR |  | 53.8043 | -9.4977
MV/LV Substation N5***609X |  | 10 kV | _ | LV | 630 kVA :Kiosk Substation | 0.63 | --> | 0.63 | 0 | 0 | Constrained,otherwise capacity available =383kVA. | --> | 0.5985 | 0 | 0.040755 | 0 | 0 | Constrained,otherwise capacity available =500kW. | --> | E18 ex WINDSOR | Windsor [T421,T422] | CASTLEBAR |  | 53.8572 | -9.2807
MV/LV Substation N6***4022 |  | 10 kV | _ | LV | 50 kVA :Pole Substation | 0.05 | --> | 0.05 | 0 | 0 | Constrained,otherwise capacity available =50kVA. | --> | 0.0475 | 0 | 0 | 0.05 | 0 |  | --> | C11 ex ATHENRY | Athenry [T41,T42] | GALWAY 110KV |  | 53.291 | -8.7709
MV/LV Substation N6***4033 |  | 20 kV | _ | LV | 200 kVA :Pole Substation | 0.2 | --> | 0.2 | 0 | 0 | Constrained,otherwise capacity available =200kVA. | --> | 0.19 | 0 | 0.08892 | 0.2 | 0 |  | --> | E17 ex CREAGH | Creagh [T421,T422] | ATHLONE |  | 53.2811 | -8.4132
MV/LV Substation N6***499Y |  | 10 kV | _ | LV | 200 kVA :Pole Substation | 0.2 | --> | 0.2 | 0.035 | 6.4 |  | --> | 0.19 | 0 | 0 | 0.22357 | 0 |  | --> | C12 ex GARRYCASTLE | Garrycastle [T41,T42] | ATHLONE |  | 53.4102 | -7.8927
MV/LV Substation N9***4055 |  | 10 kV | _ | LV | 50 kVA :Pole Substation | 0.05 | --> | 0.05 | 0 | 0 | Constrained,otherwise capacity available =43kVA. | --> | 0.0475 | 0 | 0 | 0.051052 | 0 |  | --> | C23 ex GORESBRIDGE | Goresbridge [T41,T42] | KILKENNY |  | 52.674 | -7.0261
MV/LV Substation NA***004Z |  | 10 kV | _ | LV | 100 kVA :Pole Substation | 0.1 | --> | 0.1 | 0 | 0 | Constrained,otherwise capacity available =80kVA. | --> | 0.095 | 0 | 0 | 0.10299 | 0 |  | --> | C18 ex SALLINS | Sallins [T41,T42] | GRIFFINRATH |  | 53.2497 | -6.6407
MV/LV Substation NA***014Z |  | 10 kV | _ | LV | 400 kVA :Building Structure | 0.4 | --> | 0.4 | 0 | 0 | Constrained,otherwise capacity available =400kVA. | --> | 0.38 | 0 | 0 | 0.4 | 0 |  | --> | C19 ex CLONDALKIN | Clondalkin [T41,T42,T44] | INCHICORE 220KV |  | 53.305 | -6.42
MV/LV Substation NA***015Y |  | 10 kV | _ | LV | 50 kVA :Pole Substation | 0.05 | --> | 0.05 | 0 | 0 | Constrained,otherwise capacity available =50kVA. | --> | 0.0475 | 0 | 0 | 0.05 | 0 |  | --> | C16 ex ENNISTYMON | Ennistymon [T41,T42] | ENNIS |  | 52.9431 | -9.4253
MV/LV Substation NA***021 |  | 10 kV | _ | LV | 400 kVA :Kiosk Substation | 0.4 | --> | 0.4 | 0 | 0 | Constrained,otherwise capacity available =291kVA. | --> | 0.38 | 0 | 0.034827 | 0.41622 | 0 |  | --> | C21 ex SCARTEEN | Scarteen [T41,T42] | MALLOW |  | 52.1378 | -8.6607
MV/LV Substation NA***022Y |  | 10 kV | _ | LV | 630 kVA :Building Structure | 0.63 | --> | 0.63 | 0 | 0 | Constrained,otherwise capacity available =477kVA. | --> | 0.5985 | 0 | 0.02964 | 0.5 | 0 |  | --> | C17 ex BALLINACURRA | Ballinacurra [T41,T42] | LIMERICK |  | 52.6583 | -8.6389
MV/LV Substation NA***043 |  | 10 kV | _ | LV | 200 kVA :Building Structure | 0.2 | --> | 0.2 | 0.156 | 5.8 |  | --> | 0.19 | 0 | 0 | 0.20076 | 0 |  | --> | C11 ex OAKFIELD | Oakfield [T41,T42] | SLIGO |  | 54.2671 | -8.485
MV/LV Substation NA***068X |  | 10 kV | _ | LV | 50 kVA :Pole Substation | 0.05 | --> | 0.05 | 0 | 0 | Constrained,otherwise capacity available =50kVA. | --> | 0.0475 | 0 | 0 | 0.05 | 0 |  | --> | C17 ex BALGADDY | Balgaddy [T41,T42] | GRANGE CASTLE |  | 53.3177 | -6.429
MV/LV Substation NA***078 |  | 10 kV | _ | LV | 400 kVA :Kiosk Substation | 0.4 | --> | 0.4 | 0 | 0 | Constrained,otherwise capacity available =210kVA. | --> | 0.38 | 0 | 0.009633 | 0.42786 | 0 |  | --> | C14 ex NAAS | Naas [T41,T42] | KILTEEL |  | 53.2174 | -6.6671
MV/LV Substation NA***109Z |  | 10 kV | _ | LV | 50 kVA :Pole Substation | 0.05 | --> | 0.05 | 0.019092 | 0 | Constrained,otherwise capacity available =32kVA. | --> | 0.0475 | 0 | 0 | 0 | 0 | Constrained,otherwise capacity available =52.7kW. | --> | C18 ex BALLYBAY | Ballybay [T41,T42] | LISDRUM |  | 54.1672 | -6.9891
MV/LV Substation NA***113Y |  | 10 kV | _ | LV | 200 kVA :Pole Substation | 0.2 | --> | 0.2 | 0.2 | 6.4 |  | --> | 0.19 | 0 | 0 | 0.2 | 0 |  | --> | C19 ex GARRYCASTLE | Garrycastle [T41,T42] | ATHLONE |  | 53.3201 | -7.8993
MV/LV Substation NA***116 |  | 10 kV | _ | LV | 400 kVA :Kiosk Substation | 0.4 | --> | 0.4 | 0 | 0 | Constrained,otherwise capacity available =265kVA. | --> | 0.38 | 0 | 0 | 0.42 | 0 |  | --> | C22 ex POLLERTON | Pollerton [T41,T42] | CARLOW |  | 52.8356 | -6.9274
MV/LV Substation NA***125Z |  | 20 kV | _ | LV | 200 kVA :Pole Substation | 0.2 | --> | 0.2 | 0 | 0 | Constrained,otherwise capacity available =200kVA. | --> | 0.19 | 0 | 0 | 0.2 | 0 |  | --> | C26 ex STEPHENSTOWN | Stephenstown [T101,T102] | FINGLAS |  | 53.5891 | -6.2927
MV/LV Substation NA***145Z |  | 10 kV | _ | LV | 630 kVA :Building Structure | 0.63 | --> | 0.63 | 0 | 0 | Constrained,otherwise capacity available =500kVA. | --> | 0.5985 | 0 | 0.01482 | 0.5 | 0 |  | --> | C14 ex LIFFEY VALLEY | Liffey Valley [T41,T42] | INCHICORE 220KV |  | 53.3524 | -6.4074
MV/LV Substation NA***150 |  | 10 kV | _ | LV | 200 kVA :Kiosk Substation | 0.2 | --> | 0.2 | 0 | 0 | Constrained,otherwise capacity available =143kVA. | --> | 0.19 | 0 | 0.018525 | 0.20848 | 0 |  | --> | C20 ex SUTTON | Sutton [T41,T42] | GRANGE (DR) |  | 53.3837 | -6.0598
MV/LV Substation NA***169 |  | 10 kV | _ | LV | 400 kVA :Building Structure | 0.4 | --> | 0.4 | 0 | 0 | Constrained,otherwise capacity available =395kVA. | --> | 0.38 | 0 | 0 | 0.40076 | 0 |  | --> | C28 ex ACADEMY STREET | Academy Street [T421,T422,T44] | NAVAN |  | 53.6472 | -6.6877
MV/LV Substation NA***198 |  | 10 kV | _ | LV | 200 kVA :Pole Substation | 0.2 | --> | 0.2 | 0.077 | 0.1 |  | --> | 0.19 | 0 | 0.003705 | 0.21785 | 0 |  | --> | C18 ex BALLYMAHON | Ballymahon [T41,T42] | ATHLONE |  | 53.5666 | -7.7701
MV/LV Substation NA***214X |  | 10 kV | _ | LV | 400 kVA :Building Structure | 0.4 | --> | 0.4 | 0.399 | 4.2 |  | --> | 0.38 | 0 | 0 | 0 | 0 | Constrained,otherwise capacity available =400.2kW. | --> | C17 ex CHURCHTOWN | Churchtown [T41] | RATHKEALE |  | 52.4515 | -9.0633
MV/LV Substation NA***256X |  | 10 kV | _ | LV | 630 kVA :Kiosk Substation | 0.63 | --> | 0.63 | 0.5 | 10.8 |  | --> | 0.5985 | 0 | 0 | 0.5 | 0 |  | --> | C12 ex FACTORY CROSS | Factory Cross [T41,T42] | BARNAHELY |  | 51.842 | -8.2978
MV/LV Substation NA***275 |  | 20 kV | _ | LV | 50 kVA :Pole Substation | 0.05 | --> | 0.05 | 0.036 | 2.9 |  | --> | 0.0475 | 0 | 0 | 0 | 0 | Constrained,otherwise capacity available =52.1kW. | --> | E13 ex TELAYDON | Telaydon [T42,T421] | LISDRUM |  | 54.2374 | -7.1451
MV/LV Substation NA***277Z |  | 20 kV | _ | LV | 200 kVA :Pole Substation | 0.2 | --> | 0.2 | 0.157 | 1 |  | --> | 0.19 | 0 | 0.017784 | 0.20643 | 0 |  | --> | E12 ex LONGFORD | Longford [T421,T422] | RICHMOND |  | 53.8667 | -7.7199
MV/LV Substation NA***279X |  | 10 kV | _ | LV | 200 kVA :Kiosk Substation | 0.2 | --> | 0.2 | 0.17 | 0.9 |  | --> | 0.19 | 0 | 0 | 0.2045 | 0 |  | --> | C11 ex COES ROAD | Coes Road [T41,T42] | DUNDALK |  | 54.0002 | -6.3794
MV/LV Substation NA***282Y |  | 10 kV | _ | LV | 200 kVA :Pole Substation | 0.2 | --> | 0.2 | 0.2 | 6.4 |  | --> | 0.19 | 0 | 0 | 0.2 | 0 |  | --> | C19 ex GARRYCASTLE | Garrycastle [T41,T42] | ATHLONE |  | 53.3197 | -7.9312
MV/LV Substation NA***283Y |  | 20 kV | _ | LV | 50 kVA :Pole Substation | 0.05 | --> | 0.05 | 0 | 0 | Constrained,otherwise capacity available =48kVA. | --> | 0.0475 | 0 | 0 | 0.050303 | 0 |  | --> | C18 ex KANTURK | Kanturk [T41,T42] | GLENLARA |  | 52.0713 | -8.8359
MV/LV Substation NA***308X |  | 10 kV | _ | LV | 630 kVA :Building Structure | 0.63 | --> | 0.63 | 0.5 | 5.8 |  | --> | 0.5985 | 0 | 0 | 0.5 | 0 |  | --> | C11 ex OAKFIELD | Oakfield [T41,T42] | SLIGO |  | 54.2677 | -8.4828
MV/LV Substation NA***333 |  | 10 kV | _ | LV | 630 kVA :Building Structure | 0.63 | --> | 0.63 | 0.5 | 13.1 |  | --> | 0.5985 | 0 | 0.005187 | 0.5 | 0 |  | --> | C22 ex MONREAD | Monread [T101,T102] | MONREAD |  | 53.2201 | -6.663
MV/LV Substation NA***343Y |  | 10 kV | _ | LV | 400 kVA :Kiosk Substation | 0.4 | --> | 0.4 | 0.392 | 2.9 |  | --> | 0.38 | 0 | 0 | 0.40121 | 0 |  | --> | C12 ex ABBEYLAND | Abbeyland [T41,T42] | NAVAN |  | 53.6833 | -6.6748
MV/LV Substation NA***346X |  | 10 kV | _ | LV | 50 kVA :Pole Substation | 0.05 | --> | 0.05 | 0.038 | 3.1 |  | --> | 0.0475 | 0 | 0 | 0.05179 | 0 |  | --> | C13 ex PURCELLS INCH | Purcells Inch [T41,T42] | KILKENNY |  | 52.6433 | -7.21
MV/LV Substation NA***349Z |  | 20 kV | _ | LV | 200 kVA :Pole Substation | 0.2 | --> | 0.2 | 0 | 0 | Constrained,otherwise capacity available =188kVA. | --> | 0.19 | 0 | 0 | 0.20181 | 0 |  | --> | C26 ex STEPHENSTOWN | Stephenstown [T101,T102] | FINGLAS |  | 53.5888 | -6.2929
MV/LV Substation NA***351 |  | 10 kV | _ | LV | 630 kVA :Building Structure | 0.63 | --> | 0.63 | 0.5 | 7.2 |  | --> | 0.5985 | 0 | 0 | 0 | 0 | Constrained,otherwise capacity available =500kW. | --> | C18 ex CONVOY | Convoy [T41,T42] | LETTERKENNY |  | 54.8626 | -7.66
MV/LV Substation NA***359 |  | 10 kV | _ | LV | 400 kVA :Building Structure | 0.4 | --> | 0.4 | 0.383 | 3 |  | --> | 0.38 | 0 | 0 | 0.40257 | 0 |  | --> | C31 ex INCHICORE CENTRAL | Inchicore Central [T43,T45] | INCHICORE 220KV |  | 53.3272 | -6.3376
MV/LV Substation NA***360X |  | 20 kV | _ | LV | 1000 kVA :Building Structure | 1 | --> | 1 | 0.5 | 4.4 |  | --> | 0.95 | 0 | 0 | 0 | 0 | Constrained,otherwise capacity available =500kW. | --> | E21 ex STRANORLAR | Stranorlar [T421,T422] | LETTERKENNY |  | 54.7954 | -7.7821
MV/LV Substation NA***360Z |  | 10 kV | _ | LV | 400 kVA :Kiosk Substation | 0.4 | --> | 0.4 | 0.261 | 7.2 |  | --> | 0.38 | 0 | 0 | 0.42058 | 0 |  | --> | C14 ex LIBERTY STREET | Liberty Street [T101,T102] | LIBERTY STREET |  | 51.894 | -8.4736
MV/LV Substation NA***374 |  | 10 kV | _ | LV | 200 kVA :Kiosk Substation | 0.2 | --> | 0.2 | 0 | 0 | Constrained,otherwise capacity available =136kVA. | --> | 0.19 | 0 | 0.028158 | 0.20949 | 0 |  | --> | C17 ex BALLYBEGGAN | Ballybeggan [T43,T44] | TRALEE |  | 52.2824 | -9.6879
MV/LV Substation NA***376 |  | 10 kV | _ | LV | 1000 kVA :Building Structure | 1 | --> | 1 | 0 | 0 | Constrained,otherwise capacity available =500kVA. | --> | 0.95 | 0 | 0 | 0.5 | 0 |  | --> | C14 ex NAAS | Naas [T41,T42] | KILTEEL |  | 53.2171 | -6.6617
MV/LV Substation NA***377 |  | 10 kV | _ | LV | 1000 kVA :Building Structure | 1 | --> | 1 | 0 | 0 | Constrained,otherwise capacity available =500kVA. | --> | 0.95 | 0 | 0 | 0.5 | 0 |  | --> | C14 ex NAAS | Naas [T41,T42] | KILTEEL |  | 53.2171 | -6.6618
MV/LV Substation NA***386Z |  | 10 kV | _ | LV | 200 kVA :Kiosk Substation | 0.2 | --> | 0.2 | 0.13336 | 0.1 | Constrained,otherwise capacity available =192kVA. | --> | 0.19 | 0 | 0 | 0.20121 | 0 |  | --> | C18 ex BALLYMAHON | Ballymahon [T41,T42] | ATHLONE |  | 53.5721 | -7.7813
MV/LV Substation NA***391X |  | 20 kV | _ | LV | 200 kVA :Kiosk Substation | 0.2 | --> | 0.2 | 0.184 | 0.4 |  | --> | 0.19 | 0 | 0 | 0.20241 | 0 |  | --> | C16 ex CARRAROE | Carraroe [T42] | SCREEB |  | 53.2654 | -9.6019
MV/LV Substation NA***4012 |  | 10 kV | _ | LV | 630 kVA :Building Structure | 0.63 | --> | 0.63 | 0.5 | 13.4 |  | --> | 0.5985 | 0 | 0 | 0.5 | 0 |  | --> | C19 ex POTTERY ROAD | Pottery Road [T101,T102] | CARRICKMINES |  | 53.2789 | -6.1525
MV/LV Substation NA***4056 |  | 10 kV | _ | LV | 400 kVA :Building Structure | 0.4 | --> | 0.4 | 0 | 0 | Constrained,otherwise capacity available =334kVA. | --> | 0.38 | 0 | 0 | 0.4099 | 0 |  | --> | C20 ex COLLEGE PARK | College Park [T101,T102,T103] | COLLEGE PARK |  | 53.3954 | -6.3671
MV/LV Substation NA***4085 |  | 20 kV | _ | LV | 400 kVA :Kiosk Substation | 0.4 | --> | 0.4 | 0.354 | 1.6 |  | --> | 0.38 | 0 | 0.00741 | 0 | 0 | Constrained,otherwise capacity available =406.9kW. | --> | E12 ex BELMULLET | Belmullet [T421] | BELLACORICK |  | 54.2156 | -9.9806
MV/LV Substation NA***408X |  | 20 kV | _ | LV | 100 kVA :Pole Substation | 0.1 | --> | 0.1 | 0.095 | 3.6 |  | --> | 0.095 | 0 | 0 | 0.10076 | 0 |  | --> | E22 ex ENNISCRONE | Enniscrone [T421,T422] | MOY |  | 54.2407 | -8.8839
MV/LV Substation NA***4090 |  | 10 kV | _ | LV | 50 kVA :Pole Substation | 0.05 | --> | 0.05 | 0 | 0 | Constrained,otherwise capacity available =50kVA. | --> | 0.0475 | 0 | 0 | 0.05 | 0 |  | --> | C18 ex KILDARE | Kildare [T41,T42] | NEWBRIDGE |  | 53.1473 | -6.8887
MV/LV Substation NA***4104 |  | 10 kV | _ | LV | 400 kVA :Building Structure | 0.4 | --> | 0.4 | 0 | 0 | Constrained,otherwise capacity available =355kVA. | --> | 0.38 | 0 | 0 | 0.4 | 0 |  | --> | C15 ex SCARTEEN | Scarteen [T41,T42] | MALLOW |  | 52.1092 | -8.6798
MV/LV Substation NA***4116 |  | 10 kV | _ | LV | 50 kVA :Pole Substation | 0.05 | --> | 0.05 | 0.048 | 2.5 |  | --> | 0.0475 | 0 | 0 | 0.050303 | 0 |  | --> | C25 ex EDGEWORTHSTOWN | Edgeworthstown [T421,T422] | RICHMOND |  | 53.7135 | -7.4607
MV/LV Substation NA***4154 |  | 10 kV | _ | LV | 630 kVA :Kiosk Substation | 0.63 | --> | 0.63 | 0 | 0 | Constrained,otherwise capacity available =500kVA. | --> | 0.5985 | 0 | 0.00741 | 0.5 | 0 |  | --> | C30 ex CLONDALKIN | Clondalkin [T41,T42,T44] | INCHICORE 220KV |  | 53.322 | -6.4093
MV/LV Substation NA***4162 |  | 10 kV | _ | LV | 1000 kVA :Building Structure | 1 | --> | 1 | 0.5 | 11.1 |  | --> | 0.95 | 0 | 0 | 0.5 | 0 |  | --> | C11 ex CABRA | Cabra [T101,T102] | FINGLAS |  | 53.3636 | -6.3039
MV/LV Substation NA***4227 |  | 10 kV | _ | LV | 1000 kVA :Building Structure | 1 | --> | 1 | 0.5 | 9.1 |  | --> | 0.95 | 0 | 0 | 0.5 | 0 |  | --> | C26 ex CENTRE PARK ROAD | Marina [T105,T106] | MARINA |  | 51.8978 | -8.461
MV/LV Substation NA***4228 |  | 10 kV | _ | LV | 1000 kVA :Building Structure | 1 | --> | 1 | 0.5 | 9.1 |  | --> | 0.95 | 0 | 0 | 0.5 | 0 |  | --> | C26 ex CENTRE PARK ROAD | Marina [T105,T106] | MARINA |  | 51.8978 | -8.461
MV/LV Substation NA***423Y |  | 20 kV | _ | LV | 50 kVA :Pole Substation | 0.05 | --> | 0.05 | 0 | 0 | Constrained,otherwise capacity available =22kVA. | --> | 0.0475 | 0 | 0.014079 | 0 | 0 | Constrained,otherwise capacity available =54.1kW. | --> | E18 ex SPRINGS | Springs [T421,T422] | DUNGARVAN |  | 52.0486 | -7.5806
MV/LV Substation NA***4246 |  | 10 kV | _ | LV | 50 kVA :Pole Substation | 0.05 | --> | 0.05 | 0 | 0 | Constrained,otherwise capacity available =46kVA. | --> | 0.0475 | 0 | 0 | 0.050604 | 0 |  | --> | C21 ex KILBARRY | Kilbarry [T101,T43] | KILBARRY |  | 51.9158 | -8.4935
MV/LV Substation NA***4268 |  | 20 kV | _ | LV | 50 kVA :Pole Substation | 0.05 | --> | 0.05 | 0.05 | 0.3 |  | --> | 0.0475 | 0 | 0 | 0.05 | 0 |  | --> | E33 ex TRIM | Trim [T421] | NAVAN |  | 53.4576 | -6.7678
MV/LV Substation NA***4284 |  | 10 kV | _ | LV | 400 kVA :Kiosk Substation | 0.4 | --> | 0.4 | 0 | 0 | Constrained,otherwise capacity available =239kVA. | --> | 0.38 | 0 | 0 | 0.42374 | 0 |  | --> | C18 ex NAAS | Naas [T41,T42] | KILTEEL |  | 53.2015 | -6.6735
MV/LV Substation NA***4289 |  | 10 kV | _ | LV | 400 kVA :Kiosk Substation | 0.4 | --> | 0.4 | 0 | 0 | Constrained,otherwise capacity available =398kVA. | --> | 0.38 | 0 | 0 | 0.4003 | 0 |  | --> | C18 ex NAAS | Naas [T41,T42] | KILTEEL |  | 53.2029 | -6.6732
MV/LV Substation NA***4316 |  | 10 kV | _ | LV | 200 kVA :Kiosk Substation | 0.2 | --> | 0.2 | 0 | 0 | Constrained,otherwise capacity available =162kVA. | --> | 0.19 | 0 | 0.03705 | 0 | 0 | Constrained,otherwise capacity available =205.7kW. | --> | E16 ex PORTLAOISE | Portlaoise [T423,T424] | PORTLAOISE |  | 53.0173 | -7.315
MV/LV Substation NA***4320 |  | 10 kV | _ | LV | 50 kVA :Pole Substation | 0.05 | --> | 0.05 | 0.048 | 1.1 |  | --> | 0.0475 | 0 | 0 | 0 | 0 | Constrained,otherwise capacity available =50.3kW. | --> | C19 ex NEWCASTLEWEST | Newcastlewest [T41,T42] | RATHKEALE |  | 52.4086 | -9.0309
MV/LV Substation NA***4331 |  | 10 kV | _ | LV | 50 kVA :Pole Substation | 0.05 | --> | 0.05 | 0.04 | 1.1 |  | --> | 0.0475 | 0 | 0 | 0 | 0 | Constrained,otherwise capacity available =51.5kW. | --> | C19 ex NEWCASTLEWEST | Newcastlewest [T41,T42] | RATHKEALE |  | 52.4082 | -9.0422
MV/LV Substation NA***4332 |  | 20 kV | _ | LV | 400 kVA :Kiosk Substation | 0.4 | --> | 0.4 | 0 | 0 | Constrained,otherwise capacity available =375kVA. | --> | 0.38 | 0 | 0.003705 | 0.40378 | 0 |  | --> | E17 ex JULIANSTOWN | Julianstown [T421,T422] | DRYBRIDGE |  | 53.6972 | -6.259
MV/LV Substation NA***4344 |  | 10 kV | _ | LV | 200 kVA :Kiosk Substation | 0.2 | --> | 0.2 | 0.129 | 6 |  | --> | 0.19 | 0 | 0 | 0.2105 | 0 |  | --> | C26 ex PELLETSTOWN | Pelletstown [T101,T102] | FINGLAS |  | 53.3779 | -6.3507
MV/LV Substation NA***4375 |  | 10 kV | _ | LV | 200 kVA :Pole Substation | 0.2 | --> | 0.2 | 0.13336 | 0.1 | Constrained,otherwise capacity available =200kVA. | --> | 0.19 | 0 | 0 | 0.2 | 0 |  | --> | C18 ex BALLYMAHON | Ballymahon [T41,T42] | ATHLONE |  | 53.5674 | -7.7681
MV/LV Substation NA***453Z |  | 10 kV | _ | LV | 630 kVA :Building Structure | 0.63 | --> | 0.63 | 0 | 0 | Constrained,otherwise capacity available =500kVA. | --> | 0.5985 | 0 | 0 | 0.5 | 0 |  | --> | C15 ex JOHNSTOWN | Johnstown [T41,T42] | KILTEEL |  | 53.2325 | -6.6404
MV/LV Substation NA***4570 |  | 10 kV | _ | LV | 630 kVA :Building Structure | 0.63 | --> | 0.63 | 0 | 0 | Constrained,otherwise capacity available =500kVA. | --> | 0.5985 | 0 | 0 | 0 | 0 | Constrained,otherwise capacity available =500kW. | --> | C14 ex TEMPLEMORE | Templemore [T41,T42] | IKERRIN |  | 52.7692 | -7.6887
MV/LV Substation NA***4578 |  | 10 kV | _ | LV | 50 kVA :Pole Substation | 0.05 | --> | 0.05 | 0.049 | 0.1 |  | --> | 0.0475 | 0 | 0 | 0.050152 | 0 |  | --> | C18 ex BALLYMAHON | Ballymahon [T41,T42] | ATHLONE |  | 53.57 | -7.7588
MV/LV Substation NA***460 |  | 20 kV | _ | LV | 50 kVA :Pole Substation | 0.05 | --> | 0.05 | 0.024 | 2.1 |  | --> | 0.0475 | 0 | 0.004446 | 0 | 0 | Constrained,otherwise capacity available =53.8kW. | --> | C18 ex NEWTOWNCUNNINGHAM | Newtowncunningham [T41,T42] | LETTERKENNY |  | 55.036 | -7.3819
MV/LV Substation NA***461Y |  | 10 kV | _ | LV | 200 kVA :Kiosk Substation | 0.2 | --> | 0.2 | 0.157 | 12.2 |  | --> | 0.19 | 0 | 0 | 0.20643 | 0 |  | --> | C18 ex BALLYBEG | Ballybeg [T101,T102] | CARRICKMINES |  | 52.9644 | -6.1454
MV/LV Substation NA***464 |  | 20 kV | _ | LV | 50 kVA :Pole Substation | 0.05 | --> | 0.05 | 0.047 | 17.8 |  | --> | 0.0475 | 0 | 0 | 0.050453 | 0 |  | --> | E19 ex BANOGE | Banoge [T121,T122] | BANOGE |  | 52.6144 | -6.3051
MV/LV Substation NA***4730 |  | 10 kV | _ | LV | 1000 kVA :Building Structure | 1 | --> | 1 | 0.5 | 6.7 |  | --> | 0.95 | 0 | 0 | 0.5 | 0 |  | --> | C14 ex EAST WALL ROAD | East Wall Road [T41,T42] | MCDERMOTT |  | 53.3504 | -6.2334
MV/LV Substation NA***4731 |  | 10 kV | _ | LV | 1000 kVA :Building Structure | 1 | --> | 1 | 0.5 | 6.7 |  | --> | 0.95 | 0 | 0 | 0.5 | 0 |  | --> | C14 ex EAST WALL ROAD | East Wall Road [T41,T42] | MCDERMOTT |  | 53.3504 | -6.2333
MV/LV Substation NA***473X |  | 10 kV | _ | LV | 630 kVA :Kiosk Substation | 0.63 | --> | 0.63 | 0.5 | 11.1 |  | --> | 0.5985 | 0 | 0.00741 | 0.5 | 0 |  | --> | C11 ex CABRA | Cabra [T101,T102] | FINGLAS |  | 53.3674 | -6.3114
MV/LV Substation NA***483Y |  | 20 kV | _ | LV | 50 kVA :Pole Substation | 0.05 | --> | 0.05 | 0.05 | 4.2 |  | --> | 0.0475 | 0 | 0 | 0.05 | 0 |  | --> | E14 ex ERRIGAL | Errigal [T41,T422] | SHANKILL |  | 54.0296 | -7.0407
MV/LV Substation NA***484 |  | 10 kV | _ | LV | 100 kVA :Pole Substation | 0.1 | --> | 0.1 | 0.088 | 9.5 |  | --> | 0.095 | 0 | 0.008151 | 0.10181 | 0 |  | --> | C13 ex BANDON | Bandon [T101,T42] | BANDON |  | 51.7267 | -8.7682
MV/LV Substation NA***485Z |  | 20 kV | _ | LV | 100 kVA :Pole Substation | 0.1 | --> | 0.1 | 0 | 0 | Constrained,otherwise capacity available =85kVA. | --> | 0.095 | 0 | 0 | 0.10225 | 0 |  | --> | C26 ex STEPHENSTOWN | Stephenstown [T101,T102] | FINGLAS |  | 53.6077 | -6.2044
MV/LV Substation NA***516 |  | 20 kV | _ | LV | 50 kVA :Pole Substation | 0.05 | --> | 0.05 | 0 | 0 | Constrained,otherwise capacity available =37kVA. | --> | 0.0475 | 0 | 0 | 0.051937 | 0 |  | --> | C26 ex STEPHENSTOWN | Stephenstown [T101,T102] | FINGLAS |  | 53.5584 | -6.271
MV/LV Substation NA***521 |  | 10 kV | _ | LV | 630 kVA :Building Structure | 0.63 | --> | 0.63 | 0.5 | 1.9 |  | --> | 0.5985 | 0 | 0 | 0.5 | 0 |  | --> | C18 ex FAIRVIEW | Fairview [T41] | MCDERMOTT |  | 53.3721 | -6.2238
MV/LV Substation NA***523 |  | 10 kV | _ | LV | 50 kVA :Pole Substation | 0.05 | --> | 0.05 | 0 | 0 | Constrained,otherwise capacity available =35kVA. | --> | 0.0475 | 0 | 0 | 0.052228 | 0 |  | --> | C21 ex KILBARRY | Kilbarry [T101,T43] | KILBARRY |  | 51.9152 | -8.5015
MV/LV Substation NA***525Y |  | 20 kV | _ | LV | 200 kVA :Pole Substation | 0.2 | --> | 0.2 | 0 | 0 | Constrained,otherwise capacity available =199kVA. | --> | 0.19 | 0 | 0 | 0 | 0 | Constrained,otherwise capacity available =200.2kW. | --> | C13 ex CLOYNE | Cloyne [T41] | MIDLETON |  | 51.8524 | -8.0262
MV/LV Substation NA***530 |  | 20 kV | _ | LV | 50 kVA :Pole Substation | 0.05 | --> | 0.05 | 0 | 0 | Constrained,otherwise capacity available =42kVA. | --> | 0.0475 | 0 | 0.008151 | 0.0512 | 0 |  | --> | E21 ex MILLTOWN (SR) | Milltown (sr) [T421,T422] | OUGHTRAGH |  | 52.1088 | -9.6945
MV/LV Substation NA***532 |  | 10 kV | _ | LV | 100 kVA :Pole Substation | 0.1 | --> | 0.1 | 0 | 0 | Constrained,otherwise capacity available =27kVA. | --> | 0.095 | 0 | 0.003705 | 0 | 0 | Constrained,otherwise capacity available =110.5kW. | --> | C23 ex GLENTIES | Glenties [T41,T42] | BINBANE |  | 54.7646 | -8.407
MV/LV Substation NA***539 |  | 20 kV | _ | LV | 100 kVA :Pole Substation | 0.1 | --> | 0.1 | 0.089 | 4.4 |  | --> | 0.095 | 0 | 0 | 0 | 0 | Constrained,otherwise capacity available =101.7kW. | --> | E20 ex STRANORLAR | Stranorlar [T421,T422] | LETTERKENNY |  | 54.7959 | -7.7733
MV/LV Substation NA***543 |  | 20 kV | _ | LV | 100 kVA :Pole Substation | 0.1 | --> | 0.1 | 0.019 | 2 |  | --> | 0.095 | 0 | 0.004446 | 0 | 0 | Constrained,otherwise capacity available =111.6kW. | --> | E17 ex BALLYMACARRY | Ballymacarry [T421] | TRILLICK |  | 55.0858 | -7.4664
MV/LV Substation NA***570 |  | 20 kV | _ | LV | 50 kVA :Pole Substation | 0.05 | --> | 0.05 | 0 | 0 |  | --> | 0.0475 | 0 | 0.03705 | 0.063502 | 0 |  | --> | C26 ex STEPHENSTOWN | Stephenstown [T101,T102] | FINGLAS |  | 53.5892 | -6.2927
MV/LV Substation NA***581 |  | 20 kV | _ | LV | 100 kVA :Pole Substation | 0.1 | --> | 0.1 | 0 | 0 | Constrained,otherwise capacity available =59kVA. | --> | 0.095 | 0 | 0.012597 | 0.10604 | 0 |  | --> | E23 ex BALTRASNA | Baltrasna [T121,T122] | BALTRASNA |  | 53.5843 | -6.2882
MV/LV Substation NA***582 |  | 20 kV | _ | LV | 50 kVA :Pole Substation | 0.05 | --> | 0.05 | 0 | 0 | Constrained,otherwise capacity available =19kVA. | --> | 0.0475 | 0 | 0 | 0.054497 | 0 |  | --> | C26 ex STEPHENSTOWN | Stephenstown [T101,T102] | FINGLAS |  | 53.5794 | -6.2845
MV/LV Substation NA***590Z |  | 20 kV | _ | LV | 50 kVA :Pole Substation | 0.05 | --> | 0.05 | 0.045 | 0.1 |  | --> | 0.0475 | 0 | 0 | 0.050753 | 0 |  | --> | E12 ex KILCULLEN | Kilcullen [T41,T42,T424] | STRATFORD |  | 53.0488 | -6.8194
MV/LV Substation NA***604Y |  | 10 kV | _ | LV | 400 kVA :Kiosk Substation | 0.4 | --> | 0.4 | 0.372 | 5 |  | --> | 0.38 | 0 | 0 | 0.40423 | 0 |  | --> | C14 ex MCDONAGH | Mcdonagh [T41,T42] | KILKENNY |  | 52.6553 | -7.2342
MV/LV Substation NA***653 |  | 20 kV | _ | LV | 50 kVA :Pole Substation | 0.05 | --> | 0.05 | 0 | 0 | Constrained,otherwise capacity available =48kVA. | --> | 0.0475 | 0 | 0 | 0 | 0 | Constrained,otherwise capacity available =50.3kW. | --> | C13 ex DONEGAL | Donegal [T41,T42] | CATHALEENS FALL |  | 54.599 | -8.1019
MV/LV Substation NA***653Z |  | 10 kV | _ | LV | 400 kVA :Kiosk Substation | 0.4 | --> | 0.4 | 0.328 | 13.1 |  | --> | 0.38 | 0 | 0 | 0.41079 | 0 |  | --> | C14 ex MONREAD | Monread [T101,T102] | MONREAD |  | 53.232 | -6.6656
MV/LV Substation NA***656Y |  | 10 kV | _ | LV | 200 kVA :Kiosk Substation | 0.2 | --> | 0.2 | 0.114 | 3.1 |  | --> | 0.19 | 0 | 0 | 0.21265 | 0 |  | --> | C17 ex BELLFIELD | Bellfield [T41,T42] | CRANE |  | 52.5028 | -6.576
MV/LV Substation NA***658Z |  | 10 kV | _ | LV | 50 kVA :Pole Substation | 0.05 | --> | 0.05 | 0 | 0 | Constrained,otherwise capacity available =45kVA. | --> | 0.0475 | 0 | 0 | 0.050753 | 0 |  | --> | C18 ex SALLINS | Sallins [T41,T42] | GRIFFINRATH |  | 53.2473 | -6.6381
MV/LV Substation NA***670Y |  | 20 kV | _ | LV | 400 kVA :Kiosk Substation | 0.4 | --> | 0.4 | 0 | 0 | Constrained,otherwise capacity available =238kVA. | --> | 0.38 | 0 | 0.027417 | 0.42388 | 0 |  | --> | E12 ex CARRIGSHANE | Carrigshane [T422] | MIDLETON |  | 51.8988 | -8.0413
MV/LV Substation NA***685 |  | 10 kV | _ | LV | 200 kVA :Pole Substation | 0.2 | --> | 0.2 | 0 | 0 | Constrained,otherwise capacity available =174kVA. | --> | 0.19 | 0 | 0.010374 | 0.20391 | 0 |  | --> | C15 ex GRANAGH | Granagh [T41,T42] | WATERFORD |  | 52.3174 | -7.1749
MV/LV Substation NA***686 |  | 10 kV | _ | LV | 200 kVA :Kiosk Substation | 0.2 | --> | 0.2 | 0 | 0 | Constrained,otherwise capacity available =137kVA. | --> | 0.19 | 0 | 0.003705 | 0 | 0 | Constrained,otherwise capacity available =209.3kW. | --> | C21 ex MILFORD (NR) | Milford (nr) [T41,T42] | LETTERKENNY |  | 55.0908 | -7.7035
MV/LV Substation NA***714Z |  | 10 kV | _ | LV | 400 kVA :Kiosk Substation | 0.4 | --> | 0.4 | 0 | 0 | Constrained,otherwise capacity available =341kVA. | --> | 0.38 | 0 | 0 | 0.40886 | 0 |  | --> | C21 ex KILBARRY | Kilbarry [T101,T43] | KILBARRY |  | 51.9176 | -8.4968
MV/LV Substation NA***718 |  | 20 kV | _ | LV | 200 kVA :Pole Substation | 0.2 | --> | 0.2 | 0.091 | 4.4 |  | --> | 0.19 | 0 | 0.002964 | 0 | 0 | Constrained,otherwise capacity available =215.9kW. | --> | E19 ex STRANORLAR | Stranorlar [T421,T422] | LETTERKENNY |  | 54.8028 | -7.7752
MV/LV Substation NA***723Y |  | 10 kV | _ | LV | 200 kVA :Kiosk Substation | 0.2 | --> | 0.2 | 0.199 | 3.9 |  | --> | 0.19 | 0 | 0 | 0.20015 | 0 |  | --> | C18 ex MARSHES | Marshes [T41,T42] | DUNDALK |  | 53.9818 | -6.3785
MV/LV Substation NA***724Y |  | 10 kV | _ | LV | 200 kVA :Pole Substation | 0.2 | --> | 0.2 | 0 | 0 | Constrained,otherwise capacity available =156kVA. | --> | 0.19 | 0 | 0 | 0.20657 | 0 |  | --> | C15 ex GRANAGH | Granagh [T41,T42] | WATERFORD |  | 52.3144 | -7.1793
MV/LV Substation NA***727 |  | 10 kV | _ | LV | 400 kVA :Kiosk Substation | 0.4 | --> | 0.4 | 0 | 0 | Constrained,otherwise capacity available =354kVA. | --> | 0.38 | 0 | 0 | 0.40692 | 0 |  | --> | C11 ex LOUGHLINSTOWN | Loughlinstown [T41,T42] | CARRICKMINES |  | 53.2477 | -6.1285
MV/LV Substation NA***740Y |  | 10 kV | _ | LV | 50 kVA :Pole Substation | 0.05 | --> | 0.05 | 0 | 0 | Constrained,otherwise capacity available =50kVA. | --> | 0.0475 | 0 | 0 | 0.05 | 0 |  | --> | C14 ex NAAS | Naas [T41,T42] | KILTEEL |  | 53.2075 | -6.666
MV/LV Substation NA***744Y |  | 10 kV | _ | LV | 630 kVA :Kiosk Substation | 0.63 | --> | 0.63 | 0.5 | 2.9 |  | --> | 0.5985 | 0 | 0.063726 | 0.5 | 0 |  | --> | C12 ex ABBEYLAND | Abbeyland [T41,T42] | NAVAN |  | 53.6656 | -6.6959
MV/LV Substation NA***767 |  | 20 kV | _ | LV | 50 kVA :Pole Substation | 0.05 | --> | 0.05 | 0.039 | 0.6 |  | --> | 0.0475 | 0 | 0 | 0.051643 | 0 |  | --> | E15 ex FERNS | Ferns [T421] | CRANE |  | 52.5848 | -6.4937
MV/LV Substation NA***795Y |  | 10 kV | _ | LV | 100 kVA :Pole Substation | 0.1 | --> | 0.1 | 0 | 0 | Constrained,otherwise capacity available =97kVA. | --> | 0.095 | 0 | 0.004446 | 0.10045 | 0 |  | --> | C13 ex DRYBRIDGE | Drybridge [T41,T42] | DRYBRIDGE |  | 53.7695 | -6.3963
MV/LV Substation NA***798 |  | 20 kV | _ | LV | 50 kVA :Pole Substation | 0.05 | --> | 0.05 | 0 | 0 | Constrained,otherwise capacity available =23kVA. | --> | 0.0475 | 0 | 0 | 0.05394 | 0 |  | --> | C26 ex STEPHENSTOWN | Stephenstown [T101,T102] | FINGLAS |  | 53.5827 | -6.284
MV/LV Substation NA***801X |  | 10 kV | _ | LV | 50 kVA :Pole Substation | 0.05 | --> | 0.05 | 0 | 0 | Constrained,otherwise capacity available =45kVA. | --> | 0.0475 | 0 | 0 | 0.050753 | 0 |  | --> | C13 ex SPIDDAL | Spiddal [T42] | SCREEB |  | 53.2802 | -9.3031
MV/LV Substation NA***819 |  | 20 kV | _ | LV | 50 kVA :Pole Substation | 0.05 | --> | 0.05 | 0.028 | 1.3 |  | --> | 0.0475 | 0 | 0 | 0.053235 | 0 |  | --> | C24 ex CLIFDEN | Clifden [T41,T42] | SCREEB |  | 53.5509 | -9.9443
MV/LV Substation NA***831 |  | 10 kV | _ | LV | 400 kVA :Building Structure | 0.4 | --> | 0.4 | 0.4 | 11.1 |  | --> | 0.38 | 0 | 0.0741 | 0.4 | 0 |  | --> | C11 ex CABRA | Cabra [T101,T102] | FINGLAS |  | 53.3625 | -6.3025
MV/LV Substation NA***832 |  | 10 kV | _ | LV | 400 kVA :Kiosk Substation | 0.4 | --> | 0.4 | 0 | 0 | Constrained,otherwise capacity available =377kVA. | --> | 0.38 | 0 | 0.005928 | 0.40348 | 0 |  | --> | C14 ex LOUGHLINSTOWN | Loughlinstown [T41,T42] | CARRICKMINES |  | 53.2558 | -6.129
MV/LV Substation NA***859 |  | 10 kV | _ | LV | 100 kVA :Pole Substation | 0.1 | --> | 0.1 | 0 | 0 | Constrained,otherwise capacity available =61kVA. | --> | 0.095 | 0 | 0 | 0.10575 | 0 |  | --> | C15 ex SCARTEEN | Scarteen [T41,T42] | MALLOW |  | 52.108 | -8.682
MV/LV Substation NA***861Z |  | 20 kV | _ | LV | 50 kVA :Pole Substation | 0.05 | --> | 0.05 | 0.05 | 0.1 |  | --> | 0.0475 | 0 | 0 | 0.05 | 0 |  | --> | E12 ex KILCULLEN | Kilcullen [T41,T42,T424] | STRATFORD |  | 53.0483 | -6.8357
MV/LV Substation NA***867Y |  | 10 kV | _ | LV | 25 kVA :Pole Substation | 0.025 | --> | 0.025 | 0 | 0 | Constrained,otherwise capacity available =25kVA. | --> | 0.02375 | 0 | 0 | 0.025 | 0 |  | --> | C18 ex SALLINS | Sallins [T41,T42] | GRIFFINRATH |  | 53.2505 | -6.6282
MV/LV Substation NA***876X |  | 10 kV | _ | LV | 200 kVA :Pole Substation | 0.2 | --> | 0.2 | 0 | 0 | Constrained,otherwise capacity available =193kVA. | --> | 0.19 | 0 | 0.003705 | 0.20106 | 0 |  | --> | C11 ex JOHNSTOWN | Johnstown [T41,T42] | KILTEEL |  | 53.2196 | -6.6206
MV/LV Substation NA***881Y |  | 10 kV | _ | LV | 400 kVA :Kiosk Substation | 0.4 | --> | 0.4 | 0 | 0 | Constrained,otherwise capacity available =340kVA. | --> | 0.38 | 0 | 0.002964 | 0 | 0 | Constrained,otherwise capacity available =409kW. | --> | C18 ex PORTARLINGTON | Portarlington [T41,T42] | PORTLAOISE |  | 53.1666 | -7.2203
MV/LV Substation NA***901 |  | 20 kV | _ | LV | 100 kVA :Pole Substation | 0.1 | --> | 0.1 | 0 | 0 | Constrained,otherwise capacity available =75kVA. | --> | 0.095 | 0 | 0.008151 | 0.10373 | 0 |  | --> | E21 ex MILLTOWN (SR) | Milltown (sr) [T421,T422] | OUGHTRAGH |  | 52.1174 | -9.7095
MV/LV Substation NA***903X |  | 10 kV | _ | LV | 50 kVA :Pole Substation | 0.05 | --> | 0.05 | 0.047 | 4.5 |  | --> | 0.0475 | 0 | 0 | 0.050453 | 0 |  | --> | C12 ex MALLOW | Mallow [T41,T42] | MALLOW |  | 52.1259 | -8.5924
MV/LV Substation NA***920 |  | 10 kV | _ | LV | 100 kVA :Pole Substation | 0.1 | --> | 0.1 | 0.073 | 2.1 |  | --> | 0.095 | 0 | 0 | 0.10402 | 0 |  | --> | C13 ex BUTTEVANT | Buttevant [T41,T42] | MALLOW |  | 52.2222 | -8.583
MV/LV Substation NA***925X |  | 10 kV | _ | LV | 50 kVA :Pole Substation | 0.05 | --> | 0.05 | 0 | 0 | Constrained,otherwise capacity available =48kVA. | --> | 0.0475 | 0 | 0 | 0.050303 | 0 |  | --> | C17 ex CARRICKMACROSS | Carrickmacross [T41,T42] | MEATH HILL |  | 53.9846 | -6.7273
MV/LV Substation NA***931 |  | 20 kV | _ | LV | 50 kVA :Pole Substation | 0.05 | --> | 0.05 | 0 | 0 | Constrained,otherwise capacity available =50kVA. | --> | 0.0475 | 0 | 0 | 0.05 | 0 |  | --> | C26 ex STEPHENSTOWN | Stephenstown [T101,T102] | FINGLAS |  | 53.5889 | -6.288
MV/LV Substation NA***937X |  | 10 kV | _ | LV | 200 kVA :Kiosk Substation | 0.2 | --> | 0.2 | 0.155 | 11.9 |  | --> | 0.19 | 0 | 0 | 0.20672 | 0 |  | --> | C23 ex SALTHILL | Salthill [T101,T102] | SALTHILL |  | 53.2749 | -9.1126
MV/LV Substation NA***961X |  | 10 kV | _ | LV | 200 kVA :Kiosk Substation | 0.2 | --> | 0.2 | 0.153 | 6 |  | --> | 0.19 | 0 | 0.001482 | 0 | 0 | Constrained,otherwise capacity available =207kW. | --> | C12 ex ARDGEEHA | Ardgeeha [T41,T42] | DOON |  | 52.3569 | -7.6868
MV/LV Substation NA***965 |  | 20 kV | _ | LV | 50 kVA :Pole Substation | 0.05 | --> | 0.05 | 0 | 0 | Constrained,otherwise capacity available =43kVA. | --> | 0.0475 | 0 | 0 | 0.051052 | 0 |  | --> | C26 ex STEPHENSTOWN | Stephenstown [T101,T102] | FINGLAS |  | 53.5881 | -6.2906
MV/LV Substation NA***968Y |  | 20 kV | _ | LV | 200 kVA :Pole Substation | 0.2 | --> | 0.2 | 0 | 0 | Constrained,otherwise capacity available =178kVA. | --> | 0.19 | 0 | 0 | 0.20331 | 0 |  | --> | E15 ex JULIANSTOWN | Julianstown [T421,T422] | DRYBRIDGE |  | 53.6328 | -6.2663
MV/LV Substation NA***968Z |  | 10 kV | _ | LV | 50 kVA :Pole Substation | 0.05 | --> | 0.05 | 0 | 0 | Constrained,otherwise capacity available =19kVA. | --> | 0.0475 | 0 | 0 | 0.054497 | 0 |  | --> | C17 ex NAAS | Naas [T41,T42] | KILTEEL |  | 53.2078 | -6.6709
MV/LV Substation NA***995X |  | 10 kV | _ | LV | 630 kVA :Building Structure | 0.63 | --> | 0.63 | 0.5 | 11.9 |  | --> | 0.5985 | 0 | 0 | 0.5 | 0 |  | --> | C21 ex SALTHILL | Salthill [T101,T102] | SALTHILL |  | 53.276 | -9.095
MV/LV Substation NA***997Z |  | 10 kV | _ | LV | 400 kVA :Kiosk Substation | 0.4 | --> | 0.4 | 0.4 | 13.1 |  | --> | 0.38 | 0 | 0 | 0.4 | 0 |  | --> | C22 ex MONREAD | Monread [T101,T102] | MONREAD |  | 53.2152 | -6.684
MV/LV Substation NB***072X |  | 10 kV | _ | LV | 630 kVA :Kiosk Substation | 0.63 | --> | 0.63 | 0 | 0 | Constrained,otherwise capacity available =475kVA. | --> | 0.5985 | 0 | 0.008151 | 0.5 | 0 |  | --> | C22 ex BISHOPSTOWN | Bishopstown [T41,T42] | KILBARRY |  | 51.8768 | -8.539
MV/LV Substation NB***103Y |  | 10 kV | _ | LV | 400 kVA :Kiosk Substation | 0.4 | --> | 0.4 | 0.31536 | 0.3 | Constrained,otherwise capacity available =355kVA. | --> | 0.38 | 0 | 0.003705 | 0.40677 | 0 |  | --> | C18 ex BALLYMOTE | Ballymote [T41] | SLIGO |  | 54.0929 | -8.525
MV/LV Substation NB***111 |  | 10 kV | _ | LV | 400 kVA :Kiosk Substation | 0.4 | --> | 0.4 | 0.288 | 5.3 |  | --> | 0.38 | 0 | 0 | 0.41666 | 0 |  | --> | C11 ex BALLYTIVNAN | Ballytivnan [T41,T42] | SLIGO |  | 54.2834 | -8.4663
MV/LV Substation NB***141Y |  | 20 kV | _ | LV | 400 kVA :Kiosk Substation | 0.4 | --> | 0.4 | 0.367 | 17.8 |  | --> | 0.38 | 0 | 0 | 0.40498 | 0 |  | --> | E13 ex BANOGE | Banoge [T121,T122] | BANOGE |  | 52.6389 | -6.2375
MV/LV Substation NB***146 |  | 10 kV | _ | LV | 400 kVA :Kiosk Substation | 0.4 | --> | 0.4 | 0.314 | 3.9 |  | --> | 0.38 | 0 | 0.006669 | 0.41285 | 0 |  | --> | C24 ex GALWAY 110KV | Galway 110kv [T102,T103] | GALWAY 110KV |  | 53.2811 | -9.0075
MV/LV Substation NB***309X |  | 20 kV | _ | LV | 400 kVA :Kiosk Substation | 0.4 | --> | 0.4 | 0.333 | 1.7 |  | --> | 0.38 | 0 | 0.008151 | 0.41005 | 0 |  | --> | C26 ex ATHY | Athy [T101,T102] | ATHY |  | 53.0957 | -6.9449
MV/LV Substation NB***4400 |  | 20 kV | _ | LV | 50 kVA :Pole Substation | 0.05 | --> | 0.05 | 0.048 | 3.5 |  | --> | 0.0475 | 0 | 0 | 0.050303 | 0 |  | --> | E18 ex BUSH | Bush [T421,T422] | DUNDALK |  | 53.9959 | -6.2085
MV/LV Substation NB***4468 |  | 10 kV | _ | LV | 50 kVA :Pole Substation | 0.05 | --> | 0.05 | 0.05 | 0.2 |  | --> | 0.0475 | 0 | 0 | 0 | 0 | Constrained,otherwise capacity available =50kW. | --> | E17 ex BEALISTOWN | Bealistown [T421,T422] | GREAT ISLAND |  | 52.1961 | -6.8447
MV/LV Substation NB***4501 |  | 20 kV | _ | LV | 50 kVA :Pole Substation | 0.05 | --> | 0.05 | 0 | 0 | Constrained,otherwise capacity available =50kVA. | --> | 0.0475 | 0 | 0 | 0 | 0 | Constrained,otherwise capacity available =50kW. | --> | E17 ex KNOCKMULLEN | Knockmullen [T42,T421] | GREAT ISLAND |  | 52.3635 | -6.8434
MV/LV Substation NB***465 |  | 10 kV | _ | LV | 400 kVA :Kiosk Substation | 0.4 | --> | 0.4 | 0 | 0 | Constrained,otherwise capacity available =305kVA. | --> | 0.38 | 0 | 0 | 0 | 0 | Constrained,otherwise capacity available =414.2kW. | --> | C14 ex DONEGAL | Donegal [T41,T42] | CATHALEENS FALL |  | 54.6573 | -8.0929
MV/LV Substation NB***4801 |  | 20 kV | _ | LV | 50 kVA :Pole Substation | 0.05 | --> | 0.05 | 0 | 0 | Constrained,otherwise capacity available =50kVA. | --> | 0.0475 | 0 | 0 | 0.05 | 0 |  | --> | E20 ex BALLINDERRY | Ballinderry [T41,T422] | MULLINGAR |  | 53.3952 | -7.3845
MV/LV Substation NB***901 |  | 20 kV | _ | LV | 200 kVA :Pole Substation | 0.2 | --> | 0.2 | 0.144 | 2.8 |  | --> | 0.19 | 0 | 0 | 0.20833 | 0 |  | --> | E21 ex CLARA | Clara [T421,T422] | THORNSBERRY |  | 53.346 | -7.597
MV/LV Substation NC***019X |  | 10 kV | _ | LV | 50 kVA :Pole Substation | 0.05 | --> | 0.05 | 0.041 | 1.3 |  | --> | 0.0475 | 0 | 0 | 0.051348 | 0 |  | --> | C18 ex CASTLEREA | Castlerea [T41,T42] | CARRICK ON SHANNON |  | 53.7694 | -8.489
MV/LV Substation NC***066Z |  | 10 kV | _ | LV | 400 kVA :Kiosk Substation | 0.4 | --> | 0.4 | 0 | 0 | Constrained,otherwise capacity available =311kVA. | --> | 0.38 | 0 | 0 | 0.41329 | 0 |  | --> | C21 ex BALLINDERRY | Ballinderry [T41,T422] | MULLINGAR |  | 53.5141 | -7.3553
MV/LV Substation NC***090X |  | 10 kV | _ | LV | 50 kVA :Pole Substation | 0.05 | --> | 0.05 | 0 | 0 | Constrained,otherwise capacity available =45kVA. | --> | 0.0475 | 0 | 0 | 0.050753 | 0 |  | --> | C17 ex CARRICK ON SHANNON | Carrick On Shannon [T41,T42] | CARRICK ON SHANNON |  | 53.9442 | -8.0792
MV/LV Substation NC***246Z |  | 10 kV | _ | LV | 400 kVA :Building Structure | 0.4 | --> | 0.4 | 0 | 0 | Constrained,otherwise capacity available =338kVA. | --> | 0.38 | 0 | 0 | 0.40931 | 0 |  | --> | C13 ex POPPINTREE | Poppintree [T101,T102] | FINGLAS |  | 53.4105 | -6.2693
MV/LV Substation NC***383X |  | 10 kV | _ | LV | 1000 kVA :Building Structure | 1 | --> | 1 | 0.5 | 7 |  | --> | 0.95 | 0 | 0 | 0.5 | 0 |  | --> | C24 ex NORTH QUAYS | North Quays [T101,T102,T103] | POOLBEG |  | 53.3484 | -6.2423
MV/LV Substation NC***4325 |  | 10 kV | _ | LV | 1000 kVA :Building Structure | 1 | --> | 1 | 0 | 0 | Constrained,otherwise capacity available =500kVA. | --> | 0.95 | 0 | 0 | 0.5 | 0 |  | --> | C11 ex PHIBSBORO | Phibsboro [T41,T42] | FINGLAS |  | 53.3585 | -6.2784
MV/LV Substation NC***497X |  | 10 kV | _ | LV | 50 kVA :Pole Substation | 0.05 | --> | 0.05 | 0 | 0 | Constrained,otherwise capacity available =42kVA. | --> | 0.0475 | 0 | 0 | 0.0512 | 0 |  | --> | C12 ex SKIBBEREEN | Skibbereen [T41,T42] | DUNMANWAY |  | 51.5578 | -9.2669
MV/LV Substation NC***689X |  | 10 kV | _ | LV | 100 kVA :Pole Substation | 0.1 | --> | 0.1 | 0.06 | 13.5 |  | --> | 0.095 | 0 | 0 | 0.1059 | 0 |  | --> | C12 ex ENNIS | Ennis [T101,T102] | ENNIS |  | 52.8391 | -8.9703
MV/LV Substation NC***759Y |  | 10 kV | _ | LV | 200 kVA :Kiosk Substation | 0.2 | --> | 0.2 | 0.066 | 0.9 |  | --> | 0.19 | 0 | 0.06669 | 0.21492 | 0 |  | --> | C11 ex COES ROAD | Coes Road [T41,T42] | DUNDALK |  | 54.0052 | -6.3747
MV/LV Substation NC***869X |  | 10 kV | _ | LV | 1000 kVA :Building Structure | 1 | --> | 1 | 0.5 | 7 |  | --> | 0.95 | 0 | 0 | 0.5 | 0 |  | --> | C24 ex NORTH QUAYS | North Quays [T101,T102,T103] | POOLBEG |  | 53.3484 | -6.2423
MV/LV Substation NC***914X |  | 10 kV | _ | LV | 50 kVA :Pole Substation | 0.05 | --> | 0.05 | 0 | 0 | Constrained,otherwise capacity available =10kVA. | --> | 0.0475 | 0 | 0 | 0.055725 | 0 |  | --> | C11 ex POLLERTON | Pollerton [T41,T42] | CARLOW |  | 52.8427 | -6.9051
MV/LV Substation NC***946 |  | 20 kV | _ | LV | 50 kVA :Pole Substation | 0.05 | --> | 0.05 | 0.045 | 1 |  | --> | 0.0475 | 0 | 0 | 0 | 0 | Constrained,otherwise capacity available =50.8kW. | --> | C16 ex BOYLE | Boyle [T41,T42] | CARRICK ON SHANNON |  | 54.0568 | -8.2452
MV/LV Substation NC***953 |  | 10 kV | _ | LV | 400 kVA :Building Structure | 0.4 | --> | 0.4 | 0.281 | 1 |  | --> | 0.38 | 0 | 0 | 0 | 0 | Constrained,otherwise capacity available =417.7kW. | --> | C11 ex BOYLE | Boyle [T41,T42] | CARRICK ON SHANNON |  | 53.9683 | -8.3089
MV/LV Substation NE***002 |  | 10 kV | _ | LV | 400 kVA :Kiosk Substation | 0.4 | --> | 0.4 | 0.246 | 5.5 |  | --> | 0.38 | 0 | 0.009633 | 0 | 0 | Constrained,otherwise capacity available =422.7kW. | --> | C17 ex GORTLEE | Gortlee [T41,T42] | LETTERKENNY |  | 54.9532 | -7.741
MV/LV Substation NE***003 |  | 10 kV | _ | LV | 400 kVA :Kiosk Substation | 0.4 | --> | 0.4 | 0 | 0 | Constrained,otherwise capacity available =135kVA. | --> | 0.38 | 0 | 0.004446 | 0.43832 | 0 |  | --> | C14 ex ROSEHILL | Rosehill [T41,T42] | KILKENNY |  | 52.6476 | -7.253
MV/LV Substation NE***003 |  | 10 kV | _ | LV | 630 kVA :Kiosk Substation | 0.63 | --> | 0.63 | 0.158 | 3.5 |  | --> | 0.5985 | 0 | 0.004446 | 0.5 | 0 |  | --> | C13 ex TRIMMS LANE | Trimms Lane [T41,T42] | SALTHILL |  | 53.2705 | -9.0585
MV/LV Substation NE***003X |  | 10 kV | _ | LV | 400 kVA :Kiosk Substation | 0.4 | --> | 0.4 | 0.361 | 0.9 |  | --> | 0.38 | 0 | 0.004446 | 0.40588 | 0 |  | --> | C16 ex KENMARE | Kenmare [T42] | KNOCKEARAGH |  | 51.8808 | -9.5896
MV/LV Substation NE***004 |  | 10 kV | _ | LV | 100 kVA :Pole Substation | 0.1 | --> | 0.1 | 0 | 0 |  | --> | 0.095 | 0 | 0.00741 | 0.12183 | 0 |  | --> | C15 ex ENNISTYMON | Ennistymon [T41,T42] | ENNIS |  | 52.9387 | -9.2902
MV/LV Substation NE***005 |  | 20 kV | _ | LV | 400 kVA :Kiosk Substation | 0.4 | --> | 0.4 | 0.321 | 1.8 |  | --> | 0.38 | 0 | 0 | 0.41182 | 0 |  | --> | E12 ex BIRDHILL | Birdhill [T421,T422] | ARDNACRUSHA |  | 52.8068 | -8.4464
MV/LV Substation NE***005Y |  | 10 kV | _ | LV | 100 kVA :Pole Substation | 0.1 | --> | 0.1 | 0 | 0 | Constrained,otherwise capacity available =76kVA. | --> | 0.095 | 0 | 0.004446 | 0.10358 | 0 |  | --> | C18 ex CELBRIDGE | Celbridge [T41,T42] | GRIFFINRATH |  | 53.2987 | -6.5215
MV/LV Substation NE***007 |  | 10 kV | _ | LV | 50 kVA :Pole Substation | 0.05 | --> | 0.05 | 0 | 0 | Constrained,otherwise capacity available =50kVA. | --> | 0.0475 | 0 | 0 | 0.05 | 0 |  | --> | C11 ex ATHENRY | Athenry [T41,T42] | GALWAY 110KV |  | 53.2896 | -8.759
MV/LV Substation NE***008 |  | 10 kV | _ | LV | 200 kVA :Pole Substation | 0.2 | --> | 0.2 | 0 | 0 | Constrained,otherwise capacity available =122kVA. | --> | 0.19 | 0 | 0.011115 | 0.21151 | 0 |  | --> | C16 ex KANTURK | Kanturk [T41,T42] | GLENLARA |  | 52.1817 | -8.9117
MV/LV Substation NE***009Z |  | 20 kV | _ | LV | 200 kVA :Pole Substation | 0.2 | --> | 0.2 | 0.18 | 1 |  | --> | 0.19 | 0 | 0 | 0.20301 | 0 |  | --> | E21 ex LONGFORD | Longford [T421,T422] | RICHMOND |  | 53.7679 | -7.8381
MV/LV Substation NE***010 |  | 20 kV | _ | LV | 100 kVA :Pole Substation | 0.1 | --> | 0.1 | 0 | 0 | Constrained,otherwise capacity available =77kVA. | --> | 0.095 | 0 | 0 | 0.10343 | 0 |  | --> | C14 ex KILDARE | Kildare [T41,T42] | NEWBRIDGE |  | 53.2235 | -6.99
MV/LV Substation NE***011 |  | 20 kV | _ | LV | 100 kVA :Pole Substation | 0.1 | --> | 0.1 | 0 | 0 | Constrained,otherwise capacity available =41kVA. | --> | 0.095 | 0 | 0.011115 | 0.10858 | 0 |  | --> | E12 ex BALLINROBE | Ballinrobe [T421,T422] | DALTON |  | 53.6189 | -9.2229
MV/LV Substation NE***011Y |  | 10 kV | _ | LV | 400 kVA :Kiosk Substation | 0.4 | --> | 0.4 | 0 | 0 | Constrained,otherwise capacity available =238kVA. | --> | 0.38 | 0 | 0 | 0.42388 | 0 |  | --> | C22 ex CAVAN | Cavan [T42,T421] | SHANKILL |  | 53.9923 | -7.3587
MV/LV Substation NE***012 |  | 20 kV | _ | LV | 200 kVA :Kiosk Substation | 0.2 | --> | 0.2 | 0 | 0 | Constrained,otherwise capacity available =150kVA. | --> | 0.19 | 0 | 0.008151 | 0.20745 | 0 |  | --> | E17 ex DRUMLINE | Drumline [T421,T422] | DRUMLINE |  | 52.7634 | -8.8951
MV/LV Substation NE***012Z |  | 10 kV | _ | LV | 50 kVA :Pole Substation | 0.05 | --> | 0.05 | 0 | 0 | Constrained,otherwise capacity available =38kVA. | --> | 0.0475 | 0 | 0.008151 | 0.05179 | 0 |  | --> | C16 ex LEIXLIP | Leixlip [T41,T42] | GRIFFINRATH |  | 53.349 | -6.5126
MV/LV Substation NE***013 |  | 10 kV | _ | LV | 200 kVA :Kiosk Substation | 0.2 | --> | 0.2 | 0 | 0 | Constrained,otherwise capacity available =139kVA. | --> | 0.19 | 0 | 0.026676 | 0.20906 | 0 |  | --> | C12 ex TRAMORE | Tramore [T41,T42] | BUTLERSTOWN |  | 52.1554 | -7.1664
MV/LV Substation NE***013 |  | 10 kV | _ | LV | 400 kVA :Building Structure | 0.4 | --> | 0.4 | 0 | 0 | Constrained,otherwise capacity available =390kVA. | --> | 0.38 | 0 | 0 | 0.40151 | 0 |  | --> | C17 ex ATHGARVAN | Athgarvan [T41,T44] | NEWBRIDGE |  | 53.1756 | -6.797
MV/LV Substation NE***013 |  | 10 kV | _ | LV | 400 kVA :Kiosk Substation | 0.4 | --> | 0.4 | 0 | 0 | Constrained,otherwise capacity available =347kVA. | --> | 0.38 | 0 | 0.008151 | 0.40797 | 0 |  | --> | C15 ex TRIM | Trim [T41,T42] | NAVAN |  | 53.552 | -6.7963
MV/LV Substation NE***014 |  | 20 kV | _ | LV | 200 kVA :Pole Substation | 0.2 | --> | 0.2 | 0.147 | 1 |  | --> | 0.19 | 0 | 0 | 0 | 0 | Constrained,otherwise capacity available =207.9kW. | --> | C18 ex BOYLE | Boyle [T41,T42] | CARRICK ON SHANNON |  | 53.845 | -8.1928
MV/LV Substation NE***015 |  | 10 kV | _ | LV | 400 kVA :Kiosk Substation | 0.4 | --> | 0.4 | 0.267 | 5 |  | --> | 0.38 | 0 | 0.031122 | 0.41971 | 0 |  | --> | C13 ex MCDONAGH | Mcdonagh [T41,T42] | KILKENNY |  | 52.667 | -7.2509
MV/LV Substation NE***015X |  | 10 kV | _ | LV | 630 kVA :Kiosk Substation | 0.63 | --> | 0.63 | 0.441 | 1 |  | --> | 0.5985 | 0 | 0 | 0.5 | 0 |  | --> | C17 ex NEWMARKET (DR) | Newmarket (dr) [T41] | FRANCIS STREET |  | 53.3375 | -6.2707
MV/LV Substation NE***016 |  | 10 kV | _ | LV | 400 kVA :Kiosk Substation | 0.4 | --> | 0.4 | 0 | 0 | Constrained,otherwise capacity available =80kVA. | --> | 0.38 | 0 | 0.021489 | 0.4458 | 0 |  | --> | C17 ex MONEENAGEISHA | Moneenageisha [T41,T42] | GALWAY 110KV |  | 53.2773 | -9.0637
MV/LV Substation NE***017 |  | 20 kV | _ | LV | 200 kVA :Pole Substation | 0.2 | --> | 0.2 | 0.089 | 1.8 |  | --> | 0.19 | 0 | 0.003705 | 0.21618 | 0 |  | --> | E11 ex BIRDHILL | Birdhill [T421,T422] | ARDNACRUSHA |  | 52.7121 | -8.4103
MV/LV Substation NE***018 |  | 10 kV | _ | LV | 400 kVA :Kiosk Substation | 0.4 | --> | 0.4 | 0 | 0 | Constrained,otherwise capacity available =320kVA. | --> | 0.38 | 0 | 0.015561 | 0.41197 | 0 |  | --> | C19 ex LOUGHSHINNY | Loughshinny [T41,T42] | GLASMORE |  | 53.5791 | -6.1095
MV/LV Substation NE***018 |  | 10 kV | _ | LV | 200 kVA :Pole Substation | 0.2 | --> | 0.2 | 0 | 0 | Constrained,otherwise capacity available =160kVA. | --> | 0.19 | 0 | 0.006669 | 0 | 0 | Constrained,otherwise capacity available =206kW. | --> | C12 ex CULLION | Cullion [T41,T42] | LETTERKENNY |  | 54.9419 | -7.7453
MV/LV Substation NE***020 |  | 10 kV | _ | LV | 400 kVA :Kiosk Substation | 0.4 | --> | 0.4 | 0 | 0 | Constrained,otherwise capacity available =349kVA. | --> | 0.38 | 0 | 0.003705 | 0.40767 | 0 |  | --> | C16 ex COOLCORCORAN | Coolcorcoran [T41,T42] | KNOCKEARAGH |  | 52.0627 | -9.516
MV/LV Substation NE***020 |  | 10 kV | _ | LV | 100 kVA :Pole Substation | 0.1 | --> | 0.1 | 0 | 0 | Constrained,otherwise capacity available =71kVA. | --> | 0.095 | 0 | 0 | 0.10431 | 0 |  | --> | C16 ex CLONES | Clones [T41,T42] | SHANKILL |  | 54.1801 | -7.2382
MV/LV Substation NE***021 |  | 20 kV | _ | LV | 100 kVA :Pole Substation | 0.1 | --> | 0.1 | 0 | 0 | Constrained,otherwise capacity available =71kVA. | --> | 0.095 | 0 | 0.001482 | 0.10431 | 0 |  | --> | E20 ex CLONMINCH | Clonminch [T41,T422] | THORNSBERRY |  | 53.2943 | -7.2878
MV/LV Substation NE***021 |  | 10 kV | _ | LV | 200 kVA :Pole Substation | 0.2 | --> | 0.2 | 0.139 | 8.2 |  | --> | 0.19 | 0 | 0.011856 | 0.20906 | 0 |  | --> | C11 ex MOUNT MISERY | Mount Misery [T41,T42] | WATERFORD |  | 52.2728 | -7.1317
MV/LV Substation NE***023X |  | 20 kV | _ | LV | 50 kVA :Pole Substation | 0.05 | --> | 0.05 | 0.048 | 0.4 |  | --> | 0.0475 | 0 | 0 | 0.050303 | 0 |  | --> | C16 ex CARRAROE | Carraroe [T42] | SCREEB |  | 53.1002 | -9.5771
MV/LV Substation NE***024 |  | 10 kV | _ | LV | 400 kVA :Kiosk Substation | 0.4 | --> | 0.4 | 0 | 0 | Constrained,otherwise capacity available =344kVA. | --> | 0.38 | 0 | 0.016302 | 0 | 0 | Constrained,otherwise capacity available =408.4kW. | --> | C19 ex LISMORE | Lismore [T41,T42] | DUNGARVAN |  | 52.1342 | -7.9347
MV/LV Substation NE***026 |  | 10 kV | _ | LV | 400 kVA :Kiosk Substation | 0.4 | --> | 0.4 | 0 | 0 | Constrained,otherwise capacity available =204kVA. | --> | 0.38 | 0 | 0.010374 | 0.42871 | 0 |  | --> | C17 ex NAAS | Naas [T41,T42] | KILTEEL |  | 53.2158 | -6.6726
MV/LV Substation NE***026 |  | 10 kV | _ | LV | 100 kVA :Pole Substation | 0.1 | --> | 0.1 | 0 | 0 | Constrained,otherwise capacity available =77kVA. | --> | 0.095 | 0 | 0 | 0.10343 | 0 |  | --> | C18 ex CLONES | Clones [T41,T42] | SHANKILL |  | 54.1789 | -7.2226
MV/LV Substation NE***026 |  | 10 kV | _ | LV | 100 kVA :Pole Substation | 0.1 | --> | 0.1 | 0.1 | 1.9 |  | --> | 0.095 | 0 | 0 | 0 | 0 | Constrained,otherwise capacity available =100kW. | --> | C16 ex TURLOUGH ROAD | Turlough Road [T41,T42] | CASTLEBAR |  | 53.8565 | -9.3142
MV/LV Substation NE***026Y |  | 10 kV | _ | LV | 100 kVA :Pole Substation | 0.1 | --> | 0.1 | 0.094 | 0.9 |  | --> | 0.095 | 0 | 0 | 0 | 0 | Constrained,otherwise capacity available =100.9kW. | --> | C18 ex SPA ROAD | Spa Road [T41,T42] | DOON |  | 52.3734 | -7.6378
MV/LV Substation NE***026Z |  | 10 kV | _ | LV | 400 kVA :Building Structure | 0.4 | --> | 0.4 | 0 | 0 | Constrained,otherwise capacity available =299kVA. | --> | 0.38 | 0 | 0.045201 | 0.41505 | 0 |  | --> | C34 ex CLONDALKIN | Clondalkin [T41,T42,T44] | INCHICORE 220KV |  | 53.3284 | -6.3713
MV/LV Substation NE***028 |  | 10 kV | _ | LV | 200 kVA :Pole Substation | 0.2 | --> | 0.2 | 0 | 0 | Constrained,otherwise capacity available =148kVA. | --> | 0.19 | 0 | 0.003705 | 0.20775 | 0 |  | --> | C13 ex CLONMINCH | Clonminch [T41,T422] | THORNSBERRY |  | 53.2714 | -7.4863
MV/LV Substation NE***028Z |  | 20 kV | _ | LV | 50 kVA :Pole Substation | 0.05 | --> | 0.05 | 0 | 0 | Constrained,otherwise capacity available =50kVA. | --> | 0.0475 | 0 | 0 | 0.05 | 0 |  | --> | E20 ex BALLINDERRY | Ballinderry [T41,T422] | MULLINGAR |  | 53.5108 | -7.3275
MV/LV Substation NE***031Y |  | 10 kV | _ | LV | 50 kVA :Pole Substation | 0.05 | --> | 0.05 | 0 | 0 | Constrained,otherwise capacity available =33kVA. | --> | 0.0475 | 0 | 0.021489 | 0.052518 | 0 |  | --> | C16 ex TUAM NORTH | Tuam North [T41,T42] | CLOON |  | 53.4899 | -8.9277
MV/LV Substation NE***034X |  | 20 kV | _ | LV | 50 kVA :Pole Substation | 0.05 | --> | 0.05 | 0.048 | 0.4 |  | --> | 0.0475 | 0 | 0 | 0.050303 | 0 |  | --> | C16 ex CARRAROE | Carraroe [T42] | SCREEB |  | 53.0893 | -9.5929
MV/LV Substation NE***035 |  | 10 kV | _ | LV | 100 kVA :Pole Substation | 0.1 | --> | 0.1 | 0.067 | 13.8 |  | --> | 0.095 | 0 | 0.025935 | 0.10489 | 0 |  | --> | C18 ex SINGLAND | Singland [T101,T102] | SINGLAND |  | 52.6661 | -8.5607
MV/LV Substation NE***036 |  | 20 kV | _ | LV | 50 kVA :Pole Substation | 0.05 | --> | 0.05 | 0 | 0 | Constrained,otherwise capacity available =45kVA. | --> | 0.0475 | 0 | 0.003705 | 0 | 0 | Constrained,otherwise capacity available =50.8kW. | --> | E20 ex ROSCREA | Roscrea [T41,T42] | IKERRIN |  | 52.9499 | -7.7903
MV/LV Substation NE***036Z |  | 10 kV | _ | LV | 400 kVA :Kiosk Substation | 0.4 | --> | 0.4 | 0.318 | 1.7 |  | --> | 0.38 | 0 | 0 | 0.41226 | 0 |  | --> | C13 ex ATHY | Athy [T101,T102] | ATHY |  | 52.9923 | -6.9916
MV/LV Substation NE***037 |  | 10 kV | _ | LV | 400 kVA :Kiosk Substation | 0.4 | --> | 0.4 | 0 | 0 | Constrained,otherwise capacity available =278kVA. | --> | 0.38 | 0 | 0.034827 | 0.41811 | 0 |  | --> | C15 ex GREYSTONES | Greystones [T41,T42] | FASSAROE |  | 53.1501 | -6.072
MV/LV Substation NE***038Y |  | 10 kV | _ | LV | 200 kVA :Pole Substation | 0.2 | --> | 0.2 | 0 | 0 | Constrained,otherwise capacity available =177kVA. | --> | 0.19 | 0 | 0 | 0.20346 | 0 |  | --> | C18 ex CELBRIDGE | Celbridge [T41,T42] | GRIFFINRATH |  | 53.3017 | -6.4982
MV/LV Substation NE***040 |  | 10 kV | _ | LV | 200 kVA :Pole Substation | 0.2 | --> | 0.2 | 0.148 | 5.5 |  | --> | 0.19 | 0 | 0 | 0 | 0 | Constrained,otherwise capacity available =207.7kW. | --> | C17 ex GORTLEE | Gortlee [T41,T42] | LETTERKENNY |  | 54.9548 | -7.7416
MV/LV Substation NE***041Y |  | 10 kV | _ | LV | 200 kVA :Pole Substation | 0.2 | --> | 0.2 | 0.147 | 1.1 |  | --> | 0.19 | 0 | 0 | 0.20789 | 0 |  | --> | C19 ex BIRR | Birr [T41,T422] | DALLOW |  | 53.0954 | -7.9007
MV/LV Substation NE***043Z |  | 20 kV | _ | LV | 50 kVA :Pole Substation | 0.05 | --> | 0.05 | 0.009 | 19.8 |  | --> | 0.0475 | 0 | 0.012597 | 0.055859 | 0 |  | --> | E19 ex MULLAGHARLIN | Mullagharlin [T121,T122] | MULLAGHARLIN |  | 53.977 | -6.4948
MV/LV Substation NE***045 |  | 10 kV | _ | LV | 400 kVA :Building Structure | 0.4 | --> | 0.4 | 0.295 | 0.8 |  | --> | 0.38 | 0 | 0.011115 | 0.41564 | 0 |  | --> | C19 ex MANOR STREET | Manor Street [T41,T42] | WATERFORD |  | 52.2518 | -7.0976
MV/LV Substation NE***046Y |  | 10 kV | _ | LV | 100 kVA :Pole Substation | 0.1 | --> | 0.1 | 0 | 0 | Constrained,otherwise capacity available =64kVA. | --> | 0.095 | 0 | 0.005928 | 0.10532 | 0 |  | --> | C18 ex CELBRIDGE | Celbridge [T41,T42] | GRIFFINRATH |  | 53.2987 | -6.5053
MV/LV Substation NE***049 |  | 10 kV | _ | LV | 400 kVA :Kiosk Substation | 0.4 | --> | 0.4 | 0 | 0 | Constrained,otherwise capacity available =370kVA. | --> | 0.38 | 0 | 0.016302 | 0 | 0 | Constrained,otherwise capacity available =404.5kW. | --> | C15 ex FERMOY NORTH | Fermoy North [T41,T42] | BARRYMORE |  | 52.1426 | -8.2797
MV/LV Substation NE***050 |  | 20 kV | _ | LV | 100 kVA :Pole Substation | 0.1 | --> | 0.1 | 0 | 0 | Constrained,otherwise capacity available =79kVA. | --> | 0.095 | 0 | 0.008892 | 0 | 0 | Constrained,otherwise capacity available =103.1kW. | --> | E13 ex BLESSINGTON | Blessington [T421,T422] | KILTEEL |  | 53.173 | -6.5498
MV/LV Substation NE***059 |  | 10 kV | _ | LV | 50 kVA :Pole Substation | 0.05 | --> | 0.05 | 0.019092 | 0 | Constrained,otherwise capacity available =22kVA. | --> | 0.0475 | 0 | 0.002964 | 0 | 0 | Constrained,otherwise capacity available =54.1kW. | --> | C18 ex BALLYBAY | Ballybay [T41,T42] | LISDRUM |  | 54.1281 | -6.9126
MV/LV Substation NE***060 |  | 20 kV | _ | LV | 50 kVA :Pole Substation | 0.05 | --> | 0.05 | 0 | 0 | Constrained,otherwise capacity available =36kVA. | --> | 0.0475 | 0 | 0 | 0.052083 | 0 |  | --> | E13 ex BEALNABLATH | Bealnablath [T421] | BANDON |  | 51.7822 | -8.8704
MV/LV Substation NE***062 |  | 10 kV | _ | LV | 400 kVA :Building Structure | 0.4 | --> | 0.4 | 0.201 | 6.4 |  | --> | 0.38 | 0 | 0.005928 | 0.42913 | 0 |  | --> | C14 ex GARRYCASTLE | Garrycastle [T41,T42] | ATHLONE |  | 53.4265 | -7.9338
MV/LV Substation NE***062X |  | 10 kV | _ | LV | 200 kVA :Kiosk Substation | 0.2 | --> | 0.2 | 0.143 | 6 |  | --> | 0.19 | 0 | 0.002223 | 0.20848 | 0 |  | --> | C19 ex TRABEG | Trabeg [T101,T102] | TRABEG |  | 51.8649 | -8.4519
MV/LV Substation NE***062X |  | 10 kV | _ | LV | 400 kVA :Building Structure | 0.4 | --> | 0.4 | 0.060409 | 0.1 | Constrained,otherwise capacity available =369kVA. | --> | 0.38 | 0 | 0 | 0.40468 | 0 |  | --> | C17 ex TUBBERCURRY | Tubbercurry [T41,T42] | TONROE |  | 54.054 | -8.7598
MV/LV Substation NE***071 |  | 20 kV | _ | LV | 100 kVA :Pole Substation | 0.1 | --> | 0.1 | 0 | 0 | Constrained,otherwise capacity available =100kVA. | --> | 0.095 | 0 | 0 | 0.1 | 0 |  | --> | C19 ex ENNISTYMON | Ennistymon [T41,T42] | ENNIS |  | 53.1009 | -9.1642
MV/LV Substation NE***073 |  | 10 kV | _ | LV | 200 kVA :Pole Substation | 0.2 | --> | 0.2 | 0 | 0 | Constrained,otherwise capacity available =109kVA. | --> | 0.19 | 0 | 0 | 0 | 0 | Constrained,otherwise capacity available =213.4kW. | --> | C20 ex PORTLAOISE | Portlaoise [T41,T42] | PORTLAOISE |  | 53.0295 | -7.2916
MV/LV Substation NE***075 |  | 10 kV | _ | LV | 400 kVA :Building Structure | 0.4 | --> | 0.4 | 0.322 | 4.9 |  | --> | 0.38 | 0 | 0 | 0.41167 | 0 |  | --> | C11 ex COOLOCK | Coolock [T41,T42] | FINGLAS |  | 53.3955 | -6.1915
MV/LV Substation NE***076 |  | 20 kV | _ | LV | 50 kVA :Pole Substation | 0.05 | --> | 0.05 | 0 | 0 | Constrained,otherwise capacity available =40kVA. | --> | 0.0475 | 0 | 0 | 0.051496 | 0 |  | --> | E15 ex BATTER LANE TEMPORARY | Batter Lane Temporary 38kv [T421] | GLASMORE |  | 53.5098 | -6.181
MV/LV Substation NE***077Z |  | 10 kV | _ | LV | 630 kVA :Building Structure | 0.63 | --> | 0.63 | 0 | 0 | Constrained,otherwise capacity available =500kVA. | --> | 0.5985 | 0 | 0.026676 | 0.5 | 0 |  | --> | C12 ex BALLINACURRA | Ballinacurra [T41,T42] | LIMERICK |  | 52.6502 | -8.6376
MV/LV Substation NE***079X |  | 10 kV | _ | LV | 630 kVA :Building Structure | 0.63 | --> | 0.63 | 0 | 0 | Constrained,otherwise capacity available =421kVA. | --> | 0.5985 | 0 | 0.018525 | 0.5 | 0 |  | --> | C19 ex CLONDALKIN | Clondalkin [T41,T42,T44] | INCHICORE 220KV |  | 53.3139 | -6.3897
MV/LV Substation NE***086 |  | 20 kV | _ | LV | 50 kVA :Pole Substation | 0.05 | --> | 0.05 | 0 | 0 | Constrained,otherwise capacity available =44kVA. | --> | 0.0475 | 0 | 0 | 0.050903 | 0 |  | --> | E11 ex GLASMORE | Glasmore [T421,T422] | GLASMORE |  | 53.4679 | -6.1864
MV/LV Substation NE***088X |  | 10 kV | _ | LV | 50 kVA :Pole Substation | 0.05 | --> | 0.05 | 0 | 0 | Constrained,otherwise capacity available =6kVA. | --> | 0.0475 | 0 | 0 | 0.056259 | 0 |  | --> | E11 ex ASHBOURNE | Ashbourne [T421,T422] | FINGLAS |  | 53.4477 | -6.3313
MV/LV Substation NE***091X |  | 10 kV | _ | LV | 100 kVA :Pole Substation | 0.1 | --> | 0.1 | 0 | 0 | Constrained,otherwise capacity available =98kVA. | --> | 0.095 | 0 | 0 | 0.1003 | 0 |  | --> | C17 ex DUNLEER | Dunleer [T41,T42] | DRYBRIDGE |  | 53.8589 | -6.4242
MV/LV Substation NE***092 |  | 20 kV | _ | LV | 50 kVA :Pole Substation | 0.05 | --> | 0.05 | 0 | 0 | Constrained,otherwise capacity available =50kVA. | --> | 0.0475 | 0 | 0 | 0.05 | 0 |  | --> | E11 ex BALLYHALE | Ballyhale [T42,T421] | KILKENNY |  | 52.5323 | -7.1433
MV/LV Substation NE***093 |  | 10 kV | _ | LV | 630 kVA :Kiosk Substation | 0.63 | --> | 0.63 | 0.402 | 1 |  | --> | 0.5985 | 0 | 0.010374 | 0.5 | 0 |  | --> | C13 ex TYCOR | Tycor [T41,T42] | WATERFORD |  | 52.2575 | -7.1189
MV/LV Substation NE***095X |  | 10 kV | _ | LV | 50 kVA :Pole Substation | 0.05 | --> | 0.05 | 0 | 0 | Constrained,otherwise capacity available =44kVA. | --> | 0.0475 | 0 | 0.017784 | 0.050903 | 0 |  | --> | C19 ex CLONDALKIN | Clondalkin [T41,T42,T44] | INCHICORE 220KV |  | 53.308 | -6.3921
MV/LV Substation NE***097 |  | 10 kV | _ | LV | 400 kVA :Kiosk Substation | 0.4 | --> | 0.4 | 0.312 | 2.4 |  | --> | 0.38 | 0 | 0.012597 | 0.41315 | 0 |  | --> | C17 ex GRAIGUE | Graigue [T41,T42] | CARLOW |  | 52.8296 | -6.9315
MV/LV Substation NE***098 |  | 10 kV | _ | LV | 400 kVA :Building Structure | 0.4 | --> | 0.4 | 0 | 0 | Constrained,otherwise capacity available =400kVA. | --> | 0.38 | 0 | 0 | 0.4 | 0 |  | --> | C16 ex TALBOTS INCH | Talbots Inch [T41,T42] | KILKENNY |  | 52.6644 | -7.2495
MV/LV Substation NE***099Y |  | 10 kV | _ | LV | 200 kVA :Pole Substation | 0.2 | --> | 0.2 | 0 | 0 | Constrained,otherwise capacity available =161kVA. | --> | 0.19 | 0 | 0 | 0.20584 | 0 |  | --> | C18 ex CELBRIDGE | Celbridge [T41,T42] | GRIFFINRATH |  | 53.2964 | -6.513
MV/LV Substation NE***099Z |  | 10 kV | _ | LV | 400 kVA :Building Structure | 0.4 | --> | 0.4 | 0 | 0 | Constrained,otherwise capacity available =400kVA. | --> | 0.38 | 0 | 0 | 0.4 | 0 |  | --> | C20 ex COLLINSTOWN | Collinstown [T41,T42] | GRANGE (DR) |  | 53.4253 | -6.2212
MV/LV Substation NE***101 |  | 10 kV | _ | LV | 400 kVA :Kiosk Substation | 0.4 | --> | 0.4 | 0.311 | 4.3 |  | --> | 0.38 | 0 | 0.031122 | 0.41329 | 0 |  | --> | C14 ex DEANSGRANGE | Deansgrange [T41,T42] | CARRICKMINES |  | 53.2818 | -6.1794
MV/LV Substation NE***101X |  | 10 kV | _ | LV | 100 kVA :Pole Substation | 0.1 | --> | 0.1 | 0.094 | 0.1 |  | --> | 0.095 | 0 | 0 | 0.10091 | 0 |  | --> | C12 ex BALLYMAHON | Ballymahon [T41,T42] | ATHLONE |  | 53.585 | -7.9363
MV/LV Substation NE***103 |  | 20 kV | _ | LV | 50 kVA :Pole Substation | 0.05 | --> | 0.05 | 0.043 | 4.4 |  | --> | 0.0475 | 0 | 0.005187 | 0.051052 | 0 |  | --> | E17 ex CRANE | Crane [T122] | CRANE |  | 52.5132 | -6.3279
MV/LV Substation NE***105X |  | 10 kV | _ | LV | 630 kVA :Kiosk Substation | 0.63 | --> | 0.63 | 0.5 | 2.8 |  | --> | 0.5985 | 0 | 0 | 0.5 | 0 |  | --> | C13 ex CASTLEBLAYNEY | Castleblayney [T41,T42] | DUNDALK |  | 54.1205 | -6.7405
MV/LV Substation NE***106 |  | 10 kV | _ | LV | 400 kVA :Kiosk Substation | 0.4 | --> | 0.4 | 0 | 0 | Constrained,otherwise capacity available =316kVA. | --> | 0.38 | 0 | 0.009633 | 0.41256 | 0 |  | --> | C22 ex TERMONFECKIN ROAD | Termonfeckin Road [T41,T42] | DRYBRIDGE |  | 53.7249 | -6.339
MV/LV Substation NE***107 |  | 10 kV | _ | LV | 1000 kVA :Building Structure | 1 | --> | 1 | 0.5 | 3.3 |  | --> | 0.95 | 0 | 0.036309 | 0.5 | 0 |  | --> | C15 ex PEMBROKE | Pembroke [T41,T42,T43,T44] | RINGSEND |  | 53.3361 | -6.2238
MV/LV Substation NE***109X |  | 20 kV | _ | LV | 200 kVA :Kiosk Substation | 0.2 | --> | 0.2 | 0.178 | 2.3 |  | --> | 0.19 | 0 | 0.003705 | 0.20331 | 0 |  | --> | E14 ex MOY | Moy [T421,T422] | MOY |  | 54.1329 | -9.1691
MV/LV Substation NE***110 |  | 10 kV | _ | LV | 100 kVA :Pole Substation | 0.1 | --> | 0.1 | 0 | 0 | Constrained,otherwise capacity available =92kVA. | --> | 0.095 | 0 | 0 | 0.10121 | 0 |  | --> | C12 ex SAGGART | Saggart [T41,T42] | GRANGE CASTLE |  | 53.268 | -6.536
MV/LV Substation NE***115X |  | 10 kV | _ | LV | 630 kVA :Kiosk Substation | 0.63 | --> | 0.63 | 0 | 0 | Constrained,otherwise capacity available =438kVA. | --> | 0.5985 | 0 | 0.008892 | 0.5 | 0 |  | --> | C18 ex ATHBOY | Athboy [T42] | NAVAN |  | 53.6238 | -6.9165
MV/LV Substation NE***116 |  | 10 kV | _ | LV | 200 kVA :Pole Substation | 0.2 | --> | 0.2 | 0.132 | 1.8 |  | --> | 0.19 | 0 | 0.02964 | 0.21007 | 0 |  | --> | C14 ex MOYLISH | Moylish [T41,T42] | ARDNACRUSHA |  | 52.6763 | -8.6336
MV/LV Substation NE***118Y |  | 10 kV | _ | LV | 50 kVA :Pole Substation | 0.05 | --> | 0.05 | 0 | 0 | Constrained,otherwise capacity available =37kVA. | --> | 0.0475 | 0 | 0 | 0.051937 | 0 |  | --> | C18 ex CELBRIDGE | Celbridge [T41,T42] | GRIFFINRATH |  | 53.2955 | -6.5137
MV/LV Substation NE***118Y |  | 10 kV | _ | LV | 50 kVA :Pole Substation | 0.05 | --> | 0.05 | 0 | 0 | Constrained,otherwise capacity available =42kVA. | --> | 0.0475 | 0 | 0.005928 | 0.0512 | 0 |  | --> | C12 ex GRANAGH | Granagh [T41,T42] | WATERFORD |  | 52.2955 | -7.2543
MV/LV Substation NE***118Z |  | 10 kV | _ | LV | 50 kVA :Pole Substation | 0.05 | --> | 0.05 | 0 | 0 | Constrained,otherwise capacity available =47kVA. | --> | 0.0475 | 0 | 0 | 0.050453 | 0 |  | --> | C15 ex KINSALE | Kinsale [T41,T42] | BANDON |  | 51.7089 | -8.5201
MV/LV Substation NE***120 |  | 10 kV | _ | LV | 1000 kVA :Building Structure | 1 | --> | 1 | 0.5 | 3.5 |  | --> | 0.95 | 0 | 0 | 0.5 | 0 |  | --> | C21 ex DUNDALK | Dundalk [T41,T42] | DUNDALK |  | 54.0031 | -6.4016
MV/LV Substation NE***120X |  | 10 kV | _ | LV | 200 kVA :Pole Substation | 0.2 | --> | 0.2 | 0.13336 | 0.1 | Constrained,otherwise capacity available =171kVA. | --> | 0.19 | 0 | 0.005928 | 0.20436 | 0 |  | --> | C12 ex BALLYMAHON | Ballymahon [T41,T42] | ATHLONE |  | 53.5882 | -7.937
MV/LV Substation NE***122Y |  | 10 kV | _ | LV | 400 kVA :Kiosk Substation | 0.4 | --> | 0.4 | 0 | 0 | Constrained,otherwise capacity available =400kVA. | --> | 0.38 | 0 | 0 | 0.4 | 0 |  | --> | C20 ex RATHMULLAN | Rathmullan [T41,T42] | DRYBRIDGE |  | 53.7026 | -6.3705
MV/LV Substation NE***123 |  | 20 kV | _ | LV | 100 kVA :Pole Substation | 0.1 | --> | 0.1 | 0.089 | 1.6 |  | --> | 0.095 | 0 | 0 | 0.10166 | 0 |  | --> | E11 ex CARRIGALLEN | Carrigallen [T421] | CARRICK ON SHANNON |  | 54.0423 | -7.6746
MV/LV Substation NE***124 |  | 10 kV | _ | LV | 200 kVA :Kiosk Substation | 0.2 | --> | 0.2 | 0 | 0 | Constrained,otherwise capacity available =153kVA. | --> | 0.19 | 0 | 0.005928 | 0.20701 | 0 |  | --> | C22 ex TERMONFECKIN ROAD | Termonfeckin Road [T41,T42] | DRYBRIDGE |  | 53.7237 | -6.3387
MV/LV Substation NE***126Z |  | 10 kV | _ | LV | 630 kVA :Building Structure | 0.63 | --> | 0.63 | 0 | 0 | Constrained,otherwise capacity available =500kVA. | --> | 0.5985 | 0 | 0 | 0.5 | 0 |  | --> | E17 ex GLASMORE | Glasmore [T421,T422] | GLASMORE |  | 53.4513 | -6.219
MV/LV Substation NE***132 |  | 10 kV | _ | LV | 50 kVA :Pole Substation | 0.05 | --> | 0.05 | 0.048 | 7.9 |  | --> | 0.0475 | 0 | 0.003705 | 0.050303 | 0 |  | --> | C17 ex DUNMANWAY | Dunmanway [T422,T43] | DUNMANWAY |  | 51.7251 | -9.0527
MV/LV Substation NE***132Z |  | 20 kV | _ | LV | 100 kVA :Pole Substation | 0.1 | --> | 0.1 | 0.1 | 1.3 |  | --> | 0.095 | 0 | 0 | 0.1 | 0 |  | --> | C17 ex ROOSKY | Roosky [T41] | RICHMOND |  | 53.7759 | -7.918
MV/LV Substation NE***134 |  | 10 kV | _ | LV | 1000 kVA :Building Structure | 1 | --> | 1 | 0 | 0 | Constrained,otherwise capacity available =500kVA. | --> | 0.95 | 0 | 0 | 0.5 | 0 |  | --> | C12 ex BALLINACURRA | Ballinacurra [T41,T42] | LIMERICK |  | 52.6561 | -8.65
MV/LV Substation NE***136 |  | 10 kV | _ | LV | 50 kVA :Pole Substation | 0.05 | --> | 0.05 | 0.023 | 0.1 |  | --> | 0.0475 | 0 | 0 | 0.05394 | 0 |  | --> | C13 ex BALLYMAHON | Ballymahon [T41,T42] | ATHLONE |  | 53.561 | -7.7233
MV/LV Substation NE***139 |  | 10 kV | _ | LV | 1000 kVA :Building Structure | 1 | --> | 1 | 0 | 0 | Constrained,otherwise capacity available =500kVA. | --> | 0.95 | 0 | 0 | 0.5 | 0 |  | --> | C21 ex BELGARD | Belgard [T41,T42] | COOKSTOWN |  | 53.2881 | -6.3581
MV/LV Substation NE***140 |  | 10 kV | _ | LV | 200 kVA :Kiosk Substation | 0.2 | --> | 0.2 | 0 | 0 | Constrained,otherwise capacity available =137kVA. | --> | 0.19 | 0 | 0.004446 | 0.20935 | 0 |  | --> | C19 ex POLLERTON | Pollerton [T41,T42] | CARLOW |  | 52.8329 | -6.9211
MV/LV Substation NE***141Y |  | 10 kV | _ | LV | 400 kVA :Kiosk Substation | 0.4 | --> | 0.4 | 0.1 | 2.4 |  | --> | 0.38 | 0 | 0.1482 | 0.4 | 0 |  | --> | C18 ex GRAIGUE | Graigue [T41,T42] | CARLOW |  | 52.8768 | -6.9328
MV/LV Substation NE***142 |  | 10 kV | _ | LV | 630 kVA :Kiosk Substation | 0.63 | --> | 0.63 | 0.427 | 1.5 |  | --> | 0.5985 | 0 | 0.078546 | 0.5 | 0 |  | --> | C21 ex MONKSTOWN | Monkstown [T41,T42] | BLACKROCK |  | 53.2902 | -6.1739
MV/LV Substation NE***142Y |  | 10 kV | _ | LV | 50 kVA :Pole Substation | 0.05 | --> | 0.05 | 0 | 0 | Constrained,otherwise capacity available =48kVA. | --> | 0.0475 | 0 | 0 | 0.050303 | 0 |  | --> | C19 ex CLONDALKIN | Clondalkin [T41,T42,T44] | INCHICORE 220KV |  | 53.3089 | -6.4027
MV/LV Substation NE***146Y |  | 10 kV | _ | LV | 400 kVA :Building Structure | 0.4 | --> | 0.4 | 0 | 0 | Constrained,otherwise capacity available =329kVA. | --> | 0.38 | 0 | 0 | 0.41064 | 0 |  | --> | C19 ex CLONDALKIN | Clondalkin [T41,T42,T44] | INCHICORE 220KV |  | 53.3138 | -6.3917
MV/LV Substation NE***153 |  | 10 kV | _ | LV | 630 kVA :Building Structure | 0.63 | --> | 0.63 | 0.5 | 0.9 |  | --> | 0.5985 | 0 | 0.025935 | 0.5 | 0 |  | --> | C12 ex COES ROAD | Coes Road [T41,T42] | DUNDALK |  | 54.0026 | -6.3798
MV/LV Substation NE***154 |  | 20 kV | _ | LV | 50 kVA :Pole Substation | 0.05 | --> | 0.05 | 0 | 0 | Constrained,otherwise capacity available =16kVA. | --> | 0.0475 | 0 | 0.022971 | 0.05491 | 0 |  | --> | E18 ex GLASMORE | Glasmore [T421,T422] | GLASMORE |  | 53.5159 | -6.246
MV/LV Substation NE***156X |  | 10 kV | _ | LV | 630 kVA :Kiosk Substation | 0.63 | --> | 0.63 | 0.5 | 1 |  | --> | 0.5985 | 0 | 0 | 0.5 | 0 |  | --> | C11 ex NEWMARKET (DR) | Newmarket (dr) [T41] | FRANCIS STREET |  | 53.3387 | -6.2741
MV/LV Substation NE***158Z |  | 20 kV | _ | LV | 1000 kVA :Building Structure | 1 | --> | 1 | 0 | 0 | Constrained,otherwise capacity available =500kVA. | --> | 0.95 | 0 | 0 | 0.5 | 0 |  | --> | E11 ex GLASMORE | Glasmore [T421,T422] | GLASMORE |  | 53.4865 | -6.1494
MV/LV Substation NE***161 |  | 20 kV | _ | LV | 100 kVA :Pole Substation | 0.1 | --> | 0.1 | 0.089 | 16.1 |  | --> | 0.095 | 0 | 0 | 0.10166 | 0 |  | --> | E21 ex WEXFORD | Wexford [T121,T122] | WEXFORD |  | 52.3874 | -6.3754
MV/LV Substation NE***161 |  | 10 kV | _ | LV | 400 kVA :Building Structure | 0.4 | --> | 0.4 | 0.292 | 4 |  | --> | 0.38 | 0 | 0.025194 | 0.41608 | 0 |  | --> | C15 ex BALLINCLEA | Ballinclea [T41] | CHERRYWOOD |  | 53.2734 | -6.0945
MV/LV Substation NE***166 |  | 20 kV | _ | LV | 400 kVA :Kiosk Substation | 0.4 | --> | 0.4 | 0.316 | 1.8 |  | --> | 0.38 | 0 | 0.004446 | 0.41256 | 0 |  | --> | E11 ex BIRDHILL | Birdhill [T421,T422] | ARDNACRUSHA |  | 52.7094 | -8.412
MV/LV Substation NE***166 |  | 10 kV | _ | LV | 630 kVA :Kiosk Substation | 0.63 | --> | 0.63 | 0.37 | 1.4 |  | --> | 0.5985 | 0 | 0.034827 | 0.5 | 0 |  | --> | C16 ex DODDER ROAD | Dodder Road [T42] | MILLTOWN (DR) |  | 53.3003 | -6.2638
MV/LV Substation NE***167Z |  | 10 kV | _ | LV | 50 kVA :Pole Substation | 0.05 | --> | 0.05 | 0.021 | 2.9 |  | --> | 0.0475 | 0 | 0 | 0.05422 | 0 |  | --> | C18 ex ABBEYLAND | Abbeyland [T41,T42] | NAVAN |  | 53.6594 | -6.722
MV/LV Substation NE***169Y |  | 10 kV | _ | LV | 25 kVA :Pole Substation | 0.025 | --> | 0.025 | 0 | 0 | Constrained,otherwise capacity available =25kVA. | --> | 0.02375 | 0 | 0 | 0.025 | 0 |  | --> | C18 ex CELBRIDGE | Celbridge [T41,T42] | GRIFFINRATH |  | 53.3074 | -6.498
MV/LV Substation NE***171X |  | 10 kV | _ | LV | 200 kVA :Building Structure | 0.2 | --> | 0.2 | 0 | 0 | Constrained,otherwise capacity available =200kVA. | --> | 0.19 | 0 | 0 | 0.2 | 0 |  | --> | C19 ex CLONMINCH | Clonminch [T41,T422] | THORNSBERRY |  | 53.261 | -7.4873
MV/LV Substation NE***172 |  | 10 kV | _ | LV | 200 kVA :Building Structure | 0.2 | --> | 0.2 | 0 | 0 | Constrained,otherwise capacity available =200kVA. | --> | 0.19 | 0 | 0 | 0.2 | 0 |  | --> | C18 ex DUNDRUM | Dundrum [T41,T42] | BLACKROCK |  | 53.3099 | -6.2351
MV/LV Substation NE***176 |  | 10 kV | _ | LV | 100 kVA :Pole Substation | 0.1 | --> | 0.1 | 0.057 | 5.6 |  | --> | 0.095 | 0 | 0.008151 | 0.10633 | 0 |  | --> | C12 ex KILCOOLE | Kilcoole [T41,T42] | FASSAROE |  | 53.071 | -6.0586
MV/LV Substation NE***176X |  | 20 kV | _ | LV | 400 kVA :Building Structure | 0.4 | --> | 0.4 | 0 | 0 | Constrained,otherwise capacity available =400kVA. | --> | 0.38 | 0 | 0 | 0 | 0 | Constrained,otherwise capacity available =400kW. | --> | E18 ex KILLYBEGS | Killybegs [T422] | BINBANE |  | 54.6307 | -8.4423
MV/LV Substation NE***179X |  | 10 kV | _ | LV | 50 kVA :Pole Substation | 0.05 | --> | 0.05 | 0 | 0 | Constrained,otherwise capacity available =49kVA. | --> | 0.0475 | 0 | 0 | 0.050152 | 0 |  | --> | C18 ex BLAKE | Blake [T41,T42] | BLAKE |  | 53.247 | -6.8647
MV/LV Substation NE***179Z |  | 10 kV | _ | LV | 100 kVA :Pole Substation | 0.1 | --> | 0.1 | 0 | 0 | Constrained,otherwise capacity available =95kVA. | --> | 0.095 | 0 | 0.004446 | 0.10076 | 0 |  | --> | C18 ex CELBRIDGE | Celbridge [T41,T42] | GRIFFINRATH |  | 53.2979 | -6.52
MV/LV Substation NE***187Y |  | 20 kV | _ | LV | 400 kVA :Kiosk Substation | 0.4 | --> | 0.4 | 0.303 | 7.2 |  | --> | 0.38 | 0 | 0.031863 | 0.41447 | 0 |  | --> | C03 ex AHANE | Ahane [T102] | AHANE |  | 52.6614 | -8.5354
MV/LV Substation NE***197Z |  | 10 kV | _ | LV | 400 kVA :Kiosk Substation | 0.4 | --> | 0.4 | 0 | 0 | Constrained,otherwise capacity available =338kVA. | --> | 0.38 | 0 | 0 | 0.40931 | 0 |  | --> | C19 ex CLONDALKIN | Clondalkin [T41,T42,T44] | INCHICORE 220KV |  | 53.3079 | -6.4076
MV/LV Substation NE***198 |  | 10 kV | _ | LV | 200 kVA :Kiosk Substation | 0.2 | --> | 0.2 | 0 | 0 | Constrained,otherwise capacity available =172kVA. | --> | 0.19 | 0 | 0 | 0.20421 | 0 |  | --> | C15 ex MORRISTOWN | Morristown [T41,T42] | NEWBRIDGE |  | 53.1862 | -6.8101
MV/LV Substation NE***198Z |  | 10 kV | _ | LV | 200 kVA :Kiosk Substation | 0.2 | --> | 0.2 | 0 | 0 | Constrained,otherwise capacity available =150kVA. | --> | 0.19 | 0 | 0.00741 | 0.20745 | 0 |  | --> | C19 ex CLONDALKIN | Clondalkin [T41,T42,T44] | INCHICORE 220KV |  | 53.3092 | -6.408
MV/LV Substation NE***200 |  | 10 kV | _ | LV | 200 kVA :Pole Substation | 0.2 | --> | 0.2 | 0 | 0 | Constrained,otherwise capacity available =197kVA. | --> | 0.19 | 0 | 0 | 0.20045 | 0 |  | --> | C21 ex CLONMINCH | Clonminch [T41,T422] | THORNSBERRY |  | 53.2364 | -7.402
MV/LV Substation NE***200 |  | 10 kV | _ | LV | 100 kVA :Pole Substation | 0.1 | --> | 0.1 | 0.095 | 5 |  | --> | 0.095 | 0 | 0 | 0.10076 | 0 |  | --> | C13 ex MCDONAGH | Mcdonagh [T41,T42] | KILKENNY |  | 52.6671 | -7.2402
MV/LV Substation NE***201Y |  | 10 kV | _ | LV | 50 kVA :Pole Substation | 0.05 | --> | 0.05 | 0 | 0 | Constrained,otherwise capacity available =29kVA. | --> | 0.0475 | 0 | 0.002964 | 0.053092 | 0 |  | --> | C16 ex LEIXLIP | Leixlip [T41,T42] | GRIFFINRATH |  | 53.3479 | -6.508
MV/LV Substation NE***203X |  | 10 kV | _ | LV | 25 kVA :Pole Substation | 0.025 | --> | 0.025 | 0 | 0 | Constrained,otherwise capacity available =15kVA. | --> | 0.02375 | 0 | 0.003705 | 0.026475 | 0 |  | --> | C21 ex TALBOTS INCH | Talbots Inch [T41,T42] | KILKENNY |  | 52.6767 | -7.2372
MV/LV Substation NE***210X |  | 20 kV | _ | LV | 630 kVA :Building Structure | 0.63 | --> | 0.63 | 0 | 0 | Constrained,otherwise capacity available =500kVA. | --> | 0.5985 | 0 | 0 | 0 | 0 | Constrained,otherwise capacity available =500kW. | --> | E18 ex KILLYBEGS | Killybegs [T422] | BINBANE |  | 54.6292 | -8.4393
MV/LV Substation NE***214Z |  | 10 kV | _ | LV | 630 kVA :Kiosk Substation | 0.63 | --> | 0.63 | 0 | 0 | Constrained,otherwise capacity available =398kVA. | --> | 0.5985 | 0 | 0 | 0.5 | 0 |  | --> | C22 ex GRANGE (DR) | Grange (dr) [T41,T42] | GRANGE (DR) |  | 53.404 | -6.184
MV/LV Substation NE***217 |  | 10 kV | _ | LV | 100 kVA :Pole Substation | 0.1 | --> | 0.1 | 0.1 | 5.6 |  | --> | 0.095 | 0 | 0 | 0.1 | 0 |  | --> | C11 ex KILCOOLE | Kilcoole [T41,T42] | FASSAROE |  | 53.0773 | -6.0813
MV/LV Substation NE***218Z |  | 20 kV | _ | LV | 400 kVA :Kiosk Substation | 0.4 | --> | 0.4 | 0.366 | 2.9 |  | --> | 0.38 | 0 | 0.02964 | 0 | 0 | Constrained,otherwise capacity available =405.1kW. | --> | E13 ex TELAYDON | Telaydon [T42,T421] | LISDRUM |  | 54.2542 | -7.0004
MV/LV Substation NE***220 |  | 20 kV | _ | LV | 100 kVA :Pole Substation | 0.1 | --> | 0.1 | 0 | 0 | Constrained,otherwise capacity available =85kVA. | --> | 0.095 | 0 | 0 | 0.10225 | 0 |  | --> | C19 ex ENNISTYMON | Ennistymon [T41,T42] | ENNIS |  | 53.1024 | -9.1714
MV/LV Substation NE***220 |  | 20 kV | _ | LV | 50 kVA :Pole Substation | 0.05 | --> | 0.05 | 0.039 | 0.2 |  | --> | 0.0475 | 0 | 0.004446 | 0.051643 | 0 |  | --> | C16 ex KILSHANNY | Kilshanny [T41,T42] | CAHIR |  | 52.2699 | -8.1092
MV/LV Substation NE***222 |  | 10 kV | _ | LV | 50 kVA :Pole Substation | 0.05 | --> | 0.05 | 0.031 | 5.6 |  | --> | 0.0475 | 0 | 0 | 0.052806 | 0 |  | --> | C11 ex KILCOOLE | Kilcoole [T41,T42] | FASSAROE |  | 53.0763 | -6.0863
MV/LV Substation NE***227 |  | 10 kV | _ | LV | 200 kVA :Pole Substation | 0.2 | --> | 0.2 | 0 | 0 | Constrained,otherwise capacity available =157kVA. | --> | 0.19 | 0 | 0 | 0.20643 | 0 |  | --> | C12 ex SAGGART | Saggart [T41,T42] | GRANGE CASTLE |  | 53.2838 | -6.4743
MV/LV Substation NE***232X |  | 10 kV | _ | LV | 630 kVA :Kiosk Substation | 0.63 | --> | 0.63 | 0 | 0 | Constrained,otherwise capacity available =385kVA. | --> | 0.5985 | 0 | 0.012597 | 0.5 | 0 |  | --> | C31 ex CLONSHAUGH | Clonshaugh [T41,T42] | FINGLAS |  | 53.4019 | -6.2127
MV/LV Substation NE***234X |  | 20 kV | _ | LV | 50 kVA :Pole Substation | 0.05 | --> | 0.05 | 0.029 | 0.5 |  | --> | 0.0475 | 0 | 0.011115 | 0.053092 | 0 |  | --> | E15 ex ARDFINNAN | Ardfinnan [T421] | CAHIR |  | 52.2733 | -7.8123
MV/LV Substation NE***242X |  | 20 kV | _ | LV | 50 kVA :Pole Substation | 0.05 | --> | 0.05 | 0 | 0 | Constrained,otherwise capacity available =47kVA. | --> | 0.0475 | 0 | 0 | 0.050453 | 0 |  | --> | E18 ex GARRANACANTY | Garranacanty [T421,T422] | TIPPERARY |  | 52.5201 | -8.1809
MV/LV Substation NE***243 |  | 10 kV | _ | LV | 400 kVA :Building Structure | 0.4 | --> | 0.4 | 0 | 0 | Constrained,otherwise capacity available =228kVA. | --> | 0.38 | 0 | 0 | 0.42531 | 0 |  | --> | C20 ex ROCHES STREET | Roches Street [T41,T42] | LIMERICK |  | 52.6615 | -8.6324
MV/LV Substation NE***244Z |  | 10 kV | _ | LV | 400 kVA :Kiosk Substation | 0.4 | --> | 0.4 | 0 | 0 | Constrained,otherwise capacity available =302kVA. | --> | 0.38 | 0 | 0 | 0.41461 | 0 |  | --> | C22 ex TERMONFECKIN ROAD | Termonfeckin Road [T41,T42] | DRYBRIDGE |  | 53.7242 | -6.3279
MV/LV Substation NE***245Z |  | 20 kV | _ | LV | 50 kVA :Pole Substation | 0.05 | --> | 0.05 | 0 | 0 | Constrained,otherwise capacity available =39kVA. | --> | 0.0475 | 0 | 0.006669 | 0 | 0 | Constrained,otherwise capacity available =51.6kW. | --> | E17 ex KNOCKMULLEN | Knockmullen [T42,T421] | GREAT ISLAND |  | 52.3421 | -6.8003
MV/LV Substation NE***246Y |  | 10 kV | _ | LV | 630 kVA :Building Structure | 0.63 | --> | 0.63 | 0 | 0 | Constrained,otherwise capacity available =500kVA. | --> | 0.5985 | 0 | 0 | 0.5 | 0 |  | --> | E12 ex KILCARRAGH | Kilcarragh [T421,T422] | BUTLERSTOWN |  | 52.2412 | -7.0673
MV/LV Substation NE***251 |  | 10 kV | _ | LV | 50 kVA :Pole Substation | 0.05 | --> | 0.05 | 0 | 0 | Constrained,otherwise capacity available =37kVA. | --> | 0.0475 | 0 | 0.003705 | 0.051937 | 0 |  | --> | C12 ex SAGGART | Saggart [T41,T42] | GRANGE CASTLE |  | 53.2538 | -6.4865
MV/LV Substation NE***253Z |  | 20 kV | _ | LV | 50 kVA :Pole Substation | 0.05 | --> | 0.05 | 0 | 0 | Constrained,otherwise capacity available =50kVA. | --> | 0.0475 | 0 | 0 | 0.05 | 0 |  | --> | E20 ex BALLINDERRY | Ballinderry [T41,T422] | MULLINGAR |  | 53.3875 | -7.3644
MV/LV Substation NE***255 |  | 10 kV | _ | LV | 50 kVA :Pole Substation | 0.05 | --> | 0.05 | 0 | 0 | Constrained,otherwise capacity available =44kVA. | --> | 0.0475 | 0 | 0 | 0.050903 | 0 |  | --> | C12 ex SAGGART | Saggart [T41,T42] | GRANGE CASTLE |  | 53.2605 | -6.4944
MV/LV Substation NE***258Z |  | 10 kV | _ | LV | 400 kVA :Kiosk Substation | 0.4 | --> | 0.4 | 0 | 0 | Constrained,otherwise capacity available =273kVA. | --> | 0.38 | 0 | 0.045942 | 0.41884 | 0 |  | --> | C22 ex STEPHENSTOWN | Stephenstown [T101,T102] | FINGLAS |  | 53.6161 | -6.2084
MV/LV Substation NE***258Z |  | 10 kV | _ | LV | 100 kVA :Pole Substation | 0.1 | --> | 0.1 | 0 | 0 | Constrained,otherwise capacity available =76kVA. | --> | 0.095 | 0 | 0.034086 | 0.10358 | 0 |  | --> | C22 ex TERMONFECKIN ROAD | Termonfeckin Road [T41,T42] | DRYBRIDGE |  | 53.7229 | -6.3272
MV/LV Substation NE***259X |  | 10 kV | _ | LV | 400 kVA :Kiosk Substation | 0.4 | --> | 0.4 | 0 | 0 | Constrained,otherwise capacity available =295kVA. | --> | 0.38 | 0 | 0.031863 | 0.41564 | 0 |  | --> | C14 ex RAHEEN | Raheen [T41,T42] | LIMERICK |  | 52.6321 | -8.6649
MV/LV Substation NE***260Y |  | 10 kV | _ | LV | 50 kVA :Pole Substation | 0.05 | --> | 0.05 | 0 | 0 | Constrained,otherwise capacity available =36kVA. | --> | 0.0475 | 0 | 0.00741 | 0.052083 | 0 |  | --> | C11 ex LOUGHTAGALLA | Loughtagalla [T41,T42] | THURLES |  | 52.6598 | -7.6981
MV/LV Substation NE***261Z |  | 10 kV | _ | LV | 400 kVA :Kiosk Substation | 0.4 | --> | 0.4 | 0 | 0 | Constrained,otherwise capacity available =333kVA. | --> | 0.38 | 0 | 0.017784 | 0.41005 | 0 |  | --> | C11 ex MONEYCOOLEY | Moneycooley [T41,T42,T44] | GRIFFINRATH |  | 53.3769 | -6.6104
MV/LV Substation NE***262Y |  | 10 kV | _ | LV | 50 kVA :Pole Substation | 0.05 | --> | 0.05 | 0 | 0 | Constrained,otherwise capacity available =49kVA. | --> | 0.0475 | 0 | 0 | 0.050152 | 0 |  | --> | C12 ex SAGGART | Saggart [T41,T42] | GRANGE CASTLE |  | 53.2549 | -6.4859
MV/LV Substation NE***262Z |  | 10 kV | _ | LV | 400 kVA :Kiosk Substation | 0.4 | --> | 0.4 | 0 | 0 | Constrained,otherwise capacity available =289kVA. | --> | 0.38 | 0 | 0.025935 | 0.41651 | 0 |  | --> | C11 ex MONEYCOOLEY | Moneycooley [T41,T42,T44] | GRIFFINRATH |  | 53.3772 | -6.6113
MV/LV Substation NE***263X |  | 20 kV | _ | LV | 50 kVA :Pole Substation | 0.05 | --> | 0.05 | 0.05 | 1.8 |  | --> | 0.0475 | 0 | 0 | 0.05 | 0 |  | --> | E11 ex BIRDHILL | Birdhill [T421,T422] | ARDNACRUSHA |  | 52.7275 | -8.4146
MV/LV Substation NE***264Z |  | 10 kV | _ | LV | 400 kVA :Kiosk Substation | 0.4 | --> | 0.4 | 0 | 0 | Constrained,otherwise capacity available =375kVA. | --> | 0.38 | 0 | 0 | 0.40378 | 0 |  | --> | C20 ex MOUNTGORRY | Mountgorry [T41,T42] | GRANGE (DR) |  | 53.4443 | -6.2253
MV/LV Substation NE***270X |  | 10 kV | _ | LV | 50 kVA :Pole Substation | 0.05 | --> | 0.05 | 0 | 0 | Constrained,otherwise capacity available =33kVA. | --> | 0.0475 | 0 | 0.004446 | 0.052518 | 0 |  | --> | C15 ex MAYFIELD | Mayfield [T41,T42] | KILBARRY |  | 51.9196 | -8.4137
MV/LV Substation NE***272 |  | 20 kV | _ | LV | 400 kVA :Kiosk Substation | 0.4 | --> | 0.4 | 0.32 | 3.5 |  | --> | 0.38 | 0 | 0.011856 | 0 | 0 | Constrained,otherwise capacity available =412kW. | --> | E11 ex DUNFIRTH | Dunfirth [T122] | DUNFIRTH |  | 53.4156 | -6.8312
MV/LV Substation NE***280Z |  | 20 kV | _ | LV | 100 kVA :Pole Substation | 0.1 | --> | 0.1 | 0 | 0 | Constrained,otherwise capacity available =99kVA. | --> | 0.095 | 0 | 0 | 0.10015 | 0 |  | --> | E21 ex ASHBOURNE | Ashbourne [T421,T422] | FINGLAS |  | 53.4832 | -6.3305
MV/LV Substation NE***285Y |  | 20 kV | _ | LV | 200 kVA :Pole Substation | 0.2 | --> | 0.2 | 0 | 0 | Constrained,otherwise capacity available =116kVA. | --> | 0.19 | 0 | 0.048906 | 0.21237 | 0 |  | --> | C11 ex KILDARE | Kildare [T41,T42] | NEWBRIDGE |  | 53.1386 | -7.052
MV/LV Substation NE***287X |  | 10 kV | _ | LV | 630 kVA :Kiosk Substation | 0.63 | --> | 0.63 | 0 | 0 | Constrained,otherwise capacity available =500kVA. | --> | 0.5985 | 0 | 0 | 0.5 | 0 |  | --> | C20 ex GRANGE (DR) | Grange (dr) [T41,T42] | GRANGE (DR) |  | 53.3969 | -6.1468
MV/LV Substation NE***288Y |  | 10 kV | _ | LV | 200 kVA :Kiosk Substation | 0.2 | --> | 0.2 | 0.19 | 3 |  | --> | 0.19 | 0 | 0 | 0.20151 | 0 |  | --> | C21 ex NENAGH | Nenagh [T41,T42] | NENAGH |  | 52.8602 | -8.2073
MV/LV Substation NE***289Y |  | 20 kV | _ | LV | 50 kVA :Pole Substation | 0.05 | --> | 0.05 | 0 | 0 | Constrained,otherwise capacity available =43kVA. | --> | 0.0475 | 0 | 0 | 0.051052 | 0 |  | --> | C11 ex KILDARE | Kildare [T41,T42] | NEWBRIDGE |  | 53.1378 | -7.0478
MV/LV Substation NE***293Z |  | 10 kV | _ | LV | 400 kVA :Kiosk Substation | 0.4 | --> | 0.4 | 0.378 | 13.8 |  | --> | 0.38 | 0 | 0.002964 | 0.40333 | 0 |  | --> | C18 ex SINGLAND | Singland [T101,T102] | SINGLAND |  | 52.6661 | -8.5741
MV/LV Substation NE***295 |  | 20 kV | _ | LV | 200 kVA :Pole Substation | 0.2 | --> | 0.2 | 0 | 0 | Constrained,otherwise capacity available =168kVA. | --> | 0.19 | 0 | 0 | 0.2048 | 0 |  | --> | C17 ex CLONES | Clones [T41,T42] | SHANKILL |  | 54.1562 | -7.1406
MV/LV Substation NE***296X |  | 10 kV | _ | LV | 400 kVA :Kiosk Substation | 0.4 | --> | 0.4 | 0 | 0 | Constrained,otherwise capacity available =219kVA. | --> | 0.38 | 0 | 0.003705 | 0.42659 | 0 |  | --> | C14 ex CLONDALKIN | Clondalkin [T41,T42,T44] | INCHICORE 220KV |  | 53.3389 | -6.3965
MV/LV Substation NE***297 |  | 10 kV | _ | LV | 400 kVA :Kiosk Substation | 0.4 | --> | 0.4 | 0.255 | 16.1 |  | --> | 0.38 | 0 | 0 | 0.42144 | 0 |  | --> | E19 ex WEXFORD | Wexford [T121,T122] | WEXFORD |  | 52.3402 | -6.5001
MV/LV Substation NE***309 |  | 10 kV | _ | LV | 100 kVA :Pole Substation | 0.1 | --> | 0.1 | 0 | 0 | Constrained,otherwise capacity available =49kVA. | --> | 0.095 | 0 | 0 | 0 | 0 | Constrained,otherwise capacity available =107.5kW. | --> | C12 ex KILMALLOCK | Kilmallock [T41,T42] | CHARLEVILLE |  | 52.3537 | -8.6016
MV/LV Substation NE***317Z |  | 10 kV | _ | LV | 400 kVA :Kiosk Substation | 0.4 | --> | 0.4 | 0 | 0 | Constrained,otherwise capacity available =244kVA. | --> | 0.38 | 0 | 0.011115 | 0.42302 | 0 |  | --> | C29 ex GRANGE CASTLE | Grange Castle [T101,T102] | INCHICORE 220KV |  | 53.2959 | -6.4913
MV/LV Substation NE***317Z |  | 10 kV | _ | LV | 50 kVA :Pole Substation | 0.05 | --> | 0.05 | 0.049 | 13.1 |  | --> | 0.0475 | 0 | 0 | 0.050152 | 0 |  | --> | C18 ex MONREAD | Monread [T101,T102] | MONREAD |  | 53.2148 | -6.7098
MV/LV Substation NE***318Z |  | 10 kV | _ | LV | 400 kVA :Kiosk Substation | 0.4 | --> | 0.4 | 0 | 0 | Constrained,otherwise capacity available =314kVA. | --> | 0.38 | 0 | 0.010374 | 0.41285 | 0 |  | --> | C29 ex GRANGE CASTLE | Grange Castle [T101,T102] | INCHICORE 220KV |  | 53.2983 | -6.4907
MV/LV Substation NE***321Y |  | 10 kV | _ | LV | 400 kVA :Kiosk Substation | 0.4 | --> | 0.4 | 0 | 0 | Constrained,otherwise capacity available =234kVA. | --> | 0.38 | 0 | 0.068172 | 0.42445 | 0 |  | --> | C12 ex TRAMORE | Tramore [T41,T42] | BUTLERSTOWN |  | 52.1462 | -7.1706
MV/LV Substation NE***326Y |  | 20 kV | _ | LV | 100 kVA :Pole Substation | 0.1 | --> | 0.1 | 0 | 0 | Constrained,otherwise capacity available =89kVA. | --> | 0.095 | 0 | 0.003705 | 0.10166 | 0 |  | --> | E18 ex DALTON | Dalton [T421,T422] | DALTON |  | 53.667 | -8.9647
MV/LV Substation NE***328 |  | 20 kV | _ | LV | 50 kVA :Pole Substation | 0.05 | --> | 0.05 | 0 | 0 | Constrained,otherwise capacity available =45kVA. | --> | 0.0475 | 0 | 0 | 0.050753 | 0 |  | --> | E23 ex ATHENRY | Athenry [T423] | GALWAY 110KV |  | 53.3012 | -8.4914
MV/LV Substation NE***337Z |  | 10 kV | _ | LV | 50 kVA :Pole Substation | 0.05 | --> | 0.05 | 0.036794 | 0 | Constrained,otherwise capacity available =39kVA. | --> | 0.0475 | 0 | 0.00741 | 0.051643 | 0 |  | --> | C16 ex CALLAN | Callan [T41,T42] | KILKENNY |  | 52.5477 | -7.3108
MV/LV Substation NE***341 |  | 10 kV | _ | LV | 400 kVA :Kiosk Substation | 0.4 | --> | 0.4 | 0 | 0 | Constrained,otherwise capacity available =322kVA. | --> | 0.38 | 0 | 0.054834 | 0.41167 | 0 |  | --> | C25 ex TRAMORE | Tramore [T41,T42] | BUTLERSTOWN |  | 52.1531 | -7.1665
MV/LV Substation NE***343Y |  | 20 kV | _ | LV | 200 kVA :Kiosk Substation | 0.2 | --> | 0.2 | 0 | 0 | Constrained,otherwise capacity available =139kVA. | --> | 0.19 | 0 | 0.021489 | 0.20906 | 0 |  | --> | E14 ex EDENDERRY | Edenderry [T421,T422] | BLAKE |  | 53.339 | -6.9337
MV/LV Substation NE***344Z |  | 10 kV | _ | LV | 400 kVA :Kiosk Substation | 0.4 | --> | 0.4 | 0 | 0 | Constrained,otherwise capacity available =241kVA. | --> | 0.38 | 0 | 0.015561 | 0.42345 | 0 |  | --> | C16 ex HOWTH JUNCTION | Howth Junction [T41,T42] | GRANGE (DR) |  | 53.396 | -6.157
MV/LV Substation NE***346Z |  | 10 kV | _ | LV | 630 kVA :Kiosk Substation | 0.63 | --> | 0.63 | 0.5 | 13.2 |  | --> | 0.5985 | 0 | 0 | 0.5 | 0 |  | --> | C23 ex ARTANE | Artane [T101,T102] | FINGLAS |  | 53.3845 | -6.2149
MV/LV Substation NE***348Z |  | 10 kV | _ | LV | 400 kVA :Kiosk Substation | 0.4 | --> | 0.4 | 0 | 0 | Constrained,otherwise capacity available =366kVA. | --> | 0.38 | 0 | 0 | 0.40513 | 0 |  | --> | C20 ex MONEYCOOLEY | Moneycooley [T41,T42,T44] | GRIFFINRATH |  | 53.3731 | -6.5976
MV/LV Substation NE***348Z |  | 10 kV | _ | LV | 630 kVA :Kiosk Substation | 0.63 | --> | 0.63 | 0 | 0 | Constrained,otherwise capacity available =500kVA. | --> | 0.5985 | 0 | 0.021489 | 0.5 | 0 |  | --> | C22 ex STEPHENSTOWN | Stephenstown [T101,T102] | FINGLAS |  | 53.6148 | -6.2086
MV/LV Substation NE***351Z |  | 10 kV | _ | LV | 200 kVA :Building Structure | 0.2 | --> | 0.2 | 0 | 0 | Constrained,otherwise capacity available =186kVA. | --> | 0.19 | 0 | 0 | 0.20211 | 0 |  | --> | C12 ex LEIXLIP | Leixlip [T41,T42] | GRIFFINRATH |  | 53.3688 | -6.4874
MV/LV Substation NE***353 |  | 10 kV | _ | LV | 200 kVA :Kiosk Substation | 0.2 | --> | 0.2 | 0 | 0 | Constrained,otherwise capacity available =124kVA. | --> | 0.19 | 0 | 0.005928 | 0.21122 | 0 |  | --> | C13 ex GRANGE (DR) | Grange (dr) [T41,T42] | GRANGE (DR) |  | 53.4004 | -6.16
MV/LV Substation NE***361Y |  | 10 kV | _ | LV | 200 kVA :Kiosk Substation | 0.2 | --> | 0.2 | 0 | 0 | Constrained,otherwise capacity available =200kVA. | --> | 0.19 | 0 | 0 | 0.2 | 0 |  | --> | C19 ex POLLERTON | Pollerton [T41,T42] | CARLOW |  | 52.8309 | -6.9234
MV/LV Substation NE***363Z |  | 20 kV | _ | LV | 100 kVA :Pole Substation | 0.1 | --> | 0.1 | 0 | 0 | Constrained,otherwise capacity available =94kVA. | --> | 0.095 | 0 | 0 | 0.10091 | 0 |  | --> | E19 ex SLANE | Slane [T421] | DRYBRIDGE |  | 53.7239 | -6.5787
MV/LV Substation NE***364Z |  | 20 kV | _ | LV | 50 kVA :Pole Substation | 0.05 | --> | 0.05 | 0 | 0 | Constrained,otherwise capacity available =48kVA. | --> | 0.0475 | 0 | 0 | 0.050303 | 0 |  | --> | E19 ex SLANE | Slane [T421] | DRYBRIDGE |  | 53.7244 | -6.5787
MV/LV Substation NE***374Y |  | 20 kV | _ | LV | 630 kVA :Building Structure | 0.63 | --> | 0.63 | 0 | 0 | Constrained,otherwise capacity available =500kVA. | --> | 0.5985 | 0 | 0 | 0.5 | 0 |  | --> | E16 ex JULIANSTOWN | Julianstown [T421,T422] | DRYBRIDGE |  | 53.6975 | -6.2435
MV/LV Substation NE***375X |  | 10 kV | _ | LV | 200 kVA :Pole Substation | 0.2 | --> | 0.2 | 0.019092 | 0 | Constrained,otherwise capacity available =193kVA. | --> | 0.19 | 0 | 0 | 0 | 0 | Constrained,otherwise capacity available =201.1kW. | --> | C12 ex BALLYBAY | Ballybay [T41,T42] | LISDRUM |  | 54.1184 | -7.0164
MV/LV Substation NE***376X |  | 10 kV | _ | LV | 400 kVA :Building Structure | 0.4 | --> | 0.4 | 0 | 0 | Constrained,otherwise capacity available =265kVA. | --> | 0.38 | 0 | 0.00741 | 0.42 | 0 |  | --> | C20 ex GRANGE (DR) | Grange (dr) [T41,T42] | GRANGE (DR) |  | 53.3968 | -6.1448
MV/LV Substation NE***379Y |  | 20 kV | _ | LV | 400 kVA :Kiosk Substation | 0.4 | --> | 0.4 | 0 | 0 | Constrained,otherwise capacity available =400kVA. | --> | 0.38 | 0 | 0 | 0.4 | 0 |  | --> | E11 ex EDENDERRY | Edenderry [T421,T422] | BLAKE |  | 53.3423 | -7.0624
MV/LV Substation NE***380Z |  | 10 kV | _ | LV | 400 kVA :Building Structure | 0.4 | --> | 0.4 | 0 | 0 | Constrained,otherwise capacity available =318kVA. | --> | 0.38 | 0 | 0 | 0.41226 | 0 |  | --> | C11 ex MOUNTGORRY | Mountgorry [T41,T42] | GRANGE (DR) |  | 53.4572 | -6.2206
MV/LV Substation NE***384 |  | 20 kV | _ | LV | 100 kVA :Pole Substation | 0.1 | --> | 0.1 | 0.077 | 3 |  | --> | 0.095 | 0 | 0 | 0 | 0 | Constrained,otherwise capacity available =103.4kW. | --> | E14 ex CHARLEVILLE | Charleville [T421,T422] | CHARLEVILLE |  | 52.3445 | -8.7666
MV/LV Substation NE***384Z |  | 10 kV | _ | LV | 100 kVA :Pole Substation | 0.1 | --> | 0.1 | 0 | 0 | Constrained,otherwise capacity available =98kVA. | --> | 0.095 | 0 | 0.008151 | 0.1003 | 0 |  | --> | C17 ex NAAS | Naas [T41,T42] | KILTEEL |  | 53.2096 | -6.7072
MV/LV Substation NE***388 |  | 10 kV | _ | LV | 200 kVA :Pole Substation | 0.2 | --> | 0.2 | 0 | 0 | Constrained,otherwise capacity available =173kVA. | --> | 0.19 | 0 | 0.003705 | 0.20406 | 0 |  | --> | C12 ex TRAMORE | Tramore [T41,T42] | BUTLERSTOWN |  | 52.1483 | -7.1722
MV/LV Substation NE***391 |  | 20 kV | _ | LV | 200 kVA :Pole Substation | 0.2 | --> | 0.2 | 0.13 | 0.5 |  | --> | 0.19 | 0 | 0.028899 | 0.21036 | 0 |  | --> | E15 ex ARDFINNAN | Ardfinnan [T421] | CAHIR |  | 52.2714 | -7.8104
MV/LV Substation NE***393 |  | 20 kV | _ | LV | 100 kVA :Pole Substation | 0.1 | --> | 0.1 | 0 | 0 |  | --> | 0.095 | 0 | 0.024453 | 0.11538 | 0 |  | --> | C17 ex CLONES | Clones [T41,T42] | SHANKILL |  | 54.1577 | -7.138
MV/LV Substation NE***395Y |  | 20 kV | _ | LV | 50 kVA :Pole Substation | 0.05 | --> | 0.05 | 0 | 0 | Constrained,otherwise capacity available =50kVA. | --> | 0.0475 | 0 | 0 | 0.05 | 0 |  | --> | E11 ex CREAGH | Creagh [T421,T422] | ATHLONE |  | 53.3578 | -8.2062
MV/LV Substation NE***398 |  | 10 kV | _ | LV | 50 kVA :Pole Substation | 0.05 | --> | 0.05 | 0 | 0 | Constrained,otherwise capacity available =18kVA. | --> | 0.0475 | 0 | 0 | 0 | 0 | Constrained,otherwise capacity available =54.6kW. | --> | C14 ex DONEGAL | Donegal [T41,T42] | CATHALEENS FALL |  | 54.6565 | -8.1131
MV/LV Substation NE***399 |  | 10 kV | _ | LV | 630 kVA :Kiosk Substation | 0.63 | --> | 0.63 | 0.21 | 1.5 |  | --> | 0.5985 | 0 | 0.033345 | 0.5 | 0 |  | --> | C11 ex MARROWBONE LANE | Marrowbone Lane [T42] | INCHICORE 220KV |  | 53.3369 | -6.2997
MV/LV Substation NE***4004 |  | 10 kV | _ | LV | 1000 kVA :Building Structure | 1 | --> | 1 | 0 | 0 | Constrained,otherwise capacity available =500kVA. | --> | 0.95 | 0 | 0 | 0.5 | 0 |  | --> | C21 ex BELGARD | Belgard [T41,T42] | COOKSTOWN |  | 53.2869 | -6.3594
MV/LV Substation NE***4005 |  | 10 kV | _ | LV | 50 kVA :Pole Substation | 0.05 | --> | 0.05 | 0.048 | 8.2 |  | --> | 0.0475 | 0 | 0 | 0.050303 | 0 |  | --> | C11 ex MOUNT MISERY | Mount Misery [T41,T42] | WATERFORD |  | 52.2777 | -7.1315
MV/LV Substation NE***4011 |  | 10 kV | _ | LV | 200 kVA :Kiosk Substation | 0.2 | --> | 0.2 | 0.182 | 6 |  | --> | 0.19 | 0 | 0 | 0.20271 | 0 |  | --> | C26 ex PELLETSTOWN | Pelletstown [T101,T102] | FINGLAS |  | 53.3809 | -6.357
MV/LV Substation NE***4019 |  | 10 kV | _ | LV | 400 kVA :Kiosk Substation | 0.4 | --> | 0.4 | 0 | 0 | Constrained,otherwise capacity available =367kVA. | --> | 0.38 | 0 | 0.008151 | 0.40498 | 0 |  | --> | C14 ex CLONDALKIN | Clondalkin [T41,T42,T44] | INCHICORE 220KV |  | 53.3381 | -6.4019
MV/LV Substation NE***401X |  | 20 kV | _ | LV | 100 kVA :Pole Substation | 0.1 | --> | 0.1 | 0.084 | 3.5 |  | --> | 0.095 | 0 | 0.003705 | 0.1024 | 0 |  | --> | C26 ex DUNDALK | Dundalk [T41,T42] | DUNDALK |  | 54.0195 | -6.4497
MV/LV Substation NE***401X |  | 20 kV | _ | LV | 200 kVA :Kiosk Substation | 0.2 | --> | 0.2 | 0.191 | 1 |  | --> | 0.19 | 0 | 0 | 0.20136 | 0 |  | --> | E21 ex LONGFORD | Longford [T421,T422] | RICHMOND |  | 53.768 | -7.8349
MV/LV Substation NE***4034 |  | 10 kV | _ | LV | 400 kVA :Kiosk Substation | 0.4 | --> | 0.4 | 0.373 | 5.6 |  | --> | 0.38 | 0 | 0 | 0.40408 | 0 |  | --> | C13 ex KILCOOLE | Kilcoole [T41,T42] | FASSAROE |  | 53.0985 | -6.1086
MV/LV Substation NE***4038 |  | 20 kV | _ | LV | 50 kVA :Pole Substation | 0.05 | --> | 0.05 | 0.05 | 1.4 |  | --> | 0.0475 | 0 | 0 | 0.05 | 0 |  | --> | E16 ex CONG | Cong [T421,T422] | CLOON |  | 53.5753 | -9.2217
MV/LV Substation NE***403X |  | 20 kV | _ | LV | 50 kVA :Pole Substation | 0.05 | --> | 0.05 | 0 | 0 | Constrained,otherwise capacity available =49kVA. | --> | 0.0475 | 0 | 0 | 0.050152 | 0 |  | --> | E11 ex BALLYHALE | Ballyhale [T42,T421] | KILKENNY |  | 52.5291 | -7.1518
MV/LV Substation NE***4041 |  | 20 kV | _ | LV | 50 kVA :Pole Substation | 0.05 | --> | 0.05 | 0.049 | 1.8 |  | --> | 0.0475 | 0 | 0 | 0.050152 | 0 |  | --> | E11 ex BIRDHILL | Birdhill [T421,T422] | ARDNACRUSHA |  | 52.7057 | -8.3887
MV/LV Substation NE***4044 |  | 10 kV | _ | LV | 50 kVA :Pole Substation | 0.05 | --> | 0.05 | 0 | 0 | Constrained,otherwise capacity available =50kVA. | --> | 0.0475 | 0 | 0 | 0.05 | 0 |  | --> | C19 ex ROSCOMMON | Roscommon [T41,T42] | LANESBORO |  | 53.6947 | -8.3375
MV/LV Substation NE***4055 |  | 10 kV | _ | LV | 630 kVA :Building Structure | 0.63 | --> | 0.63 | 0.5 | 1.5 |  | --> | 0.5985 | 0 | 0.008151 | 0.5 | 0 |  | --> | C12 ex MONKSTOWN | Monkstown [T41,T42] | BLACKROCK |  | 53.2891 | -6.1739
MV/LV Substation NE***4058 |  | 10 kV | _ | LV | 100 kVA :Pole Substation | 0.1 | --> | 0.1 | 0 | 0 | Constrained,otherwise capacity available =79kVA. | --> | 0.095 | 0 | 0 | 0.10314 | 0 |  | --> | C15 ex ORANMORE | Oranmore [T41,T44] | GALWAY 110KV |  | 53.233 | -8.9481
MV/LV Substation NE***405Y |  | 20 kV | _ | LV | 200 kVA :Kiosk Substation | 0.2 | --> | 0.2 | 0.155 | 3.5 |  | --> | 0.19 | 0 | 0.022971 | 0 | 0 | Constrained,otherwise capacity available =206.7kW. | --> | E13 ex DUNFIRTH | Dunfirth [T122] | DUNFIRTH |  | 53.3956 | -6.7597
MV/LV Substation NE***4068 |  | 10 kV | _ | LV | 1000 kVA :Building Structure | 1 | --> | 1 | 0.497 | 7 |  | --> | 0.95 | 0 | 0 | 0.5 | 0 |  | --> | C28 ex NORTH QUAYS | North Quays [T101,T102,T103] | POOLBEG |  | 53.3497 | -6.2359
MV/LV Substation NE***4068 |  | 10 kV | _ | LV | 630 kVA :Kiosk Substation | 0.63 | --> | 0.63 | 0.5 | 1.5 |  | --> | 0.5985 | 0 | 0 | 0.5 | 0 |  | --> | C21 ex MONKSTOWN | Monkstown [T41,T42] | BLACKROCK |  | 53.2875 | -6.177
MV/LV Substation NE***4091 |  | 10 kV | _ | LV | 400 kVA :Kiosk Substation | 0.4 | --> | 0.4 | 0.374 | 1.3 |  | --> | 0.38 | 0 | 0.005187 | 0.40393 | 0 |  | --> | C17 ex CASTLEREA | Castlerea [T41,T42] | CARRICK ON SHANNON |  | 53.7645 | -8.486
MV/LV Substation NE***4114 |  | 10 kV | _ | LV | 50 kVA :Pole Substation | 0.05 | --> | 0.05 | 0.05 | 0.7 |  | --> | 0.0475 | 0 | 0 | 0.05 | 0 |  | --> | C24 ex MULLAGH | Mullagh [T44] | MEATH HILL |  | 53.7677 | -6.845
MV/LV Substation NE***4115 |  | 10 kV | _ | LV | 1000 kVA :Building Structure | 1 | --> | 1 | 0.5 | 3 |  | --> | 0.95 | 0 | 0 | 0 | 0 | Constrained,otherwise capacity available =500kW. | --> | C15 ex BALLYRAINE | Ballyraine [T41,T42] | LETTERKENNY |  | 54.9532 | -7.7346
MV/LV Substation NE***4116 |  | 10 kV | _ | LV | 630 kVA :Building Structure | 0.63 | --> | 0.63 | 0.5 | 5.7 |  | --> | 0.5985 | 0 | 0 | 0.5 | 0 |  | --> | C14 ex RAMPARTS | Ramparts [T41,T42] | DUNDALK |  | 53.9989 | -6.4042
MV/LV Substation NE***4122 |  | 20 kV | _ | LV | 50 kVA :Pole Substation | 0.05 | --> | 0.05 | 0.05 | 1.2 |  | --> | 0.0475 | 0 | 0 | 0.05 | 0 |  | --> | E18 ex CRATLOE | Cratloe [T421,T422] | ARDNACRUSHA |  | 52.7188 | -8.7953
MV/LV Substation NE***4131 |  | 20 kV | _ | LV | 100 kVA :Pole Substation | 0.1 | --> | 0.1 | 0 | 0 | Constrained,otherwise capacity available =100kVA. | --> | 0.095 | 0 | 0 | 0.1 | 0 |  | --> | C16 ex CARRICK ON SHANNON | Carrick On Shannon [T41,T42] | CARRICK ON SHANNON |  | 53.8198 | -8.0665
MV/LV Substation NE***4135 |  | 20 kV | _ | LV | 50 kVA :Pole Substation | 0.05 | --> | 0.05 | 0 | 0 | Constrained,otherwise capacity available =50kVA. | --> | 0.0475 | 0 | 0 | 0.05 | 0 |  | --> | E23 ex ATHENRY | Athenry [T423] | GALWAY 110KV |  | 53.3057 | -8.4841
MV/LV Substation NE***4137 |  | 10 kV | _ | LV | 200 kVA :Kiosk Substation | 0.2 | --> | 0.2 | 0.151 | 5.7 |  | --> | 0.19 | 0 | 0 | 0.20731 | 0 |  | --> | C23 ex RAMPARTS | Ramparts [T41,T42] | DUNDALK |  | 54.0091 | -6.3965
MV/LV Substation NE***4153 |  | 10 kV | _ | LV | 630 kVA :Kiosk Substation | 0.63 | --> | 0.63 | 0.38033 | 0.4 | Constrained,otherwise capacity available =500kVA. | --> | 0.5985 | 0 | 0.009633 | 0.5 | 0 |  | --> | C24 ex CARRICKMINES | Carrickmines [T41,T42] | CARRICKMINES |  | 53.2479 | -6.1502
MV/LV Substation NE***4158 |  | 10 kV | _ | LV | 50 kVA :Pole Substation | 0.05 | --> | 0.05 | 0.05 | 6.2 |  | --> | 0.0475 | 0 | 0 | 0.05 | 0 |  | --> | C24 ex CAHIR | Cahir [T41,T42] | CAHIR |  | 52.4417 | -7.8811
MV/LV Substation NE***4163 |  | 10 kV | _ | LV | 400 kVA :Kiosk Substation | 0.4 | --> | 0.4 | 0 | 0 | Constrained,otherwise capacity available =358kVA. | --> | 0.38 | 0 | 0.0741 | 0.40257 | 0 |  | --> | C17 ex CARRICKMACROSS | Carrickmacross [T41,T42] | MEATH HILL |  | 53.9873 | -6.7174
MV/LV Substation NE***4168 |  | 10 kV | _ | LV | 630 kVA :Kiosk Substation | 0.63 | --> | 0.63 | 0 | 0 | Constrained,otherwise capacity available =500kVA. | --> | 0.5985 | 0 | 0 | 0.5 | 0 |  | --> | C22 ex GRANGE (DR) | Grange (dr) [T41,T42] | GRANGE (DR) |  | 53.4022 | -6.1857
MV/LV Substation NE***4175 |  | 10 kV | _ | LV | 1000 kVA :Building Structure | 1 | --> | 1 | 0 | 0 | Constrained,otherwise capacity available =500kVA. | --> | 0.95 | 0 | 0 | 0.5 | 0 |  | --> | C16 ex COLLEGE PARK | College Park [T101,T102,T103] | COLLEGE PARK |  | 53.3928 | -6.3879
MV/LV Substation NE***4176 |  | 20 kV | _ | LV | 400 kVA :Building Structure | 0.4 | --> | 0.4 | 0.373 | 2.8 |  | --> | 0.38 | 0 | 0.02223 | 0.40408 | 0 |  | --> | E12 ex CLARA | Clara [T421,T422] | THORNSBERRY |  | 53.3677 | -7.4858
MV/LV Substation NE***4179 |  | 10 kV | _ | LV | 630 kVA :Kiosk Substation | 0.63 | --> | 0.63 | 0.5 | 5.7 |  | --> | 0.5985 | 0 | 0 | 0.5 | 0 |  | --> | C24 ex RAMPARTS | Ramparts [T41,T42] | DUNDALK |  | 53.9989 | -6.4041
MV/LV Substation NE***4179 |  | 20 kV | _ | LV | 50 kVA :Pole Substation | 0.05 | --> | 0.05 | 0 | 0 | Constrained,otherwise capacity available =43kVA. | --> | 0.0475 | 0 | 0.01482 | 0 | 0 | Constrained,otherwise capacity available =51.1kW. | --> | E17 ex KNOCKMULLEN | Knockmullen [T42,T421] | GREAT ISLAND |  | 52.3496 | -6.7912
MV/LV Substation NE***4190 |  | 20 kV | _ | LV | 400 kVA :Kiosk Substation | 0.4 | --> | 0.4 | 0 | 0 | Constrained,otherwise capacity available =387kVA. | --> | 0.38 | 0 | 0 | 0.40197 | 0 |  | --> | E18 ex DALTON | Dalton [T421,T422] | DALTON |  | 53.6677 | -8.966
MV/LV Substation NE***4190 |  | 20 kV | _ | LV | 50 kVA :Pole Substation | 0.05 | --> | 0.05 | 0 | 0 | Constrained,otherwise capacity available =36kVA. | --> | 0.0475 | 0 | 0 | 0 | 0 | Constrained,otherwise capacity available =52.1kW. | --> | E17 ex KNOCKMULLEN | Knockmullen [T42,T421] | GREAT ISLAND |  | 52.4006 | -6.8963
MV/LV Substation NE***4192 |  | 10 kV | _ | LV | 200 kVA :Pole Substation | 0.2 | --> | 0.2 | 0.14262 | 0.1 | Constrained,otherwise capacity available =200kVA. | --> | 0.19 | 0 | 0 | 0.2 | 0 |  | --> | C16 ex CARRIGLAWN | Carriglawn [T41,T42] | WEXFORD |  | 52.342 | -6.4918
MV/LV Substation NE***4197 |  | 10 kV | _ | LV | 1000 kVA :Building Structure | 1 | --> | 1 | 0.5 | 1.5 |  | --> | 0.95 | 0 | 0.011856 | 0.5 | 0 |  | --> | C21 ex MONKSTOWN | Monkstown [T41,T42] | BLACKROCK |  | 53.2929 | -6.1721
MV/LV Substation NE***4197 |  | 10 kV | _ | LV | 630 kVA :Kiosk Substation | 0.63 | --> | 0.63 | 0 | 0 | Constrained,otherwise capacity available =500kVA. | --> | 0.5985 | 0 | 0 | 0.5 | 0 |  | --> | C29 ex GRANGE CASTLE | Grange Castle [T101,T102] | INCHICORE 220KV |  | 53.2997 | -6.5002
MV/LV Substation NE***4200 |  | 20 kV | _ | LV | 100 kVA :Pole Substation | 0.1 | --> | 0.1 | 0.094 | 3.5 |  | --> | 0.095 | 0 | 0.005928 | 0 | 0 | Constrained,otherwise capacity available =100.9kW. | --> | E13 ex DUNFIRTH | Dunfirth [T122] | DUNFIRTH |  | 53.397 | -6.7521
MV/LV Substation NE***4204 |  | 10 kV | _ | LV | 400 kVA :Building Structure | 0.4 | --> | 0.4 | 0.298 | 3.5 |  | --> | 0.38 | 0 | 0.03705 | 0.4152 | 0 |  | --> | C14 ex DUNDALK | Dundalk [T41,T42] | DUNDALK |  | 54.0067 | -6.4129
MV/LV Substation NE***4207 |  | 10 kV | _ | LV | 400 kVA :Kiosk Substation | 0.4 | --> | 0.4 | 0 | 0 | Constrained,otherwise capacity available =400kVA. | --> | 0.38 | 0 | 0 | 0.4 | 0 |  | --> | C11 ex LITTLE BRAY | Little Bray [T41,T42] | FASSAROE |  | 53.2217 | -6.1113
MV/LV Substation NE***4208 |  | 10 kV | _ | LV | 50 kVA :Pole Substation | 0.05 | --> | 0.05 | 0 | 0 | Constrained,otherwise capacity available =50kVA. | --> | 0.0475 | 0 | 0 | 0.05 | 0 |  | --> | C15 ex STICKILLEN | Stickillen [T41,T42] | DRYBRIDGE |  | 53.8166 | -6.5874
MV/LV Substation NE***420Y |  | 10 kV | _ | LV | 50 kVA :Pole Substation | 0.05 | --> | 0.05 | 0.046 | 12.2 |  | --> | 0.0475 | 0 | 0 | 0.050604 | 0 |  | --> | C19 ex BALLYBEG | Ballybeg [T101,T102] | CARRICKMINES |  | 53.0027 | -6.0857
MV/LV Substation NE***421 |  | 20 kV | _ | LV | 50 kVA :Pole Substation | 0.05 | --> | 0.05 | 0 | 0 | Constrained,otherwise capacity available =44kVA. | --> | 0.0475 | 0 | 0 | 0 | 0 | Constrained,otherwise capacity available =50.9kW. | --> | E18 ex CARNDONAGH | Carndonagh [T421,T422] | TRILLICK |  | 55.2527 | -7.2579
MV/LV Substation NE***4212 |  | 10 kV | _ | LV | 1000 kVA :Building Structure | 1 | --> | 1 | 0 | 0 | Constrained,otherwise capacity available =500kVA. | --> | 0.95 | 0 | 0 | 0.5 | 0 |  | --> | C19 ex COOLMINE | Coolmine [T41,T42] | FINGLAS |  | 53.3934 | -6.3891
MV/LV Substation NE***4219 |  | 20 kV | _ | LV | 100 kVA :Pole Substation | 0.1 | --> | 0.1 | 0.1 | 0.9 |  | --> | 0.095 | 0 | 0 | 0.1 | 0 |  | --> | E15 ex RATHMORE | Rathmore [T42,T421] | KNOCKEARAGH |  | 52.1872 | -9.223
MV/LV Substation NE***421X |  | 10 kV | _ | LV | 200 kVA :Building Structure | 0.2 | --> | 0.2 | 0 | 0 | Constrained,otherwise capacity available =161kVA. | --> | 0.19 | 0 | 0.00741 | 0.20584 | 0 |  | --> | C11 ex LIFFEY VALLEY | Liffey Valley [T41,T42] | INCHICORE 220KV |  | 53.3416 | -6.3955
MV/LV Substation NE***4227 |  | 10 kV | _ | LV | 630 kVA :Building Structure | 0.63 | --> | 0.63 | 0.5 | 1 |  | --> | 0.5985 | 0 | 0.008151 | 0.5 | 0 |  | --> | C17 ex NEWMARKET (DR) | Newmarket (dr) [T41] | FRANCIS STREET |  | 53.3382 | -6.2722
MV/LV Substation NE***424 |  | 20 kV | _ | LV | 400 kVA :Kiosk Substation | 0.4 | --> | 0.4 | 0.337 | 3 |  | --> | 0.38 | 0 | 0.017784 | 0 | 0 | Constrained,otherwise capacity available =409.5kW. | --> | E14 ex CHARLEVILLE | Charleville [T421,T422] | CHARLEVILLE |  | 52.3469 | -8.7693
MV/LV Substation NE***4240 |  | 10 kV | _ | LV | 630 kVA :Kiosk Substation | 0.63 | --> | 0.63 | 0 | 0 | Constrained,otherwise capacity available =500kVA. | --> | 0.5985 | 0 | 0.021489 | 0.5 | 0 |  | --> | C21 ex CASTLETROY | Castletroy [T41,T42] | ARDNACRUSHA |  | 52.6615 | -8.5491
MV/LV Substation NE***4246 |  | 10 kV | _ | LV | 400 kVA :Kiosk Substation | 0.4 | --> | 0.4 | 0 | 0 | Constrained,otherwise capacity available =365kVA. | --> | 0.38 | 0 | 0 | 0.40528 | 0 |  | --> | C17 ex TYMON | Tymon [T41,T42] | COOKSTOWN |  | 53.3124 | -6.3747
MV/LV Substation NE***425 |  | 10 kV | _ | LV | 50 kVA :Pole Substation | 0.05 | --> | 0.05 | 0 | 0 | Constrained,otherwise capacity available =47kVA. | --> | 0.0475 | 0 | 0 | 0.050453 | 0 |  | --> | C15 ex SAGGART | Saggart [T41,T42] | GRANGE CASTLE |  | 53.2659 | -6.3827
MV/LV Substation NE***4271 |  | 20 kV | _ | LV | 400 kVA :Kiosk Substation | 0.4 | --> | 0.4 | 0.321 | 3.5 |  | --> | 0.38 | 0 | 0.008151 | 0 | 0 | Constrained,otherwise capacity available =408.6kW. | --> | E11 ex DUNFIRTH | Dunfirth [T122] | DUNFIRTH |  | 53.4143 | -6.8285
MV/LV Substation NE***4273 |  | 10 kV | _ | LV | 630 kVA :Kiosk Substation | 0.63 | --> | 0.63 | 0 | 0 | Constrained,otherwise capacity available =500kVA. | --> | 0.5985 | 0 | 0 | 0.5 | 0 |  | --> | C12 ex MAYFIELD | Mayfield [T41,T42] | KILBARRY |  | 51.9135 | -8.4239
MV/LV Substation NE***4287 |  | 20 kV | _ | LV | 200 kVA :Pole Substation | 0.2 | --> | 0.2 | 0.198 | 0.9 |  | --> | 0.19 | 0 | 0 | 0.2003 | 0 |  | --> | E17 ex RATHMORE | Rathmore [T42,T421] | KNOCKEARAGH |  | 52.0569 | -9.0677
MV/LV Substation NE***4290 |  | 10 kV | _ | LV | 400 kVA :Kiosk Substation | 0.4 | --> | 0.4 | 0.328 | 5 |  | --> | 0.38 | 0 | 0 | 0.41079 | 0 |  | --> | C18 ex MCDONAGH | Mcdonagh [T41,T42] | KILKENNY |  | 52.6592 | -7.2438
MV/LV Substation NE***4292 |  | 10 kV | _ | LV | 400 kVA :Kiosk Substation | 0.4 | --> | 0.4 | 0 | 0 | Constrained,otherwise capacity available =327kVA. | --> | 0.38 | 0 | 0 | 0 | 0 | Constrained,otherwise capacity available =410.9kW. | --> | C14 ex KNOCKMULLEN | Knockmullen [T42,T421] | GREAT ISLAND |  | 52.39 | -6.9387
MV/LV Substation NE***4304 |  | 10 kV | _ | LV | 630 kVA :Kiosk Substation | 0.63 | --> | 0.63 | 0 | 0 | Constrained,otherwise capacity available =500kVA. | --> | 0.5985 | 0 | 0 | 0.5 | 0 |  | --> | C21 ex CASTLETROY | Castletroy [T41,T42] | ARDNACRUSHA |  | 52.6626 | -8.5427
MV/LV Substation NE***4305 |  | 10 kV | _ | LV | 630 kVA :Kiosk Substation | 0.63 | --> | 0.63 | 0 | 0 | Constrained,otherwise capacity available =500kVA. | --> | 0.5985 | 0 | 0.006669 | 0.5 | 0 |  | --> | C21 ex CASTLETROY | Castletroy [T41,T42] | ARDNACRUSHA |  | 52.6608 | -8.5484
MV/LV Substation NE***4305 |  | 10 kV | _ | LV | 200 kVA :Kiosk Substation | 0.2 | --> | 0.2 | 0 | 0 | Constrained,otherwise capacity available =200kVA. | --> | 0.19 | 0 | 0 | 0.2 | 0 |  | --> | C17 ex NAAS | Naas [T41,T42] | KILTEEL |  | 53.2094 | -6.7049
MV/LV Substation NE***4308 |  | 20 kV | _ | LV | 400 kVA :Kiosk Substation | 0.4 | --> | 0.4 | 0.351 | 2 |  | --> | 0.38 | 0 | 0 | 0 | 0 | Constrained,otherwise capacity available =407.4kW. | --> | E14 ex RATHKEALE | Rathkeale [T421,T422] | RATHKEALE |  | 52.5293 | -8.713
MV/LV Substation NE***4312 |  | 10 kV | _ | LV | 630 kVA :Kiosk Substation | 0.63 | --> | 0.63 | 0 | 0 | Constrained,otherwise capacity available =500kVA. | --> | 0.5985 | 0 | 0 | 0.5 | 0 |  | --> | C12 ex MORNINGTON ROAD | Mornington Road [T41,T42] | DRYBRIDGE |  | 53.712 | -6.3231
MV/LV Substation NE***4326 |  | 10 kV | _ | LV | 630 kVA :Kiosk Substation | 0.63 | --> | 0.63 | 0 | 0 | Constrained,otherwise capacity available =500kVA. | --> | 0.5985 | 0 | 0.010374 | 0.5 | 0 |  | --> | C13 ex MALAHIDE | Malahide [T41,T42] | GLASMORE |  | 53.4231 | -6.1681
MV/LV Substation NE***4327 |  | 10 kV | _ | LV | 630 kVA :Kiosk Substation | 0.63 | --> | 0.63 | 0 | 0 | Constrained,otherwise capacity available =500kVA. | --> | 0.5985 | 0 | 0.003705 | 0.5 | 0 |  | --> | C13 ex MALAHIDE | Malahide [T41,T42] | GLASMORE |  | 53.423 | -6.1712
MV/LV Substation NE***4336 |  | 10 kV | _ | LV | 50 kVA :Pole Substation | 0.05 | --> | 0.05 | 0 | 0 | Constrained,otherwise capacity available =50kVA. | --> | 0.0475 | 0 | 0 | 0.05 | 0 |  | --> | C15 ex GRANAGH | Granagh [T41,T42] | WATERFORD |  | 52.2825 | -7.1916
MV/LV Substation NE***433X |  | 20 kV | _ | LV | 100 kVA :Pole Substation | 0.1 | --> | 0.1 | 0.099 | 1.8 |  | --> | 0.095 | 0 | 0 | 0.10015 | 0 |  | --> | E11 ex BIRDHILL | Birdhill [T421,T422] | ARDNACRUSHA |  | 52.7069 | -8.3966
MV/LV Substation NE***4351 |  | 10 kV | _ | LV | 630 kVA :Kiosk Substation | 0.63 | --> | 0.63 | 0 | 0 | Constrained,otherwise capacity available =500kVA. | --> | 0.5985 | 0 | 0.003705 | 0.5 | 0 |  | --> | C21 ex CASTLETROY | Castletroy [T41,T42] | ARDNACRUSHA |  | 52.6614 | -8.5451
MV/LV Substation NE***4352 |  | 10 kV | _ | LV | 630 kVA :Kiosk Substation | 0.63 | --> | 0.63 | 0 | 0 | Constrained,otherwise capacity available =500kVA. | --> | 0.5985 | 0 | 0.003705 | 0.5 | 0 |  | --> | C21 ex CASTLETROY | Castletroy [T41,T42] | ARDNACRUSHA |  | 52.6633 | -8.5452
MV/LV Substation NE***4356 |  | 10 kV | _ | LV | 630 kVA :Kiosk Substation | 0.63 | --> | 0.63 | 0 | 0 | Constrained,otherwise capacity available =500kVA. | --> | 0.5985 | 0 | 0.014079 | 0.5 | 0 |  | --> | C20 ex TERMONFECKIN ROAD | Termonfeckin Road [T41,T42] | DRYBRIDGE |  | 53.7278 | -6.3244
MV/LV Substation NE***4357 |  | 10 kV | _ | LV | 630 kVA :Kiosk Substation | 0.63 | --> | 0.63 | 0 | 0 | Constrained,otherwise capacity available =500kVA. | --> | 0.5985 | 0 | 0.005928 | 0.5 | 0 |  | --> | C20 ex TERMONFECKIN ROAD | Termonfeckin Road [T41,T42] | DRYBRIDGE |  | 53.7269 | -6.3212
MV/LV Substation NE***4387 |  | 10 kV | _ | LV | 1000 kVA :Building Structure | 1 | --> | 1 | 0.5 | 4 |  | --> | 0.95 | 0 | 0 | 0.5 | 0 |  | --> | C31 ex WOLFE TONE STREET | Wolfe Tone Street [T101,T102] | FINGLAS |  | 53.3476 | -6.2771
MV/LV Substation NE***439X |  | 10 kV | _ | LV | 50 kVA :Pole Substation | 0.05 | --> | 0.05 | 0 | 0 | Constrained,otherwise capacity available =43kVA. | --> | 0.0475 | 0 | 0 | 0.051052 | 0 |  | --> | C21 ex TERMONFECKIN ROAD | Termonfeckin Road [T41,T42] | DRYBRIDGE |  | 53.7281 | -6.3264
MV/LV Substation NE***440 |  | 20 kV | _ | LV | 200 kVA :Pole Substation | 0.2 | --> | 0.2 | 0 | 0 | Constrained,otherwise capacity available =174kVA. | --> | 0.19 | 0 | 0 | 0.20391 | 0 |  | --> | C21 ex TERMONFECKIN ROAD | Termonfeckin Road [T41,T42] | DRYBRIDGE |  | 53.7553 | -6.2635
MV/LV Substation NE***441 |  | 10 kV | _ | LV | 400 kVA :Kiosk Substation | 0.4 | --> | 0.4 | 0 | 0 | Constrained,otherwise capacity available =372kVA. | --> | 0.38 | 0 | 0 | 0.40423 | 0 |  | --> | C11 ex LOUGHTAGALLA | Loughtagalla [T41,T42] | THURLES |  | 52.6737 | -7.7097
MV/LV Substation NE***4431 |  | 20 kV | _ | LV | 50 kVA :Pole Substation | 0.05 | --> | 0.05 | 0 | 0 | Constrained,otherwise capacity available =50kVA. | --> | 0.0475 | 0 | 0 | 0.05 | 0 |  | --> | C18 ex TOOMEVARA | Toomevara [T42] | NENAGH |  | 52.7842 | -8.0609
MV/LV Substation NE***4432 |  | 10 kV | _ | LV | 400 kVA :Building Structure | 0.4 | --> | 0.4 | 0.342 | 5 |  | --> | 0.38 | 0 | 0 | 0.40871 | 0 |  | --> | C18 ex MCDONAGH | Mcdonagh [T41,T42] | KILKENNY |  | 52.6592 | -7.245
MV/LV Substation NE***447 |  | 20 kV | _ | LV | 50 kVA :Pole Substation | 0.05 | --> | 0.05 | 0 | 0 | Constrained,otherwise capacity available =21kVA. | --> | 0.0475 | 0 | 0.008892 | 0.05422 | 0 |  | --> | C21 ex TERMONFECKIN ROAD | Termonfeckin Road [T41,T42] | DRYBRIDGE |  | 53.7692 | -6.3082
MV/LV Substation NE***450 |  | 10 kV | _ | LV | 50 kVA :Pole Substation | 0.05 | --> | 0.05 | 0 | 0 | Constrained,otherwise capacity available =30kVA. | --> | 0.0475 | 0 | 0.003705 | 0.052949 | 0 |  | --> | C13 ex POPPINTREE | Poppintree [T101,T102] | FINGLAS |  | 53.4261 | -6.3131
MV/LV Substation NE***450 |  | 20 kV | _ | LV | 100 kVA :Pole Substation | 0.1 | --> | 0.1 | 0 | 0 | Constrained,otherwise capacity available =54kVA. | --> | 0.095 | 0 | 0.011856 | 0.10675 | 0 |  | --> | E23 ex ATHENRY | Athenry [T423] | GALWAY 110KV |  | 53.2992 | -8.4893
MV/LV Substation NE***451 |  | 10 kV | _ | LV | 50 kVA :Pole Substation | 0.05 | --> | 0.05 | 0 | 0 | Constrained,otherwise capacity available =49kVA. | --> | 0.0475 | 0 | 0 | 0.050152 | 0 |  | --> | C17 ex UNIDARE | Unidare [T41,T42] | FINGLAS |  | 53.4189 | -6.3229
MV/LV Substation NE***451 |  | 20 kV | _ | LV | 50 kVA :Pole Substation | 0.05 | --> | 0.05 | 0.043 | 2.9 |  | --> | 0.0475 | 0 | 0 | 0 | 0 | Constrained,otherwise capacity available =51.1kW. | --> | E19 ex TELAYDON | Telaydon [T42,T421] | LISDRUM |  | 54.2943 | -6.8982
MV/LV Substation NE***4534 |  | 10 kV | _ | LV | 1000 kVA :Building Structure | 1 | --> | 1 | 0 | 0 | Constrained,otherwise capacity available =500kVA. | --> | 0.95 | 0 | 0 | 0.5 | 0 |  | --> | C17 ex CAMDEN ROW | Camden Row [T41] | FRANCIS STREET |  | 53.3385 | -6.2777
MV/LV Substation NE***454Z |  | 10 kV | _ | LV | 400 kVA :Kiosk Substation | 0.4 | --> | 0.4 | 0 | 0 | Constrained,otherwise capacity available =268kVA. | --> | 0.38 | 0 | 0.015561 | 0.41956 | 0 |  | --> | C18 ex CELBRIDGE | Celbridge [T41,T42] | GRIFFINRATH |  | 53.3018 | -6.5015
MV/LV Substation NE***471X |  | 10 kV | _ | LV | 50 kVA :Pole Substation | 0.05 | --> | 0.05 | 0 | 0 | Constrained,otherwise capacity available =50kVA. | --> | 0.0475 | 0 | 0 | 0.05 | 0 |  | --> | C17 ex GRAIGUENAMANAGH | Graiguenamanagh [T41,T42] | KILKENNY |  | 52.5555 | -6.9553
MV/LV Substation NE***4729 |  | 10 kV | _ | LV | 1000 kVA :Building Structure | 1 | --> | 1 | 0.5 | 1 |  | --> | 0.95 | 0 | 0 | 0.5 | 0 |  | --> | C14 ex NEWMARKET (DR) | Newmarket (dr) [T41] | FRANCIS STREET |  | 53.3379 | -6.278
MV/LV Substation NE***474X |  | 10 kV | _ | LV | 1000 kVA :Building Structure | 1 | --> | 1 | 0 | 0 | Constrained,otherwise capacity available =500kVA. | --> | 0.95 | 0 | 0.00741 | 0.5 | 0 |  | --> | C13 ex GRANBY ROW | Granby Row [T41] | MCDERMOTT |  | 53.3562 | -6.2617
MV/LV Substation NE***474Y |  | 10 kV | _ | LV | 200 kVA :Pole Substation | 0.2 | --> | 0.2 | 0.199 | 5 |  | --> | 0.19 | 0 | 0 | 0.20015 | 0 |  | --> | C13 ex MCDONAGH | Mcdonagh [T41,T42] | KILKENNY |  | 52.6655 | -7.2416
MV/LV Substation NE***477Y |  | 10 kV | _ | LV | 100 kVA :Pole Substation | 0.1 | --> | 0.1 | 0 | 0 | Constrained,otherwise capacity available =62kVA. | --> | 0.095 | 0 | 0.011115 | 0 | 0 | Constrained,otherwise capacity available =105.6kW. | --> | C15 ex BANTRY | Bantry [T41,T42] | BALLYLICKY |  | 51.6913 | -9.4415
MV/LV Substation NE***478Z |  | 10 kV | _ | LV | 100 kVA :Pole Substation | 0.1 | --> | 0.1 | 0.093 | 13.1 |  | --> | 0.095 | 0 | 0 | 0.10106 | 0 |  | --> | C18 ex MONREAD | Monread [T101,T102] | MONREAD |  | 53.2154 | -6.7202
MV/LV Substation NE***479X |  | 10 kV | _ | LV | 50 kVA :Pole Substation | 0.05 | --> | 0.05 | 0.044 | 0.9 |  | --> | 0.0475 | 0 | 0 | 0 | 0 | Constrained,otherwise capacity available =50.9kW. | --> | C18 ex SPA ROAD | Spa Road [T41,T42] | DOON |  | 52.373 | -7.6412
MV/LV Substation NE***479Y |  | 10 kV | _ | LV | 400 kVA :Kiosk Substation | 0.4 | --> | 0.4 | 0 | 0 | Constrained,otherwise capacity available =268kVA. | --> | 0.38 | 0 | 0.016302 | 0.41956 | 0 |  | --> | C21 ex BALLINDERRY | Ballinderry [T41,T422] | MULLINGAR |  | 53.515 | -7.3273
MV/LV Substation NE***480X |  | 10 kV | _ | LV | 50 kVA :Pole Substation | 0.05 | --> | 0.05 | 0.043 | 0.9 |  | --> | 0.0475 | 0 | 0 | 0 | 0 | Constrained,otherwise capacity available =51.1kW. | --> | C18 ex SPA ROAD | Spa Road [T41,T42] | DOON |  | 52.3748 | -7.636
MV/LV Substation NE***481 |  | 20 kV | _ | LV | 50 kVA :Pole Substation | 0.05 | --> | 0.05 | 0.034 | 0.6 |  | --> | 0.0475 | 0 | 0 | 0.052373 | 0 |  | --> | E11 ex FERNS | Ferns [T421] | CRANE |  | 52.5935 | -6.5041
MV/LV Substation NE***492X |  | 20 kV | _ | LV | 400 kVA :Building Structure | 0.4 | --> | 0.4 | 0 | 0 | Constrained,otherwise capacity available =324kVA. | --> | 0.38 | 0 | 0 | 0.41138 | 0 |  | --> | E11 ex CAVAN | Cavan [T42,T421] | SHANKILL |  | 54.0091 | -7.3473
MV/LV Substation NE***492X |  | 10 kV | _ | LV | 100 kVA :Pole Substation | 0.1 | --> | 0.1 | 0.097 | 2.9 |  | --> | 0.095 | 0 | 0 | 0.10045 | 0 |  | --> | C11 ex ABBEYLAND | Abbeyland [T41,T42] | NAVAN |  | 53.6579 | -6.7101
MV/LV Substation NE***492Y |  | 10 kV | _ | LV | 630 kVA :Kiosk Substation | 0.63 | --> | 0.63 | 0.5 | 5.7 |  | --> | 0.5985 | 0 | 0 | 0.5 | 0 |  | --> | C21 ex RAMPARTS | Ramparts [T41,T42] | DUNDALK |  | 54.0049 | -6.4012
MV/LV Substation NE***493X |  | 10 kV | _ | LV | 50 kVA :Pole Substation | 0.05 | --> | 0.05 | 0 | 0 | Constrained,otherwise capacity available =42kVA. | --> | 0.0475 | 0 | 0 | 0.0512 | 0 |  | --> | C18 ex NEWBROOK | Newbrook [T42] | MULLINGAR |  | 53.5149 | -7.3813
MV/LV Substation NE***496X |  | 20 kV | _ | LV | 200 kVA :Kiosk Substation | 0.2 | --> | 0.2 | 0.169 | 2.8 |  | --> | 0.19 | 0 | 0 | 0.20465 | 0 |  | --> | E12 ex CLARA | Clara [T421,T422] | THORNSBERRY |  | 53.3879 | -7.4309
MV/LV Substation NE***503Z |  | 10 kV | _ | LV | 630 kVA :Building Structure | 0.63 | --> | 0.63 | 0 | 0 | Constrained,otherwise capacity available =500kVA. | --> | 0.5985 | 0 | 0 | 0.5 | 0 |  | --> | C16 ex LEIXLIP | Leixlip [T41,T42] | GRIFFINRATH |  | 53.3409 | -6.5016
MV/LV Substation NE***505 |  | 20 kV | _ | LV | 50 kVA :Pole Substation | 0.05 | --> | 0.05 | 0 | 0 | Constrained,otherwise capacity available =40kVA. | --> | 0.0475 | 0 | 0.005928 | 0.051496 | 0 |  | --> | E20 ex GLASMORE | Glasmore [T421,T422] | GLASMORE |  | 53.4736 | -6.2262
MV/LV Substation NE***505X |  | 20 kV | _ | LV | 50 kVA :Pole Substation | 0.05 | --> | 0.05 | 0 | 0 | Constrained,otherwise capacity available =50kVA. | --> | 0.0475 | 0 | 0 | 0.05 | 0 |  | --> | C26 ex STEPHENSTOWN | Stephenstown [T101,T102] | FINGLAS |  | 53.5517 | -6.238
MV/LV Substation NE***506X |  | 20 kV | _ | LV | 100 kVA :Pole Substation | 0.1 | --> | 0.1 | 0.08 | 1.7 |  | --> | 0.095 | 0 | 0 | 0.10299 | 0 |  | --> | E18 ex NEWPORT | Newport [T421] | CARROWBEG |  | 53.8864 | -9.5502
MV/LV Substation NE***507 |  | 10 kV | _ | LV | 100 kVA :Pole Substation | 0.1 | --> | 0.1 | 0 | 0 | Constrained,otherwise capacity available =57kVA. | --> | 0.095 | 0 | 0.011856 | 0 | 0 | Constrained,otherwise capacity available =106.3kW. | --> | C12 ex CULLION | Cullion [T41,T42] | LETTERKENNY |  | 54.9296 | -7.8071
MV/LV Substation NE***508 |  | 10 kV | _ | LV | 100 kVA :Pole Substation | 0.1 | --> | 0.1 | 0 | 0 | Constrained,otherwise capacity available =98kVA. | --> | 0.095 | 0 | 0 | 0.1003 | 0 |  | --> | C20 ex CAHIRCALLA | Cahircalla [T41,T42] | ENNIS |  | 52.8103 | -9.0127
MV/LV Substation NE***509Y |  | 10 kV | _ | LV | 100 kVA :Pole Substation | 0.1 | --> | 0.1 | 0 | 0 | Constrained,otherwise capacity available =67kVA. | --> | 0.095 | 0 | 0.018525 | 0.10489 | 0 |  | --> | C20 ex CELBRIDGE | Celbridge [T41,T42] | GRIFFINRATH |  | 53.3151 | -6.5529
MV/LV Substation NE***512Y |  | 10 kV | _ | LV | 200 kVA :Kiosk Substation | 0.2 | --> | 0.2 | 0.172 | 0.9 |  | --> | 0.19 | 0 | 0.003705 | 0.20421 | 0 |  | --> | C15 ex CLONARD | Clonard [T41,T42] | WEXFORD |  | 52.3412 | -6.486
MV/LV Substation NE***513Y |  | 20 kV | _ | LV | 400 kVA :Building Structure | 0.4 | --> | 0.4 | 0.391 | 3.5 |  | --> | 0.38 | 0 | 0 | 0.40136 | 0 |  | --> | E18 ex BUSH | Bush [T421,T422] | DUNDALK |  | 54.0008 | -6.1958
MV/LV Substation NE***523 |  | 20 kV | _ | LV | 200 kVA :Pole Substation | 0.2 | --> | 0.2 | 0 | 0 | Constrained,otherwise capacity available =199kVA. | --> | 0.19 | 0 | 0 | 0.20015 | 0 |  | --> | E23 ex BALTRASNA | Baltrasna [T121,T122] | BALTRASNA |  | 53.559 | -6.405
MV/LV Substation NE***525X |  | 20 kV | _ | LV | 50 kVA :Pole Substation | 0.05 | --> | 0.05 | 0 | 0 | Constrained,otherwise capacity available =45kVA. | --> | 0.0475 | 0 | 0 | 0.050753 | 0 |  | --> | E20 ex EDENDERRY | Edenderry [T421,T422] | BLAKE |  | 53.3194 | -7.1972
MV/LV Substation NE***527 |  | 10 kV | _ | LV | 100 kVA :Pole Substation | 0.1 | --> | 0.1 | 0.084 | 3.4 |  | --> | 0.095 | 0 | 0 | 0.1024 | 0 |  | --> | C19 ex GLENGOOLE | Glengoole [T41] | THURLES |  | 52.6383 | -7.536
MV/LV Substation NE***528 |  | 20 kV | _ | LV | 100 kVA :Pole Substation | 0.1 | --> | 0.1 | 0.08 | 1.7 |  | --> | 0.095 | 0 | 0 | 0.10299 | 0 |  | --> | E18 ex NEWPORT | Newport [T421] | CARROWBEG |  | 53.8893 | -9.5244
MV/LV Substation NE***531X |  | 10 kV | _ | LV | 1000 kVA :Building Structure | 1 | --> | 1 | 0.5 | 1.5 |  | --> | 0.95 | 0 | 0 | 0.5 | 0 |  | --> | C12 ex MARROWBONE LANE | Marrowbone Lane [T42] | INCHICORE 220KV |  | 53.3386 | -6.2761
MV/LV Substation NE***533Z |  | 20 kV | _ | LV | 50 kVA :Pole Substation | 0.05 | --> | 0.05 | 0 | 0 | Constrained,otherwise capacity available =48kVA. | --> | 0.0475 | 0 | 0.003705 | 0.050303 | 0 |  | --> | C14 ex KILDARE | Kildare [T41,T42] | NEWBRIDGE |  | 53.229 | -6.9919
MV/LV Substation NE***535X |  | 10 kV | _ | LV | 100 kVA :Pole Substation | 0.1 | --> | 0.1 | 0.084 | 3 |  | --> | 0.095 | 0 | 0.020748 | 0.1024 | 0 |  | --> | C21 ex NENAGH | Nenagh [T41,T42] | NENAGH |  | 52.8783 | -8.2923
MV/LV Substation NE***537 |  | 20 kV | _ | LV | 50 kVA :Pole Substation | 0.05 | --> | 0.05 | 0 | 0 | Constrained,otherwise capacity available =50kVA. | --> | 0.0475 | 0 | 0 | 0.05 | 0 |  | --> | E11 ex KILCOLGAN | Kilcolgan [T42,T421] | GALWAY 110KV |  | 53.1385 | -9.0657
MV/LV Substation NE***541Y |  | 10 kV | _ | LV | 400 kVA :Building Structure | 0.4 | --> | 0.4 | 0 | 0 | Constrained,otherwise capacity available =269kVA. | --> | 0.38 | 0 | 0.028158 | 0.41578 | 0 |  | --> | C26 ex ACADEMY STREET | Academy Street [T421,T422,T44] | NAVAN |  | 53.6521 | -6.6819
MV/LV Substation NE***546X |  | 20 kV | _ | LV | 400 kVA :Kiosk Substation | 0.4 | --> | 0.4 | 0 | 0 | Constrained,otherwise capacity available =387kVA. | --> | 0.38 | 0 | 0 | 0.40197 | 0 |  | --> | C12 ex SCARIFF | Scariff [T42] | ENNIS |  | 52.911 | -8.5346
MV/LV Substation NE***547Y |  | 20 kV | _ | LV | 100 kVA :Pole Substation | 0.1 | --> | 0.1 | 0.079 | 0.6 |  | --> | 0.095 | 0 | 0 | 0.10314 | 0 |  | --> | E11 ex FERNS | Ferns [T421] | CRANE |  | 52.5951 | -6.505
MV/LV Substation NE***549Y |  | 20 kV | _ | LV | 50 kVA :Pole Substation | 0.05 | --> | 0.05 | 0 | 0 | Constrained,otherwise capacity available =49kVA. | --> | 0.0475 | 0 | 0 | 0.050152 | 0 |  | --> | E20 ex EDENDERRY | Edenderry [T421,T422] | BLAKE |  | 53.3149 | -7.195
MV/LV Substation NE***555 |  | 20 kV | _ | LV | 50 kVA :Pole Substation | 0.05 | --> | 0.05 | 0.038 | 4.4 |  | --> | 0.0475 | 0 | 0 | 0 | 0 | Constrained,otherwise capacity available =51.8kW. | --> | E18 ex STRANORLAR | Stranorlar [T421,T422] | LETTERKENNY |  | 54.7928 | -7.6444
MV/LV Substation NE***556X |  | 20 kV | _ | LV | 50 kVA :Pole Substation | 0.05 | --> | 0.05 | 0 | 0 | Constrained,otherwise capacity available =44kVA. | --> | 0.0475 | 0 | 0 | 0.050903 | 0 |  | --> | E11 ex CLONROCHE | Clonroche [T421,T422] | WEXFORD |  | 52.4031 | -6.7067
MV/LV Substation NE***563X |  | 10 kV | _ | LV | 200 kVA :Pole Substation | 0.2 | --> | 0.2 | 0 | 0 | Constrained,otherwise capacity available =200kVA. | --> | 0.19 | 0 | 0 | 0.2 | 0 |  | --> | C12 ex MORRISTOWN | Morristown [T41,T42] | NEWBRIDGE |  | 53.1886 | -6.7943
MV/LV Substation NE***567 |  | 10 kV | _ | LV | 50 kVA :Pole Substation | 0.05 | --> | 0.05 | 0 | 0 | Constrained,otherwise capacity available =43kVA. | --> | 0.0475 | 0 | 0 | 0 | 0 | Constrained,otherwise capacity available =51.1kW. | --> | C14 ex MILFORD (NR) | Milford (nr) [T41,T42] | LETTERKENNY |  | 55.1064 | -7.6854
MV/LV Substation NE***569Z |  | 10 kV | _ | LV | 630 kVA :Building Structure | 0.63 | --> | 0.63 | 0 | 0 | Constrained,otherwise capacity available =278kVA. | --> | 0.5985 | 0 | 0 | 0.5 | 0 |  | --> | C20 ex MOUNTGORRY | Mountgorry [T41,T42] | GRANGE (DR) |  | 53.4453 | -6.2199
MV/LV Substation NE***570Y |  | 20 kV | _ | LV | 50 kVA :Pole Substation | 0.05 | --> | 0.05 | 0.05 | 3.5 |  | --> | 0.0475 | 0 | 0 | 0 | 0 | Constrained,otherwise capacity available =50kW. | --> | E11 ex DUNFIRTH | Dunfirth [T122] | DUNFIRTH |  | 53.4113 | -6.8541
MV/LV Substation NE***573 |  | 10 kV | _ | LV | 50 kVA :Pole Substation | 0.05 | --> | 0.05 | 0 | 0 | Constrained,otherwise capacity available =38kVA. | --> | 0.0475 | 0 | 0 | 0.05179 | 0 |  | --> | C15 ex CASTLECOMER | Castlecomer [T41,T42] | BALLYRAGGET |  | 52.863 | -7.1085
MV/LV Substation NE***574 |  | 10 kV | _ | LV | 100 kVA :Pole Substation | 0.1 | --> | 0.1 | 0 | 0 | Constrained,otherwise capacity available =98kVA. | --> | 0.095 | 0 | 0 | 0.1003 | 0 |  | --> | C18 ex KINSALE | Kinsale [T41,T42] | BANDON |  | 51.7094 | -8.4494
MV/LV Substation NE***575 |  | 20 kV | _ | LV | 100 kVA :Pole Substation | 0.1 | --> | 0.1 | 0 | 0 | Constrained,otherwise capacity available =90kVA. | --> | 0.095 | 0 | 0.004446 | 0.10151 | 0 |  | --> | E21 ex ASHBOURNE | Ashbourne [T421,T422] | FINGLAS |  | 53.4869 | -6.3157
MV/LV Substation NE***575Z |  | 10 kV | _ | LV | 400 kVA :Kiosk Substation | 0.4 | --> | 0.4 | 0 | 0 | Constrained,otherwise capacity available =372kVA. | --> | 0.38 | 0 | 0 | 0 | 0 | Constrained,otherwise capacity available =404.2kW. | --> | E11 ex KNOCKMULLEN | Knockmullen [T42,T421] | GREAT ISLAND |  | 52.3898 | -6.9256
MV/LV Substation NE***583 |  | 10 kV | _ | LV | 100 kVA :Pole Substation | 0.1 | --> | 0.1 | 0 | 0 | Constrained,otherwise capacity available =54kVA. | --> | 0.095 | 0 | 0 | 0.10675 | 0 |  | --> | C16 ex STICKILLEN | Stickillen [T41,T42] | DRYBRIDGE |  | 53.79 | -6.4786
MV/LV Substation NE***583Z |  | 10 kV | _ | LV | 200 kVA :Kiosk Substation | 0.2 | --> | 0.2 | 0 | 0 | Constrained,otherwise capacity available =160kVA. | --> | 0.19 | 0 | 0.002223 | 0.20598 | 0 |  | --> | C31 ex CLONSHAUGH | Clonshaugh [T41,T42] | FINGLAS |  | 53.401 | -6.213
MV/LV Substation NE***585 |  | 20 kV | _ | LV | 100 kVA :Pole Substation | 0.1 | --> | 0.1 | 0 | 0 | Constrained,otherwise capacity available =60kVA. | --> | 0.095 | 0 | 0.049647 | 0.1059 | 0 |  | --> | E15 ex DULEEK | Duleek [T421,T422] | DRYBRIDGE |  | 53.6617 | -6.3961
MV/LV Substation NE***588 |  | 20 kV | _ | LV | 50 kVA :Pole Substation | 0.05 | --> | 0.05 | 0 | 0 | Constrained,otherwise capacity available =43kVA. | --> | 0.0475 | 0 | 0.004446 | 0.051052 | 0 |  | --> | E11 ex BEALNABLATH | Bealnablath [T421] | BANDON |  | 51.8357 | -8.7411
MV/LV Substation NE***589 |  | 20 kV | _ | LV | 100 kVA :Pole Substation | 0.1 | --> | 0.1 | 0.044 | 1.5 |  | --> | 0.095 | 0 | 0 | 0.10816 | 0 |  | --> | E18 ex ACHILL | Achill [T422] | CARROWBEG |  | 53.904 | -9.6895
MV/LV Substation NE***593X |  | 20 kV | _ | LV | 50 kVA :Pole Substation | 0.05 | --> | 0.05 | 0 | 0 | Constrained,otherwise capacity available =40kVA. | --> | 0.0475 | 0 | 0 | 0.051496 | 0 |  | --> | E33 ex CAPPAMORE | Cappamore [T41,T42] | ARDNACRUSHA |  | 52.5289 | -8.3075
MV/LV Substation NE***594X |  | 10 kV | _ | LV | 50 kVA :Pole Substation | 0.05 | --> | 0.05 | 0.048 | 6.2 |  | --> | 0.0475 | 0 | 0 | 0.050303 | 0 |  | --> | C24 ex CAHIR | Cahir [T41,T42] | CAHIR |  | 52.4429 | -7.8805
MV/LV Substation NE***595X |  | 10 kV | _ | LV | 400 kVA :Kiosk Substation | 0.4 | --> | 0.4 | 0.322 | 0.8 |  | --> | 0.38 | 0 | 0 | 0.41167 | 0 |  | --> | C19 ex MANOR STREET | Manor Street [T41,T42] | WATERFORD |  | 52.2504 | -7.0944
MV/LV Substation NE***600Y |  | 10 kV | _ | LV | 200 kVA :Kiosk Substation | 0.2 | --> | 0.2 | 0 | 0 | Constrained,otherwise capacity available =134kVA. | --> | 0.19 | 0 | 0.02223 | 0.20978 | 0 |  | --> | C11 ex MONEYCOOLEY | Moneycooley [T41,T42,T44] | GRIFFINRATH |  | 53.3737 | -6.6042
MV/LV Substation NE***602 |  | 20 kV | _ | LV | 200 kVA :Pole Substation | 0.2 | --> | 0.2 | 0.162 | 0.2 |  | --> | 0.19 | 0 | 0.006669 | 0 | 0 | Constrained,otherwise capacity available =205.7kW. | --> | C12 ex ROSSGEIR | Rossgeir [T41,T42] | LETTERKENNY |  | 54.8046 | -7.5974
MV/LV Substation NE***604Z |  | 10 kV | _ | LV | 200 kVA :Pole Substation | 0.2 | --> | 0.2 | 0 | 0 | Constrained,otherwise capacity available =195kVA. | --> | 0.19 | 0 | 0 | 0.20076 | 0 |  | --> | C12 ex MORRISTOWN | Morristown [T41,T42] | NEWBRIDGE |  | 53.1841 | -6.8099
MV/LV Substation NE***606X |  | 20 kV | _ | LV | 100 kVA :Pole Substation | 0.1 | --> | 0.1 | 0 | 0 | Constrained,otherwise capacity available =92kVA. | --> | 0.095 | 0 | 0.015561 | 0.10121 | 0 |  | --> | E11 ex BALLYHALE | Ballyhale [T42,T421] | KILKENNY |  | 52.5293 | -7.1346
MV/LV Substation NE***606Y |  | 20 kV | _ | LV | 400 kVA :Kiosk Substation | 0.4 | --> | 0.4 | 0.258 | 3.5 |  | --> | 0.38 | 0 | 0.026676 | 0 | 0 | Constrained,otherwise capacity available =421kW. | --> | E11 ex DUNFIRTH | Dunfirth [T122] | DUNFIRTH |  | 53.4126 | -6.8268
MV/LV Substation NE***608X |  | 20 kV | _ | LV | 50 kVA :Pole Substation | 0.05 | --> | 0.05 | 0.044 | 1.4 |  | --> | 0.0475 | 0 | 0 | 0.050903 | 0 |  | --> | E16 ex CONG | Cong [T421,T422] | CLOON |  | 53.5699 | -9.2326
MV/LV Substation NE***610 |  | 10 kV | _ | LV | 200 kVA :Pole Substation | 0.2 | --> | 0.2 | 0.1 | 4.2 |  | --> | 0.19 | 0 | 0 | 0.21464 | 0 |  | --> | C22 ex NEWMARKET (SR) | Newmarket (sr) [T41,T42] | GLENLARA |  | 52.2136 | -9.0031
MV/LV Substation NE***613Y |  | 10 kV | _ | LV | 200 kVA :Pole Substation | 0.2 | --> | 0.2 | 0.14262 | 0.1 | Constrained,otherwise capacity available =156kVA. | --> | 0.19 | 0 | 0.005928 | 0.20657 | 0 |  | --> | C15 ex CARRIGLAWN | Carriglawn [T41,T42] | WEXFORD |  | 52.3398 | -6.482
MV/LV Substation NE***618X |  | 10 kV | _ | LV | 100 kVA :Pole Substation | 0.1 | --> | 0.1 | 0 | 0 | Constrained,otherwise capacity available =100kVA. | --> | 0.095 | 0 | 0 | 0.1 | 0 |  | --> | C11 ex GRAIGUENAMANAGH | Graiguenamanagh [T41,T42] | KILKENNY |  | 52.5464 | -6.9008
MV/LV Substation NE***619X |  | 10 kV | _ | LV | 630 kVA :Kiosk Substation | 0.63 | --> | 0.63 | 0 | 0 | Constrained,otherwise capacity available =500kVA. | --> | 0.5985 | 0 | 0.002964 | 0.5 | 0 |  | --> | C15 ex SCARTEEN | Scarteen [T41,T42] | MALLOW |  | 52.1092 | -8.6896
MV/LV Substation NE***630 |  | 10 kV | _ | LV | 50 kVA :Pole Substation | 0.05 | --> | 0.05 | 0.045 | 2.4 |  | --> | 0.0475 | 0 | 0 | 0.050753 | 0 |  | --> | C18 ex GRAIGUE | Graigue [T41,T42] | CARLOW |  | 52.8801 | -6.9305
MV/LV Substation NE***631 |  | 10 kV | _ | LV | 200 kVA :Kiosk Substation | 0.2 | --> | 0.2 | 0 | 0 | Constrained,otherwise capacity available =126kVA. | --> | 0.19 | 0 | 0.037791 | 0.21094 | 0 |  | --> | C12 ex TRAMORE | Tramore [T41,T42] | BUTLERSTOWN |  | 52.1524 | -7.1713
MV/LV Substation NE***640 |  | 20 kV | _ | LV | 200 kVA :Building Structure | 0.2 | --> | 0.2 | 0 | 0 | Constrained,otherwise capacity available =193kVA. | --> | 0.19 | 0 | 0 | 0.20106 | 0 |  | --> | E16 ex DINGLE | Dingle [T421,T422] | OUGHTRAGH |  | 52.1362 | -10.2724
MV/LV Substation NE***641Z |  | 20 kV | _ | LV | 100 kVA :Pole Substation | 0.1 | --> | 0.1 | 0 | 0 | Constrained,otherwise capacity available =72kVA. | --> | 0.095 | 0 | 0 | 0.10417 | 0 |  | --> | E16 ex CURRALEIGH | Curraleigh [T421,T422] | KILBARRY |  | 51.9277 | -8.7415
MV/LV Substation NE***642 |  | 20 kV | _ | LV | 50 kVA :Pole Substation | 0.05 | --> | 0.05 | 0 | 0 | Constrained,otherwise capacity available =35kVA. | --> | 0.0475 | 0 | 0 | 0 | 0 | Constrained,otherwise capacity available =52.2kW. | --> | E17 ex KNOCKMULLEN | Knockmullen [T42,T421] | GREAT ISLAND |  | 52.3429 | -6.7918
MV/LV Substation NE***645 |  | 10 kV | _ | LV | 630 kVA :Kiosk Substation | 0.63 | --> | 0.63 | 0 | 0 | Constrained,otherwise capacity available =500kVA. | --> | 0.5985 | 0 | 0 | 0.5 | 0 |  | --> | C20 ex ORANMORE | Oranmore [T41,T44] | GALWAY 110KV |  | 53.315 | -8.8774
MV/LV Substation NE***646X |  | 10 kV | _ | LV | 100 kVA :Pole Substation | 0.1 | --> | 0.1 | 0.098 | 2.1 |  | --> | 0.095 | 0 | 0 | 0.1003 | 0 |  | --> | C18 ex BUTTEVANT | Buttevant [T41,T42] | MALLOW |  | 52.2316 | -8.674
MV/LV Substation NE***649Y |  | 10 kV | _ | LV | 200 kVA :Kiosk Substation | 0.2 | --> | 0.2 | 0.118 | 0.1 |  | --> | 0.19 | 0 | 0.017043 | 0.21208 | 0 |  | --> | C15 ex CARRIGLAWN | Carriglawn [T41,T42] | WEXFORD |  | 52.3405 | -6.484
MV/LV Substation NE***652 |  | 20 kV | _ | LV | 50 kVA :Pole Substation | 0.05 | --> | 0.05 | 0 | 0 | Constrained,otherwise capacity available =39kVA. | --> | 0.0475 | 0 | 0.002964 | 0 | 0 | Constrained,otherwise capacity available =51.6kW. | --> | E17 ex KNOCKMULLEN | Knockmullen [T42,T421] | GREAT ISLAND |  | 52.3407 | -6.7982
MV/LV Substation NE***658 |  | 20 kV | _ | LV | 100 kVA :Pole Substation | 0.1 | --> | 0.1 | 0 | 0 | Constrained,otherwise capacity available =86kVA. | --> | 0.095 | 0 | 0.011115 | 0.1021 | 0 |  | --> | C19 ex ENNISTYMON | Ennistymon [T41,T42] | ENNIS |  | 53.1028 | -9.1692
MV/LV Substation NE***660X |  | 10 kV | _ | LV | 100 kVA :Pole Substation | 0.1 | --> | 0.1 | 0 | 0 | Constrained,otherwise capacity available =66kVA. | --> | 0.095 | 0 | 0.037791 | 0.10504 | 0 |  | --> | C18 ex LITTLE MILLS | Little Mills [T41] | DUNDALK |  | 53.9211 | -6.467
MV/LV Substation NE***661 |  | 10 kV | _ | LV | 25 kVA :Pole Substation | 0.025 | --> | 0.025 | 0.024 | 3.1 |  | --> | 0.02375 | 0 | 0 | 0.025151 | 0 |  | --> | C12 ex PURCELLS INCH | Purcells Inch [T41,T42] | KILKENNY |  | 52.5522 | -7.1546
MV/LV Substation NE***663 |  | 20 kV | _ | LV | 50 kVA :Pole Substation | 0.05 | --> | 0.05 | 0 | 0 | Constrained,otherwise capacity available =41kVA. | --> | 0.0475 | 0 | 0 | 0.051348 | 0 |  | --> | E15 ex PATRICKSWELL | Patrickswell [T421,T422] | LIMERICK |  | 52.5856 | -8.7458
MV/LV Substation NE***664X |  | 20 kV | _ | LV | 50 kVA :Pole Substation | 0.05 | --> | 0.05 | 0 | 0 | Constrained,otherwise capacity available =35kVA. | --> | 0.0475 | 0 | 0 | 0.052228 | 0 |  | --> | E17 ex BALTINGLASS | Baltinglass [T421,T422] | STRATFORD |  | 52.9238 | -6.6773
MV/LV Substation NE***676X |  | 10 kV | _ | LV | 400 kVA :Kiosk Substation | 0.4 | --> | 0.4 | 0 | 0 | Constrained,otherwise capacity available =360kVA. | --> | 0.38 | 0 | 0 | 0.40603 | 0 |  | --> | C16 ex TALBOTS INCH | Talbots Inch [T41,T42] | KILKENNY |  | 52.6618 | -7.2452
MV/LV Substation NE***677X |  | 10 kV | _ | LV | 400 kVA :Kiosk Substation | 0.4 | --> | 0.4 | 0 | 0 | Constrained,otherwise capacity available =355kVA. | --> | 0.38 | 0 | 0.002964 | 0.40677 | 0 |  | --> | C16 ex TALBOTS INCH | Talbots Inch [T41,T42] | KILKENNY |  | 52.6621 | -7.2447
MV/LV Substation NE***680 |  | 20 kV | _ | LV | 50 kVA :Pole Substation | 0.05 | --> | 0.05 | 0.036 | 0.5 |  | --> | 0.0475 | 0 | 0 | 0.052083 | 0 |  | --> | E15 ex ARDFINNAN | Ardfinnan [T421] | CAHIR |  | 52.3082 | -7.8483
MV/LV Substation NE***683X |  | 10 kV | _ | LV | 100 kVA :Pole Substation | 0.1 | --> | 0.1 | 0.072 | 16.1 |  | --> | 0.095 | 0 | 0 | 0.10417 | 0 |  | --> | E14 ex WEXFORD | Wexford [T121,T122] | WEXFORD |  | 52.3284 | -6.5143
MV/LV Substation NE***684 |  | 20 kV | _ | LV | 50 kVA :Pole Substation | 0.05 | --> | 0.05 | 0 | 0 | Constrained,otherwise capacity available =47kVA. | --> | 0.0475 | 0 | 0 | 0.050453 | 0 |  | --> | E20 ex GLASMORE | Glasmore [T421,T422] | GLASMORE |  | 53.479 | -6.2232
MV/LV Substation NE***686 |  | 20 kV | _ | LV | 100 kVA :Pole Substation | 0.1 | --> | 0.1 | 0.073 | 3.5 |  | --> | 0.095 | 0 | 0.010374 | 0.10402 | 0 |  | --> | C26 ex DUNDALK | Dundalk [T41,T42] | DUNDALK |  | 54.0169 | -6.4397
MV/LV Substation NE***690 |  | 10 kV | _ | LV | 50 kVA :Pole Substation | 0.05 | --> | 0.05 | 0.04 | 2.1 |  | --> | 0.0475 | 0 | 0 | 0.051496 | 0 |  | --> | C13 ex BUTTEVANT | Buttevant [T41,T42] | MALLOW |  | 52.2361 | -8.5615
MV/LV Substation NE***691 |  | 10 kV | _ | LV | 630 kVA :Kiosk Substation | 0.63 | --> | 0.63 | 0 | 0 | Constrained,otherwise capacity available =500kVA. | --> | 0.5985 | 0 | 0.021489 | 0.5 | 0 |  | --> | C21 ex BALLYBODEN | Ballyboden [T41,T42] | COOKSTOWN |  | 53.2816 | -6.2898
MV/LV Substation NE***692 |  | 20 kV | _ | LV | 200 kVA :Kiosk Substation | 0.2 | --> | 0.2 | 0 | 0 | Constrained,otherwise capacity available =167kVA. | --> | 0.19 | 0 | 0 | 0.20495 | 0 |  | --> | E15 ex BATTER LANE TEMPORARY | Batter Lane Temporary 38kv [T421] | GLASMORE |  | 53.4867 | -6.168
MV/LV Substation NE***692Z |  | 10 kV | _ | LV | 1000 kVA :Building Structure | 1 | --> | 1 | 0.5 | 5 |  | --> | 0.95 | 0 | 0 | 0.5 | 0 |  | --> | C12 ex MCDONAGH | Mcdonagh [T41,T42] | KILKENNY |  | 52.655 | -7.2444
MV/LV Substation NE***695X |  | 20 kV | _ | LV | 630 kVA :Building Structure | 0.63 | --> | 0.63 | 0.5 | 1.7 |  | --> | 0.5985 | 0 | 0.035568 | 0.5 | 0 |  | --> | E18 ex NEWPORT | Newport [T421] | CARROWBEG |  | 53.8863 | -9.5468
MV/LV Substation NE***700X |  | 20 kV | _ | LV | 200 kVA :Pole Substation | 0.2 | --> | 0.2 | 0 | 0 | Constrained,otherwise capacity available =156kVA. | --> | 0.19 | 0 | 0.04446 | 0.20657 | 0 |  | --> | C14 ex KILDARE | Kildare [T41,T42] | NEWBRIDGE |  | 53.225 | -6.9915
MV/LV Substation NE***700Y |  | 10 kV | _ | LV | 1000 kVA :Building Structure | 1 | --> | 1 | 0.5 | 5.7 |  | --> | 0.95 | 0 | 0 | 0.5 | 0 |  | --> | C20 ex RAMPARTS | Ramparts [T41,T42] | DUNDALK |  | 54.0047 | -6.4042
MV/LV Substation NE***706Z |  | 10 kV | _ | LV | 50 kVA :Pole Substation | 0.05 | --> | 0.05 | 0.045 | 3.1 |  | --> | 0.0475 | 0 | 0 | 0.050753 | 0 |  | --> | C12 ex PURCELLS INCH | Purcells Inch [T41,T42] | KILKENNY |  | 52.5629 | -7.1481
MV/LV Substation NE***712 |  | 10 kV | _ | LV | 50 kVA :Pole Substation | 0.05 | --> | 0.05 | 0.038 | 2.1 |  | --> | 0.0475 | 0 | 0 | 0.05179 | 0 |  | --> | C14 ex BUTTEVANT | Buttevant [T41,T42] | MALLOW |  | 52.2906 | -8.6789
MV/LV Substation NE***719 |  | 20 kV | _ | LV | 100 kVA :Pole Substation | 0.1 | --> | 0.1 | 0 | 0 | Constrained,otherwise capacity available =83kVA. | --> | 0.095 | 0 | 0.003705 | 0.10255 | 0 |  | --> | C17 ex MONEYCOOLEY | Moneycooley [T41,T42,T44] | GRIFFINRATH |  | 53.4264 | -6.4927
MV/LV Substation NE***720Z |  | 10 kV | _ | LV | 400 kVA :Building Structure | 0.4 | --> | 0.4 | 0.376 | 6 |  | --> | 0.38 | 0 | 0.02964 | 0.40121 | 0 |  | --> | C20 ex TRABEG | Trabeg [T101,T102] | TRABEG |  | 51.8765 | -8.4517
MV/LV Substation NE***727X |  | 20 kV | _ | LV | 100 kVA :Pole Substation | 0.1 | --> | 0.1 | 0.083 | 0.5 |  | --> | 0.095 | 0 | 0 | 0.10255 | 0 |  | --> | E15 ex ARDFINNAN | Ardfinnan [T421] | CAHIR |  | 52.2724 | -7.8151
MV/LV Substation NE***728X |  | 10 kV | _ | LV | 100 kVA :Pole Substation | 0.1 | --> | 0.1 | 0 | 0 | Constrained,otherwise capacity available =74kVA. | --> | 0.095 | 0 | 0 | 0.10387 | 0 |  | --> | C20 ex TERMONFECKIN ROAD | Termonfeckin Road [T41,T42] | DRYBRIDGE |  | 53.7254 | -6.3183
MV/LV Substation NE***729 |  | 10 kV | _ | LV | 200 kVA :Pole Substation | 0.2 | --> | 0.2 | 0.16 | 5.6 |  | --> | 0.19 | 0 | 0.003705 | 0.20598 | 0 |  | --> | C11 ex KILCOOLE | Kilcoole [T41,T42] | FASSAROE |  | 53.0734 | -6.0748
MV/LV Substation NE***730X |  | 10 kV | _ | LV | 50 kVA :Pole Substation | 0.05 | --> | 0.05 | 0.034 | 3.3 |  | --> | 0.0475 | 0 | 0 | 0.052373 | 0 |  | --> | C11 ex LLOYD | Lloyd [T41,T42] | NAVAN |  | 53.7533 | -6.965
MV/LV Substation NE***733X |  | 10 kV | _ | LV | 630 kVA :Building Structure | 0.63 | --> | 0.63 | 0.492 | 7.2 |  | --> | 0.5985 | 0 | 0 | 0.5 | 0 |  | --> | C23 ex LIBERTY STREET | Liberty Street [T101,T102] | LIBERTY STREET |  | 51.8984 | -8.466
MV/LV Substation NE***737 |  | 20 kV | _ | LV | 100 kVA :Pole Substation | 0.1 | --> | 0.1 | 0.079 | 2.3 |  | --> | 0.095 | 0 | 0 | 0.10314 | 0 |  | --> | E13 ex MOY | Moy [T421,T422] | MOY |  | 53.9841 | -9.121
MV/LV Substation NE***737X |  | 10 kV | _ | LV | 630 kVA :Building Structure | 0.63 | --> | 0.63 | 0.5 | 4.5 |  | --> | 0.5985 | 0 | 0 | 0.5 | 0 |  | --> | C13 ex MALLOW | Mallow [T41,T42] | MALLOW |  | 52.1386 | -8.6426
MV/LV Substation NE***739 |  | 10 kV | _ | LV | 50 kVA :Pole Substation | 0.05 | --> | 0.05 | 0.015 | 5.6 |  | --> | 0.0475 | 0 | 0.011115 | 0.055047 | 0 |  | --> | C12 ex KILCOOLE | Kilcoole [T41,T42] | FASSAROE |  | 53.0731 | -6.0664
MV/LV Substation NE***740X |  | 20 kV | _ | LV | 50 kVA :Pole Substation | 0.05 | --> | 0.05 | 0 | 0 | Constrained,otherwise capacity available =12kVA. | --> | 0.0475 | 0 | 0.004446 | 0.055455 | 0 |  | --> | C24 ex MACETOWN | Macetown [T101,T102] | MACETOWN |  | 53.4889 | -6.4706
MV/LV Substation NE***741 |  | 10 kV | _ | LV | 50 kVA :Pole Substation | 0.05 | --> | 0.05 | 0.027 | 5.6 |  | --> | 0.0475 | 0 | 0.002964 | 0.053377 | 0 |  | --> | C12 ex KILCOOLE | Kilcoole [T41,T42] | FASSAROE |  | 53.0775 | -6.0666
MV/LV Substation NE***741Z |  | 10 kV | _ | LV | 200 kVA :Building Structure | 0.2 | --> | 0.2 | 0 | 0 | Constrained,otherwise capacity available =200kVA. | --> | 0.19 | 0 | 0 | 0 | 0 | Constrained,otherwise capacity available =200kW. | --> | C20 ex KNOCKMULLEN | Knockmullen [T42,T421] | GREAT ISLAND |  | 52.3805 | -6.9607
MV/LV Substation NE***748Y |  | 20 kV | _ | LV | 50 kVA :Pole Substation | 0.05 | --> | 0.05 | 0.038 | 19.8 |  | --> | 0.0475 | 0 | 0 | 0.05179 | 0 |  | --> | E19 ex MULLAGHARLIN | Mullagharlin [T121,T122] | MULLAGHARLIN |  | 53.9794 | -6.4915
MV/LV Substation NE***748Z |  | 10 kV | _ | LV | 1000 kVA :Building Structure | 1 | --> | 1 | 0 | 0 | Constrained,otherwise capacity available =500kVA. | --> | 0.95 | 0 | 0 | 0.5 | 0 |  | --> | C17 ex NAAS | Naas [T41,T42] | KILTEEL |  | 53.21 | -6.7012
MV/LV Substation NE***752X |  | 10 kV | _ | LV | 400 kVA :Kiosk Substation | 0.4 | --> | 0.4 | 0.287 | 3 |  | --> | 0.38 | 0 | 0.030381 | 0.41681 | 0 |  | --> | C24 ex RAMSTOWN | Ramstown [T41,T42] | CRANE |  | 52.6767 | -6.3045
MV/LV Substation NE***753 |  | 10 kV | _ | LV | 400 kVA :Kiosk Substation | 0.4 | --> | 0.4 | 0.383 | 5.6 |  | --> | 0.38 | 0 | 0 | 0.40257 | 0 |  | --> | C11 ex KILCOOLE | Kilcoole [T41,T42] | FASSAROE |  | 53.0808 | -6.0967
MV/LV Substation NE***765 |  | 10 kV | _ | LV | 200 kVA :Kiosk Substation | 0.2 | --> | 0.2 | 0.127 | 5.6 |  | --> | 0.19 | 0 | 0.03705 | 0.21079 | 0 |  | --> | C12 ex KILCOOLE | Kilcoole [T41,T42] | FASSAROE |  | 53.07 | -6.0625
MV/LV Substation NE***783Y |  | 20 kV | _ | LV | 100 kVA :Pole Substation | 0.1 | --> | 0.1 | 0 | 0 | Constrained,otherwise capacity available =94kVA. | --> | 0.095 | 0 | 0 | 0 | 0 | Constrained,otherwise capacity available =100.9kW. | --> | E17 ex KNOCKMULLEN | Knockmullen [T42,T421] | GREAT ISLAND |  | 52.396 | -6.9048
MV/LV Substation NE***787X |  | 10 kV | _ | LV | 50 kVA :Pole Substation | 0.05 | --> | 0.05 | 0 | 0 | Constrained,otherwise capacity available =50kVA. | --> | 0.0475 | 0 | 0 | 0.05 | 0 |  | --> | C20 ex RATHMULLAN | Rathmullan [T41,T42] | DRYBRIDGE |  | 53.6976 | -6.3921
MV/LV Substation NE***788 |  | 20 kV | _ | LV | 100 kVA :Pole Substation | 0.1 | --> | 0.1 | 0.08 | 3.3 |  | --> | 0.095 | 0 | 0.003705 | 0.10299 | 0 |  | --> | E18 ex BALLYBUNION | Ballybunion [T421,T422] | TRIEN |  | 52.5078 | -9.6721
MV/LV Substation NE***795 |  | 10 kV | _ | LV | 200 kVA :Pole Substation | 0.2 | --> | 0.2 | 0 | 0 | Constrained,otherwise capacity available =193kVA. | --> | 0.19 | 0 | 0 | 0 | 0 | Constrained,otherwise capacity available =201.1kW. | --> | C23 ex TINAHASK | Tinahask [T41,T42] | ARKLOW |  | 52.7721 | -6.2402
MV/LV Substation NE***799X |  | 10 kV | _ | LV | 200 kVA :Pole Substation | 0.2 | --> | 0.2 | 0 | 0 | Constrained,otherwise capacity available =173kVA. | --> | 0.19 | 0 | 0 | 0.20406 | 0 |  | --> | E11 ex ASHBOURNE | Ashbourne [T421,T422] | FINGLAS |  | 53.4493 | -6.327
MV/LV Substation NE***801X |  | 10 kV | _ | LV | 200 kVA :Kiosk Substation | 0.2 | --> | 0.2 | 0 | 0 | Constrained,otherwise capacity available =165kVA. | --> | 0.19 | 0 | 0 | 0.20525 | 0 |  | --> | C15 ex SCARTEEN | Scarteen [T41,T42] | MALLOW |  | 52.1225 | -8.6942
MV/LV Substation NE***803 |  | 10 kV | _ | LV | 100 kVA :Pole Substation | 0.1 | --> | 0.1 | 0 | 0 | Constrained,otherwise capacity available =91kVA. | --> | 0.095 | 0 | 0 | 0.10136 | 0 |  | --> | C17 ex NAAS | Naas [T41,T42] | KILTEEL |  | 53.2107 | -6.708
MV/LV Substation NE***804 |  | 20 kV | _ | LV | 50 kVA :Pole Substation | 0.05 | --> | 0.05 | 0 | 0 | Constrained,otherwise capacity available =29kVA. | --> | 0.0475 | 0 | 0.00741 | 0.053092 | 0 |  | --> | E15 ex BATTER LANE TEMPORARY | Batter Lane Temporary 38kv [T421] | GLASMORE |  | 53.5111 | -6.1795
MV/LV Substation NE***804Y |  | 10 kV | _ | LV | 50 kVA :Pole Substation | 0.05 | --> | 0.05 | 0 | 0 | Constrained,otherwise capacity available =49kVA. | --> | 0.0475 | 0 | 0 | 0.050152 | 0 |  | --> | C17 ex NAAS | Naas [T41,T42] | KILTEEL |  | 53.1996 | -6.7085
MV/LV Substation NE***807Z |  | 10 kV | _ | LV | 400 kVA :Kiosk Substation | 0.4 | --> | 0.4 | 0 | 0 | Constrained,otherwise capacity available =257kVA. | --> | 0.38 | 0 | 0.011856 | 0.42115 | 0 |  | --> | C16 ex JOHNSTOWN | Johnstown [T41,T42] | KILTEEL |  | 53.2414 | -6.5953
MV/LV Substation NE***808Y |  | 20 kV | _ | LV | 630 kVA :Building Structure | 0.63 | --> | 0.63 | 0.482 | 7.2 |  | --> | 0.5985 | 0 | 0 | 0.5 | 0 |  | --> | C03 ex AHANE | Ahane [T102] | AHANE |  | 52.6628 | -8.5373
MV/LV Substation NE***810 |  | 20 kV | _ | LV | 200 kVA :Kiosk Substation | 0.2 | --> | 0.2 | 0.187 | 3.3 |  | --> | 0.19 | 0 | 0 | 0.20196 | 0 |  | --> | E18 ex BALLYBUNION | Ballybunion [T421,T422] | TRIEN |  | 52.5077 | -9.6707
MV/LV Substation NE***811 |  | 20 kV | _ | LV | 100 kVA :Pole Substation | 0.1 | --> | 0.1 | 0.043 | 0.3 |  | --> | 0.095 | 0 | 0.085215 | 0.1 | 0 |  | --> | E31 ex TRIM | Trim [T421] | NAVAN |  | 53.5184 | -6.8241
MV/LV Substation NE***811X |  | 10 kV | _ | LV | 50 kVA :Pole Substation | 0.05 | --> | 0.05 | 0 | 0 | Constrained,otherwise capacity available =44kVA. | --> | 0.0475 | 0 | 0.003705 | 0 | 0 | Constrained,otherwise capacity available =50.9kW. | --> | E11 ex KNOCKMULLEN | Knockmullen [T42,T421] | GREAT ISLAND |  | 52.4245 | -6.9218
MV/LV Substation NE***812 |  | 10 kV | _ | LV | 100 kVA :Pole Substation | 0.1 | --> | 0.1 | 0.075 | 5.8 |  | --> | 0.095 | 0 | 0 | 0.10373 | 0 |  | --> | E15 ex ABBEYFEALE | Abbeyfeale [T421] | TRIEN |  | 52.3889 | -9.3017
MV/LV Substation NE***818X |  | 10 kV | _ | LV | 200 kVA :Kiosk Substation | 0.2 | --> | 0.2 | 0.14764 | 0.1 | Constrained,otherwise capacity available =157kVA. | --> | 0.19 | 0 | 0.026676 | 0.20643 | 0 |  | --> | C16 ex KILCULLEN | Kilcullen [T41,T42,T424] | STRATFORD |  | 53.1079 | -6.8639
MV/LV Substation NE***821 |  | 20 kV | _ | LV | 100 kVA :Pole Substation | 0.1 | --> | 0.1 | 0.069 | 1.8 |  | --> | 0.095 | 0 | 0.011856 | 0.1046 | 0 |  | --> | E12 ex BIRDHILL | Birdhill [T421,T422] | ARDNACRUSHA |  | 52.7991 | -8.4472
MV/LV Substation NE***826 |  | 20 kV | _ | LV | 50 kVA :Pole Substation | 0.05 | --> | 0.05 | 0.024 | 1.1 |  | --> | 0.0475 | 0 | 0 | 0.0538 | 0 |  | --> | C17 ex GILLOGUE | Gillogue [T41,T42] | ARDNACRUSHA |  | 52.7208 | -8.559
MV/LV Substation NE***829X |  | 10 kV | _ | LV | 630 kVA :Building Structure | 0.63 | --> | 0.63 | 0 | 0 | Constrained,otherwise capacity available =500kVA. | --> | 0.5985 | 0 | 0.01482 | 0.5 | 0 |  | --> | C11 ex FORTUNESTOWN | Fortunestown [T101,T102] | INCHICORE 220KV |  | 53.293 | -6.4225
MV/LV Substation NE***833X |  | 10 kV | _ | LV | 200 kVA :Pole Substation | 0.2 | --> | 0.2 | 0.198 | 12.2 |  | --> | 0.19 | 0 | 0 | 0.2003 | 0 |  | --> | C18 ex BALLYBEG | Ballybeg [T101,T102] | CARRICKMINES |  | 52.9649 | -6.147
MV/LV Substation NE***841X |  | 10 kV | _ | LV | 400 kVA :Kiosk Substation | 0.4 | --> | 0.4 | 0.369 | 1.5 |  | --> | 0.38 | 0 | 0.008151 | 0 | 0 | Constrained,otherwise capacity available =404.7kW. | --> | C19 ex TURLOUGH ROAD | Turlough Road [T43] | CASTLEBAR |  | 53.8569 | -9.3007
MV/LV Substation NE***844X |  | 10 kV | _ | LV | 200 kVA :Building Structure | 0.2 | --> | 0.2 | 0 | 0 | Constrained,otherwise capacity available =183kVA. | --> | 0.19 | 0 | 0 | 0.20256 | 0 |  | --> | C17 ex TYMON | Tymon [T41,T42] | COOKSTOWN |  | 53.3098 | -6.3773
MV/LV Substation NE***845X |  | 10 kV | _ | LV | 100 kVA :Pole Substation | 0.1 | --> | 0.1 | 0 | 0 | Constrained,otherwise capacity available =83kVA. | --> | 0.095 | 0 | 0.021489 | 0 | 0 | Constrained,otherwise capacity available =102.5kW. | --> | C22 ex PORTLAOISE | Portlaoise [T41,T42] | PORTLAOISE |  | 53.09 | -7.185
MV/LV Substation NE***846X |  | 10 kV | _ | LV | 200 kVA :Kiosk Substation | 0.2 | --> | 0.2 | 0 | 0 | Constrained,otherwise capacity available =105kVA. | --> | 0.19 | 0 | 0.012597 | 0.21393 | 0 |  | --> | C11 ex KYLEERAGH | Kyleeragh [T41,T42] | NENAGH |  | 52.8717 | -8.2003
MV/LV Substation NE***850 |  | 20 kV | _ | LV | 100 kVA :Pole Substation | 0.1 | --> | 0.1 | 0 | 0 | Constrained,otherwise capacity available =100kVA. | --> | 0.095 | 0 | 0 | 0.1 | 0 |  | --> | E18 ex KILCOCK | Kilcock [T421,T422] | GRIFFINRATH |  | 53.3985 | -6.6492
MV/LV Substation NE***853 |  | 20 kV | _ | LV | 100 kVA :Pole Substation | 0.1 | --> | 0.1 | 0 | 0 | Constrained,otherwise capacity available =90kVA. | --> | 0.095 | 0 | 0.002964 | 0.10151 | 0 |  | --> | E15 ex BATTER LANE TEMPORARY | Batter Lane Temporary 38kv [T421] | GLASMORE |  | 53.507 | -6.1762
MV/LV Substation NE***855X |  | 10 kV | _ | LV | 200 kVA :Pole Substation | 0.2 | --> | 0.2 | 0.176 | 0.9 |  | --> | 0.19 | 0 | 0.002964 | 0.20361 | 0 |  | --> | C12 ex ROSS CARBERY | Ross Carbery [T41,T42] | DUNMANWAY |  | 51.5766 | -9.0394
MV/LV Substation NE***855X |  | 20 kV | _ | LV | 50 kVA :Pole Substation | 0.05 | --> | 0.05 | 0.038 | 3.5 |  | --> | 0.0475 | 0 | 0 | 0.05179 | 0 |  | --> | C26 ex DUNDALK | Dundalk [T41,T42] | DUNDALK |  | 54.0188 | -6.4459
MV/LV Substation NE***858 |  | 10 kV | _ | LV | 100 kVA :Pole Substation | 0.1 | --> | 0.1 | 0.067 | 2.1 |  | --> | 0.095 | 0 | 0 | 0.10489 | 0 |  | --> | C18 ex BUTTEVANT | Buttevant [T41,T42] | MALLOW |  | 52.2329 | -8.672
MV/LV Substation NE***863Y |  | 10 kV | _ | LV | 50 kVA :Pole Substation | 0.05 | --> | 0.05 | 0.045 | 2.9 |  | --> | 0.0475 | 0 | 0 | 0.050753 | 0 |  | --> | C18 ex ABBEYLAND | Abbeyland [T41,T42] | NAVAN |  | 53.6461 | -6.7659
MV/LV Substation NE***867 |  | 20 kV | _ | LV | 200 kVA :Pole Substation | 0.2 | --> | 0.2 | 0 | 0 | Constrained,otherwise capacity available =198kVA. | --> | 0.19 | 0 | 0 | 0.2003 | 0 |  | --> | E16 ex DINGLE | Dingle [T421,T422] | OUGHTRAGH |  | 52.1373 | -10.2656
MV/LV Substation NE***867 |  | 10 kV | _ | LV | 25 kVA :Pole Substation | 0.025 | --> | 0.025 | 0.022 | 12.2 |  | --> | 0.02375 | 0 | 0 | 0.025451 | 0 |  | --> | C25 ex BALLYBEG | Ballybeg [T101,T102] | CARRICKMINES |  | 53.0009 | -6.0751
MV/LV Substation NE***870X |  | 20 kV | _ | LV | 100 kVA :Pole Substation | 0.1 | --> | 0.1 | 0.096 | 0.6 |  | --> | 0.095 | 0 | 0 | 0.10061 | 0 |  | --> | E11 ex FERNS | Ferns [T421] | CRANE |  | 52.5964 | -6.5069
MV/LV Substation NE***872Y |  | 10 kV | _ | LV | 630 kVA :Building Structure | 0.63 | --> | 0.63 | 0 | 0 | Constrained,otherwise capacity available =500kVA. | --> | 0.5985 | 0 | 0 | 0.5 | 0 |  | --> | C20 ex ROCHES STREET | Roches Street [T41,T42] | LIMERICK |  | 52.6611 | -8.6322
MV/LV Substation NE***874 |  | 20 kV | _ | LV | 50 kVA :Pole Substation | 0.05 | --> | 0.05 | 0.045 | 1.7 |  | --> | 0.0475 | 0 | 0.003705 | 0.050753 | 0 |  | --> | E18 ex NEWPORT | Newport [T421] | CARROWBEG |  | 53.8807 | -9.5476
MV/LV Substation NE***874X |  | 20 kV | _ | LV | 200 kVA :Pole Substation | 0.2 | --> | 0.2 | 0.129 | 1 |  | --> | 0.19 | 0 | 0.015561 | 0.2105 | 0 |  | --> | E21 ex LONGFORD | Longford [T421,T422] | RICHMOND |  | 53.7646 | -7.8347
MV/LV Substation NE***874Y |  | 10 kV | _ | LV | 400 kVA :Building Structure | 0.4 | --> | 0.4 | 0 | 0 | Constrained,otherwise capacity available =300kVA. | --> | 0.38 | 0 | 0 | 0.41491 | 0 |  | --> | C15 ex BALLINACURRA | Ballinacurra [T41,T42] | LIMERICK |  | 52.6367 | -8.6555
MV/LV Substation NE***877X |  | 10 kV | _ | LV | 50 kVA :Pole Substation | 0.05 | --> | 0.05 | 0 | 0 | Constrained,otherwise capacity available =48kVA. | --> | 0.0475 | 0 | 0 | 0.050303 | 0 |  | --> | C20 ex CAHIRCALLA | Cahircalla [T41,T42] | ENNIS |  | 52.8101 | -9.0171
MV/LV Substation NE***878 |  | 20 kV | _ | LV | 50 kVA :Pole Substation | 0.05 | --> | 0.05 | 0 | 0 | Constrained,otherwise capacity available =37kVA. | --> | 0.0475 | 0 | 0.003705 | 0.051937 | 0 |  | --> | E15 ex BATTER LANE TEMPORARY | Batter Lane Temporary 38kv [T421] | GLASMORE |  | 53.5074 | -6.1822
MV/LV Substation NE***881 |  | 20 kV | _ | LV | 50 kVA :Pole Substation | 0.05 | --> | 0.05 | 0.05 | 2.8 |  | --> | 0.0475 | 0 | 0 | 0.05 | 0 |  | --> | E12 ex CLARA | Clara [T421,T422] | THORNSBERRY |  | 53.3794 | -7.3854
MV/LV Substation NE***884Y |  | 10 kV | _ | LV | 400 kVA :Kiosk Substation | 0.4 | --> | 0.4 | 0 | 0 | Constrained,otherwise capacity available =366kVA. | --> | 0.38 | 0 | 0 | 0.40513 | 0 |  | --> | C16 ex NEWBROOK | Newbrook [T42] | MULLINGAR |  | 53.5163 | -7.362
MV/LV Substation NE***885X |  | 10 kV | _ | LV | 200 kVA :Pole Substation | 0.2 | --> | 0.2 | 0 | 0 | Constrained,otherwise capacity available =196kVA. | --> | 0.19 | 0 | 0.003705 | 0.20061 | 0 |  | --> | C12 ex SAGGART | Saggart [T41,T42] | GRANGE CASTLE |  | 53.2847 | -6.4714
MV/LV Substation NE***886 |  | 20 kV | _ | LV | 50 kVA :Pole Substation | 0.05 | --> | 0.05 | 0 | 0 | Constrained,otherwise capacity available =46kVA. | --> | 0.0475 | 0 | 0.004446 | 0.050604 | 0 |  | --> | E11 ex KILCOLGAN | Kilcolgan [T42,T421] | GALWAY 110KV |  | 53.2017 | -8.8782
MV/LV Substation NE***888Y |  | 20 kV | _ | LV | 100 kVA :Pole Substation | 0.1 | --> | 0.1 | 0.079 | 1.4 |  | --> | 0.095 | 0 | 0 | 0.10314 | 0 |  | --> | E11 ex KILLINICK | Killinick [T421,T422] | WEXFORD |  | 52.1888 | -6.5671
MV/LV Substation NE***896 |  | 10 kV | _ | LV | 100 kVA :Pole Substation | 0.1 | --> | 0.1 | 0.098 | 5.6 |  | --> | 0.095 | 0 | 0 | 0.1003 | 0 |  | --> | C11 ex KILCOOLE | Kilcoole [T41,T42] | FASSAROE |  | 53.0814 | -6.1172
MV/LV Substation NE***899X |  | 10 kV | _ | LV | 50 kVA :Pole Substation | 0.05 | --> | 0.05 | 0 | 0 | Constrained,otherwise capacity available =46kVA. | --> | 0.0475 | 0 | 0 | 0 | 0 | Constrained,otherwise capacity available =50.6kW. | --> | C20 ex KNOCKAPHUNTA | Knockaphunta [T41,T42] | CASTLEBAR |  | 53.8055 | -9.2399
MV/LV Substation NE***905 |  | 10 kV | _ | LV | 100 kVA :Pole Substation | 0.1 | --> | 0.1 | 0.1 | 13.1 |  | --> | 0.095 | 0 | 0 | 0.1 | 0 |  | --> | C18 ex MONREAD | Monread [T101,T102] | MONREAD |  | 53.2212 | -6.7218
MV/LV Substation NE***907 |  | 10 kV | _ | LV | 200 kVA :Pole Substation | 0.2 | --> | 0.2 | 0 | 0 | Constrained,otherwise capacity available =199kVA. | --> | 0.19 | 0 | 0.003705 | 0.20015 | 0 |  | --> | C13 ex DRYBRIDGE | Drybridge [T41,T42] | DRYBRIDGE |  | 53.7704 | -6.401
MV/LV Substation NE***909 |  | 20 kV | _ | LV | 100 kVA :Pole Substation | 0.1 | --> | 0.1 | 0 | 0 | Constrained,otherwise capacity available =85kVA. | --> | 0.095 | 0 | 0.003705 | 0.10225 | 0 |  | --> | C24 ex MACETOWN | Macetown [T101,T102] | MACETOWN |  | 53.4917 | -6.4739
MV/LV Substation NE***909 |  | 10 kV | _ | LV | 50 kVA :Pole Substation | 0.05 | --> | 0.05 | 0.037 | 0.2 |  | --> | 0.0475 | 0 | 0.011115 | 0.051937 | 0 |  | --> | C13 ex SANDYFORD | Sandyford [T41,T42] | CARRICKMINES |  | 53.2646 | -6.3056
MV/LV Substation NE***918 |  | 20 kV | _ | LV | 200 kVA :Pole Substation | 0.2 | --> | 0.2 | 0.186 | 1.8 |  | --> | 0.19 | 0 | 0.01482 | 0.20211 | 0 |  | --> | E11 ex BIRDHILL | Birdhill [T421,T422] | ARDNACRUSHA |  | 52.7134 | -8.3986
MV/LV Substation NE***918X |  | 10 kV | _ | LV | 200 kVA :Pole Substation | 0.2 | --> | 0.2 | 0 | 0 | Constrained,otherwise capacity available =191kVA. | --> | 0.19 | 0 | 0 | 0.20136 | 0 |  | --> | C12 ex SAGGART | Saggart [T41,T42] | GRANGE CASTLE |  | 53.253 | -6.5398
MV/LV Substation NE***918X |  | 10 kV | _ | LV | 630 kVA :Kiosk Substation | 0.63 | --> | 0.63 | 0.352 | 11.1 |  | --> | 0.5985 | 0 | 0.02223 | 0.5 | 0 |  | --> | C11 ex CABRA | Cabra [T101,T102] | FINGLAS |  | 53.3647 | -6.3079
MV/LV Substation NE***918Y |  | 10 kV | _ | LV | 400 kVA :Kiosk Substation | 0.4 | --> | 0.4 | 0.29 | 5.9 |  | --> | 0.38 | 0 | 0.003705 | 0.41637 | 0 |  | --> | C17 ex CASHEL | Cashel [T41,T42] | CAHIR |  | 52.511 | -7.8844
MV/LV Substation NE***926 |  | 10 kV | _ | LV | 400 kVA :Kiosk Substation | 0.4 | --> | 0.4 | 0.4 | 4.5 |  | --> | 0.38 | 0 | 0 | 0.4 | 0 |  | --> | C14 ex BOGHALL ROAD | Boghall Road [T41,T42] | FASSAROE |  | 53.1826 | -6.1134
MV/LV Substation NE***930 |  | 20 kV | _ | LV | 100 kVA :Pole Substation | 0.1 | --> | 0.1 | 0.097 | 2.8 |  | --> | 0.095 | 0 | 0.004446 | 0.10045 | 0 |  | --> | E12 ex CLARA | Clara [T421,T422] | THORNSBERRY |  | 53.3744 | -7.4232
MV/LV Substation NE***932 |  | 10 kV | _ | LV | 1000 kVA :Building Structure | 1 | --> | 1 | 0.5 | 5.6 |  | --> | 0.95 | 0 | 0 | 0.5 | 0 |  | --> | C13 ex KILCOOLE | Kilcoole [T41,T42] | FASSAROE |  | 53.0925 | -6.113
MV/LV Substation NE***938X |  | 10 kV | _ | LV | 400 kVA :Building Structure | 0.4 | --> | 0.4 | 0.39 | 4.2 |  | --> | 0.38 | 0 | 0 | 0.40151 | 0 |  | --> | C20 ex NEWMARKET (SR) | Newmarket (sr) [T41,T42] | GLENLARA |  | 52.2153 | -9
MV/LV Substation NE***960 |  | 10 kV | _ | LV | 50 kVA :Pole Substation | 0.05 | --> | 0.05 | 0 | 0 | Constrained,otherwise capacity available =39kVA. | --> | 0.0475 | 0 | 0 | 0.051643 | 0 |  | --> | C24 ex KYLEERAGH | Kyleeragh [T41,T42] | NENAGH |  | 52.8853 | -8.1936
MV/LV Substation NE***963 |  | 10 kV | _ | LV | 100 kVA :Pole Substation | 0.1 | --> | 0.1 | 0.036794 | 0 | Constrained,otherwise capacity available =90kVA. | --> | 0.095 | 0 | 0 | 0.10151 | 0 |  | --> | C16 ex CALLAN | Callan [T41,T42] | KILKENNY |  | 52.5458 | -7.3029
MV/LV Substation NE***967X |  | 10 kV | _ | LV | 200 kVA :Kiosk Substation | 0.2 | --> | 0.2 | 0.148 | 3.3 |  | --> | 0.19 | 0 | 0 | 0.20775 | 0 |  | --> | C12 ex LLOYD | Lloyd [T41,T42] | NAVAN |  | 53.7283 | -6.8915
MV/LV Substation NE***971 |  | 10 kV | _ | LV | 630 kVA :Building Structure | 0.63 | --> | 0.63 | 0.5 | 5.6 |  | --> | 0.5985 | 0 | 0 | 0.5 | 0 |  | --> | C13 ex KILCOOLE | Kilcoole [T41,T42] | FASSAROE |  | 53.0909 | -6.1139
MV/LV Substation NE***973 |  | 10 kV | _ | LV | 630 kVA :Kiosk Substation | 0.63 | --> | 0.63 | 0.5 | 5.6 |  | --> | 0.5985 | 0 | 0 | 0.5 | 0 |  | --> | C13 ex KILCOOLE | Kilcoole [T41,T42] | FASSAROE |  | 53.0912 | -6.1156
MV/LV Substation NE***981X |  | 10 kV | _ | LV | 200 kVA :Pole Substation | 0.2 | --> | 0.2 | 0.2 | 0.5 |  | --> | 0.19 | 0 | 0 | 0 | 0 | Constrained,otherwise capacity available =200kW. | --> | C15 ex KILMARTIN | Kilmartin [T41] | ARKLOW |  | 53.0325 | -6.109
MV/LV Substation NE***984 |  | 20 kV | _ | LV | 50 kVA :Pole Substation | 0.05 | --> | 0.05 | 0.05 | 0.9 |  | --> | 0.0475 | 0 | 0 | 0.05 | 0 |  | --> | E15 ex RATHMORE | Rathmore [T42,T421] | KNOCKEARAGH |  | 52.1511 | -9.2517
MV/LV Substation NE***986Z |  | 10 kV | _ | LV | 630 kVA :Building Structure | 0.63 | --> | 0.63 | 0 | 0 | Constrained,otherwise capacity available =500kVA. | --> | 0.5985 | 0 | 0 | 0.5 | 0 |  | --> | C18 ex NAAS | Naas [T41,T42] | KILTEEL |  | 53.1988 | -6.7416
MV/LV Substation NE***994 |  | 10 kV | _ | LV | 400 kVA :Kiosk Substation | 0.4 | --> | 0.4 | 0.358 | 4.5 |  | --> | 0.38 | 0 | 0.011115 | 0.40633 | 0 |  | --> | C20 ex BOGHALL ROAD | Boghall Road [T41,T42] | FASSAROE |  | 53.1897 | -6.1001
MV/LV Substation NE***996 |  | 20 kV | _ | LV | 200 kVA :Pole Substation | 0.2 | --> | 0.2 | 0.2 | 3.5 |  | --> | 0.19 | 0 | 0 | 0.2 | 0 |  | --> | E15 ex BELVIEW | Belview [T421,T422] | WATERFORD |  | 52.2654 | -7.0803
MV/LV Substation NG***773Y |  | 10 kV | _ | LV | 400 kVA :Kiosk Substation | 0.4 | --> | 0.4 | 0 | 0 | Constrained,otherwise capacity available =352kVA. | --> | 0.38 | 0 | 0 | 0.40722 | 0 |  | --> | C20 ex RATHMULLAN | Rathmullan [T41,T42] | DRYBRIDGE |  | 53.7013 | -6.3762
MV/LV Substation NI***059 |  | 10 kV | _ | LV | 200 kVA :Pole Substation | 0.2 | --> | 0.2 | 0 | 0 | Constrained,otherwise capacity available =106kVA. | --> | 0.19 | 0 | 0.00741 | 0 | 0 | Constrained,otherwise capacity available =213.8kW. | --> | C13 ex CULLION | Cullion [T41,T42] | LETTERKENNY |  | 54.9507 | -7.7247
MV/LV Substation NI***097 |  | 10 kV | _ | LV | 200 kVA :Pole Substation | 0.2 | --> | 0.2 | 0.093 | 0.1 |  | --> | 0.19 | 0 | 0.012597 | 0.21562 | 0 |  | --> | C17 ex KILCULLEN | Kilcullen [T41,T42,T424] | STRATFORD |  | 53.1276 | -6.7489
MV/LV Substation NI***283Y |  | 10 kV | _ | LV | 200 kVA :Building Structure | 0.2 | --> | 0.2 | 0 | 0 | Constrained,otherwise capacity available =193kVA. | --> | 0.19 | 0 | 0 | 0.20106 | 0 |  | --> | C11 ex DOCK ROAD | Dock Road [T41,T42] | LIMERICK |  | 52.6542 | -8.6599
MV/LV Substation NI***4070 |  | 20 kV | _ | LV | 50 kVA :Pole Substation | 0.05 | --> | 0.05 | 0.05 | 1.7 |  | --> | 0.0475 | 0 | 0 | 0.05 | 0 |  | --> | C12 ex ATHY | Athy [T101,T102] | ATHY |  | 52.967 | -6.9149
MV/LV Substation NI***4145 |  | 10 kV | _ | LV | 400 kVA :Building Structure | 0.4 | --> | 0.4 | 0.398 | 5.7 |  | --> | 0.38 | 0 | 0 | 0.4003 | 0 |  | --> | C21 ex RAMPARTS | Ramparts [T41,T42] | DUNDALK |  | 54.0037 | -6.4029
MV/LV Substation NI***458 |  | 20 kV | _ | LV | 50 kVA :Pole Substation | 0.05 | --> | 0.05 | 0.045 | 1.7 |  | --> | 0.0475 | 0 | 0 | 0.050753 | 0 |  | --> | C12 ex ATHY | Athy [T101,T102] | ATHY |  | 52.9721 | -6.9156
MV/LV Substation NI***609 |  | 20 kV | _ | LV | 100 kVA :Pole Substation | 0.1 | --> | 0.1 | 0 | 0 | Constrained,otherwise capacity available =84kVA. | --> | 0.095 | 0 | 0 | 0.1024 | 0 |  | --> | C18 ex DEERPARK | Deerpark [T41,T42] | BALLYDINE |  | 52.461 | -7.4652
MV/LV Substation NI***610 |  | 20 kV | _ | LV | 50 kVA :Pole Substation | 0.05 | --> | 0.05 | 0 | 0 | Constrained,otherwise capacity available =28kVA. | --> | 0.0475 | 0 | 0 | 0.053235 | 0 |  | --> | E33 ex CAPPAMORE | Cappamore [T41,T42] | ARDNACRUSHA |  | 52.5613 | -8.3462
MV/LV Substation NI***657X |  | 20 kV | _ | LV | 50 kVA :Pole Substation | 0.05 | --> | 0.05 | 0 | 0 | Constrained,otherwise capacity available =26kVA. | --> | 0.0475 | 0 | 0 | 0.053518 | 0 |  | --> | E16 ex ASHBOURNE | Ashbourne [T421,T422] | FINGLAS |  | 53.4958 | -6.3827
MV/LV Substation NI***698X |  | 10 kV | _ | LV | 400 kVA :Kiosk Substation | 0.4 | --> | 0.4 | 0 | 0 | Constrained,otherwise capacity available =380kVA. | --> | 0.38 | 0 | 0 | 0.40302 | 0 |  | --> | C21 ex ATHLONE | Athlone [T41,T42] | ATHLONE |  | 53.4195 | -7.9905
MV/LV Substation NI***709 |  | 10 kV | _ | LV | 630 kVA :Kiosk Substation | 0.63 | --> | 0.63 | 0.5 | 8.1 |  | --> | 0.5985 | 0 | 0 | 0.5 | 0 |  | --> | C20 ex MILLTOWN (DR) | Milltown (dr) [T101,T102] | INCHICORE 220KV |  | 53.3086 | -6.2513
MV/LV Substation NI***718Y |  | 10 kV | _ | LV | 630 kVA :Building Structure | 0.63 | --> | 0.63 | 0.393 | 5.7 |  | --> | 0.5985 | 0 | 0.002964 | 0.5 | 0 |  | --> | C23 ex RAMPARTS | Ramparts [T41,T42] | DUNDALK |  | 54.0086 | -6.401
MV/LV Substation NI***779 |  | 10 kV | _ | LV | 630 kVA :Kiosk Substation | 0.63 | --> | 0.63 | 0.5 | 3.5 |  | --> | 0.5985 | 0 | 0.002964 | 0.5 | 0 |  | --> | C18 ex TRIMMS LANE | Trimms Lane [T41,T42] | SALTHILL |  | 53.2678 | -9.0657
MV/LV Substation NI***883X |  | 10 kV | _ | LV | 630 kVA :Building Structure | 0.63 | --> | 0.63 | 0 | 0 | Constrained,otherwise capacity available =500kVA. | --> | 0.5985 | 0 | 0 | 0.5 | 0 |  | --> | C15 ex SCARTEEN | Scarteen [T41,T42] | MALLOW |  | 52.1246 | -8.6699
MV/LV Substation NI***905X |  | 10 kV | _ | LV | 630 kVA :Building Structure | 0.63 | --> | 0.63 | 0 | 0 | Constrained,otherwise capacity available =500kVA. | --> | 0.5985 | 0 | 0 | 0.5 | 0 |  | --> | C19 ex BELGARD | Belgard [T41,T42] | COOKSTOWN |  | 53.293 | -6.3643
MV/LV Substation NI***934 |  | 20 kV | _ | LV | 50 kVA :Pole Substation | 0.05 | --> | 0.05 | 0 | 0 | Constrained,otherwise capacity available =43kVA. | --> | 0.0475 | 0 | 0 | 0.051052 | 0 |  | --> | E17 ex JULIANSTOWN | Julianstown [T421,T422] | DRYBRIDGE |  | 53.6789 | -6.2565
MV/LV Substation NI***951 |  | 10 kV | _ | LV | 200 kVA :Pole Substation | 0.2 | --> | 0.2 | 0.162 | 1 |  | --> | 0.19 | 0 | 0.002964 | 0 | 0 | Constrained,otherwise capacity available =205.7kW. | --> | C16 ex BOYLE | Boyle [T41,T42] | CARRICK ON SHANNON |  | 53.9722 | -8.3109
MV/LV Substation NI***988 |  | 20 kV | _ | LV | 50 kVA :Pole Substation | 0.05 | --> | 0.05 | 0 | 0 | Constrained,otherwise capacity available =50kVA. | --> | 0.0475 | 0 | 0 | 0.05 | 0 |  | --> | E16 ex ASHBOURNE | Ashbourne [T421,T422] | FINGLAS |  | 53.4967 | -6.3829
MV/LV Substation NO***002 |  | 10 kV | _ | LV | 400 kVA :Kiosk Substation | 0.4 | --> | 0.4 | 0 | 0 | Constrained,otherwise capacity available =306kVA. | --> | 0.38 | 0 | 0 | 0.41403 | 0 |  | --> | C12 ex DRYBRIDGE | Drybridge [T41,T42] | DRYBRIDGE |  | 53.7223 | -6.3619
MV/LV Substation NO***003 |  | 10 kV | _ | LV | 400 kVA :Kiosk Substation | 0.4 | --> | 0.4 | 0 | 0 | Constrained,otherwise capacity available =319kVA. | --> | 0.38 | 0 | 0.022971 | 0.41212 | 0 |  | --> | C12 ex SKIBBEREEN | Skibbereen [T41,T42] | DUNMANWAY |  | 51.553 | -9.2618
MV/LV Substation NO***011 |  | 10 kV | _ | LV | 200 kVA :Kiosk Substation | 0.2 | --> | 0.2 | 0.091 | 2.9 |  | --> | 0.19 | 0 | 0.002964 | 0 | 0 | Constrained,otherwise capacity available =215.9kW. | --> | C18 ex TELAYDON | Telaydon [T42,T421] | LISDRUM |  | 54.2514 | -6.9717
MV/LV Substation NO***016Y |  | 10 kV | _ | LV | 400 kVA :Building Structure | 0.4 | --> | 0.4 | 0 | 0 | Constrained,otherwise capacity available =315kVA. | --> | 0.38 | 0 | 0.00741 | 0.41271 | 0 |  | --> | C13 ex DENNEHYS CROSS | Dennehys Cross [T41,T42] | TRABEG |  | 51.8907 | -8.5075
MV/LV Substation NO***021Y |  | 10 kV | _ | LV | 200 kVA :Kiosk Substation | 0.2 | --> | 0.2 | 0 | 0 | Constrained,otherwise capacity available =150kVA. | --> | 0.19 | 0 | 0 | 0.20745 | 0 |  | --> | C11 ex MULGANNON | Mulgannon [T41,T42] | WEXFORD |  | 52.3347 | -6.4751
MV/LV Substation NO***024 |  | 10 kV | _ | LV | 630 kVA :Building Structure | 0.63 | --> | 0.63 | 0 | 0 | Constrained,otherwise capacity available =500kVA. | --> | 0.5985 | 0 | 0 | 0.5 | 0 |  | --> | C15 ex TERMONFECKIN ROAD | Termonfeckin Road [T41,T42] | DRYBRIDGE |  | 53.7157 | -6.345
MV/LV Substation NO***025 |  | 10 kV | _ | LV | 200 kVA :Pole Substation | 0.2 | --> | 0.2 | 0 | 0 | Constrained,otherwise capacity available =98kVA. | --> | 0.19 | 0 | 0 | 0.21492 | 0 |  | --> | C12 ex SKIBBEREEN | Skibbereen [T41,T42] | DUNMANWAY |  | 51.5496 | -9.265
MV/LV Substation NO***025Z |  | 10 kV | _ | LV | 200 kVA :Kiosk Substation | 0.2 | --> | 0.2 | 0 | 0 | Constrained,otherwise capacity available =136kVA. | --> | 0.19 | 0 | 0.019266 | 0.20949 | 0 |  | --> | C17 ex KILDARE | Kildare [T41,T42] | NEWBRIDGE |  | 53.1646 | -6.9096
MV/LV Substation NO***026 |  | 10 kV | _ | LV | 100 kVA :Pole Substation | 0.1 | --> | 0.1 | 0.051 | 0.8 |  | --> | 0.095 | 0 | 0.006669 | 0.10718 | 0 |  | --> | C18 ex MILLTOWN MALBAY | Milltown Malbay [T42] | TULLABRACK |  | 52.8579 | -9.4028
MV/LV Substation NO***028 |  | 10 kV | _ | LV | 400 kVA :Building Structure | 0.4 | --> | 0.4 | 0.367 | 18.7 |  | --> | 0.38 | 0 | 0 | 0.40498 | 0 |  | --> | C17 ex ARKLOW | Arklow [T101,T102] | ARKLOW |  | 52.795 | -6.1437
MV/LV Substation NO***037Z |  | 10 kV | _ | LV | 400 kVA :Building Structure | 0.4 | --> | 0.4 | 0 | 0 | Constrained,otherwise capacity available =400kVA. | --> | 0.38 | 0 | 0 | 0.4 | 0 |  | --> | C19 ex KILMORE | Kilmore [T101,T102,T103] | FINGLAS |  | 53.4089 | -6.2515
MV/LV Substation NO***038 |  | 10 kV | _ | LV | 630 kVA :Building Structure | 0.63 | --> | 0.63 | 0.476 | 12.2 |  | --> | 0.5985 | 0 | 0.002964 | 0.5 | 0 |  | --> | C22 ex BALLYBEG | Ballybeg [T101,T102] | CARRICKMINES |  | 52.9809 | -6.0382
MV/LV Substation NO***038X |  | 10 kV | _ | LV | 400 kVA :Kiosk Substation | 0.4 | --> | 0.4 | 0.269 | 13.8 |  | --> | 0.38 | 0 | 0.022971 | 0.41942 | 0 |  | --> | C20 ex SINGLAND | Singland [T101,T102] | SINGLAND |  | 52.6601 | -8.5959
MV/LV Substation NO***038Z |  | 10 kV | _ | LV | 400 kVA :Building Structure | 0.4 | --> | 0.4 | 0 | 0 | Constrained,otherwise capacity available =238kVA. | --> | 0.38 | 0 | 0 | 0.42388 | 0 |  | --> | C19 ex KILMORE | Kilmore [T101,T102,T103] | FINGLAS |  | 53.409 | -6.2467
MV/LV Substation NO***057Z |  | 10 kV | _ | LV | 400 kVA :Kiosk Substation | 0.4 | --> | 0.4 | 0.292 | 0.3 |  | --> | 0.38 | 0 | 0.002964 | 0.41608 | 0 |  | --> | C16 ex SANTRY | Santry [T41,T42] | FINGLAS |  | 53.3951 | -6.2122
MV/LV Substation NO***060 |  | 10 kV | _ | LV | 25 kVA :Pole Substation | 0.025 | --> | 0.025 | 0 | 0 | Constrained,otherwise capacity available =22kVA. | --> | 0.02375 | 0 | 0 | 0.025451 | 0 |  | --> | C11 ex POLLERTON | Pollerton [T41,T42] | CARLOW |  | 52.846 | -6.9039
MV/LV Substation NO***067 |  | 20 kV | _ | LV | 100 kVA :Pole Substation | 0.1 | --> | 0.1 | 0 | 0 | Constrained,otherwise capacity available =32kVA. | --> | 0.095 | 0 | 0 | 0 | 0 | Constrained,otherwise capacity available =109.8kW. | --> | C21 ex MILFORD (NR) | Milford (nr) [T41,T42] | LETTERKENNY |  | 55.1759 | -7.7945
MV/LV Substation NO***079 |  | 10 kV | _ | LV | 630 kVA :Building Structure | 0.63 | --> | 0.63 | 0.421 | 2.8 |  | --> | 0.5985 | 0 | 0.042237 | 0.5 | 0 |  | --> | C22 ex MOUNT MERRION | Mount Merrion [T41,T42] | CARRICKMINES |  | 53.2973 | -6.21
MV/LV Substation NO***081Z |  | 20 kV | _ | LV | 400 kVA :Kiosk Substation | 0.4 | --> | 0.4 | 0.242 | 17.7 |  | --> | 0.38 | 0 | 0.048906 | 0.42331 | 0 |  | --> | E13 ex COOLROE | Coolroe [T121,T122] | COOLROE |  | 51.8855 | -8.6249
MV/LV Substation NO***087Z |  | 10 kV | _ | LV | 630 kVA :Building Structure | 0.63 | --> | 0.63 | 0 | 0 | Constrained,otherwise capacity available =500kVA. | --> | 0.5985 | 0 | 0 | 0.5 | 0 |  | --> | C23 ex COLLEGE PARK | College Park [T101,T102,T103] | COLLEGE PARK |  | 53.4113 | -6.3477
MV/LV Substation NO***088 |  | 10 kV | _ | LV | 400 kVA :Kiosk Substation | 0.4 | --> | 0.4 | 0 | 0 | Constrained,otherwise capacity available =242kVA. | --> | 0.38 | 0 | 0.060021 | 0.42331 | 0 |  | --> | C15 ex GREYSTONES | Greystones [T41,T42] | FASSAROE |  | 53.1555 | -6.0768
MV/LV Substation NO***088Z |  | 10 kV | _ | LV | 400 kVA :Building Structure | 0.4 | --> | 0.4 | 0 | 0 | Constrained,otherwise capacity available =400kVA. | --> | 0.38 | 0 | 0.08151 | 0.4 | 0 |  | --> | C23 ex COLLEGE PARK | College Park [T101,T102,T103] | COLLEGE PARK |  | 53.4099 | -6.3468
MV/LV Substation NO***089 |  | 10 kV | _ | LV | 400 kVA :Kiosk Substation | 0.4 | --> | 0.4 | 0 | 0 | Constrained,otherwise capacity available =267kVA. | --> | 0.38 | 0 | 0.040755 | 0.41971 | 0 |  | --> | C15 ex GREYSTONES | Greystones [T41,T42] | FASSAROE |  | 53.1537 | -6.0781
MV/LV Substation NO***089Z |  | 10 kV | _ | LV | 400 kVA :Building Structure | 0.4 | --> | 0.4 | 0 | 0 | Constrained,otherwise capacity available =254kVA. | --> | 0.38 | 0 | 0 | 0.42158 | 0 |  | --> | C25 ex BALLYCOOLIN | Ballycoolin [T41,T42,T43] | FINGLAS |  | 53.4074 | -6.3465
MV/LV Substation NO***092Z |  | 10 kV | _ | LV | 200 kVA :Pole Substation | 0.2 | --> | 0.2 | 0 | 0 | Constrained,otherwise capacity available =143kVA. | --> | 0.19 | 0 | 0.049351 | 0.20848 | 0 |  | --> | C30 ex ACADEMY STREET | Academy Street [T421,T422,T44] | NAVAN |  | 53.6474 | -6.6462
MV/LV Substation NO***094X |  | 10 kV | _ | LV | 50 kVA :Pole Substation | 0.05 | --> | 0.05 | 0.048 | 0.1 |  | --> | 0.0475 | 0 | 0 | 0.050303 | 0 |  | --> | C17 ex TUBBERCURRY | Tubbercurry [T41,T42] | TONROE |  | 54.0127 | -8.809
MV/LV Substation NO***095Z |  | 10 kV | _ | LV | 630 kVA :Building Structure | 0.63 | --> | 0.63 | 0 | 0 | Constrained,otherwise capacity available =500kVA. | --> | 0.5985 | 0 | 0 | 0.5 | 0 |  | --> | C31 ex CLONSHAUGH | Clonshaugh [T41,T42] | FINGLAS |  | 53.396 | -6.2125
MV/LV Substation NO***101Z |  | 10 kV | _ | LV | 400 kVA :Building Structure | 0.4 | --> | 0.4 | 0 | 0 | Constrained,otherwise capacity available =315kVA. | --> | 0.38 | 0 | 0 | 0.41271 | 0 |  | --> | C20 ex MERVILLE | Merville [T41,T42] | FINGLAS |  | 53.396 | -6.317
MV/LV Substation NO***102Z |  | 10 kV | _ | LV | 630 kVA :Building Structure | 0.63 | --> | 0.63 | 0 | 0 | Constrained,otherwise capacity available =500kVA. | --> | 0.5985 | 0 | 0.00741 | 0.5 | 0 |  | --> | C20 ex MERVILLE | Merville [T41,T42] | FINGLAS |  | 53.3971 | -6.3169
MV/LV Substation NO***103Z |  | 10 kV | _ | LV | 400 kVA :Building Structure | 0.4 | --> | 0.4 | 0 | 0 | Constrained,otherwise capacity available =319kVA. | --> | 0.38 | 0 | 0 | 0.41212 | 0 |  | --> | C20 ex MERVILLE | Merville [T41,T42] | FINGLAS |  | 53.3993 | -6.3175
MV/LV Substation NO***104Z |  | 10 kV | _ | LV | 630 kVA :Building Structure | 0.63 | --> | 0.63 | 0 | 0 | Constrained,otherwise capacity available =500kVA. | --> | 0.5985 | 0 | 0 | 0.5 | 0 |  | --> | C20 ex MERVILLE | Merville [T41,T42] | FINGLAS |  | 53.3986 | -6.3157
MV/LV Substation NO***108Y |  | 10 kV | _ | LV | 630 kVA :Building Structure | 0.63 | --> | 0.63 | 0 | 0 | Constrained,otherwise capacity available =500kVA. | --> | 0.5985 | 0 | 0 | 0.5 | 0 |  | --> | C24 ex UNIDARE | Unidare [T41,T42] | FINGLAS |  | 53.4011 | -6.3014
MV/LV Substation NO***109Z |  | 20 kV | _ | LV | 50 kVA :Pole Substation | 0.05 | --> | 0.05 | 0.041 | 1 |  | --> | 0.0475 | 0 | 0.01482 | 0.051348 | 0 |  | --> | E21 ex LONGFORD | Longford [T421,T422] | RICHMOND |  | 53.7558 | -7.8386
MV/LV Substation NO***110 |  | 10 kV | _ | LV | 400 kVA :Kiosk Substation | 0.4 | --> | 0.4 | 0 | 0 | Constrained,otherwise capacity available =324kVA. | --> | 0.38 | 0 | 0 | 0.41138 | 0 |  | --> | C27 ex KILBARRY | Kilbarry [T101,T43] | KILBARRY |  | 51.902 | -8.4786
MV/LV Substation NO***117X |  | 20 kV | _ | LV | 50 kVA :Pole Substation | 0.05 | --> | 0.05 | 0 | 0 | Constrained,otherwise capacity available =50kVA. | --> | 0.0475 | 0 | 0 | 0 | 0 | Constrained,otherwise capacity available =50kW. | --> | E17 ex BUNCRANA | Buncrana [T421,T422] | TRILLICK |  | 55.174 | -7.2342
MV/LV Substation NO***121 |  | 10 kV | _ | LV | 50 kVA :Pole Substation | 0.05 | --> | 0.05 | 0.047 | 3 |  | --> | 0.0475 | 0 | 0 | 0.050453 | 0 |  | --> | C25 ex NENAGH | Nenagh [T41,T42] | NENAGH |  | 52.8528 | -8.1092
MV/LV Substation NO***127Z |  | 10 kV | _ | LV | 200 kVA :Pole Substation | 0.2 | --> | 0.2 | 0 | 0 | Constrained,otherwise capacity available =191kVA. | --> | 0.19 | 0 | 0 | 0.20136 | 0 |  | --> | C26 ex STEPHENSTOWN | Stephenstown [T101,T102] | FINGLAS |  | 53.5884 | -6.1938
MV/LV Substation NO***130 |  | 10 kV | _ | LV | 400 kVA :Kiosk Substation | 0.4 | --> | 0.4 | 0 | 0 | Constrained,otherwise capacity available =278kVA. | --> | 0.38 | 0 | 0.034086 | 0.41811 | 0 |  | --> | C14 ex DUNDRUM | Dundrum [T41,T42] | BLACKROCK |  | 53.2893 | -6.2559
MV/LV Substation NO***132Z |  | 10 kV | _ | LV | 1000 kVA :Building Structure | 1 | --> | 1 | 0 | 0 | Constrained,otherwise capacity available =500kVA. | --> | 0.95 | 0 | 0 | 0.5 | 0 |  | --> | C23 ex COLLEGE PARK | College Park [T101,T102,T103] | COLLEGE PARK |  | 53.4121 | -6.355
MV/LV Substation NO***134X |  | 10 kV | _ | LV | 1000 kVA :Building Structure | 1 | --> | 1 | 0.5 | 18.8 |  | --> | 0.95 | 0 | 0 | 0.5 | 0 |  | --> | C31 ex BEDFORD ROW | Bedford Row [T41,T42,T43,T44] | FRANCIS STREET |  | 53.3478 | -6.261
MV/LV Substation NO***135 |  | 10 kV | _ | LV | 1000 kVA :Building Structure | 1 | --> | 1 | 0.5 | 11.1 |  | --> | 0.95 | 0 | 0.054834 | 0.5 | 0 |  | --> | C24 ex CABRA | Cabra [T101,T102] | FINGLAS |  | 53.3647 | -6.2752
MV/LV Substation NO***135Z |  | 10 kV | _ | LV | 200 kVA :Building Structure | 0.2 | --> | 0.2 | 0 | 0 | Constrained,otherwise capacity available =159kVA. | --> | 0.19 | 0 | 0.02964 | 0.20613 | 0 |  | --> | C23 ex COLLEGE PARK | College Park [T101,T102,T103] | COLLEGE PARK |  | 53.4128 | -6.3509
MV/LV Substation NO***136Z |  | 10 kV | _ | LV | 630 kVA :Building Structure | 0.63 | --> | 0.63 | 0 | 0 | Constrained,otherwise capacity available =500kVA. | --> | 0.5985 | 0 | 0.02964 | 0.5 | 0 |  | --> | C23 ex COLLEGE PARK | College Park [T101,T102,T103] | COLLEGE PARK |  | 53.4108 | -6.3509
MV/LV Substation NO***138 |  | 10 kV | _ | LV | 400 kVA :Kiosk Substation | 0.4 | --> | 0.4 | 0.4 | 3.1 |  | --> | 0.38 | 0 | 0 | 0.4 | 0 |  | --> | E11 ex LUMCLOON | Lumcloon [T421,T422] | DALLOW |  | 53.1993 | -7.9258
MV/LV Substation NO***141Z |  | 10 kV | _ | LV | 630 kVA :Building Structure | 0.63 | --> | 0.63 | 0 | 0 | Constrained,otherwise capacity available =288kVA. | --> | 0.5985 | 0 | 0.01482 | 0.5 | 0 |  | --> | C27 ex POPPINTREE | Poppintree [T101,T102] | FINGLAS |  | 53.401 | -6.3139
MV/LV Substation NO***142Z |  | 10 kV | _ | LV | 630 kVA :Building Structure | 0.63 | --> | 0.63 | 0 | 0 | Constrained,otherwise capacity available =500kVA. | --> | 0.5985 | 0 | 0.049128 | 0.5 | 0 |  | --> | C27 ex POPPINTREE | Poppintree [T101,T102] | FINGLAS |  | 53.401 | -6.3174
MV/LV Substation NO***143Z |  | 10 kV | _ | LV | 630 kVA :Building Structure | 0.63 | --> | 0.63 | 0 | 0 | Constrained,otherwise capacity available =500kVA. | --> | 0.5985 | 0 | 0 | 0.5 | 0 |  | --> | C27 ex POPPINTREE | Poppintree [T101,T102] | FINGLAS |  | 53.4015 | -6.3149
MV/LV Substation NO***151Y |  | 10 kV | _ | LV | 200 kVA :Building Structure | 0.2 | --> | 0.2 | 0 | 0 | Constrained,otherwise capacity available =197kVA. | --> | 0.19 | 0 | 0 | 0.20045 | 0 |  | --> | C19 ex KILMORE | Kilmore [T101,T102,T103] | FINGLAS |  | 53.4097 | -6.2398
MV/LV Substation NO***152Y |  | 10 kV | _ | LV | 400 kVA :Building Structure | 0.4 | --> | 0.4 | 0 | 0 | Constrained,otherwise capacity available =290kVA. | --> | 0.38 | 0 | 0 | 0.41637 | 0 |  | --> | C19 ex KILMORE | Kilmore [T101,T102,T103] | FINGLAS |  | 53.4093 | -6.2424
MV/LV Substation NO***159X |  | 10 kV | _ | LV | 1000 kVA :Building Structure | 1 | --> | 1 | 0.5 | 4 |  | --> | 0.95 | 0 | 0 | 0.5 | 0 |  | --> | C19 ex WOLFE TONE STREET | Wolfe Tone Street [T101,T102] | FINGLAS |  | 53.3496 | -6.2725
MV/LV Substation NO***167 |  | 10 kV | _ | LV | 100 kVA :Pole Substation | 0.1 | --> | 0.1 | 0 | 0 | Constrained,otherwise capacity available =75kVA. | --> | 0.095 | 0 | 0.03705 | 0.10373 | 0 |  | --> | C23 ex CASTLEISLAND | Castleisland [T41,T42] | TRALEE |  | 52.2483 | -9.4641
MV/LV Substation NO***176X |  | 10 kV | _ | LV | 1000 kVA :Building Structure | 1 | --> | 1 | 0.5 | 4.6 |  | --> | 0.95 | 0 | 0 | 0.5 | 0 |  | --> | C15 ex WATLING STREET | Watling Street [T41,T42] | FRANCIS STREET |  | 53.3501 | -6.2814
MV/LV Substation NO***183X |  | 20 kV | _ | LV | 400 kVA :Kiosk Substation | 0.4 | --> | 0.4 | 0 | 0 | Constrained,otherwise capacity available =384kVA. | --> | 0.38 | 0 | 0 | 0.40242 | 0 |  | --> | E11 ex BALLYHALE | Ballyhale [T42,T421] | KILKENNY |  | 52.5271 | -7.194
MV/LV Substation NO***185X |  | 20 kV | _ | LV | 50 kVA :Pole Substation | 0.05 | --> | 0.05 | 0.046 | 0.4 |  | --> | 0.0475 | 0 | 0 | 0.050604 | 0 |  | --> | E15 ex BALLYCONNELL | Ballyconnell [T421,T422] | GORTAWEE |  | 54.1055 | -7.4393
MV/LV Substation NO***187Z |  | 10 kV | _ | LV | 630 kVA :Building Structure | 0.63 | --> | 0.63 | 0.5 | 0.9 |  | --> | 0.5985 | 0 | 0 | 0.5 | 0 |  | --> | C15 ex CLONARD | Clonard [T41,T42] | WEXFORD |  | 52.3299 | -6.4808
MV/LV Substation NO***190 |  | 10 kV | _ | LV | 630 kVA :Building Structure | 0.63 | --> | 0.63 | 0 | 0 | Constrained,otherwise capacity available =473kVA. | --> | 0.5985 | 0 | 0 | 0.5 | 0 |  | --> | C14 ex FAIRHILL | Fairhill [T42] | KILBARRY |  | 51.9007 | -8.4835
MV/LV Substation NO***196Z |  | 20 kV | _ | LV | 200 kVA :Kiosk Substation | 0.2 | --> | 0.2 | 0.17 | 17.7 |  | --> | 0.19 | 0 | 0.022971 | 0.2045 | 0 |  | --> | E13 ex COOLROE | Coolroe [T121,T122] | COOLROE |  | 51.8862 | -8.6319
MV/LV Substation NO***201 |  | 10 kV | _ | LV | 50 kVA :Pole Substation | 0.05 | --> | 0.05 | 0 | 0 | Constrained,otherwise capacity available =50kVA. | --> | 0.0475 | 0 | 0 | 0.05 | 0 |  | --> | C11 ex LOUGHTAGALLA | Loughtagalla [T41,T42] | THURLES |  | 52.6677 | -7.6904
MV/LV Substation NO***208X |  | 10 kV | _ | LV | 630 kVA :Building Structure | 0.63 | --> | 0.63 | 0 | 0 | Constrained,otherwise capacity available =500kVA. | --> | 0.5985 | 0 | 0 | 0.5 | 0 |  | --> | C12 ex GLOUCESTER PLACE | Gloucester Place [T41,T42] | MCDERMOTT |  | 53.3521 | -6.25
MV/LV Substation NO***211Z |  | 20 kV | _ | LV | 100 kVA :Pole Substation | 0.1 | --> | 0.1 | 0.09 | 0.9 |  | --> | 0.095 | 0 | 0.003705 | 0 | 0 | Constrained,otherwise capacity available =101.5kW. | --> | E15 ex CASTLETOWNBERE | Castletownbere [T421] | BALLYLICKY |  | 51.6565 | -9.9041
MV/LV Substation NO***219Z |  | 10 kV | _ | LV | 630 kVA :Building Structure | 0.63 | --> | 0.63 | 0 | 0 | Constrained,otherwise capacity available =451kVA. | --> | 0.5985 | 0 | 0 | 0.5 | 0 |  | --> | C26 ex KILBARRY | Kilbarry [T101,T43] | KILBARRY |  | 51.924 | -8.4891
MV/LV Substation NO***233Z |  | 10 kV | _ | LV | 400 kVA :Kiosk Substation | 0.4 | --> | 0.4 | 0 | 0 | Constrained,otherwise capacity available =237kVA. | --> | 0.38 | 0 | 0.005187 | 0.42402 | 0 |  | --> | C27 ex POPPINTREE | Poppintree [T101,T102] | FINGLAS |  | 53.3969 | -6.3047
MV/LV Substation NO***236 |  | 10 kV | _ | LV | 630 kVA :Building Structure | 0.63 | --> | 0.63 | 0 | 0 | Constrained,otherwise capacity available =500kVA. | --> | 0.5985 | 0 | 0 | 0.5 | 0 |  | --> | C31 ex CLONSHAUGH | Clonshaugh [T41,T42] | FINGLAS |  | 53.3959 | -6.2129
MV/LV Substation NO***237 |  | 10 kV | _ | LV | 630 kVA :Building Structure | 0.63 | --> | 0.63 | 0.31329 | 0.3 | Constrained,otherwise capacity available =450kVA. | --> | 0.5985 | 0 | 0 | 0.5 | 0 |  | --> | C16 ex SANTRY | Santry [T41,T42] | FINGLAS |  | 53.3955 | -6.2142
MV/LV Substation NO***257X |  | 10 kV | _ | LV | 630 kVA :Building Structure | 0.63 | --> | 0.63 | 0.5 | 4 |  | --> | 0.5985 | 0 | 0 | 0.5 | 0 |  | --> | C31 ex WOLFE TONE STREET | Wolfe Tone Street [T101,T102] | FINGLAS |  | 53.3499 | -6.2755
MV/LV Substation NO***263 |  | 20 kV | _ | LV | 100 kVA :Pole Substation | 0.1 | --> | 0.1 | 0.085 | 17.8 |  | --> | 0.095 | 0 | 0 | 0.10225 | 0 |  | --> | E21 ex BANOGE | Banoge [T121,T122] | BANOGE |  | 52.7013 | -6.406
MV/LV Substation NO***276 |  | 10 kV | _ | LV | 1000 kVA :Building Structure | 1 | --> | 1 | 0.5 | 3.3 |  | --> | 0.95 | 0 | 0.012597 | 0.5 | 0 |  | --> | C04 ex PEMBROKE | Pembroke [T41,T42,T43,T44] | RINGSEND |  | 53.3333 | -6.2353
MV/LV Substation NO***280X |  | 10 kV | _ | LV | 50 kVA :Pole Substation | 0.05 | --> | 0.05 | 0 | 0 | Constrained,otherwise capacity available =28kVA. | --> | 0.0475 | 0 | 0 | 0.053235 | 0 |  | --> | C17 ex SKIBBEREEN | Skibbereen [T41,T42] | DUNMANWAY |  | 51.5591 | -9.1467
MV/LV Substation NO***302X |  | 10 kV | _ | LV | 400 kVA :Kiosk Substation | 0.4 | --> | 0.4 | 0 | 0 | Constrained,otherwise capacity available =265kVA. | --> | 0.38 | 0 | 0 | 0.41724 | 0 |  | --> | C31 ex CLONSHAUGH | Clonshaugh [T41,T42] | FINGLAS |  | 53.3968 | -6.2152
MV/LV Substation NO***309Z |  | 10 kV | _ | LV | 1000 kVA :Building Structure | 1 | --> | 1 | 0 | 0 | Constrained,otherwise capacity available =500kVA. | --> | 0.95 | 0 | 0 | 0.5 | 0 |  | --> | C19 ex POPPINTREE | Poppintree [T101,T102] | FINGLAS |  | 53.4006 | -6.2659
MV/LV Substation NO***310X |  | 10 kV | _ | LV | 1000 kVA :Building Structure | 1 | --> | 1 | 0.38033 | 0.4 | Constrained,otherwise capacity available =500kVA. | --> | 0.95 | 0 | 0 | 0.5 | 0 |  | --> | C20 ex CARRICKMINES | Carrickmines [T41,T42] | CARRICKMINES |  | 53.2529 | -6.1842
MV/LV Substation NO***310Z |  | 10 kV | _ | LV | 1000 kVA :Building Structure | 1 | --> | 1 | 0 | 0 | Constrained,otherwise capacity available =500kVA. | --> | 0.95 | 0 | 0 | 0.5 | 0 |  | --> | C18 ex POPPINTREE | Poppintree [T101,T102] | FINGLAS |  | 53.401 | -6.2637
MV/LV Substation NO***318Z |  | 10 kV | _ | LV | 400 kVA :Building Structure | 0.4 | --> | 0.4 | 0 | 0 | Constrained,otherwise capacity available =399kVA. | --> | 0.38 | 0 | 0 | 0.40015 | 0 |  | --> | C26 ex KILBARRY | Kilbarry [T101,T43] | KILBARRY |  | 51.9242 | -8.4882
MV/LV Substation NO***332Z |  | 10 kV | _ | LV | 630 kVA :Building Structure | 0.63 | --> | 0.63 | 0.5 | 9.1 |  | --> | 0.5985 | 0 | 0 | 0.5 | 0 |  | --> | C18 ex CENTRE PARK ROAD | Marina [T105,T106] | MARINA |  | 51.886 | -8.418
MV/LV Substation NO***340 |  | 10 kV | _ | LV | 400 kVA :Building Structure | 0.4 | --> | 0.4 | 0 | 0 | Constrained,otherwise capacity available =165kVA. | --> | 0.38 | 0 | 0.00741 | 0.43418 | 0 |  | --> | C27 ex KILBARRY | Kilbarry [T101,T43] | KILBARRY |  | 51.9067 | -8.48
MV/LV Substation NO***342X |  | 10 kV | _ | LV | 100 kVA :Pole Substation | 0.1 | --> | 0.1 | 0.1 | 5 |  | --> | 0.095 | 0 | 0 | 0.1 | 0 |  | --> | C20 ex MCDONAGH | Mcdonagh [T41,T42] | KILKENNY |  | 52.6716 | -7.109
MV/LV Substation NO***367Y |  | 10 kV | _ | LV | 630 kVA :Building Structure | 0.63 | --> | 0.63 | 0.5 | 0.9 |  | --> | 0.5985 | 0 | 0 | 0.5 | 0 |  | --> | C12 ex COES ROAD | Coes Road [T41,T42] | DUNDALK |  | 54.0028 | -6.3827
MV/LV Substation NO***368Z |  | 10 kV | _ | LV | 630 kVA :Building Structure | 0.63 | --> | 0.63 | 0 | 0 | Constrained,otherwise capacity available =396kVA. | --> | 0.5985 | 0 | 0 | 0.5 | 0 |  | --> | C33 ex KILMORE | Kilmore [T101,T102,T103] | FINGLAS |  | 53.401 | -6.257
MV/LV Substation NO***376Z |  | 10 kV | _ | LV | 630 kVA :Building Structure | 0.63 | --> | 0.63 | 0 | 0 | Constrained,otherwise capacity available =500kVA. | --> | 0.5985 | 0 | 0 | 0.5 | 0 |  | --> | C20 ex MERVILLE | Merville [T41,T42] | FINGLAS |  | 53.3986 | -6.3157
MV/LV Substation NO***380 |  | 10 kV | _ | LV | 400 kVA :Kiosk Substation | 0.4 | --> | 0.4 | 0.275 | 1.2 |  | --> | 0.38 | 0 | 0.047661 | 0.41855 | 0 |  | --> | C21 ex SALLYNOGGIN ROAD | Sallynoggin Road [T41,T42] | CHERRYWOOD |  | 53.289 | -6.1365
MV/LV Substation NO***394Y |  | 10 kV | _ | LV | 200 kVA :Kiosk Substation | 0.2 | --> | 0.2 | 0 | 0 | Constrained,otherwise capacity available =199kVA. | --> | 0.19 | 0 | 0 | 0.20015 | 0 |  | --> | C25 ex CREGG ROAD | Cregg Road [T41,T42] | BALLYDINE |  | 52.3441 | -7.4086
MV/LV Substation NO***395X |  | 10 kV | _ | LV | 100 kVA :Pole Substation | 0.1 | --> | 0.1 | 0 | 0 | Constrained,otherwise capacity available =81kVA. | --> | 0.095 | 0 | 0 | 0.10284 | 0 |  | --> | C22 ex SKIBBEREEN | Skibbereen [T41,T42] | DUNMANWAY |  | 51.4406 | -9.5064
MV/LV Substation NO***398X |  | 10 kV | _ | LV | 200 kVA :Kiosk Substation | 0.2 | --> | 0.2 | 0 | 0 | Constrained,otherwise capacity available =142kVA. | --> | 0.19 | 0 | 0 | 0.20862 | 0 |  | --> | C19 ex SEMPERIT | Semperit [T41,T42,T43] | GRANGE CASTLE |  | 53.3516 | -6.3468
MV/LV Substation NO***4015 |  | 10 kV | _ | LV | 400 kVA :Building Structure | 0.4 | --> | 0.4 | 0.282 | 7.8 |  | --> | 0.38 | 0 | 0 | 0.41753 | 0 |  | --> | C11 ex CARROWBEG | Carrowbeg [T41,T42] | CARROWBEG |  | 53.8023 | -9.5262
MV/LV Substation NO***403Z |  | 20 kV | _ | LV | 400 kVA :Kiosk Substation | 0.4 | --> | 0.4 | 0.364 | 17.7 |  | --> | 0.38 | 0 | 0.004446 | 0.40543 | 0 |  | --> | E13 ex COOLROE | Coolroe [T121,T122] | COOLROE |  | 51.8869 | -8.6251
MV/LV Substation NO***4041 |  | 10 kV | _ | LV | 50 kVA :Pole Substation | 0.05 | --> | 0.05 | 0 | 0 | Constrained,otherwise capacity available =45kVA. | --> | 0.0475 | 0 | 0 | 0 | 0 | Constrained,otherwise capacity available =50.8kW. | --> | C32 ex CLOYNE | Cloyne [T41] | MIDLETON |  | 51.854 | -8.1371
MV/LV Substation NO***404Y |  | 10 kV | _ | LV | 400 kVA :Building Structure | 0.4 | --> | 0.4 | 0 | 0 | Constrained,otherwise capacity available =354kVA. | --> | 0.38 | 0 | 0.011856 | 0.40692 | 0 |  | --> | C22 ex MIDLETON | Midleton [T101,T102] | MIDLETON |  | 51.9218 | -8.1886
MV/LV Substation NO***404Z |  | 20 kV | _ | LV | 400 kVA :Kiosk Substation | 0.4 | --> | 0.4 | 0.28 | 17.7 |  | --> | 0.38 | 0 | 0.027417 | 0.41782 | 0 |  | --> | E13 ex COOLROE | Coolroe [T121,T122] | COOLROE |  | 51.8851 | -8.6302
MV/LV Substation NO***4061 |  | 10 kV | _ | LV | 50 kVA :Pole Substation | 0.05 | --> | 0.05 | 0 | 0 | Constrained,otherwise capacity available =45kVA. | --> | 0.0475 | 0 | 0 | 0.050753 | 0 |  | --> | C18 ex LOUGHSHINNY | Loughshinny [T41,T42] | GLASMORE |  | 53.5402 | -6.1123
MV/LV Substation NO***4070 |  | 10 kV | _ | LV | 1000 kVA :Building Structure | 1 | --> | 1 | 0 | 0 | Constrained,otherwise capacity available =500kVA. | --> | 0.95 | 0 | 0.00741 | 0.5 | 0 |  | --> | C19 ex POPPINTREE | Poppintree [T101,T102] | FINGLAS |  | 53.4006 | -6.2659
MV/LV Substation NO***4082 |  | 10 kV | _ | LV | 630 kVA :Kiosk Substation | 0.63 | --> | 0.63 | 0 | 0 | Constrained,otherwise capacity available =500kVA. | --> | 0.5985 | 0 | 0 | 0.5 | 0 |  | --> | C16 ex ATHENRY | Athenry [T41,T42] | GALWAY 110KV |  | 53.3003 | -8.7469
MV/LV Substation NO***4083 |  | 10 kV | _ | LV | 400 kVA :Building Structure | 0.4 | --> | 0.4 | 0.31329 | 0.3 | Constrained,otherwise capacity available =400kVA. | --> | 0.38 | 0 | 0 | 0.4 | 0 |  | --> | C20 ex SANTRY | Santry [T41,T42] | FINGLAS |  | 53.403 | -6.2626
MV/LV Substation NO***409X |  | 10 kV | _ | LV | 100 kVA :Pole Substation | 0.1 | --> | 0.1 | 0 | 0 | Constrained,otherwise capacity available =55kVA. | --> | 0.095 | 0 | 0.005928 | 0.10661 | 0 |  | --> | C21 ex DOUGLAS | Douglas [T41,T42] | TRABEG |  | 51.875 | -8.3976
MV/LV Substation NO***4129 |  | 10 kV | _ | LV | 200 kVA :Pole Substation | 0.2 | --> | 0.2 | 0 | 0 | Constrained,otherwise capacity available =128kVA. | --> | 0.19 | 0 | 0 | 0 | 0 | Constrained,otherwise capacity available =210.6kW. | --> | C20 ex KNOCKMULLEN | Knockmullen [T42,T421] | GREAT ISLAND |  | 52.3833 | -6.9499
MV/LV Substation NO***4157 |  | 10 kV | _ | LV | 400 kVA :Kiosk Substation | 0.4 | --> | 0.4 | 0 | 0 | Constrained,otherwise capacity available =400kVA. | --> | 0.38 | 0 | 0 | 0.4 | 0 |  | --> | C15 ex LOUGHSHINNY | Loughshinny [T41,T42] | GLASMORE |  | 53.5245 | -6.0915
MV/LV Substation NO***4163 |  | 10 kV | _ | LV | 100 kVA :Pole Substation | 0.1 | --> | 0.1 | 0 | 0 | Constrained,otherwise capacity available =53kVA. | --> | 0.095 | 0 | 0 | 0.10689 | 0 |  | --> | C19 ex DRYBRIDGE | Drybridge [T41,T42] | DRYBRIDGE |  | 53.7277 | -6.3663
MV/LV Substation NO***4178 |  | 10 kV | _ | LV | 630 kVA :Building Structure | 0.63 | --> | 0.63 | 0 | 0 | Constrained,otherwise capacity available =475kVA. | --> | 0.5985 | 0 | 0 | 0.5 | 0 |  | --> | C28 ex KILMORE | Kilmore [T101,T102,T103] | FINGLAS |  | 53.4058 | -6.1959
MV/LV Substation NO***4185 |  | 10 kV | _ | LV | 400 kVA :Building Structure | 0.4 | --> | 0.4 | 0 | 0 | Constrained,otherwise capacity available =281kVA. | --> | 0.38 | 0 | 0 | 0.41768 | 0 |  | --> | C27 ex POPPINTREE | Poppintree [T101,T102] | FINGLAS |  | 53.3992 | -6.3232
MV/LV Substation NO***4186 |  | 10 kV | _ | LV | 630 kVA :Kiosk Substation | 0.63 | --> | 0.63 | 0.5 | 1.9 |  | --> | 0.5985 | 0 | 0.003705 | 0.5 | 0 |  | --> | C15 ex FAIRVIEW | Fairview [T41] | MCDERMOTT |  | 53.3679 | -6.2118
MV/LV Substation NO***4186 |  | 10 kV | _ | LV | 400 kVA :Building Structure | 0.4 | --> | 0.4 | 0 | 0 | Constrained,otherwise capacity available =400kVA. | --> | 0.38 | 0 | 0 | 0.4 | 0 |  | --> | C21 ex RAHEEN | Raheen [T41,T42] | LIMERICK |  | 52.6206 | -8.6544
MV/LV Substation NO***418Z |  | 10 kV | _ | LV | 630 kVA :Building Structure | 0.63 | --> | 0.63 | 0 | 0 | Constrained,otherwise capacity available =500kVA. | --> | 0.5985 | 0 | 0 | 0.5 | 0 |  | --> | C26 ex KILBARRY | Kilbarry [T101,T43] | KILBARRY |  | 51.9233 | -8.4872
MV/LV Substation NO***4198 |  | 10 kV | _ | LV | 100 kVA :Pole Substation | 0.1 | --> | 0.1 | 0 | 0 | Constrained,otherwise capacity available =100kVA. | --> | 0.095 | 0 | 0 | 0 | 0 | Constrained,otherwise capacity available =100kW. | --> | C20 ex KNOCKMULLEN | Knockmullen [T42,T421] | GREAT ISLAND |  | 52.3836 | -6.9499
MV/LV Substation NO***4214 |  | 20 kV | _ | LV | 100 kVA :Pole Substation | 0.1 | --> | 0.1 | 0.1 | 0.9 |  | --> | 0.095 | 0 | 0 | 0.1 | 0 |  | --> | E15 ex RATHMORE | Rathmore [T42,T421] | KNOCKEARAGH |  | 52.1054 | -9.1949
MV/LV Substation NO***423Z |  | 10 kV | _ | LV | 630 kVA :Building Structure | 0.63 | --> | 0.63 | 0 | 0 | Constrained,otherwise capacity available =500kVA. | --> | 0.5985 | 0 | 0 | 0.5 | 0 |  | --> | C17 ex POPPINTREE | Poppintree [T101,T102] | FINGLAS |  | 53.4011 | -6.2602
MV/LV Substation NO***4268 |  | 10 kV | _ | LV | 400 kVA :Building Structure | 0.4 | --> | 0.4 | 0 | 0 | Constrained,otherwise capacity available =392kVA. | --> | 0.38 | 0 | 0 | 0.40121 | 0 |  | --> | C23 ex COLLEGE PARK | College Park [T101,T102,T103] | COLLEGE PARK |  | 53.4183 | -6.357
MV/LV Substation NO***4279 |  | 10 kV | _ | LV | 630 kVA :Building Structure | 0.63 | --> | 0.63 | 0 | 0 | Constrained,otherwise capacity available =500kVA. | --> | 0.5985 | 0 | 0 | 0.5 | 0 |  | --> | C27 ex POPPINTREE | Poppintree [T101,T102] | FINGLAS |  | 53.3999 | -6.3212
MV/LV Substation NO***433X |  | 10 kV | _ | LV | 50 kVA :Pole Substation | 0.05 | --> | 0.05 | 0.043 | 4 |  | --> | 0.0475 | 0 | 0 | 0.051052 | 0 |  | --> | C17 ex BALLYJAMESDUFF | Ballyjamesduff [T41,T42] | SHANKILL |  | 53.8517 | -7.2012
MV/LV Substation NO***4344 |  | 10 kV | _ | LV | 400 kVA :Building Structure | 0.4 | --> | 0.4 | 0.363 | 2.9 |  | --> | 0.38 | 0 | 0 | 0 | 0 | Constrained,otherwise capacity available =405.6kW. | --> | E21 ex TELAYDON | Telaydon [T42,T421] | LISDRUM |  | 54.2535 | -6.9695
MV/LV Substation NO***4385 |  | 20 kV | _ | LV | 50 kVA :Pole Substation | 0.05 | --> | 0.05 | 0 | 0 | Constrained,otherwise capacity available =46kVA. | --> | 0.0475 | 0 | 0 | 0 | 0 | Constrained,otherwise capacity available =50.6kW. | --> | E13 ex ABBEYLEIX | Abbeyleix [T422] | PORTLAOISE |  | 52.9066 | -7.3778
MV/LV Substation NO***4408 |  | 10 kV | _ | LV | 400 kVA :Kiosk Substation | 0.4 | --> | 0.4 | 0 | 0 | Constrained,otherwise capacity available =385kVA. | --> | 0.38 | 0 | 0 | 0.40227 | 0 |  | --> | C13 ex RAHEEN | Raheen [T41,T42] | LIMERICK |  | 52.6193 | -8.6497
MV/LV Substation NO***444X |  | 10 kV | _ | LV | 50 kVA :Pole Substation | 0.05 | --> | 0.05 | 0.041 | 3 |  | --> | 0.0475 | 0 | 0 | 0.051348 | 0 |  | --> | C25 ex NENAGH | Nenagh [T41,T42] | NENAGH |  | 52.8554 | -8.1073
MV/LV Substation NO***4484 |  | 10 kV | _ | LV | 1000 kVA :Building Structure | 1 | --> | 1 | 0.5 | 7 |  | --> | 0.95 | 0 | 0 | 0.5 | 0 |  | --> | C23 ex NORTH QUAYS | North Quays [T101,T102,T103] | POOLBEG |  | 53.3472 | -6.2331
MV/LV Substation NO***448Z |  | 10 kV | _ | LV | 630 kVA :Building Structure | 0.63 | --> | 0.63 | 0 | 0 | Constrained,otherwise capacity available =500kVA. | --> | 0.5985 | 0 | 0 | 0.5 | 0 |  | --> | C33 ex KILMORE | Kilmore [T101,T102,T103] | FINGLAS |  | 53.4042 | -6.2413
MV/LV Substation NO***450X |  | 10 kV | _ | LV | 200 kVA :Kiosk Substation | 0.2 | --> | 0.2 | 0.199 | 18.7 |  | --> | 0.19 | 0 | 0 | 0.20015 | 0 |  | --> | C21 ex ARKLOW | Arklow [T101,T102] | ARKLOW |  | 52.7979 | -6.148
MV/LV Substation NO***456 |  | 20 kV | _ | LV | 200 kVA :Pole Substation | 0.2 | --> | 0.2 | 0.183 | 0.4 |  | --> | 0.19 | 0 | 0 | 0.20256 | 0 |  | --> | E13 ex TULLOW | Tullow [T421,T422] | CARLOW |  | 52.751 | -6.7907
MV/LV Substation NO***462Z |  | 20 kV | _ | LV | 400 kVA :Kiosk Substation | 0.4 | --> | 0.4 | 0.325 | 17.7 |  | --> | 0.38 | 0 | 0.028899 | 0.41123 | 0 |  | --> | E13 ex COOLROE | Coolroe [T121,T122] | COOLROE |  | 51.8838 | -8.6317
MV/LV Substation NO***466X |  | 10 kV | _ | LV | 400 kVA :Kiosk Substation | 0.4 | --> | 0.4 | 0.337 | 18.7 |  | --> | 0.38 | 0 | 0 | 0.40945 | 0 |  | --> | C21 ex ARKLOW | Arklow [T101,T102] | ARKLOW |  | 52.7969 | -6.1471
MV/LV Substation NO***468 |  | 10 kV | _ | LV | 630 kVA :Building Structure | 0.63 | --> | 0.63 | 0.5 | 7.2 |  | --> | 0.5985 | 0 | 0 | 0.5 | 0 |  | --> | C23 ex LIBERTY STREET | Liberty Street [T101,T102] | LIBERTY STREET |  | 51.8981 | -8.4685
MV/LV Substation NO***487 |  | 10 kV | _ | LV | 200 kVA :Kiosk Substation | 0.2 | --> | 0.2 | 0 | 0 | Constrained,otherwise capacity available =164kVA. | --> | 0.19 | 0 | 0.003705 | 0.20539 | 0 |  | --> | C22 ex COBH | Cobh [T41,T42] | COW CROSS |  | 51.8496 | -8.3092
MV/LV Substation NO***528Z |  | 10 kV | _ | LV | 630 kVA :Building Structure | 0.63 | --> | 0.63 | 0 | 0 | Constrained,otherwise capacity available =500kVA. | --> | 0.5985 | 0 | 0.02964 | 0.5 | 0 |  | --> | C27 ex POPPINTREE | Poppintree [T101,T102] | FINGLAS |  | 53.3989 | -6.3196
MV/LV Substation NO***529Z |  | 10 kV | _ | LV | 630 kVA :Building Structure | 0.63 | --> | 0.63 | 0 | 0 | Constrained,otherwise capacity available =465kVA. | --> | 0.5985 | 0 | 0 | 0.5 | 0 |  | --> | C27 ex POPPINTREE | Poppintree [T101,T102] | FINGLAS |  | 53.3977 | -6.3198
MV/LV Substation NO***532X |  | 10 kV | _ | LV | 200 kVA :Pole Substation | 0.2 | --> | 0.2 | 0.14 | 1.9 |  | --> | 0.19 | 0 | 0 | 0 | 0 | Constrained,otherwise capacity available =208.9kW. | --> | C17 ex MILFORD (MWR) | Milford (mwr) [T41] | CHARLEVILLE |  | 52.3414 | -8.9114
MV/LV Substation NO***536Y |  | 20 kV | _ | LV | 200 kVA :Pole Substation | 0.2 | --> | 0.2 | 0.166 | 0.4 |  | --> | 0.19 | 0 | 0 | 0.2051 | 0 |  | --> | E15 ex BALLYCONNELL | Ballyconnell [T421,T422] | GORTAWEE |  | 54.107 | -7.4403
MV/LV Substation NO***539 |  | 10 kV | _ | LV | 400 kVA :Kiosk Substation | 0.4 | --> | 0.4 | 0 | 0 | Constrained,otherwise capacity available =259kVA. | --> | 0.38 | 0 | 0 | 0.42086 | 0 |  | --> | C15 ex LEESON STREET | Leeson Street [T41,T42] | MILLTOWN (DR) |  | 53.327 | -6.2549
MV/LV Substation NO***543X |  | 10 kV | _ | LV | 50 kVA :Pole Substation | 0.05 | --> | 0.05 | 0 | 0 | Constrained,otherwise capacity available =46kVA. | --> | 0.0475 | 0 | 0 | 0.050604 | 0 |  | --> | C15 ex LOUGHSHINNY | Loughshinny [T41,T42] | GLASMORE |  | 53.5297 | -6.0898
MV/LV Substation NO***553 |  | 10 kV | _ | LV | 630 kVA :Building Structure | 0.63 | --> | 0.63 | 0.364 | 4.6 |  | --> | 0.5985 | 0 | 0.021489 | 0.5 | 0 |  | --> | C16 ex WATLING STREET | Watling Street [T41,T42] | FRANCIS STREET |  | 53.3512 | -6.2836
MV/LV Substation NO***556 |  | 20 kV | _ | LV | 50 kVA :Pole Substation | 0.05 | --> | 0.05 | 0.044 | 13.5 |  | --> | 0.0475 | 0 | 0 | 0.050903 | 0 |  | --> | C19 ex ENNIS | Ennis [T101,T102] | ENNIS |  | 52.8347 | -8.9168
MV/LV Substation NO***560Z |  | 10 kV | _ | LV | 630 kVA :Building Structure | 0.63 | --> | 0.63 | 0 | 0 | Constrained,otherwise capacity available =500kVA. | --> | 0.5985 | 0 | 0.03705 | 0.5 | 0 |  | --> | C23 ex COLLEGE PARK | College Park [T101,T102,T103] | COLLEGE PARK |  | 53.4199 | -6.3443
MV/LV Substation NO***569Y |  | 10 kV | _ | LV | 630 kVA :Building Structure | 0.63 | --> | 0.63 | 0.486 | 7.2 |  | --> | 0.5985 | 0 | 0.011115 | 0.5 | 0 |  | --> | C04 ex AHANE | Ahane [T102] | AHANE |  | 52.6625 | -8.5038
MV/LV Substation NO***571 |  | 10 kV | _ | LV | 50 kVA :Pole Substation | 0.05 | --> | 0.05 | 0.029 | 4.4 |  | --> | 0.0475 | 0 | 0 | 0.053092 | 0 |  | --> | C19 ex KINGSCOURT | Kingscourt [T41,T42] | MEATH HILL |  | 53.8257 | -6.7539
MV/LV Substation NO***572 |  | 10 kV | _ | LV | 50 kVA :Pole Substation | 0.05 | --> | 0.05 | 0.03 | 4.4 |  | --> | 0.0475 | 0 | 0 | 0.052949 | 0 |  | --> | C19 ex KINGSCOURT | Kingscourt [T41,T42] | MEATH HILL |  | 53.8241 | -6.7518
MV/LV Substation NO***573 |  | 10 kV | _ | LV | 400 kVA :Kiosk Substation | 0.4 | --> | 0.4 | 0.354 | 4.4 |  | --> | 0.38 | 0 | 0 | 0.40692 | 0 |  | --> | C19 ex KINGSCOURT | Kingscourt [T41,T42] | MEATH HILL |  | 53.8229 | -6.7481
MV/LV Substation NO***577Z |  | 10 kV | _ | LV | 630 kVA :Building Structure | 0.63 | --> | 0.63 | 0 | 0 | Constrained,otherwise capacity available =500kVA. | --> | 0.5985 | 0 | 0 | 0.5 | 0 |  | --> | C27 ex POPPINTREE | Poppintree [T101,T102] | FINGLAS |  | 53.4021 | -6.3122
MV/LV Substation NO***578 |  | 10 kV | _ | LV | 200 kVA :Pole Substation | 0.2 | --> | 0.2 | 0.136 | 4.4 |  | --> | 0.19 | 0 | 0.003705 | 0.20949 | 0 |  | --> | C19 ex KINGSCOURT | Kingscourt [T41,T42] | MEATH HILL |  | 53.8179 | -6.7413
MV/LV Substation NO***583X |  | 10 kV | _ | LV | 400 kVA :Kiosk Substation | 0.4 | --> | 0.4 | 0.205 | 1 |  | --> | 0.38 | 0 | 0.005928 | 0.42857 | 0 |  | --> | C18 ex TYCOR | Tycor [T41,T42] | WATERFORD |  | 52.2556 | -7.1396
MV/LV Substation NO***591Z |  | 10 kV | _ | LV | 630 kVA :Building Structure | 0.63 | --> | 0.63 | 0 | 0 | Constrained,otherwise capacity available =500kVA. | --> | 0.5985 | 0 | 0 | 0.5 | 0 |  | --> | C27 ex POPPINTREE | Poppintree [T101,T102] | FINGLAS |  | 53.3978 | -6.3222
MV/LV Substation NO***592Z |  | 10 kV | _ | LV | 630 kVA :Building Structure | 0.63 | --> | 0.63 | 0 | 0 | Constrained,otherwise capacity available =500kVA. | --> | 0.5985 | 0 | 0 | 0.5 | 0 |  | --> | C27 ex POPPINTREE | Poppintree [T101,T102] | FINGLAS |  | 53.3977 | -6.3209
MV/LV Substation NO***610Z |  | 10 kV | _ | LV | 630 kVA :Building Structure | 0.63 | --> | 0.63 | 0 | 0 | Constrained,otherwise capacity available =500kVA. | --> | 0.5985 | 0 | 0 | 0.5 | 0 |  | --> | C26 ex KILBARRY | Kilbarry [T101,T43] | KILBARRY |  | 51.9223 | -8.4844
MV/LV Substation NO***622X |  | 10 kV | _ | LV | 630 kVA :Building Structure | 0.63 | --> | 0.63 | 0 | 0 | Constrained,otherwise capacity available =500kVA. | --> | 0.5985 | 0 | 0 | 0.5 | 0 |  | --> | C13 ex GRANBY ROW | Granby Row [T41] | MCDERMOTT |  | 53.3547 | -6.2653
MV/LV Substation NO***640 |  | 20 kV | _ | LV | 50 kVA :Pole Substation | 0.05 | --> | 0.05 | 0 | 0 | Constrained,otherwise capacity available =33kVA. | --> | 0.0475 | 0 | 0 | 0.052518 | 0 |  | --> | C12 ex BALLYHAUNIS | Ballyhaunis [T41,T42] | DALTON |  | 53.7736 | -8.7625
MV/LV Substation NO***651X |  | 10 kV | _ | LV | 25 kVA :Pole Substation | 0.025 | --> | 0.025 | 0 | 0 | Constrained,otherwise capacity available =23kVA. | --> | 0.02375 | 0 | 0 | 0.025302 | 0 |  | --> | C19 ex MIDLETON | Midleton [T101,T102] | MIDLETON |  | 51.9194 | -8.1941
MV/LV Substation NO***652Y |  | 10 kV | _ | LV | 630 kVA :Building Structure | 0.63 | --> | 0.63 | 0.5 | 0.9 |  | --> | 0.5985 | 0 | 0 | 0.5 | 0 |  | --> | C12 ex COES ROAD | Coes Road [T41,T42] | DUNDALK |  | 54.0031 | -6.3804
MV/LV Substation NO***653 |  | 10 kV | _ | LV | 400 kVA :Kiosk Substation | 0.4 | --> | 0.4 | 0 | 0 | Constrained,otherwise capacity available =316kVA. | --> | 0.38 | 0 | 0 | 0.41256 | 0 |  | --> | C15 ex LEESON STREET | Leeson Street [T41,T42] | MILLTOWN (DR) |  | 53.328 | -6.2579
MV/LV Substation NO***653 |  | 20 kV | _ | LV | 50 kVA :Pole Substation | 0.05 | --> | 0.05 | 0.04 | 13.5 |  | --> | 0.0475 | 0 | 0.008151 | 0.051496 | 0 |  | --> | C19 ex ENNIS | Ennis [T101,T102] | ENNIS |  | 52.8348 | -8.9158
MV/LV Substation NO***655X |  | 10 kV | _ | LV | 1000 kVA :Building Structure | 1 | --> | 1 | 0.5 | 7 |  | --> | 0.95 | 0 | 0 | 0.5 | 0 |  | --> | C43 ex NORTH QUAYS | North Quays [T101,T102,T103] | POOLBEG |  | 53.3493 | -6.2309
MV/LV Substation NO***655Z |  | 10 kV | _ | LV | 630 kVA :Kiosk Substation | 0.63 | --> | 0.63 | 0 | 0 | Constrained,otherwise capacity available =500kVA. | --> | 0.5985 | 0 | 0 | 0.5 | 0 |  | --> | C27 ex KILBARRY | Kilbarry [T101,T43] | KILBARRY |  | 51.9016 | -8.4803
MV/LV Substation NO***656 |  | 10 kV | _ | LV | 200 kVA :Pole Substation | 0.2 | --> | 0.2 | 0.129 | 4.4 |  | --> | 0.19 | 0 | 0 | 0.2105 | 0 |  | --> | C19 ex KINGSCOURT | Kingscourt [T41,T42] | MEATH HILL |  | 53.8211 | -6.7459
MV/LV Substation NO***658X |  | 10 kV | _ | LV | 630 kVA :Building Structure | 0.63 | --> | 0.63 | 0.5 | 6 |  | --> | 0.5985 | 0 | 0 | 0.5 | 0 |  | --> | C22 ex TRABEG | Trabeg [T101,T102] | TRABEG |  | 51.8528 | -8.4926
MV/LV Substation NO***661Z |  | 10 kV | _ | LV | 630 kVA :Kiosk Substation | 0.63 | --> | 0.63 | 0 | 0 | Constrained,otherwise capacity available =500kVA. | --> | 0.5985 | 0 | 0 | 0 | 0 | Constrained,otherwise capacity available =500kW. | --> | C18 ex KNOCKMULLEN | Knockmullen [T42,T421] | GREAT ISLAND |  | 52.3966 | -6.945
MV/LV Substation NO***673Z |  | 10 kV | _ | LV | 400 kVA :Building Structure | 0.4 | --> | 0.4 | 0 | 0 | Constrained,otherwise capacity available =273kVA. | --> | 0.38 | 0 | 0 | 0.41884 | 0 |  | --> | C12 ex SWORDS | Swords [T41,T42] | GLASMORE |  | 53.4584 | -6.2099
MV/LV Substation NO***674Z |  | 10 kV | _ | LV | 400 kVA :Building Structure | 0.4 | --> | 0.4 | 0 | 0 | Constrained,otherwise capacity available =400kVA. | --> | 0.38 | 0 | 0 | 0.4 | 0 |  | --> | C12 ex SWORDS | Swords [T41,T42] | GLASMORE |  | 53.458 | -6.21
MV/LV Substation NO***681 |  | 20 kV | _ | LV | 50 kVA :Pole Substation | 0.05 | --> | 0.05 | 0 | 0 | Constrained,otherwise capacity available =46kVA. | --> | 0.0475 | 0 | 0 | 0.050604 | 0 |  | --> | E11 ex BALLYHALE | Ballyhale [T42,T421] | KILKENNY |  | 52.5176 | -7.1327
MV/LV Substation NO***696 |  | 10 kV | _ | LV | 400 kVA :Kiosk Substation | 0.4 | --> | 0.4 | 0.389 | 3.3 |  | --> | 0.38 | 0 | 0 | 0.40167 | 0 |  | --> | C14 ex PEMBROKE | Pembroke [T41,T42,T43,T44] | RINGSEND |  | 53.3376 | -6.2397
MV/LV Substation NO***706 |  | 10 kV | _ | LV | 200 kVA :Pole Substation | 0.2 | --> | 0.2 | 0.136 | 4.6 |  | --> | 0.19 | 0 | 0 | 0.20949 | 0 |  | --> | C18 ex CASTLEVIEW | Castleview [T101,T102] | CASTLEVIEW |  | 51.9051 | -8.3823
MV/LV Substation NO***743 |  | 10 kV | _ | LV | 630 kVA :Kiosk Substation | 0.63 | --> | 0.63 | 0 | 0 | Constrained,otherwise capacity available =500kVA. | --> | 0.5985 | 0 | 0 | 0.5 | 0 |  | --> | C21 ex PHIBSBORO | Phibsboro [T41,T42] | FINGLAS |  | 53.3566 | -6.2902
MV/LV Substation NO***767X |  | 20 kV | _ | LV | 200 kVA :Pole Substation | 0.2 | --> | 0.2 | 0 | 0 | Constrained,otherwise capacity available =190kVA. | --> | 0.19 | 0 | 0 | 0.20151 | 0 |  | --> | C14 ex KILDARE | Kildare [T41,T42] | NEWBRIDGE |  | 53.2234 | -6.9913
MV/LV Substation NO***769 |  | 10 kV | _ | LV | 630 kVA :Building Structure | 0.63 | --> | 0.63 | 0 | 0 | Constrained,otherwise capacity available =500kVA. | --> | 0.5985 | 0 | 0 | 0.5 | 0 |  | --> | C15 ex LEESON STREET | Leeson Street [T41,T42] | MILLTOWN (DR) |  | 53.3287 | -6.254
MV/LV Substation NO***782Y |  | 10 kV | _ | LV | 200 kVA :Pole Substation | 0.2 | --> | 0.2 | 0 | 0 | Constrained,otherwise capacity available =175kVA. | --> | 0.19 | 0 | 0 | 0 | 0 | Constrained,otherwise capacity available =203.8kW. | --> | C18 ex KNOCKMULLEN | Knockmullen [T42,T421] | GREAT ISLAND |  | 52.3855 | -6.9504
MV/LV Substation NO***792X |  | 10 kV | _ | LV | 50 kVA :Pole Substation | 0.05 | --> | 0.05 | 0.044 | 2.8 |  | --> | 0.0475 | 0 | 0 | 0.050903 | 0 |  | --> | E13 ex BALLYRAGGET | Ballyragget [T421,T422] | BALLYRAGGET |  | 52.7338 | -7.3093
MV/LV Substation NO***795 |  | 10 kV | _ | LV | 200 kVA :Pole Substation | 0.2 | --> | 0.2 | 0 | 0 | Constrained,otherwise capacity available =170kVA. | --> | 0.19 | 0 | 0.006669 | 0.2045 | 0 |  | --> | C21 ex KILMONEY | Kilmoney [T41,T42] | TRABEG |  | 51.7214 | -8.402
MV/LV Substation NO***809X |  | 10 kV | _ | LV | 1000 kVA :Building Structure | 1 | --> | 1 | 0.417 | 7 |  | --> | 0.95 | 0 | 0.057057 | 0.5 | 0 |  | --> | C13 ex NORTH QUAYS | North Quays [T101,T102,T103] | POOLBEG |  | 53.3571 | -6.2429
MV/LV Substation NO***822 |  | 20 kV | _ | LV | 200 kVA :Kiosk Substation | 0.2 | --> | 0.2 | 0.199 | 0.4 |  | --> | 0.19 | 0 | 0 | 0 | 0 | Constrained,otherwise capacity available =200.2kW. | --> | C21 ex SWINFORD | Swinford [T41,T42] | CASTLEBAR |  | 53.9846 | -9.1019
MV/LV Substation NO***848 |  | 20 kV | _ | LV | 400 kVA :Building Structure | 0.4 | --> | 0.4 | 0 | 0 | Constrained,otherwise capacity available =336kVA. | --> | 0.38 | 0 | 0.008151 | 0 | 0 | Constrained,otherwise capacity available =409.6kW. | --> | E18 ex KILLYBEGS | Killybegs [T422] | BINBANE |  | 54.6298 | -8.4473
MV/LV Substation NO***853Y |  | 20 kV | _ | LV | 400 kVA :Kiosk Substation | 0.4 | --> | 0.4 | 0 | 0 | Constrained,otherwise capacity available =316kVA. | --> | 0.38 | 0 | 0.034827 | 0.41256 | 0 |  | --> | E16 ex JULIANSTOWN | Julianstown [T421,T422] | DRYBRIDGE |  | 53.6996 | -6.2513
MV/LV Substation NO***856 |  | 20 kV | _ | LV | 50 kVA :Pole Substation | 0.05 | --> | 0.05 | 0.048 | 0.6 |  | --> | 0.0475 | 0 | 0 | 0.050303 | 0 |  | --> | E17 ex FERNS | Ferns [T421] | CRANE |  | 52.6123 | -6.4169
MV/LV Substation NO***872 |  | 20 kV | _ | LV | 200 kVA :Kiosk Substation | 0.2 | --> | 0.2 | 0.131 | 0.1 |  | --> | 0.19 | 0 | 0 | 0.21022 | 0 |  | --> | C12 ex CARRIGLAWN | Carriglawn [T41,T42] | WEXFORD |  | 52.3564 | -6.4207
MV/LV Substation NO***881 |  | 10 kV | _ | LV | 100 kVA :Pole Substation | 0.1 | --> | 0.1 | 0 | 0 | Constrained,otherwise capacity available =96kVA. | --> | 0.095 | 0 | 0 | 0 | 0 | Constrained,otherwise capacity available =100.6kW. | --> | C26 ex GLENTIES | Glenties [T41,T42] | BINBANE |  | 54.824 | -8.4519
MV/LV Substation NO***900 |  | 10 kV | _ | LV | 200 kVA :Pole Substation | 0.2 | --> | 0.2 | 0.179 | 1.6 |  | --> | 0.19 | 0 | 0.00741 | 0 | 0 | Constrained,otherwise capacity available =203.2kW. | --> | C16 ex BALLYSHANNON | Ballyshannon [T41,T42] | CATHALEENS FALL |  | 54.5711 | -8.2051
MV/LV Substation NO***953X |  | 10 kV | _ | LV | 400 kVA :Kiosk Substation | 0.4 | --> | 0.4 | 0.375 | 0.9 |  | --> | 0.38 | 0 | 0.011115 | 0.40378 | 0 |  | --> | C12 ex COES ROAD | Coes Road [T41,T42] | DUNDALK |  | 54.003 | -6.3816
MV/LV Substation NO***963Y |  | 10 kV | _ | LV | 400 kVA :Kiosk Substation | 0.4 | --> | 0.4 | 0 | 0 | Constrained,otherwise capacity available =308kVA. | --> | 0.38 | 0 | 0.00741 | 0.41373 | 0 |  | --> | C12 ex SRAH | Srah [T41,T42] | THORNSBERRY |  | 53.2941 | -7.5043
MV/LV Substation NO***978 |  | 10 kV | _ | LV | 400 kVA :Kiosk Substation | 0.4 | --> | 0.4 | 0 | 0 | Constrained,otherwise capacity available =387kVA. | --> | 0.38 | 0 | 0 | 0.40197 | 0 |  | --> | C12 ex CLONTARF | Clontarf [T42] | FINGLAS |  | 53.3621 | -6.1949
MV/LV Substation NO***980Y |  | 10 kV | _ | LV | 200 kVA :Kiosk Substation | 0.2 | --> | 0.2 | 0 | 0 | Constrained,otherwise capacity available =164kVA. | --> | 0.19 | 0 | 0.008151 | 0.20539 | 0 |  | --> | C16 ex TALBOTS INCH | Talbots Inch [T41,T42] | KILKENNY |  | 52.6642 | -7.2538
MV/LV Substation NO***994 |  | 20 kV | _ | LV | 100 kVA :Pole Substation | 0.1 | --> | 0.1 | 0 | 0 | Constrained,otherwise capacity available =93kVA. | --> | 0.095 | 0 | 0 | 0.10106 | 0 |  | --> | E17 ex CREAGH | Creagh [T421,T422] | ATHLONE |  | 53.3251 | -8.3558
MV/LV Substation NO***994 |  | 20 kV | _ | LV | 100 kVA :Pole Substation | 0.1 | --> | 0.1 | 0.086 | 8.1 |  | --> | 0.095 | 0 | 0 | 0 | 0 | Constrained,otherwise capacity available =102.1kW. | --> | E11 ex WESTPORT | Westport [T421,T422] | CASTLEBAR |  | 53.7556 | -9.8136
MV/LV Substation NR***344Z |  | 10 kV | _ | LV | 400 kVA :Kiosk Substation | 0.4 | --> | 0.4 | 0 | 0 | Constrained,otherwise capacity available =366kVA. | --> | 0.38 | 0 | 0 | 0.40513 | 0 |  | --> | C15 ex JOHNSTOWN | Johnstown [T41,T42] | KILTEEL |  | 53.2312 | -6.6411
MV/LV Substation NR***4050 |  | 10 kV | _ | LV | 400 kVA :Kiosk Substation | 0.4 | --> | 0.4 | 0.322 | 13.5 |  | --> | 0.38 | 0 | 0.08892 | 0.40076 | 0 |  | --> | C19 ex ENNIS | Ennis [T101,T102] | ENNIS |  | 52.8586 | -8.9407
MV/LV Substation NR***4068 |  | 20 kV | _ | LV | 100 kVA :Pole Substation | 0.1 | --> | 0.1 | 0.082 | 1.8 |  | --> | 0.095 | 0 | 0 | 0.1027 | 0 |  | --> | E14 ex BIRDHILL | Birdhill [T421,T422] | ARDNACRUSHA |  | 52.8479 | -8.2496
MV/LV Substation NR***4101 |  | 20 kV | _ | LV | 50 kVA :Pole Substation | 0.05 | --> | 0.05 | 0.05 | 3.5 |  | --> | 0.0475 | 0 | 0 | 0 | 0 | Constrained,otherwise capacity available =50kW. | --> | E13 ex DUNFIRTH | Dunfirth [T122] | DUNFIRTH |  | 53.408 | -6.7054
MV/LV Substation NR***4230 |  | 10 kV | _ | LV | 200 kVA :Pole Substation | 0.2 | --> | 0.2 | 0 | 0 | Constrained,otherwise capacity available =200kVA. | --> | 0.19 | 0 | 0 | 0.2 | 0 |  | --> | C18 ex LITTLE MILLS | Little Mills [T41] | DUNDALK |  | 53.9174 | -6.4062
MV/LV Substation NR***4308 |  | 20 kV | _ | LV | 100 kVA :Pole Substation | 0.1 | --> | 0.1 | 0 | 0 | Constrained,otherwise capacity available =89kVA. | --> | 0.095 | 0 | 0 | 0.10166 | 0 |  | --> | E14 ex BALLINDERRY | Ballinderry [T41,T422] | MULLINGAR |  | 53.4479 | -7.1237
MV/LV Substation NS***4033 |  | 10 kV | _ | LV | 630 kVA :Building Structure | 0.63 | --> | 0.63 | 0 | 0 | Constrained,otherwise capacity available =500kVA. | --> | 0.5985 | 0 | 0 | 0.5 | 0 |  | --> | C13 ex GLASNEVIN | Glasnevin [T41] | FINGLAS |  | 53.379 | -6.2718
MV/LV Substation NT***319X |  | 10 kV | _ | LV | 1000 kVA :Building Structure | 1 | --> | 1 | 0.5 | 3 |  | --> | 0.95 | 0 | 0 | 0.5 | 0 |  | --> | C37 ex INCHICORE CENTRAL | Inchicore Central [T43,T45] | INCHICORE 220KV |  | 53.336 | -6.3234
MV/LV Substation NT***476Z |  | 10 kV | _ | LV | 400 kVA :Kiosk Substation | 0.4 | --> | 0.4 | 0.355 | 13.1 |  | --> | 0.38 | 0 | 0 | 0.40677 | 0 |  | --> | C12 ex MONREAD | Monread [T101,T102] | MONREAD |  | 53.2213 | -6.6604
MV/LV Substation NT***539Y |  | 20 kV | _ | LV | 630 kVA :Building Structure | 0.63 | --> | 0.63 | 0 | 0 | Constrained,otherwise capacity available =500kVA. | --> | 0.5985 | 0 | 0.070765 | 0.37942 | 0 | Constrained,otherwise capacity available =500kW. | --> | E18 ex COLLOONEY | Collooney [T421,T422] | SLIGO |  | 54.1813 | -8.4828
MV/LV Substation NT***551Z |  | 10 kV | _ | LV | 630 kVA :Building Structure | 0.63 | --> | 0.63 | 0.378 | 13.1 |  | --> | 0.5985 | 0 | 0 | 0.5 | 0 |  | --> | C12 ex MONREAD | Monread [T101,T102] | MONREAD |  | 53.2208 | -6.6598
MV/LV Substation NU***010 |  | 20 kV | _ | LV | 50 kVA :Pole Substation | 0.05 | --> | 0.05 | 0.05 | 0.4 |  | --> | 0.0475 | 0 | 0 | 0.05 | 0 |  | --> | E13 ex TULLOW | Tullow [T421,T422] | CARLOW |  | 52.721 | -6.6898
MV/LV Substation NU***012 |  | 20 kV | _ | LV | 100 kVA :Pole Substation | 0.1 | --> | 0.1 | 0.097 | 0.4 |  | --> | 0.095 | 0 | 0 | 0.10045 | 0 |  | --> | E13 ex TULLOW | Tullow [T421,T422] | CARLOW |  | 52.7322 | -6.6897
MV/LV Substation NU***012X |  | 20 kV | _ | LV | 50 kVA :Pole Substation | 0.05 | --> | 0.05 | 0 | 0 | Constrained,otherwise capacity available =28kVA. | --> | 0.0475 | 0 | 0 | 0 | 0 | Constrained,otherwise capacity available =53.2kW. | --> | E12 ex KILLYBEGS | Killybegs [T422] | BINBANE |  | 54.6415 | -8.4211
MV/LV Substation NU***015 |  | 10 kV | _ | LV | 400 kVA :Building Structure | 0.4 | --> | 0.4 | 0 | 0 | Constrained,otherwise capacity available =348kVA. | --> | 0.38 | 0 | 0 | 0 | 0 | Constrained,otherwise capacity available =407.8kW. | --> | E16 ex BUNCRANA | Buncrana [T421,T422] | TRILLICK |  | 55.1341 | -7.4501
MV/LV Substation NU***028 |  | 10 kV | _ | LV | 200 kVA :Pole Substation | 0.2 | --> | 0.2 | 0 | 0 | Constrained,otherwise capacity available =133kVA. | --> | 0.19 | 0 | 0 | 0 | 0 | Constrained,otherwise capacity available =209.9kW. | --> | C14 ex KNOCKMULLEN | Knockmullen [T42,T421] | GREAT ISLAND |  | 52.3948 | -6.938
MV/LV Substation NU***033 |  | 20 kV | _ | LV | 400 kVA :Kiosk Substation | 0.4 | --> | 0.4 | 0 | 0 | Constrained,otherwise capacity available =309kVA. | --> | 0.38 | 0 | 0 | 0.41359 | 0 |  | --> | E25 ex TALBOTS INCH | Talbots Inch [T41,T42] | KILKENNY |  | 52.7319 | -7.4046
MV/LV Substation NU***033Y |  | 20 kV | _ | LV | 200 kVA :Kiosk Substation | 0.2 | --> | 0.2 | 0 | 0 | Constrained,otherwise capacity available =198kVA. | --> | 0.19 | 0 | 0 | 0 | 0 | Constrained,otherwise capacity available =200.3kW. | --> | C15 ex CLOONLOUGH | Cloonlough [T41,T42] | BARRYMORE |  | 52.2533 | -8.4369
MV/LV Substation NU***049 |  | 10 kV | _ | LV | 400 kVA :Kiosk Substation | 0.4 | --> | 0.4 | 0.119 | 3.5 |  | --> | 0.38 | 0 | 0.016302 | 0.44052 | 0 |  | --> | C13 ex TRIMMS LANE | Trimms Lane [T41,T42] | SALTHILL |  | 53.2732 | -9.0576
MV/LV Substation NU***055X |  | 20 kV | _ | LV | 400 kVA :Building Structure | 0.4 | --> | 0.4 | 0 | 0 | Constrained,otherwise capacity available =343kVA. | --> | 0.38 | 0 | 0 | 0 | 0 | Constrained,otherwise capacity available =408.6kW. | --> | E18 ex KILLYBEGS | Killybegs [T422] | BINBANE |  | 54.6377 | -8.4391
MV/LV Substation NU***081Z |  | 10 kV | _ | LV | 400 kVA :Kiosk Substation | 0.4 | --> | 0.4 | 0 | 0 | Constrained,otherwise capacity available =335kVA. | --> | 0.38 | 0 | 0.020748 | 0.40975 | 0 |  | --> | C30 ex ACADEMY STREET | Academy Street [T421,T422,T44] | NAVAN |  | 53.6526 | -6.6619
MV/LV Substation NU***115X |  | 10 kV | _ | LV | 100 kVA :Pole Substation | 0.1 | --> | 0.1 | 0 | 0 | Constrained,otherwise capacity available =61kVA. | --> | 0.095 | 0 | 0 | 0.10575 | 0 |  | --> | C12 ex KILSARAN | Kilsaran [T42] | DRYBRIDGE |  | 53.901 | -6.3862
MV/LV Substation NU***115Y |  | 10 kV | _ | LV | 100 kVA :Pole Substation | 0.1 | --> | 0.1 | 0 | 0 | Constrained,otherwise capacity available =83kVA. | --> | 0.095 | 0 | 0 | 0 | 0 | Constrained,otherwise capacity available =102.5kW. | --> | C11 ex KILMALLOCK | Kilmallock [T41,T42] | CHARLEVILLE |  | 52.4061 | -8.5699
MV/LV Substation NU***119 |  | 10 kV | _ | LV | 400 kVA :Building Structure | 0.4 | --> | 0.4 | 0.255 | 2.8 |  | --> | 0.38 | 0 | 0.025935 | 0.42144 | 0 |  | --> | C19 ex MOUNT MERRION | Mount Merrion [T41,T42] | CARRICKMINES |  | 53.3143 | -6.2221
MV/LV Substation NU***177Y |  | 20 kV | _ | LV | 50 kVA :Pole Substation | 0.05 | --> | 0.05 | 0 | 0 | Constrained,otherwise capacity available =16kVA. | --> | 0.0475 | 0 | 0 | 0.05491 | 0 |  | --> | E17 ex CAVAN | Cavan [T42,T421] | SHANKILL |  | 54.0057 | -7.3581
MV/LV Substation NU***182 |  | 10 kV | _ | LV | 400 kVA :Kiosk Substation | 0.4 | --> | 0.4 | 0 | 0 | Constrained,otherwise capacity available =247kVA. | --> | 0.38 | 0 | 0.040755 | 0.42259 | 0 |  | --> | C18 ex DUNDRUM | Dundrum [T41,T42] | BLACKROCK |  | 53.3074 | -6.2377
MV/LV Substation NU***185Y |  | 20 kV | _ | LV | 50 kVA :Pole Substation | 0.05 | --> | 0.05 | 0 | 0 | Constrained,otherwise capacity available =25kVA. | --> | 0.0475 | 0 | 0 | 0.053659 | 0 |  | --> | C17 ex KYLEERAGH | Kyleeragh [T41,T42] | NENAGH |  | 52.8733 | -8.1822
MV/LV Substation NU***213Y |  | 10 kV | _ | LV | 200 kVA :Pole Substation | 0.2 | --> | 0.2 | 0 | 0 | Constrained,otherwise capacity available =151kVA. | --> | 0.19 | 0 | 0.00741 | 0.20731 | 0 |  | --> | C18 ex DOUGLAS | Douglas [T41,T42] | TRABEG |  | 51.8602 | -8.4022
MV/LV Substation NU***308X |  | 20 kV | _ | LV | 50 kVA :Pole Substation | 0.05 | --> | 0.05 | 0.039 | 1.7 |  | --> | 0.0475 | 0 | 0 | 0.051643 | 0 |  | --> | C26 ex ATHY | Athy [T101,T102] | ATHY |  | 53.0972 | -6.9489
MV/LV Substation NU***339Y |  | 10 kV | _ | LV | 200 kVA :Kiosk Substation | 0.2 | --> | 0.2 | 0 | 0 | Constrained,otherwise capacity available =146kVA. | --> | 0.19 | 0 | 0.015561 | 0.20804 | 0 |  | --> | C16 ex CREGG ROAD | Cregg Road [T41,T42] | BALLYDINE |  | 52.3508 | -7.3975
MV/LV Substation NU***379X |  | 10 kV | _ | LV | 400 kVA :Building Structure | 0.4 | --> | 0.4 | 0.339 | 1.5 |  | --> | 0.38 | 0 | 0 | 0.40916 | 0 |  | --> | C20 ex BALLYARD | Ballyard [T41,T42] | TRALEE |  | 52.2647 | -9.6825
MV/LV Substation NU***4034 |  | 20 kV | _ | LV | 100 kVA :Pole Substation | 0.1 | --> | 0.1 | 0.025 | 2.8 |  | --> | 0.095 | 0 | 0 | 0.11077 | 0 |  | --> | E20 ex CLARA | Clara [T421,T422] | THORNSBERRY |  | 53.3349 | -7.5954
MV/LV Substation NU***408 |  | 10 kV | _ | LV | 400 kVA :Building Structure | 0.4 | --> | 0.4 | 0 | 0 | Constrained,otherwise capacity available =399kVA. | --> | 0.38 | 0 | 0 | 0.40015 | 0 |  | --> | C21 ex CARRICKMACROSS | Carrickmacross [T41,T42] | MEATH HILL |  | 53.9628 | -6.6948
MV/LV Substation NU***4085 |  | 10 kV | _ | LV | 630 kVA :Building Structure | 0.63 | --> | 0.63 | 0 | 0 | Constrained,otherwise capacity available =500kVA. | --> | 0.5985 | 0 | 0.00741 | 0 | 0 | Constrained,otherwise capacity available =500kW. | --> | C14 ex TEMPLEMORE | Templemore [T41,T42] | IKERRIN |  | 52.7162 | -7.5895
MV/LV Substation NU***4092 |  | 10 kV | _ | LV | 630 kVA :Kiosk Substation | 0.63 | --> | 0.63 | 0 | 0 | Constrained,otherwise capacity available =500kVA. | --> | 0.5985 | 0 | 0 | 0.5 | 0 |  | --> | C14 ex GREYSTONES | Greystones [T41,T42] | FASSAROE |  | 53.161 | -6.128
MV/LV Substation NU***4099 |  | 20 kV | _ | LV | 200 kVA :Pole Substation | 0.2 | --> | 0.2 | 0 | 0 | Constrained,otherwise capacity available =200kVA. | --> | 0.19 | 0 | 0 | 0.2 | 0 |  | --> | E17 ex MANORHAMILTON | Manorhamilton [T422] | SLIGO |  | 54.221 | -8.2949
MV/LV Substation NU***412X |  | 10 kV | _ | LV | 400 kVA :Kiosk Substation | 0.4 | --> | 0.4 | 0.383 | 11.9 |  | --> | 0.38 | 0 | 0 | 0.40257 | 0 |  | --> | C30 ex SALTHILL | Salthill [T101,T102] | SALTHILL |  | 53.2827 | -9.0652
MV/LV Substation NU***4135 |  | 10 kV | _ | LV | 400 kVA :Building Structure | 0.4 | --> | 0.4 | 0.33 | 11.9 |  | --> | 0.38 | 0 | 0 | 0.41049 | 0 |  | --> | C31 ex SALTHILL | Salthill [T101,T102] | SALTHILL |  | 53.2874 | -9.0666
MV/LV Substation NU***414Y |  | 10 kV | _ | LV | 630 kVA :Kiosk Substation | 0.63 | --> | 0.63 | 0 | 0 | Constrained,otherwise capacity available =458kVA. | --> | 0.5985 | 0 | 0 | 0 | 0 | Constrained,otherwise capacity available =500kW. | --> | C22 ex PORTLAOISE | Portlaoise [T41,T42] | PORTLAOISE |  | 53.0433 | -7.2688
MV/LV Substation NU***4163 |  | 10 kV | _ | LV | 50 kVA :Pole Substation | 0.05 | --> | 0.05 | 0.05 | 0.9 |  | --> | 0.0475 | 0 | 0 | 0 | 0 | Constrained,otherwise capacity available =50kW. | --> | C15 ex SPA ROAD | Spa Road [T41,T42] | DOON |  | 52.347 | -7.7154
MV/LV Substation NU***4184 |  | 10 kV | _ | LV | 400 kVA :Building Structure | 0.4 | --> | 0.4 | 0 | 0 | Constrained,otherwise capacity available =325kVA. | --> | 0.38 | 0 | 0 | 0.41123 | 0 |  | --> | C23 ex SWORDS | Swords [T41,T42] | GLASMORE |  | 53.4592 | -6.2224
MV/LV Substation NU***4199 |  | 10 kV | _ | LV | 630 kVA :Building Structure | 0.63 | --> | 0.63 | 0.38033 | 0.4 | Constrained,otherwise capacity available =500kVA. | --> | 0.5985 | 0 | 0 | 0.5 | 0 |  | --> | C18 ex CARRICKMINES | Carrickmines [T41,T42] | CARRICKMINES |  | 53.2521 | -6.2146
MV/LV Substation NU***4254 |  | 10 kV | _ | LV | 400 kVA :Building Structure | 0.4 | --> | 0.4 | 0.4 | 11.9 |  | --> | 0.38 | 0 | 0 | 0.4 | 0 |  | --> | C36 ex SALTHILL | Salthill [T101,T102] | SALTHILL |  | 53.2907 | -9.0698
MV/LV Substation NU***4264 |  | 20 kV | _ | LV | 100 kVA :Pole Substation | 0.1 | --> | 0.1 | 0 | 0 | Constrained,otherwise capacity available =100kVA. | --> | 0.095 | 0 | 0 | 0.1 | 0 |  | --> | C24 ex MACETOWN | Macetown [T101,T102] | MACETOWN |  | 53.45 | -6.4217
MV/LV Substation NU***4315 |  | 10 kV | _ | LV | 400 kVA :Kiosk Substation | 0.4 | --> | 0.4 | 0 | 0 | Constrained,otherwise capacity available =347kVA. | --> | 0.38 | 0 | 0.001482 | 0.40797 | 0 |  | --> | C19 ex ROSEHILL | Rosehill [T41,T42] | KILKENNY |  | 52.6443 | -7.247
MV/LV Substation NU***4342 |  | 10 kV | _ | LV | 400 kVA :Building Structure | 0.4 | --> | 0.4 | 0 | 0 | Constrained,otherwise capacity available =337kVA. | --> | 0.38 | 0 | 0 | 0.40945 | 0 |  | --> | C21 ex WATERFORD IND EST | Waterford Ind Est [T41,T42,T44] | BUTLERSTOWN |  | 52.2308 | -7.1396
MV/LV Substation NU***4347 |  | 10 kV | _ | LV | 400 kVA :Building Structure | 0.4 | --> | 0.4 | 0.341 | 3.9 |  | --> | 0.38 | 0 | 0 | 0.40886 | 0 |  | --> | C18 ex MARSHES | Marshes [T41,T42] | DUNDALK |  | 53.9813 | -6.3864
MV/LV Substation NU***4474 |  | 10 kV | _ | LV | 630 kVA :Kiosk Substation | 0.63 | --> | 0.63 | 0 | 0 | Constrained,otherwise capacity available =492kVA. | --> | 0.5985 | 0 | 0.014079 | 0.5 | 0 |  | --> | C20 ex TOGHER | Togher [T41,T42] | TRABEG |  | 51.8843 | -8.4804
MV/LV Substation NU***448Y |  | 10 kV | _ | LV | 200 kVA :Pole Substation | 0.2 | --> | 0.2 | 0 | 0 | Constrained,otherwise capacity available =158kVA. | --> | 0.19 | 0 | 0.003705 | 0.20628 | 0 |  | --> | C22 ex CELBRIDGE | Celbridge [T41,T42] | GRIFFINRATH |  | 53.3437 | -6.556
MV/LV Substation NU***482 |  | 10 kV | _ | LV | 200 kVA :Pole Substation | 0.2 | --> | 0.2 | 0 | 0 | Constrained,otherwise capacity available =140kVA. | --> | 0.19 | 0 | 0.008151 | 0 | 0 | Constrained,otherwise capacity available =208.9kW. | --> | C15 ex CULLION | Cullion [T41,T42] | LETTERKENNY |  | 54.9416 | -7.6927
MV/LV Substation NU***518Y |  | 10 kV | _ | LV | 50 kVA :Pole Substation | 0.05 | --> | 0.05 | 0.04 | 1.9 |  | --> | 0.0475 | 0 | 0 | 0 | 0 | Constrained,otherwise capacity available =51.5kW. | --> | C17 ex MILFORD (MWR) | Milford (mwr) [T41] | CHARLEVILLE |  | 52.349 | -8.974
MV/LV Substation NU***566X |  | 10 kV | _ | LV | 50 kVA :Pole Substation | 0.05 | --> | 0.05 | 0.031 | 0.1 |  | --> | 0.0475 | 0 | 0 | 0.052806 | 0 |  | --> | C16 ex KILCULLEN | Kilcullen [T41,T42,T424] | STRATFORD |  | 53.1322 | -6.7773
MV/LV Substation NU***567 |  | 10 kV | _ | LV | 630 kVA :Building Structure | 0.63 | --> | 0.63 | 0.293 | 8.1 |  | --> | 0.5985 | 0 | 0 | 0.5 | 0 |  | --> | C26 ex MILLTOWN (DR) | Milltown (dr) [T101,T102] | INCHICORE 220KV |  | 53.2896 | -6.2669
MV/LV Substation NU***568 |  | 10 kV | _ | LV | 630 kVA :Building Structure | 0.63 | --> | 0.63 | 0 | 0 | Constrained,otherwise capacity available =500kVA. | --> | 0.5985 | 0 | 0 | 0.5 | 0 |  | --> | C13 ex BALLYBODEN | Ballyboden [T41,T42] | COOKSTOWN |  | 53.2897 | -6.2684
MV/LV Substation NU***582X |  | 20 kV | _ | LV | 100 kVA :Pole Substation | 0.1 | --> | 0.1 | 0 | 0 | Constrained,otherwise capacity available =47kVA. | --> | 0.095 | 0 | 0 | 0.10774 | 0 |  | --> | E13 ex EDENDERRY | Edenderry [T421,T422] | BLAKE |  | 53.3894 | -6.9948
MV/LV Substation NU***610Z |  | 10 kV | _ | LV | 200 kVA :Kiosk Substation | 0.2 | --> | 0.2 | 0.154 | 13.1 |  | --> | 0.19 | 0 | 0.003705 | 0.20687 | 0 |  | --> | C22 ex MONREAD | Monread [T101,T102] | MONREAD |  | 53.223 | -6.6649
MV/LV Substation NU***611Z |  | 10 kV | _ | LV | 200 kVA :Kiosk Substation | 0.2 | --> | 0.2 | 0.146 | 13.1 |  | --> | 0.19 | 0 | 0 | 0.20804 | 0 |  | --> | C22 ex MONREAD | Monread [T101,T102] | MONREAD |  | 53.2244 | -6.6651
MV/LV Substation NU***650X |  | 10 kV | _ | LV | 100 kVA :Pole Substation | 0.1 | --> | 0.1 | 0 | 0 | Constrained,otherwise capacity available =72kVA. | --> | 0.095 | 0 | 0.00741 | 0.10417 | 0 |  | --> | C13 ex SPIDDAL | Spiddal [T42] | SCREEB |  | 53.2471 | -9.26
MV/LV Substation NU***664Y |  | 10 kV | _ | LV | 50 kVA :Pole Substation | 0.05 | --> | 0.05 | 0 | 0 | Constrained,otherwise capacity available =27kVA. | --> | 0.0475 | 0 | 0.01482 | 0.053377 | 0 |  | --> | E11 ex SLANE | Slane [T421] | DRYBRIDGE |  | 53.7792 | -6.4837
MV/LV Substation NU***694Y |  | 20 kV | _ | LV | 200 kVA :Pole Substation | 0.2 | --> | 0.2 | 0 | 0 | Constrained,otherwise capacity available =161kVA. | --> | 0.19 | 0 | 0 | 0.20584 | 0 |  | --> | E15 ex JULIANSTOWN | Julianstown [T421,T422] | DRYBRIDGE |  | 53.633 | -6.2189
MV/LV Substation NU***702 |  | 20 kV | _ | LV | 50 kVA :Pole Substation | 0.05 | --> | 0.05 | 0.023 | 1.1 |  | --> | 0.0475 | 0 | 0 | 0.05394 | 0 |  | --> | E12 ex BUNCLODY | Bunclody [T421,T422] | CRANE |  | 52.6582 | -6.6715
MV/LV Substation NU***739X |  | 20 kV | _ | LV | 630 kVA :Kiosk Substation | 0.63 | --> | 0.63 | 0.5 | 16.1 |  | --> | 0.5985 | 0 | 0 | 0.5 | 0 |  | --> | E21 ex WEXFORD | Wexford [T121,T122] | WEXFORD |  | 52.3852 | -6.4494
MV/LV Substation NU***750Y |  | 10 kV | _ | LV | 200 kVA :Pole Substation | 0.2 | --> | 0.2 | 0.036794 | 0 | Constrained,otherwise capacity available =200kVA. | --> | 0.19 | 0 | 0 | 0.2 | 0 |  | --> | C18 ex CALLAN | Callan [T41,T42] | KILKENNY |  | 52.5092 | -7.3371
MV/LV Substation NU***771X |  | 10 kV | _ | LV | 400 kVA :Kiosk Substation | 0.4 | --> | 0.4 | 0.262 | 4.6 |  | --> | 0.38 | 0 | 0.00741 | 0.42043 | 0 |  | --> | C26 ex CASTLEVIEW | Castleview [T101,T102] | CASTLEVIEW |  | 51.8963 | -8.403
MV/LV Substation NU***772X |  | 10 kV | _ | LV | 200 kVA :Pole Substation | 0.2 | --> | 0.2 | 0.144 | 3.3 |  | --> | 0.19 | 0 | 0 | 0.2 | 0 |  | --> | C12 ex LLOYD | Lloyd [T41,T42] | NAVAN |  | 53.7268 | -6.8938
MV/LV Substation NU***838Y |  | 20 kV | _ | LV | 50 kVA :Pole Substation | 0.05 | --> | 0.05 | 0 | 0 | Constrained,otherwise capacity available =47kVA. | --> | 0.0475 | 0 | 0 | 0.050453 | 0 |  | --> | C11 ex KILDARE | Kildare [T41,T42] | NEWBRIDGE |  | 53.1325 | -7.0373
MV/LV Substation NU***841 |  | 10 kV | _ | LV | 1000 kVA :Building Structure | 1 | --> | 1 | 0.5 | 1.4 |  | --> | 0.95 | 0 | 0.024453 | 0.5 | 0 |  | --> | C20 ex DODDER ROAD | Dodder Road [T42] | MILLTOWN (DR) |  | 53.2929 | -6.2669
MV/LV Substation NU***848Y |  | 20 kV | _ | LV | 100 kVA :Pole Substation | 0.1 | --> | 0.1 | 0 | 0 | Constrained,otherwise capacity available =96kVA. | --> | 0.095 | 0 | 0.002964 | 0.10061 | 0 |  | --> | E18 ex CLONMINCH | Clonminch [T41,T422] | THORNSBERRY |  | 53.2502 | -7.5497
MV/LV Substation NU***850Z |  | 20 kV | _ | LV | 100 kVA :Pole Substation | 0.1 | --> | 0.1 | 0 | 0 | Constrained,otherwise capacity available =70kVA. | --> | 0.095 | 0 | 0 | 0.10446 | 0 |  | --> | C14 ex KILDARE | Kildare [T41,T42] | NEWBRIDGE |  | 53.1808 | -6.9145
MV/LV Substation NU***882 |  | 10 kV | _ | LV | 200 kVA :Pole Substation | 0.2 | --> | 0.2 | 0.119 | 12.2 |  | --> | 0.19 | 0 | 0.020007 | 0.21194 | 0 |  | --> | C19 ex BALLYBEG | Ballybeg [T101,T102] | CARRICKMINES |  | 53.0175 | -6.1201
MV/LV Substation NU***897 |  | 10 kV | _ | LV | 400 kVA :Kiosk Substation | 0.4 | --> | 0.4 | 0.343 | 4.4 |  | --> | 0.38 | 0 | 0.002964 | 0.40856 | 0 |  | --> | C19 ex KINGSCOURT | Kingscourt [T41,T42] | MEATH HILL |  | 53.8443 | -6.8037
MV/LV Substation NU***900X |  | 20 kV | _ | LV | 100 kVA :Pole Substation | 0.1 | --> | 0.1 | 0 | 0 | Constrained,otherwise capacity available =64kVA. | --> | 0.095 | 0 | 0 | 0.10532 | 0 |  | --> | E11 ex BALLINROBE | Ballinrobe [T421,T422] | DALTON |  | 53.6249 | -9.2088
MV/LV Substation NU***902Y |  | 10 kV | _ | LV | 400 kVA :Kiosk Substation | 0.4 | --> | 0.4 | 0 | 0 | Constrained,otherwise capacity available =352kVA. | --> | 0.38 | 0 | 0.004446 | 0.40722 | 0 |  | --> | C14 ex ROSEHILL | Rosehill [T41,T42] | KILKENNY |  | 52.6477 | -7.2444
MV/LV Substation NU***928Y |  | 10 kV | _ | LV | 100 kVA :Pole Substation | 0.1 | --> | 0.1 | 0 | 0 | Constrained,otherwise capacity available =44kVA. | --> | 0.095 | 0 | 0.025935 | 0.10816 | 0 |  | --> | C18 ex NEWBROOK | Newbrook [T42] | MULLINGAR |  | 53.5158 | -7.373
MV/LV Substation NV***4269 |  | 10 kV | _ | LV | 400 kVA :Kiosk Substation | 0.4 | --> | 0.4 | 0 | 0 | Constrained,otherwise capacity available =400kVA. | --> | 0.38 | 0 | 0 | 0.4 | 0 |  | --> | C19 ex CLONDALKIN | Clondalkin [T41,T42,T44] | INCHICORE 220KV |  | 53.2994 | -6.4329
MV/LV Substation NV***914X |  | 20 kV | _ | LV | 200 kVA :Kiosk Substation | 0.2 | --> | 0.2 | 0.189 | 1.4 |  | --> | 0.19 | 0 | 0 | 0.2 | 0 |  | --> | E12 ex KILLINICK | Killinick [T421,T422] | WEXFORD |  | 52.2466 | -6.3552
MV/LV Substation NW***013 |  | 20 kV | _ | LV | 50 kVA :Pole Substation | 0.05 | --> | 0.05 | 0 | 0 | Constrained,otherwise capacity available =28kVA. | --> | 0.0475 | 0 | 0 | 0.053235 | 0 |  | --> | C14 ex CARRICK ON SHANNON | Carrick On Shannon [T41,T42] | CARRICK ON SHANNON |  | 54.0111 | -7.9983
MV/LV Substation NW***263Y |  | 20 kV | _ | LV | 630 kVA :Kiosk Substation | 0.63 | --> | 0.63 | 0 | 0 | Constrained,otherwise capacity available =479kVA. | --> | 0.5985 | 0 | 0.05187 | 0.37942 | 0 | Constrained,otherwise capacity available =500kW. | --> | E18 ex COLLOONEY | Collooney [T421,T422] | SLIGO |  | 54.1803 | -8.4826
MV/LV Substation NW***4235 |  | 10 kV | _ | LV | 1000 kVA :Building Structure | 1 | --> | 1 | 0.5 | 7 |  | --> | 0.95 | 0 | 0 | 0.5 | 0 |  | --> | C20 ex NORTH QUAYS | North Quays [T101,T102,T103] | POOLBEG |  | 53.3475 | -6.2292
MV/LV Substation NW***4236 |  | 10 kV | _ | LV | 1000 kVA :Building Structure | 1 | --> | 1 | 0.371 | 7 |  | --> | 0.95 | 0 | 0 | 0.5 | 0 |  | --> | C20 ex NORTH QUAYS | North Quays [T101,T102,T103] | POOLBEG |  | 53.3476 | -6.2297
MV/LV Substation NY***101 |  | 20 kV | _ | LV | 50 kVA :Pole Substation | 0.05 | --> | 0.05 | 0.041 | 1.4 |  | --> | 0.0475 | 0 | 0 | 0.051348 | 0 |  | --> | E17 ex CONG | Cong [T421,T422] | CLOON |  | 53.5466 | -9.269
MV/LV Substation NY***4051 |  | 20 kV | _ | LV | 50 kVA :Pole Substation | 0.05 | --> | 0.05 | 0 | 0 | Constrained,otherwise capacity available =33kVA. | --> | 0.0475 | 0 | 0 | 0.052518 | 0 |  | --> | E13 ex KILCARRAGH | Kilcarragh [T421,T422] | BUTLERSTOWN |  | 52.1586 | -6.9923
MV/LV Substation NY***4481 |  | 10 kV | _ | LV | 630 kVA :Kiosk Substation | 0.63 | --> | 0.63 | 0 | 0 | Constrained,otherwise capacity available =500kVA. | --> | 0.5985 | 0 | 0 | 0.5 | 0 |  | --> | C17 ex ROSEHILL | Rosehill [T41,T42] | KILKENNY |  | 52.6401 | -7.2727
MV/LV Substation NY***4482 |  | 10 kV | _ | LV | 630 kVA :Kiosk Substation | 0.63 | --> | 0.63 | 0 | 0 | Constrained,otherwise capacity available =500kVA. | --> | 0.5985 | 0 | 0.004446 | 0.5 | 0 |  | --> | C17 ex ROSEHILL | Rosehill [T41,T42] | KILKENNY |  | 52.6405 | -7.2711
MV/LV Substation NY***743X |  | 20 kV | _ | LV | 50 kVA :Pole Substation | 0.05 | --> | 0.05 | 0.048 | 1.4 |  | --> | 0.0475 | 0 | 0 | 0.050303 | 0 |  | --> | E12 ex CONG | Cong [T421,T422] | CLOON |  | 53.5478 | -9.2825
MV/LV Substation O ***005 |  | 10 kV | _ | LV | 400 kVA :Building Structure | 0.4 | --> | 0.4 | 0 | 0 | Constrained,otherwise capacity available =133kVA. | --> | 0.38 | 0 | 0.004446 | 0.4386 | 0 |  | --> | C17 ex BALLINACURRA | Ballinacurra [T41,T42] | LIMERICK |  | 52.6593 | -8.6365
MV/LV Substation O ***008 |  | 20 kV | _ | LV | 630 kVA :Building Structure | 0.63 | --> | 0.63 | 0 | 0 | Constrained,otherwise capacity available =500kVA. | --> | 0.5985 | 0 | 0 | 0.5 | 0 |  | --> | E12 ex BALLINROBE | Ballinrobe [T421,T422] | DALTON |  | 53.6246 | -9.2198
MV/LV Substation O ***008Z |  | 10 kV | _ | LV | 50 kVA :Pole Substation | 0.05 | --> | 0.05 | 0 | 0 | Constrained,otherwise capacity available =48kVA. | --> | 0.0475 | 0 | 0 | 0 | 0 | Constrained,otherwise capacity available =50.3kW. | --> | C16 ex PALLAS | Pallas [T41,T42] | PORTLAOISE |  | 53.0882 | -7.3685
MV/LV Substation O ***028Y |  | 20 kV | _ | LV | 50 kVA :Pole Substation | 0.05 | --> | 0.05 | 0 | 0 | Constrained,otherwise capacity available =38kVA. | --> | 0.0475 | 0 | 0.019266 | 0.05179 | 0 |  | --> | C11 ex KILDARE | Kildare [T41,T42] | NEWBRIDGE |  | 53.1719 | -6.9599
MV/LV Substation O ***030 |  | 20 kV | _ | LV | 200 kVA :Pole Substation | 0.2 | --> | 0.2 | 0 | 0 | Constrained,otherwise capacity available =200kVA. | --> | 0.19 | 0 | 0 | 0.2 | 0 |  | --> | E18 ex EDENDERRY | Edenderry [T421,T422] | BLAKE |  | 53.3414 | -7.0505
MV/LV Substation O ***036Z |  | 10 kV | _ | LV | 400 kVA :Building Structure | 0.4 | --> | 0.4 | 0.383 | 1.4 |  | --> | 0.38 | 0 | 0 | 0.40257 | 0 |  | --> | C23 ex SRAH | Srah [T43] | THORNSBERRY |  | 53.2795 | -7.4887
MV/LV Substation O ***040 |  | 10 kV | _ | LV | 200 kVA :Pole Substation | 0.2 | --> | 0.2 | 0 | 0 | Constrained,otherwise capacity available =200kVA. | --> | 0.19 | 0 | 0 | 0 | 0 | Constrained,otherwise capacity available =200kW. | --> | C15 ex MOUNTMELLICK | Mountmellick [T41,T42] | PORTLAOISE |  | 53.117 | -7.3293
MV/LV Substation O ***070 |  | 10 kV | _ | LV | 630 kVA :Building Structure | 0.63 | --> | 0.63 | 0 | 0 | Constrained,otherwise capacity available =183kVA. | --> | 0.5985 | 0 | 0 | 0.5 | 0 |  | --> | C17 ex CRANMORE | Cranmore [T41,T42] | SLIGO |  | 54.2713 | -8.4764
MV/LV Substation O ***117 |  | 20 kV | _ | LV | 400 kVA :Building Structure | 0.4 | --> | 0.4 | 0.365 | 0.9 |  | --> | 0.38 | 0 | 0 | 0.40528 | 0 |  | --> | E17 ex RATHMORE | Rathmore [T42,T421] | KNOCKEARAGH |  | 52.0612 | -9.063
MV/LV Substation O ***119 |  | 10 kV | _ | LV | 630 kVA :Kiosk Substation | 0.63 | --> | 0.63 | 0 | 0 | Constrained,otherwise capacity available =352kVA. | --> | 0.5985 | 0 | 0.003705 | 0.5 | 0 |  | --> | C14 ex INCHICORE NORTH | Inchicore North [T41] | INCHICORE 220KV |  | 53.3412 | -6.3376
MV/LV Substation O ***149Y |  | 10 kV | _ | LV | 200 kVA :Kiosk Substation | 0.2 | --> | 0.2 | 0 | 0 | Constrained,otherwise capacity available =181kVA. | --> | 0.19 | 0 | 0 | 0 | 0 | Constrained,otherwise capacity available =202.9kW. | --> | C20 ex CLOONLOUGH | Cloonlough [T41,T42] | BARRYMORE |  | 52.2601 | -8.2726
MV/LV Substation O ***154Z |  | 10 kV | _ | LV | 400 kVA :Building Structure | 0.4 | --> | 0.4 | 0 | 0 | Constrained,otherwise capacity available =400kVA. | --> | 0.38 | 0 | 0.02964 | 0 | 0 | Constrained,otherwise capacity available =400kW. | --> | C26 ex PORTLAOISE | Portlaoise [T41,T42] | PORTLAOISE |  | 53.0269 | -7.3029
MV/LV Substation O ***172Z |  | 10 kV | _ | LV | 200 kVA :Kiosk Substation | 0.2 | --> | 0.2 | 0 | 0 | Constrained,otherwise capacity available =183kVA. | --> | 0.19 | 0 | 0 | 0.20256 | 0 |  | --> | C13 ex GRANGE (DR) | Grange (dr) [T41,T42] | GRANGE (DR) |  | 53.3968 | -6.183
MV/LV Substation O ***189 |  | 10 kV | _ | LV | 400 kVA :Kiosk Substation | 0.4 | --> | 0.4 | 0.269 | 2.9 |  | --> | 0.38 | 0 | 0 | 0.41942 | 0 |  | --> | C21 ex BREWERY ROAD | Brewery Road [T41,T42] | CARRICKMINES |  | 53.2783 | -6.2106
MV/LV Substation O ***308 |  | 10 kV | _ | LV | 1000 kVA :Building Structure | 1 | --> | 1 | 0.5 | 4 |  | --> | 0.95 | 0 | 0.011856 | 0.5 | 0 |  | --> | C29 ex WOLFE TONE STREET | Wolfe Tone Street [T101,T102] | FINGLAS |  | 53.3479 | -6.2594
MV/LV Substation O ***332Z |  | 20 kV | _ | LV | 200 kVA :Pole Substation | 0.2 | --> | 0.2 | 0 | 0 | Constrained,otherwise capacity available =194kVA. | --> | 0.19 | 0 | 0 | 0.20091 | 0 |  | --> | E14 ex BALLINDERRY | Ballinderry [T41,T422] | MULLINGAR |  | 53.4808 | -7.2892
MV/LV Substation O ***371 |  | 10 kV | _ | LV | 400 kVA :Kiosk Substation | 0.4 | --> | 0.4 | 0.227 | 13.4 |  | --> | 0.38 | 0 | 0.011115 | 0.42545 | 0 |  | --> | C17 ex POTTERY ROAD | Pottery Road [T101,T102] | CARRICKMINES |  | 53.277 | -6.1456
MV/LV Substation O ***4002 |  | 10 kV | _ | LV | 50 kVA :Pole Substation | 0.05 | --> | 0.05 | 0 | 0 | Constrained,otherwise capacity available =47kVA. | --> | 0.0475 | 0 | 0 | 0.050453 | 0 |  | --> | C12 ex KILSARAN | Kilsaran [T42] | DRYBRIDGE |  | 53.8953 | -6.3861
MV/LV Substation O ***4040 |  | 20 kV | _ | LV | 100 kVA :Pole Substation | 0.1 | --> | 0.1 | 0.099 | 3.3 |  | --> | 0.095 | 0 | 0 | 0.10015 | 0 |  | --> | E15 ex BALLYBUNION | Ballybunion [T421,T422] | TRIEN |  | 52.5563 | -9.58
MV/LV Substation O ***4053 |  | 20 kV | _ | LV | 50 kVA :Pole Substation | 0.05 | --> | 0.05 | 0.04 | 3.3 |  | --> | 0.0475 | 0 | 0 | 0.051496 | 0 |  | --> | E15 ex BALLYBUNION | Ballybunion [T421,T422] | TRIEN |  | 52.5608 | -9.4641
MV/LV Substation O ***4068 |  | 10 kV | _ | LV | 1000 kVA :Building Structure | 1 | --> | 1 | 0 | 0 | Constrained,otherwise capacity available =500kVA. | --> | 0.95 | 0 | 0.017043 | 0.5 | 0 |  | --> | C21 ex ENNISTYMON | Ennistymon [T41,T42] | ENNIS |  | 52.933 | -9.3449
MV/LV Substation O ***4071 |  | 20 kV | _ | LV | 50 kVA :Pole Substation | 0.05 | --> | 0.05 | 0.05 | 0.5 |  | --> | 0.0475 | 0 | 0 | 0.05 | 0 |  | --> | E11 ex ARDFINNAN | Ardfinnan [T421] | CAHIR |  | 52.2721 | -8.0508
MV/LV Substation O ***4071 |  | 10 kV | _ | LV | 50 kVA :Pole Substation | 0.05 | --> | 0.05 | 0 | 0 | Constrained,otherwise capacity available =42kVA. | --> | 0.0475 | 0 | 0 | 0.0512 | 0 |  | --> | C18 ex ATHBOY | Athboy [T42] | NAVAN |  | 53.6202 | -6.9251
MV/LV Substation O ***4117 |  | 10 kV | _ | LV | 50 kVA :Pole Substation | 0.05 | --> | 0.05 | 0 | 0 | Constrained,otherwise capacity available =50kVA. | --> | 0.0475 | 0 | 0 | 0 | 0 | Constrained,otherwise capacity available =50kW. | --> | C11 ex DONEGAL | Donegal [T41,T42] | CATHALEENS FALL |  | 54.6898 | -8.182
MV/LV Substation O ***4135 |  | 20 kV | _ | LV | 50 kVA :Pole Substation | 0.05 | --> | 0.05 | 0.045 | 0.6 |  | --> | 0.0475 | 0 | 0.01482 | 0 | 0 | Constrained,otherwise capacity available =50.8kW. | --> | E23 ex LAWLESSTOWN | Lawlesstown [T42,T421] | DOON |  | 52.2765 | -7.7612
MV/LV Substation O ***4151 |  | 20 kV | _ | LV | 50 kVA :Pole Substation | 0.05 | --> | 0.05 | 0.048 | 0.4 |  | --> | 0.0475 | 0 | 0 | 0 | 0 | Constrained,otherwise capacity available =50.3kW. | --> | C15 ex KILMAGIG | Kilmagig [T42] | ARKLOW |  | 52.8542 | -6.2906
MV/LV Substation O ***4253 |  | 10 kV | _ | LV | 50 kVA :Pole Substation | 0.05 | --> | 0.05 | 0.05 | 1.4 |  | --> | 0.0475 | 0 | 0 | 0.05 | 0 |  | --> | C26 ex KELLS | Kells [T41,T42] | NAVAN |  | 53.7118 | -6.8213
MV/LV Substation O ***428 |  | 20 kV | _ | LV | 50 kVA :Pole Substation | 0.05 | --> | 0.05 | 0.048 | 2.1 |  | --> | 0.0475 | 0 | 0 | 0 | 0 | Constrained,otherwise capacity available =50.3kW. | --> | C18 ex NEWTOWNCUNNINGHAM | Newtowncunningham [T41,T42] | LETTERKENNY |  | 55.0219 | -7.5132
MV/LV Substation O ***4593 |  | 20 kV | _ | LV | 630 kVA :Building Structure | 0.63 | --> | 0.63 | 0.471 | 10.9 |  | --> | 0.5985 | 0 | 0 | 0.5 | 0 |  | --> | C24 ex MULLINGAR | Mullingar [T101,T102] | MULLINGAR |  | 53.6261 | -7.4671
MV/LV Substation O ***4614 |  | 10 kV | _ | LV | 1000 kVA :Building Structure | 1 | --> | 1 | 0.5 | 2.2 |  | --> | 0.95 | 0 | 0.002223 | 0.5 | 0 |  | --> | C11 ex KINGSBRIDGE | Kingsbridge [T41,T42] | INCHICORE 220KV |  | 53.3536 | -6.2947
MV/LV Substation O ***4615 |  | 10 kV | _ | LV | 1000 kVA :Building Structure | 1 | --> | 1 | 0.5 | 2.2 |  | --> | 0.95 | 0 | 0 | 0.5 | 0 |  | --> | C11 ex KINGSBRIDGE | Kingsbridge [T41,T42] | INCHICORE 220KV |  | 53.3535 | -6.2947
MV/LV Substation O ***4688 |  | 10 kV | _ | LV | 630 kVA :Kiosk Substation | 0.63 | --> | 0.63 | 0.5 | 2.2 |  | --> | 0.5985 | 0 | 0 | 0.5 | 0 |  | --> | C11 ex KINGSBRIDGE | Kingsbridge [T41,T42] | INCHICORE 220KV |  | 53.3536 | -6.2946
MV/LV Substation O ***482Z |  | 20 kV | _ | LV | 50 kVA :Pole Substation | 0.05 | --> | 0.05 | 0 | 0 | Constrained,otherwise capacity available =36kVA. | --> | 0.0475 | 0 | 0 | 0.052083 | 0 |  | --> | E20 ex BALLINDERRY | Ballinderry [T41,T422] | MULLINGAR |  | 53.3806 | -7.3547
MV/LV Substation O ***494Z |  | 20 kV | _ | LV | 100 kVA :Pole Substation | 0.1 | --> | 0.1 | 0 | 0 | Constrained,otherwise capacity available =100kVA. | --> | 0.095 | 0 | 0 | 0.1 | 0 |  | --> | C15 ex KILMONEY | Kilmoney [T41,T42] | TRABEG |  | 51.8208 | -8.5523
MV/LV Substation O ***495Y |  | 10 kV | _ | LV | 200 kVA :Building Structure | 0.2 | --> | 0.2 | 0.167 | 5 |  | --> | 0.19 | 0 | 0 | 0.20495 | 0 |  | --> | C13 ex MCDONAGH | Mcdonagh [T41,T42] | KILKENNY |  | 52.6605 | -7.2335
MV/LV Substation O ***499 |  | 10 kV | _ | LV | 400 kVA :Building Structure | 0.4 | --> | 0.4 | 0.4 | 3 |  | --> | 0.38 | 0 | 0 | 0.4 | 0 |  | --> | C40 ex INCHICORE CENTRAL | Inchicore Central [T43,T45] | INCHICORE 220KV |  | 53.3248 | -6.3393
MV/LV Substation O ***535X |  | 10 kV | _ | LV | 630 kVA :Building Structure | 0.63 | --> | 0.63 | 0 | 0 | Constrained,otherwise capacity available =500kVA. | --> | 0.5985 | 0 | 0 | 0.5 | 0 |  | --> | C12 ex COOLCORCORAN | Coolcorcoran [T41,T42] | KNOCKEARAGH |  | 52.061 | -9.5096
MV/LV Substation O ***545Y |  | 20 kV | _ | LV | 50 kVA :Pole Substation | 0.05 | --> | 0.05 | 0 | 0 | Constrained,otherwise capacity available =49kVA. | --> | 0.0475 | 0 | 0 | 0.050152 | 0 |  | --> | E11 ex EDENDERRY | Edenderry [T421,T422] | BLAKE |  | 53.3493 | -7.0292
MV/LV Substation O ***559X |  | 10 kV | _ | LV | 1000 kVA :Building Structure | 1 | --> | 1 | 0 | 0 | Constrained,otherwise capacity available =500kVA. | --> | 0.95 | 0 | 0 | 0.5 | 0 |  | --> | C21 ex GRANBY ROW | Granby Row [T41] | MCDERMOTT |  | 53.3512 | -6.2627
MV/LV Substation O ***568Y |  | 10 kV | _ | LV | 630 kVA :Building Structure | 0.63 | --> | 0.63 | 0.5 | 3.8 |  | --> | 0.5985 | 0 | 0 | 0.5 | 0 |  | --> | C13 ex WATERFORD | Waterford [T41,T42] | WATERFORD |  | 52.2628 | -7.1185
MV/LV Substation O ***597 |  | 10 kV | _ | LV | 400 kVA :Kiosk Substation | 0.4 | --> | 0.4 | 0.37 | 1.5 |  | --> | 0.38 | 0 | 0.008151 | 0.40453 | 0 |  | --> | C22 ex MONKSTOWN | Monkstown [T41,T42] | BLACKROCK |  | 53.298 | -6.1778
MV/LV Substation O ***629 |  | 20 kV | _ | LV | 400 kVA :Building Structure | 0.4 | --> | 0.4 | 0.4 | 2.3 |  | --> | 0.38 | 0 | 0 | 0.4 | 0 |  | --> | E13 ex MOY | Moy [T421,T422] | MOY |  | 53.9885 | -9.1222
MV/LV Substation O ***642X |  | 20 kV | _ | LV | 100 kVA :Pole Substation | 0.1 | --> | 0.1 | 0 | 0 | Constrained,otherwise capacity available =76kVA. | --> | 0.095 | 0 | 0 | 0.10358 | 0 |  | --> | E17 ex MANORHAMILTON | Manorhamilton [T422] | SLIGO |  | 54.2325 | -8.3089
MV/LV Substation O ***684 |  | 20 kV | _ | LV | 100 kVA :Pole Substation | 0.1 | --> | 0.1 | 0.098 | 2.3 |  | --> | 0.095 | 0 | 0 | 0.1003 | 0 |  | --> | E13 ex MOY | Moy [T421,T422] | MOY |  | 53.9882 | -9.1231
MV/LV Substation O ***721Y |  | 10 kV | _ | LV | 100 kVA :Pole Substation | 0.1 | --> | 0.1 | 0 | 0 | Constrained,otherwise capacity available =95kVA. | --> | 0.095 | 0 | 0 | 0.10076 | 0 |  | --> | C16 ex CLONES | Clones [T41,T42] | SHANKILL |  | 54.183 | -7.2377
MV/LV Substation O ***730 |  | 10 kV | _ | LV | 630 kVA :Building Structure | 0.63 | --> | 0.63 | 0.5 | 3.3 |  | --> | 0.5985 | 0 | 0 | 0.5 | 0 |  | --> | C06 ex PEMBROKE | Pembroke [T41,T42,T43,T44] | RINGSEND |  | 53.3326 | -6.2325
MV/LV Substation O ***745X |  | 10 kV | _ | LV | 50 kVA :Pole Substation | 0.05 | --> | 0.05 | 0 | 0 | Constrained,otherwise capacity available =38kVA. | --> | 0.0475 | 0 | 0 | 0 | 0 | Constrained,otherwise capacity available =51.8kW. | --> | C15 ex MOUNTMELLICK | Mountmellick [T41,T42] | PORTLAOISE |  | 53.0951 | -7.3598
MV/LV Substation O ***820Y |  | 20 kV | _ | LV | 100 kVA :Pole Substation | 0.1 | --> | 0.1 | 0.054 | 0.4 |  | --> | 0.095 | 0 | 0.003705 | 0.10675 | 0 |  | --> | E18 ex TULLOW | Tullow [T421,T422] | CARLOW |  | 52.8721 | -6.4986
MV/LV Substation O ***830X |  | 20 kV | _ | LV | 100 kVA :Pole Substation | 0.1 | --> | 0.1 | 0.073 | 3.5 |  | --> | 0.095 | 0 | 0 | 0.10402 | 0 |  | --> | C26 ex DUNDALK | Dundalk [T41,T42] | DUNDALK |  | 54.0018 | -6.5701
MV/LV Substation O ***845 |  | 20 kV | _ | LV | 200 kVA :Kiosk Substation | 0.2 | --> | 0.2 | 0.167 | 1.8 |  | --> | 0.19 | 0 | 0.013338 | 0.20495 | 0 |  | --> | E17 ex BIRDHILL | Birdhill [T421,T422] | ARDNACRUSHA |  | 52.8128 | -8.4434
MV/LV Substation O ***849X |  | 10 kV | _ | LV | 1000 kVA :Building Structure | 1 | --> | 1 | 0 | 0 | Constrained,otherwise capacity available =500kVA. | --> | 0.95 | 0 | 0 | 0.5 | 0 |  | --> | C21 ex GRANBY ROW | Granby Row [T41] | MCDERMOTT |  | 53.3512 | -6.2627
MV/LV Substation O ***850 |  | 10 kV | _ | LV | 50 kVA :Pole Substation | 0.05 | --> | 0.05 | 0.043 | 2.1 |  | --> | 0.0475 | 0 | 0 | 0 | 0 | Constrained,otherwise capacity available =51.1kW. | --> | C16 ex KILCAR | Kilcar [T41] | BINBANE |  | 54.6943 | -8.6144
MV/LV Substation O ***871Z |  | 10 kV | _ | LV | 200 kVA :Pole Substation | 0.2 | --> | 0.2 | 0 | 0 | Constrained,otherwise capacity available =39kVA. | --> | 0.19 | 0 | 0 | 0.22303 | 0 |  | --> | C21 ex BALLINDERRY | Ballinderry [T41,T422] | MULLINGAR |  | 53.5144 | -7.3442
MV/LV Substation O ***921 |  | 10 kV | _ | LV | 200 kVA :Pole Substation | 0.2 | --> | 0.2 | 0 | 0 | Constrained,otherwise capacity available =197kVA. | --> | 0.19 | 0 | 0 | 0.20045 | 0 |  | --> | C16 ex BALLAGHADERREEN | Ballaghaderreen [T41,T42] | TONROE |  | 53.9036 | -8.5814
MV/LV Substation O ***937Z |  | 10 kV | _ | LV | 50 kVA :Pole Substation | 0.05 | --> | 0.05 | 0 | 0 | Constrained,otherwise capacity available =46kVA. | --> | 0.0475 | 0 | 0.004446 | 0.050604 | 0 |  | --> | C19 ex KILDARE | Kildare [T41,T42] | NEWBRIDGE |  | 53.1737 | -6.9508
MV/LV Substation O ***940 |  | 20 kV | _ | LV | 630 kVA :Kiosk Substation | 0.63 | --> | 0.63 | 0.5 | 3.6 |  | --> | 0.5985 | 0 | 0.025194 | 0.5 | 0 |  | --> | E20 ex ENNISCRONE | Enniscrone [T421,T422] | MOY |  | 54.2196 | -9.0911
MV/LV Substation O ***952Y |  | 10 kV | _ | LV | 630 kVA :Kiosk Substation | 0.63 | --> | 0.63 | 0 | 0 | Constrained,otherwise capacity available =500kVA. | --> | 0.5985 | 0 | 0 | 0.5 | 0 |  | --> | C19 ex JOHNSTOWN | Johnstown [T41,T42] | KILTEEL |  | 53.2307 | -6.6394
MV/LV Substation O ***957X |  | 10 kV | _ | LV | 25 kVA :Pole Substation | 0.025 | --> | 0.025 | 0 | 0 | Constrained,otherwise capacity available =25kVA. | --> | 0.02375 | 0 | 0 | 0.025 | 0 |  | --> | C16 ex LOUGHTAGALLA | Loughtagalla [T41,T42] | THURLES |  | 52.72 | -7.7641
MV/LV Substation O ***980 |  | 20 kV | _ | LV | 50 kVA :Pole Substation | 0.05 | --> | 0.05 | 0 | 0 | Constrained,otherwise capacity available =47kVA. | --> | 0.0475 | 0 | 0.004446 | 0 | 0 | Constrained,otherwise capacity available =50.5kW. | --> | E19 ex FOXHOLE | Foxhole [T421,T422] | DUNGARVAN |  | 51.9861 | -7.9177
MV/LV Substation O ***988 |  | 10 kV | _ | LV | 50 kVA :Pole Substation | 0.05 | --> | 0.05 | 0 | 0 | Constrained,otherwise capacity available =47kVA. | --> | 0.0475 | 0 | 0 | 0.050453 | 0 |  | --> | C20 ex CAHIRCALLA | Cahircalla [T41,T42] | ENNIS |  | 52.8147 | -9.0195
MV/LV Substation O ***990 |  | 10 kV | _ | LV | 400 kVA :Kiosk Substation | 0.4 | --> | 0.4 | 0.364 | 13.5 |  | --> | 0.38 | 0 | 0.012597 | 0.40543 | 0 |  | --> | C18 ex ENNIS | Ennis [T101,T102] | ENNIS |  | 52.8577 | -8.9616
MV/LV Substation O'***4052 |  | 10 kV | _ | LV | 50 kVA :Pole Substation | 0.05 | --> | 0.05 | 0.042 | 0.7 |  | --> | 0.0475 | 0 | 0 | 0.0512 | 0 |  | --> | C20 ex KILRUSH | Kilrush [T41,T42] | TULLABRACK |  | 52.7331 | -9.4961
MV/LV Substation O'***4128 |  | 10 kV | _ | LV | 1000 kVA :Building Structure | 1 | --> | 1 | 0.5 | 4 |  | --> | 0.95 | 0 | 0 | 0.5 | 0 |  | --> | C29 ex WOLFE TONE STREET | Wolfe Tone Street [T101,T102] | FINGLAS |  | 53.3479 | -6.2594
MV/LV Substation O'***968X |  | 10 kV | _ | LV | 1000 kVA :Building Structure | 1 | --> | 1 | 0 | 0 | Constrained,otherwise capacity available =500kVA. | --> | 0.95 | 0 | 0 | 0.5 | 0 |  | --> | C17 ex CAHIRCALLA | Cahircalla [T41,T42] | ENNIS |  | 52.8433 | -8.9808
MV/LV Substation O.***038Y |  | 10 kV | _ | LV | 630 kVA :Building Structure | 0.63 | --> | 0.63 | 0 | 0 | Constrained,otherwise capacity available =500kVA. | --> | 0.5985 | 0 | 0.03705 | 0.5 | 0 |  | --> | C11 ex GARRYOWEN | Garryowen [T41,T42] | LIMERICK |  | 52.6507 | -8.592
MV/LV Substation O/***001 |  | 10 kV | _ | LV | 400 kVA :Kiosk Substation | 0.4 | --> | 0.4 | 0 | 0 | Constrained,otherwise capacity available =176kVA. | --> | 0.38 | 0 | 0.026676 | 0.43264 | 0 |  | --> | C12 ex KANTURK | Kanturk [T41,T42] | GLENLARA |  | 52.1776 | -8.9049
MV/LV Substation O/***009 |  | 10 kV | _ | LV | 200 kVA :Pole Substation | 0.2 | --> | 0.2 | 0 | 0 | Constrained,otherwise capacity available =128kVA. | --> | 0.19 | 0 | 0 | 0.21065 | 0 |  | --> | C18 ex CARRICKMACROSS | Carrickmacross [T41,T42] | MEATH HILL |  | 53.9768 | -6.7147
MV/LV Substation O/***040 |  | 10 kV | _ | LV | 200 kVA :Pole Substation | 0.2 | --> | 0.2 | 0 | 0 | Constrained,otherwise capacity available =118kVA. | --> | 0.19 | 0 | 0.001482 | 0.21208 | 0 |  | --> | C16 ex CLONES | Clones [T41,T42] | SHANKILL |  | 54.1837 | -7.2388
MV/LV Substation O/***043X |  | 20 kV | _ | LV | 100 kVA :Pole Substation | 0.1 | --> | 0.1 | 0.048 | 1.8 |  | --> | 0.095 | 0 | 0 | 0.1076 | 0 |  | --> | E13 ex BIRDHILL | Birdhill [T421,T422] | ARDNACRUSHA |  | 52.7538 | -8.4998
MV/LV Substation O/***046X |  | 20 kV | _ | LV | 200 kVA :Kiosk Substation | 0.2 | --> | 0.2 | 0.151 | 1.8 |  | --> | 0.19 | 0 | 0.011115 | 0.20731 | 0 |  | --> | E13 ex BIRDHILL | Birdhill [T421,T422] | ARDNACRUSHA |  | 52.7532 | -8.5026
MV/LV Substation O/***157X |  | 10 kV | _ | LV | 200 kVA :Pole Substation | 0.2 | --> | 0.2 | 0 | 0 | Constrained,otherwise capacity available =200kVA. | --> | 0.19 | 0 | 0 | 0.2 | 0 |  | --> | C15 ex SKIBBEREEN | Skibbereen [T41,T42] | DUNMANWAY |  | 51.5378 | -9.2784
MV/LV Substation O/***163 |  | 10 kV | _ | LV | 100 kVA :Pole Substation | 0.1 | --> | 0.1 | 0.1 | 1 |  | --> | 0.095 | 0 | 0 | 0.1 | 0 |  | --> | C18 ex CORBALLY | Corbally [T41,T42] | ARDNACRUSHA |  | 52.6706 | -8.617
MV/LV Substation O/***510 |  | 10 kV | _ | LV | 25 kVA :Pole Substation | 0.025 | --> | 0.025 | 0.024 | 4.2 |  | --> | 0.02375 | 0 | 0 | 0.025151 | 0 |  | --> | C22 ex NEWMARKET (SR) | Newmarket (sr) [T41,T42] | GLENLARA |  | 52.2014 | -8.9738
MV/LV Substation O/***662 |  | 10 kV | _ | LV | 100 kVA :Pole Substation | 0.1 | --> | 0.1 | 0.078 | 0.9 |  | --> | 0.095 | 0 | 0 | 0.10329 | 0 |  | --> | C12 ex ROSS CARBERY | Ross Carbery [T41,T42] | DUNMANWAY |  | 51.5678 | -8.998
MV/LV Substation O/***702X |  | 10 kV | _ | LV | 100 kVA :Pole Substation | 0.1 | --> | 0.1 | 0 | 0 | Constrained,otherwise capacity available =92kVA. | --> | 0.095 | 0 | 0 | 0.10121 | 0 |  | --> | C11 ex HOLYCROSS ROAD | Holycross Road [T41,T42] | THURLES |  | 52.6657 | -7.8261
MV/LV Substation O2***108Z |  | 10 kV | _ | LV | 50 kVA :Pole Substation | 0.05 | --> | 0.05 | 0 | 0 | Constrained,otherwise capacity available =46kVA. | --> | 0.0475 | 0 | 0 | 0 | 0 | Constrained,otherwise capacity available =50.6kW. | --> | C20 ex MOUNTMELLICK | Mountmellick [T41,T42] | PORTLAOISE |  | 53.0654 | -7.2722
MV/LV Substation O2***673Z |  | 20 kV | _ | LV | 50 kVA :Pole Substation | 0.05 | --> | 0.05 | 0 | 0 | Constrained,otherwise capacity available =46kVA. | --> | 0.0475 | 0 | 0 | 0.050604 | 0 |  | --> | C15 ex KILMONEY | Kilmoney [T41,T42] | TRABEG |  | 51.8172 | -8.4502
MV/LV Substation O2***757X |  | 10 kV | _ | LV | 50 kVA :Pole Substation | 0.05 | --> | 0.05 | 0.033 | 4.5 |  | --> | 0.0475 | 0 | 0 | 0.052518 | 0 |  | --> | C11 ex MALLOW | Mallow [T41,T42] | MALLOW |  | 52.1286 | -8.6497
MV/LV Substation O2***816Z |  | 10 kV | _ | LV | 50 kVA :Pole Substation | 0.05 | --> | 0.05 | 0 | 0 | Constrained,otherwise capacity available =50kVA. | --> | 0.0475 | 0 | 0 | 0.05 | 0 |  | --> | C14 ex SWORDS | Swords [T41,T42] | GLASMORE |  | 53.4445 | -6.2522
MV/LV Substation OA***005 |  | 20 kV | _ | LV | 200 kVA :Kiosk Substation | 0.2 | --> | 0.2 | 0.188 | 1.7 |  | --> | 0.19 | 0 | 0.003705 | 0.20181 | 0 |  | --> | E18 ex NEWPORT | Newport [T421] | CARROWBEG |  | 53.8858 | -9.5476
MV/LV Substation OA***008Z |  | 10 kV | _ | LV | 200 kVA :Kiosk Substation | 0.2 | --> | 0.2 | 0 | 0 | Constrained,otherwise capacity available =82kVA. | --> | 0.19 | 0 | 0.011115 | 0.21716 | 0 |  | --> | C15 ex RIVERSTOWN | Riverstown [T41,T42] | KILBARRY |  | 51.9337 | -8.3883
MV/LV Substation OA***014Y |  | 20 kV | _ | LV | 200 kVA :Building Structure | 0.2 | --> | 0.2 | 0.199 | 17.8 |  | --> | 0.19 | 0 | 0 | 0.20015 | 0 |  | --> | E13 ex BANOGE | Banoge [T121,T122] | BANOGE |  | 52.6347 | -6.2741
MV/LV Substation OA***016Z |  | 10 kV | _ | LV | 400 kVA :Building Structure | 0.4 | --> | 0.4 | 0 | 0 | Constrained,otherwise capacity available =337kVA. | --> | 0.38 | 0 | 0 | 0.40945 | 0 |  | --> | C34 ex CLONDALKIN | Clondalkin [T41,T42,T44] | INCHICORE 220KV |  | 53.3238 | -6.3685
MV/LV Substation OA***019 |  | 10 kV | _ | LV | 400 kVA :Kiosk Substation | 0.4 | --> | 0.4 | 0 | 0 | Constrained,otherwise capacity available =352kVA. | --> | 0.38 | 0 | 0 | 0.40722 | 0 |  | --> | C15 ex ENNIS NORTH | Ennis North [T41,T42] | ENNIS |  | 52.855 | -8.9902
MV/LV Substation OA***021 |  | 10 kV | _ | LV | 200 kVA :Kiosk Substation | 0.2 | --> | 0.2 | 0.116 | 5.8 |  | --> | 0.19 | 0 | 0.014079 | 0.21237 | 0 |  | --> | C13 ex OAKFIELD | Oakfield [T41,T42] | SLIGO |  | 54.2649 | -8.4991
MV/LV Substation OA***021Y |  | 10 kV | _ | LV | 200 kVA :Kiosk Substation | 0.2 | --> | 0.2 | 0.129 | 3.3 |  | --> | 0.19 | 0 | 0 | 0.2105 | 0 |  | --> | C17 ex GLEBE | Glebe [T41,T42] | RICHMOND |  | 53.7282 | -7.788
MV/LV Substation OA***031X |  | 10 kV | _ | LV | 200 kVA :Kiosk Substation | 0.2 | --> | 0.2 | 0.181 | 0.2 |  | --> | 0.19 | 0 | 0 | 0 | 0 | Constrained,otherwise capacity available =202.9kW. | --> | C16 ex ROSSGEIR | Rossgeir [T41,T42] | LETTERKENNY |  | 54.88 | -7.5769
MV/LV Substation OA***037 |  | 10 kV | _ | LV | 400 kVA :Building Structure | 0.4 | --> | 0.4 | 0.298 | 3 |  | --> | 0.38 | 0 | 0.020007 | 0 | 0 | Constrained,otherwise capacity available =415.2kW. | --> | C15 ex BALLYRAINE | Ballyraine [T41,T42] | LETTERKENNY |  | 54.9548 | -7.7282
MV/LV Substation OA***042 |  | 10 kV | _ | LV | 100 kVA :Pole Substation | 0.1 | --> | 0.1 | 0 | 0 | Constrained,otherwise capacity available =85kVA. | --> | 0.095 | 0 | 0.00741 | 0.10225 | 0 |  | --> | C22 ex MIDLETON | Midleton [T101,T102] | MIDLETON |  | 51.9126 | -8.1856
MV/LV Substation OA***048X |  | 10 kV | _ | LV | 200 kVA :Kiosk Substation | 0.2 | --> | 0.2 | 0 | 0 | Constrained,otherwise capacity available =181kVA. | --> | 0.19 | 0 | 0 | 0.20286 | 0 |  | --> | C16 ex ATHENRY | Athenry [T41,T42] | GALWAY 110KV |  | 53.3067 | -8.7415
MV/LV Substation OA***057 |  | 10 kV | _ | LV | 200 kVA :Pole Substation | 0.2 | --> | 0.2 | 0.13 | 1.7 |  | --> | 0.19 | 0 | 0.006669 | 0.21036 | 0 |  | --> | C20 ex ATHY | Athy [T101,T102] | ATHY |  | 52.9851 | -6.9749
MV/LV Substation OA***057X |  | 10 kV | _ | LV | 200 kVA :Kiosk Substation | 0.2 | --> | 0.2 | 0.144 | 10.9 |  | --> | 0.19 | 0 | 0.009633 | 0.20833 | 0 |  | --> | C18 ex MULLINGAR | Mullingar [T101,T102] | MULLINGAR |  | 53.5216 | -7.3658
MV/LV Substation OA***064 |  | 10 kV | _ | LV | 200 kVA :Kiosk Substation | 0.2 | --> | 0.2 | 0 | 0 | Constrained,otherwise capacity available =140kVA. | --> | 0.19 | 0 | 0.004446 | 0.20891 | 0 |  | --> | C17 ex BALLYBEGGAN | Ballybeggan [T43,T44] | TRALEE |  | 52.2804 | -9.6896
MV/LV Substation OA***065 |  | 10 kV | _ | LV | 400 kVA :Kiosk Substation | 0.4 | --> | 0.4 | 0 | 0 | Constrained,otherwise capacity available =246kVA. | --> | 0.38 | 0 | 0.002223 | 0.42273 | 0 |  | --> | C14 ex ATHLONE | Athlone [T41,T42] | ATHLONE |  | 53.4234 | -7.9715
MV/LV Substation OA***076X |  | 10 kV | _ | LV | 200 kVA :Kiosk Substation | 0.2 | --> | 0.2 | 0 | 0 | Constrained,otherwise capacity available =123kVA. | --> | 0.19 | 0 | 0.003705 | 0.21137 | 0 |  | --> | C14 ex CARRICK ON SHANNON | Carrick On Shannon [T41,T42] | CARRICK ON SHANNON |  | 53.9513 | -8.083
MV/LV Substation OA***077Y |  | 10 kV | _ | LV | 400 kVA :Kiosk Substation | 0.4 | --> | 0.4 | 0 | 0 | Constrained,otherwise capacity available =344kVA. | --> | 0.38 | 0 | 0 | 0.40841 | 0 |  | --> | C21 ex BALLINCOLLIG | Ballincollig [T41,T42] | KILBARRY |  | 51.8837 | -8.5928
MV/LV Substation OA***077Y |  | 10 kV | _ | LV | 400 kVA :Kiosk Substation | 0.4 | --> | 0.4 | 0 | 0 | Constrained,otherwise capacity available =330kVA. | --> | 0.38 | 0 | 0.011115 | 0.41049 | 0 |  | --> | C18 ex MAYFIELD | Mayfield [T41,T42] | KILBARRY |  | 51.9138 | -8.4471
MV/LV Substation OA***083Y |  | 10 kV | _ | LV | 50 kVA :Pole Substation | 0.05 | --> | 0.05 | 0 | 0 | Constrained,otherwise capacity available =27kVA. | --> | 0.0475 | 0 | 0.003705 | 0.053377 | 0 |  | --> | C17 ex BISHOPSTOWN | Bishopstown [T41,T42] | KILBARRY |  | 51.8907 | -8.5604
MV/LV Substation OA***085 |  | 10 kV | _ | LV | 400 kVA :Kiosk Substation | 0.4 | --> | 0.4 | 0 | 0 | Constrained,otherwise capacity available =207kVA. | --> | 0.38 | 0 | 0.020007 | 0.42829 | 0 |  | --> | C21 ex UNIDARE | Unidare [T41,T42] | FINGLAS |  | 53.3959 | -6.2892
MV/LV Substation OA***087 |  | 10 kV | _ | LV | 400 kVA :Kiosk Substation | 0.4 | --> | 0.4 | 0.298 | 11.9 |  | --> | 0.38 | 0 | 0.043719 | 0.4152 | 0 |  | --> | C19 ex SALTHILL | Salthill [T101,T102] | SALTHILL |  | 53.2622 | -9.0777
MV/LV Substation OA***100 |  | 10 kV | _ | LV | 400 kVA :Building Structure | 0.4 | --> | 0.4 | 0.396 | 6 |  | --> | 0.38 | 0 | 0 | 0 | 0 | Constrained,otherwise capacity available =400.6kW. | --> | C12 ex ARDGEEHA | Ardgeeha [T41,T42] | DOON |  | 52.3572 | -7.7022
MV/LV Substation OA***101 |  | 10 kV | _ | LV | 100 kVA :Pole Substation | 0.1 | --> | 0.1 | 0 | 0 | Constrained,otherwise capacity available =78kVA. | --> | 0.095 | 0 | 0.009633 | 0.10329 | 0 |  | --> | C17 ex POLLERTON | Pollerton [T41,T42] | CARLOW |  | 52.8476 | -6.9155
MV/LV Substation OA***104 |  | 10 kV | _ | LV | 630 kVA :Building Structure | 0.63 | --> | 0.63 | 0.441 | 8.1 |  | --> | 0.5985 | 0 | 0.075582 | 0.5 | 0 |  | --> | C26 ex MILLTOWN (DR) | Milltown (dr) [T101,T102] | INCHICORE 220KV |  | 53.2924 | -6.2623
MV/LV Substation OA***112X |  | 10 kV | _ | LV | 400 kVA :Kiosk Substation | 0.4 | --> | 0.4 | 0 | 0 | Constrained,otherwise capacity available =285kVA. | --> | 0.38 | 0 | 0.002964 | 0.4171 | 0 |  | --> | C15 ex CASTLETROY | Castletroy [T41,T42] | ARDNACRUSHA |  | 52.6699 | -8.558
MV/LV Substation OA***114X |  | 10 kV | _ | LV | 1000 kVA :Building Structure | 1 | --> | 1 | 0.5 | 19.8 |  | --> | 0.95 | 0 | 0 | 0.5 | 0 |  | --> | C13 ex TANEY | Taney [T101,T102] | CARRICKMINES |  | 53.2859 | -6.2358
MV/LV Substation OA***118X |  | 10 kV | _ | LV | 200 kVA :Kiosk Substation | 0.2 | --> | 0.2 | 0.179 | 5.8 |  | --> | 0.19 | 0 | 0 | 0.20316 | 0 |  | --> | C11 ex OAKFIELD | Oakfield [T41,T42] | SLIGO |  | 54.2549 | -8.4726
MV/LV Substation OA***119X |  | 10 kV | _ | LV | 200 kVA :Kiosk Substation | 0.2 | --> | 0.2 | 0.171 | 0.9 |  | --> | 0.19 | 0 | 0.004446 | 0.20436 | 0 |  | --> | C16 ex KENMARE | Kenmare [T42] | KNOCKEARAGH |  | 51.8846 | -9.5742
MV/LV Substation OA***122X |  | 20 kV | _ | LV | 400 kVA :Kiosk Substation | 0.4 | --> | 0.4 | 0 | 0 | Constrained,otherwise capacity available =349kVA. | --> | 0.38 | 0 | 0 | 0 | 0 | Constrained,otherwise capacity available =407.7kW. | --> | E17 ex FOXHOLE | Foxhole [T421,T422] | DUNGARVAN |  | 51.9546 | -7.868
MV/LV Substation OA***131X |  | 10 kV | _ | LV | 630 kVA :Kiosk Substation | 0.63 | --> | 0.63 | 0.493 | 1.6 |  | --> | 0.5985 | 0 | 0.017784 | 0 | 0 | Constrained,otherwise capacity available =500kW. | --> | C18 ex BUNDORAN | Bundoran [T41,T42] | CATHALEENS FALL |  | 54.4512 | -8.2885
MV/LV Substation OA***144Z |  | 10 kV | _ | LV | 630 kVA :Building Structure | 0.63 | --> | 0.63 | 0 | 0 | Constrained,otherwise capacity available =435kVA. | --> | 0.5985 | 0 | 0.03705 | 0.5 | 0 |  | --> | C34 ex CLONDALKIN | Clondalkin [T41,T42,T44] | INCHICORE 220KV |  | 53.3263 | -6.3724
MV/LV Substation OA***151Z |  | 10 kV | _ | LV | 200 kVA :Kiosk Substation | 0.2 | --> | 0.2 | 0 | 0 | Constrained,otherwise capacity available =126kVA. | --> | 0.19 | 0 | 0.013338 | 0.21094 | 0 |  | --> | C23 ex GORESBRIDGE | Goresbridge [T41,T42] | KILKENNY |  | 52.6786 | -7.0245
MV/LV Substation OA***156 |  | 10 kV | _ | LV | 630 kVA :Building Structure | 0.63 | --> | 0.63 | 0.417 | 3.3 |  | --> | 0.5985 | 0 | 0.015561 | 0.5 | 0 |  | --> | C19 ex PEMBROKE | Pembroke [T41,T42,T43,T44] | RINGSEND |  | 53.3312 | -6.2221
MV/LV Substation OA***161 |  | 10 kV | _ | LV | 400 kVA :Kiosk Substation | 0.4 | --> | 0.4 | 0 | 0 | Constrained,otherwise capacity available =386kVA. | --> | 0.38 | 0 | 0.003705 | 0.40212 | 0 |  | --> | C11 ex COOLCORCORAN | Coolcorcoran [T41,T42] | KNOCKEARAGH |  | 52.0592 | -9.4862
MV/LV Substation OA***167Y |  | 10 kV | _ | LV | 400 kVA :Kiosk Substation | 0.4 | --> | 0.4 | 0 | 0 | Constrained,otherwise capacity available =288kVA. | --> | 0.38 | 0 | 0.008151 | 0.41666 | 0 |  | --> | C19 ex DOUGLAS | Douglas [T41,T42] | TRABEG |  | 51.8902 | -8.4134
MV/LV Substation OA***168 |  | 10 kV | _ | LV | 400 kVA :Kiosk Substation | 0.4 | --> | 0.4 | 0 | 0 | Constrained,otherwise capacity available =331kVA. | --> | 0.38 | 0 | 0 | 0.41034 | 0 |  | --> | C11 ex COOLCORCORAN | Coolcorcoran [T41,T42] | KNOCKEARAGH |  | 52.0627 | -9.4928
MV/LV Substation OA***181X |  | 10 kV | _ | LV | 400 kVA :Kiosk Substation | 0.4 | --> | 0.4 | 0 | 0 | Constrained,otherwise capacity available =376kVA. | --> | 0.38 | 0 | 0 | 0.40363 | 0 |  | --> | C18 ex BALLYBEGGAN | Ballybeggan [T43,T44] | TRALEE |  | 52.2861 | -9.6793
MV/LV Substation OA***191Y |  | 20 kV | _ | LV | 200 kVA :Kiosk Substation | 0.2 | --> | 0.2 | 0 | 0 | Constrained,otherwise capacity available =159kVA. | --> | 0.19 | 0 | 0.010374 | 0.20613 | 0 |  | --> | E21 ex CURRALEIGH | Curraleigh [T421,T422] | KILBARRY |  | 51.9247 | -8.6045
MV/LV Substation OA***209 |  | 10 kV | _ | LV | 630 kVA :Kiosk Substation | 0.63 | --> | 0.63 | 0.263 | 8.1 |  | --> | 0.5985 | 0 | 0.040014 | 0.5 | 0 |  | --> | C13 ex MILLTOWN (DR) | Milltown (dr) [T101,T102] | POOLBEG |  | 53.3229 | -6.2554
MV/LV Substation OA***211Y |  | 10 kV | _ | LV | 50 kVA :Pole Substation | 0.05 | --> | 0.05 | 0 | 0 | Constrained,otherwise capacity available =20kVA. | --> | 0.0475 | 0 | 0.003705 | 0.054359 | 0 |  | --> | C17 ex DEERPARK | Deerpark [T41,T42] | BALLYDINE |  | 52.3541 | -7.4113
MV/LV Substation OA***214X |  | 10 kV | _ | LV | 200 kVA :Kiosk Substation | 0.2 | --> | 0.2 | 0 | 0 | Constrained,otherwise capacity available =85kVA. | --> | 0.19 | 0 | 0.004446 | 0 | 0 | Constrained,otherwise capacity available =216.7kW. | --> | C21 ex PALLAS | Pallas [T41,T42] | PORTLAOISE |  | 53.0381 | -7.3126
MV/LV Substation OA***215Y |  | 20 kV | _ | LV | 400 kVA :Kiosk Substation | 0.4 | --> | 0.4 | 0.369 | 2.5 |  | --> | 0.38 | 0 | 0 | 0.40468 | 0 |  | --> | E11 ex BAGENALSTOWN | Bagenalstown [T421,T422] | CARLOW |  | 52.6987 | -6.9797
MV/LV Substation OA***218X |  | 20 kV | _ | LV | 50 kVA :Pole Substation | 0.05 | --> | 0.05 | 0.049 | 1.1 |  | --> | 0.0475 | 0 | 0 | 0.050152 | 0 |  | --> | C17 ex GILLOGUE | Gillogue [T41,T42] | ARDNACRUSHA |  | 52.7193 | -8.5681
MV/LV Substation OA***219X |  | 10 kV | _ | LV | 400 kVA :Kiosk Substation | 0.4 | --> | 0.4 | 0 | 0 | Constrained,otherwise capacity available =281kVA. | --> | 0.38 | 0 | 0.001482 | 0.41768 | 0 |  | --> | C18 ex PALMERSTOWN | Palmerstown [T41,T42] | FINGLAS |  | 53.3491 | -6.3762
MV/LV Substation OA***221X |  | 10 kV | _ | LV | 630 kVA :Kiosk Substation | 0.63 | --> | 0.63 | 0 | 0 | Constrained,otherwise capacity available =500kVA. | --> | 0.5985 | 0 | 0 | 0.5 | 0 |  | --> | C15 ex TRIM | Trim [T41,T42] | NAVAN |  | 53.5655 | -6.7932
MV/LV Substation OA***222X |  | 10 kV | _ | LV | 630 kVA :Kiosk Substation | 0.63 | --> | 0.63 | 0 | 0 | Constrained,otherwise capacity available =500kVA. | --> | 0.5985 | 0 | 0.018525 | 0.5 | 0 |  | --> | C15 ex TRIM | Trim [T41,T42] | NAVAN |  | 53.5658 | -6.797
MV/LV Substation OA***223X |  | 10 kV | _ | LV | 630 kVA :Kiosk Substation | 0.63 | --> | 0.63 | 0 | 0 | Constrained,otherwise capacity available =500kVA. | --> | 0.5985 | 0 | 0 | 0.5 | 0 |  | --> | C15 ex TRIM | Trim [T41,T42] | NAVAN |  | 53.5665 | -6.8002
MV/LV Substation OA***239X |  | 10 kV | _ | LV | 400 kVA :Kiosk Substation | 0.4 | --> | 0.4 | 0 | 0 | Constrained,otherwise capacity available =178kVA. | --> | 0.38 | 0 | 0.038532 | 0.43236 | 0 |  | --> | C19 ex CLONDALKIN | Clondalkin [T41,T42,T44] | INCHICORE 220KV |  | 53.3134 | -6.4032
MV/LV Substation OA***250 |  | 10 kV | _ | LV | 400 kVA :Kiosk Substation | 0.4 | --> | 0.4 | 0 | 0 | Constrained,otherwise capacity available =274kVA. | --> | 0.38 | 0 | 0.025194 | 0.41869 | 0 |  | --> | C17 ex GRANGE (SR) | Grange (sr) [T41,T42] | BUTLERSTOWN |  | 52.2426 | -7.0807
MV/LV Substation OA***254X |  | 10 kV | _ | LV | 400 kVA :Kiosk Substation | 0.4 | --> | 0.4 | 0 | 0 | Constrained,otherwise capacity available =358kVA. | --> | 0.38 | 0 | 0.011856 | 0.40633 | 0 |  | --> | C17 ex BALLYBEGGAN | Ballybeggan [T43,T44] | TRALEE |  | 52.2797 | -9.6897
MV/LV Substation OA***256Y |  | 10 kV | _ | LV | 200 kVA :Kiosk Substation | 0.2 | --> | 0.2 | 0 | 0 | Constrained,otherwise capacity available =118kVA. | --> | 0.19 | 0 | 0.016302 | 0.21208 | 0 |  | --> | C22 ex MIDLETON | Midleton [T101,T102] | MIDLETON |  | 51.9031 | -8.1653
MV/LV Substation OA***258X |  | 10 kV | _ | LV | 400 kVA :Kiosk Substation | 0.4 | --> | 0.4 | 0 | 0 | Constrained,otherwise capacity available =318kVA. | --> | 0.38 | 0 | 0.00741 | 0.41226 | 0 |  | --> | C15 ex MOUNTGORRY | Mountgorry [T41,T42] | GRANGE (DR) |  | 53.4572 | -6.2186
MV/LV Substation OA***261Y |  | 10 kV | _ | LV | 50 kVA :Pole Substation | 0.05 | --> | 0.05 | 0.034 | 3.4 |  | --> | 0.0475 | 0 | 0.002964 | 0.052373 | 0 |  | --> | C19 ex GLENGOOLE | Glengoole [T41] | THURLES |  | 52.5852 | -7.5411
MV/LV Substation OA***272Y |  | 20 kV | _ | LV | 100 kVA :Pole Substation | 0.1 | --> | 0.1 | 0 | 0 | Constrained,otherwise capacity available =76kVA. | --> | 0.095 | 0 | 0.002223 | 0.10358 | 0 |  | --> | E17 ex CREAGH | Creagh [T421,T422] | ATHLONE |  | 53.3169 | -8.2096
MV/LV Substation OA***273X |  | 10 kV | _ | LV | 400 kVA :Kiosk Substation | 0.4 | --> | 0.4 | 0.295 | 0.3 |  | --> | 0.38 | 0 | 0.008892 | 0.41564 | 0 |  | --> | C14 ex SANTRY | Santry [T41,T42] | FINGLAS |  | 53.3958 | -6.2408
MV/LV Substation OA***291Y |  | 20 kV | _ | LV | 50 kVA :Pole Substation | 0.05 | --> | 0.05 | 0 | 0 | Constrained,otherwise capacity available =40kVA. | --> | 0.0475 | 0 | 0.00741 | 0.051496 | 0 |  | --> | E11 ex CAVAN | Cavan [T42,T421] | SHANKILL |  | 54.0462 | -7.3195
MV/LV Substation OA***292 |  | 10 kV | _ | LV | 400 kVA :Kiosk Substation | 0.4 | --> | 0.4 | 0.283 | 1 |  | --> | 0.38 | 0 | 0.012597 | 0.41739 | 0 |  | --> | C25 ex TYCOR | Tycor [T41,T42] | WATERFORD |  | 52.2618 | -7.1402
MV/LV Substation OA***294Y |  | 10 kV | _ | LV | 400 kVA :Kiosk Substation | 0.4 | --> | 0.4 | 0 | 0 | Constrained,otherwise capacity available =295kVA. | --> | 0.38 | 0 | 0.03705 | 0.41564 | 0 |  | --> | C13 ex DOCK ROAD | Dock Road [T41,T42] | LIMERICK |  | 52.6334 | -8.6682
MV/LV Substation OA***297 |  | 10 kV | _ | LV | 400 kVA :Building Structure | 0.4 | --> | 0.4 | 0.4 | 1.4 |  | --> | 0.38 | 0 | 0 | 0.4 | 0 |  | --> | C20 ex RINEANNA | Rineanna [T41,T42] | DRUMLINE |  | 52.7131 | -8.8742
MV/LV Substation OA***298 |  | 10 kV | _ | LV | 400 kVA :Kiosk Substation | 0.4 | --> | 0.4 | 0 | 0 | Constrained,otherwise capacity available =328kVA. | --> | 0.38 | 0 | 0.009633 | 0.41079 | 0 |  | --> | C13 ex LOUGHLINSTOWN | Loughlinstown [T41,T42] | CARRICKMINES |  | 53.2518 | -6.1309
MV/LV Substation OA***298Z |  | 10 kV | _ | LV | 400 kVA :Kiosk Substation | 0.4 | --> | 0.4 | 0 | 0 | Constrained,otherwise capacity available =333kVA. | --> | 0.38 | 0 | 0.003705 | 0 | 0 | Constrained,otherwise capacity available =410kW. | --> | E20 ex BLESSINGTON | Blessington [T421,T422] | KILTEEL |  | 53.1755 | -6.5314
MV/LV Substation OA***313X |  | 20 kV | _ | LV | 200 kVA :Kiosk Substation | 0.2 | --> | 0.2 | 0 | 0 | Constrained,otherwise capacity available =136kVA. | --> | 0.19 | 0 | 0.011856 | 0.20949 | 0 |  | --> | E21 ex CURRALEIGH | Curraleigh [T421,T422] | KILBARRY |  | 51.9236 | -8.6042
MV/LV Substation OA***330X |  | 10 kV | _ | LV | 200 kVA :Kiosk Substation | 0.2 | --> | 0.2 | 0.168 | 0.3 |  | --> | 0.19 | 0 | 0 | 0.2048 | 0 |  | --> | C17 ex SANTRY | Santry [T41,T42] | FINGLAS |  | 53.3991 | -6.2438
MV/LV Substation OA***330X |  | 10 kV | _ | LV | 400 kVA :Kiosk Substation | 0.4 | --> | 0.4 | 0 | 0 | Constrained,otherwise capacity available =320kVA. | --> | 0.38 | 0 | 0.011115 | 0.41197 | 0 |  | --> | C17 ex BALLYBEGGAN | Ballybeggan [T43,T44] | TRALEE |  | 52.2784 | -9.6936
MV/LV Substation OA***335Y |  | 10 kV | _ | LV | 400 kVA :Kiosk Substation | 0.4 | --> | 0.4 | 0.332 | 18.7 |  | --> | 0.38 | 0 | 0.009633 | 0.4102 | 0 |  | --> | C22 ex ARKLOW | Arklow [T101,T102] | ARKLOW |  | 52.7939 | -6.1708
MV/LV Substation OA***358X |  | 10 kV | _ | LV | 630 kVA :Building Structure | 0.63 | --> | 0.63 | 0 | 0 | Constrained,otherwise capacity available =500kVA. | --> | 0.5985 | 0 | 0 | 0.5 | 0 |  | --> | C15 ex TRIM | Trim [T41,T42] | NAVAN |  | 53.5663 | -6.7981
MV/LV Substation OA***358Z |  | 10 kV | _ | LV | 400 kVA :Kiosk Substation | 0.4 | --> | 0.4 | 0 | 0 | Constrained,otherwise capacity available =278kVA. | --> | 0.38 | 0 | 0.011856 | 0.41811 | 0 |  | --> | C11 ex NAAS | Naas [T41,T42] | KILTEEL |  | 53.2099 | -6.6464
MV/LV Substation OA***360X |  | 10 kV | _ | LV | 200 kVA :Kiosk Substation | 0.2 | --> | 0.2 | 0 | 0 | Constrained,otherwise capacity available =108kVA. | --> | 0.19 | 0 | 0.010374 | 0.21351 | 0 |  | --> | C18 ex PALMERSTOWN | Palmerstown [T41,T42] | FINGLAS |  | 53.3487 | -6.3725
MV/LV Substation OA***364Z |  | 20 kV | _ | LV | 200 kVA :Kiosk Substation | 0.2 | --> | 0.2 | 0.087 | 0.1 |  | --> | 0.19 | 0 | 0.017784 | 0.21646 | 0 |  | --> | E12 ex KILCULLEN | Kilcullen [T41,T42,T424] | STRATFORD |  | 53.0475 | -6.8302
MV/LV Substation OA***369X |  | 10 kV | _ | LV | 200 kVA :Kiosk Substation | 0.2 | --> | 0.2 | 0 | 0 | Constrained,otherwise capacity available =108kVA. | --> | 0.19 | 0 | 0.008151 | 0.21351 | 0 |  | --> | C18 ex PALMERSTOWN | Palmerstown [T41,T42] | FINGLAS |  | 53.3485 | -6.37
MV/LV Substation OA***386X |  | 10 kV | _ | LV | 400 kVA :Kiosk Substation | 0.4 | --> | 0.4 | 0 | 0 | Constrained,otherwise capacity available =244kVA. | --> | 0.38 | 0 | 0.027417 | 0.42302 | 0 |  | --> | C18 ex LIFFEY VALLEY | Liffey Valley [T41,T42] | INCHICORE 220KV |  | 53.3448 | -6.3924
MV/LV Substation OA***395X |  | 10 kV | _ | LV | 200 kVA :Building Structure | 0.2 | --> | 0.2 | 0 | 0 | Constrained,otherwise capacity available =122kVA. | --> | 0.19 | 0 | 0 | 0.21151 | 0 |  | --> | C34 ex CLONDALKIN | Clondalkin [T41,T42,T44] | INCHICORE 220KV |  | 53.3253 | -6.3933
MV/LV Substation OA***4019 |  | 10 kV | _ | LV | 200 kVA :Pole Substation | 0.2 | --> | 0.2 | 0.193 | 0.4 |  | --> | 0.19 | 0 | 0 | 0 | 0 | Constrained,otherwise capacity available =201.1kW. | --> | C13 ex SWINFORD | Swinford [T41,T42] | CASTLEBAR |  | 53.9006 | -9.0506
MV/LV Substation OA***4032 |  | 10 kV | _ | LV | 400 kVA :Kiosk Substation | 0.4 | --> | 0.4 | 0.4 | 1.4 |  | --> | 0.38 | 0 | 0 | 0.4 | 0 |  | --> | C11 ex RINEANNA | Rineanna [T41,T42] | DRUMLINE |  | 52.7075 | -8.8758
MV/LV Substation OA***405Y |  | 10 kV | _ | LV | 400 kVA :Kiosk Substation | 0.4 | --> | 0.4 | 0.239 | 18.8 |  | --> | 0.38 | 0 | 0.020007 | 0.42374 | 0 |  | --> | E11 ex HARTNETTS CROSS | Hartnetts Cross [T121,T422] | HARTNETTS CROSS |  | 51.9094 | -8.9638
MV/LV Substation OA***4154 |  | 10 kV | _ | LV | 200 kVA :Kiosk Substation | 0.2 | --> | 0.2 | 0.16 | 3 |  | --> | 0.19 | 0 | 0.021489 | 0.20598 | 0 |  | --> | C18 ex RAMSTOWN | Ramstown [T41,T42] | CRANE |  | 52.6691 | -6.301
MV/LV Substation OA***4165 |  | 10 kV | _ | LV | 400 kVA :Building Structure | 0.4 | --> | 0.4 | 0 | 0 | Constrained,otherwise capacity available =400kVA. | --> | 0.38 | 0 | 0 | 0.4 | 0 |  | --> | C34 ex CLONDALKIN | Clondalkin [T41,T42,T44] | INCHICORE 220KV |  | 53.3238 | -6.3686
MV/LV Substation OA***4177 |  | 20 kV | _ | LV | 200 kVA :Kiosk Substation | 0.2 | --> | 0.2 | 0 | 0 | Constrained,otherwise capacity available =200kVA. | --> | 0.19 | 0 | 0 | 0.2 | 0 |  | --> | E20 ex COLLOONEY | Collooney [T421,T422] | SLIGO |  | 54.2089 | -8.5113
MV/LV Substation OA***4195 |  | 10 kV | _ | LV | 630 kVA :Kiosk Substation | 0.63 | --> | 0.63 | 0.5 | 2.8 |  | --> | 0.5985 | 0 | 0 | 0.5 | 0 |  | --> | C23 ex MOUNT MERRION | Mount Merrion [T41,T42] | CARRICKMINES |  | 53.292 | -6.2067
MV/LV Substation OA***4213 |  | 20 kV | _ | LV | 400 kVA :Kiosk Substation | 0.4 | --> | 0.4 | 0 | 0 | Constrained,otherwise capacity available =322kVA. | --> | 0.38 | 0 | 0.010374 | 0.41167 | 0 |  | --> | E14 ex EDENDERRY | Edenderry [T421,T422] | BLAKE |  | 53.3407 | -6.9447
MV/LV Substation OA***4232 |  | 10 kV | _ | LV | 630 kVA :Kiosk Substation | 0.63 | --> | 0.63 | 0 | 0 | Constrained,otherwise capacity available =486kVA. | --> | 0.5985 | 0 | 0.30751 | 0.5 | 0 |  | --> | C11 ex NAAS | Naas [T41,T42] | KILTEEL |  | 53.2043 | -6.6564
MV/LV Substation OA***4257 |  | 20 kV | _ | LV | 400 kVA :Kiosk Substation | 0.4 | --> | 0.4 | 0 | 0 | Constrained,otherwise capacity available =378kVA. | --> | 0.38 | 0 | 0.017784 | 0.40333 | 0 |  | --> | E20 ex EDENDERRY | Edenderry [T421,T422] | BLAKE |  | 53.333 | -7.0644
MV/LV Substation OA***4312 |  | 10 kV | _ | LV | 400 kVA :Kiosk Substation | 0.4 | --> | 0.4 | 0 | 0 | Constrained,otherwise capacity available =341kVA. | --> | 0.38 | 0 | 0.002223 | 0.40886 | 0 |  | --> | C13 ex MALAHIDE | Malahide [T41,T42] | GLASMORE |  | 53.437 | -6.1671
MV/LV Substation OA***4332 |  | 20 kV | _ | LV | 400 kVA :Kiosk Substation | 0.4 | --> | 0.4 | 0.4 | 3.5 |  | --> | 0.38 | 0 | 0 | 0 | 0 | Constrained,otherwise capacity available =400kW. | --> | E12 ex DUNFIRTH | Dunfirth [T122] | DUNFIRTH |  | 53.4137 | -6.8192
MV/LV Substation OA***4351 |  | 10 kV | _ | LV | 400 kVA :Kiosk Substation | 0.4 | --> | 0.4 | 0 | 0 | Constrained,otherwise capacity available =364kVA. | --> | 0.38 | 0 | 0.097071 | 0.40543 | 0 |  | --> | C20 ex KILDARE | Kildare [T41,T42] | NEWBRIDGE |  | 53.1668 | -6.9144
MV/LV Substation OA***4403 |  | 10 kV | _ | LV | 630 kVA :Kiosk Substation | 0.63 | --> | 0.63 | 0 | 0 | Constrained,otherwise capacity available =500kVA. | --> | 0.5985 | 0 | 0.050388 | 0.5 | 0 |  | --> | C20 ex KILDARE | Kildare [T41,T42] | NEWBRIDGE |  | 53.166 | -6.9164
MV/LV Substation OA***440Y |  | 20 kV | _ | LV | 50 kVA :Pole Substation | 0.05 | --> | 0.05 | 0.028 | 5.9 |  | --> | 0.0475 | 0 | 0 | 0.053235 | 0 |  | --> | C14 ex CASHEL | Cashel [T41,T42] | CAHIR |  | 52.5589 | -7.8488
MV/LV Substation OA***443Z |  | 10 kV | _ | LV | 400 kVA :Building Structure | 0.4 | --> | 0.4 | 0 | 0 | Constrained,otherwise capacity available =400kVA. | --> | 0.38 | 0 | 0 | 0.4 | 0 |  | --> | C34 ex CLONDALKIN | Clondalkin [T41,T42,T44] | INCHICORE 220KV |  | 53.3253 | -6.3942
MV/LV Substation OA***458Z |  | 10 kV | _ | LV | 400 kVA :Kiosk Substation | 0.4 | --> | 0.4 | 0 | 0 | Constrained,otherwise capacity available =270kVA. | --> | 0.38 | 0 | 0.005187 | 0.41927 | 0 |  | --> | C11 ex NAAS | Naas [T41,T42] | KILTEEL |  | 53.2084 | -6.6503
MV/LV Substation OA***460X |  | 10 kV | _ | LV | 200 kVA :Pole Substation | 0.2 | --> | 0.2 | 0.163 | 0.7 |  | --> | 0.19 | 0 | 0 | 0.20554 | 0 |  | --> | C24 ex MULLAGH | Mullagh [T44] | MEATH HILL |  | 53.7558 | -6.8837
MV/LV Substation OA***463 |  | 20 kV | _ | LV | 100 kVA :Pole Substation | 0.1 | --> | 0.1 | 0.076 | 3 |  | --> | 0.095 | 0 | 0 | 0 | 0 | Constrained,otherwise capacity available =103.6kW. | --> | E14 ex CHARLEVILLE | Charleville [T421,T422] | CHARLEVILLE |  | 52.3306 | -8.7523
MV/LV Substation OA***484Y |  | 10 kV | _ | LV | 200 kVA :Kiosk Substation | 0.2 | --> | 0.2 | 0 | 0 | Constrained,otherwise capacity available =145kVA. | --> | 0.19 | 0 | 0.005928 | 0.20818 | 0 |  | --> | C21 ex BALLINDERRY | Ballinderry [T41,T422] | MULLINGAR |  | 53.5159 | -7.3315
MV/LV Substation OA***484Y |  | 20 kV | _ | LV | 50 kVA :Pole Substation | 0.05 | --> | 0.05 | 0.05 | 16.1 |  | --> | 0.0475 | 0 | 0 | 0.05 | 0 |  | --> | E21 ex WEXFORD | Wexford [T121,T122] | WEXFORD |  | 52.3498 | -6.5115
MV/LV Substation OA***490Y |  | 20 kV | _ | LV | 200 kVA :Pole Substation | 0.2 | --> | 0.2 | 0 | 0 | Constrained,otherwise capacity available =197kVA. | --> | 0.19 | 0 | 0 | 0.20045 | 0 |  | --> | C18 ex CLONES | Clones [T41,T42] | SHANKILL |  | 54.1224 | -7.2512
MV/LV Substation OA***503X |  | 10 kV | _ | LV | 200 kVA :Pole Substation | 0.2 | --> | 0.2 | 0 | 0 | Constrained,otherwise capacity available =161kVA. | --> | 0.19 | 0 | 0 | 0.20584 | 0 |  | --> | C12 ex BALLAGHADERREEN | Ballaghaderreen [T41,T42] | TONROE |  | 53.8974 | -8.5807
MV/LV Substation OA***532X |  | 10 kV | _ | LV | 400 kVA :Kiosk Substation | 0.4 | --> | 0.4 | 0.337 | 13.5 |  | --> | 0.38 | 0 | 0.05187 | 0.40945 | 0 |  | --> | C17 ex ENNIS | Ennis [T101,T102] | ENNIS |  | 52.8568 | -8.9696
MV/LV Substation OA***534X |  | 10 kV | _ | LV | 200 kVA :Kiosk Substation | 0.2 | --> | 0.2 | 0.125 | 6 |  | --> | 0.19 | 0 | 0.05928 | 0.21108 | 0 |  | --> | C23 ex PELLETSTOWN | Pelletstown [T101,T102] | FINGLAS |  | 53.3765 | -6.3809
MV/LV Substation OA***536Y |  | 10 kV | _ | LV | 400 kVA :Kiosk Substation | 0.4 | --> | 0.4 | 0 | 0 | Constrained,otherwise capacity available =278kVA. | --> | 0.38 | 0 | 0.003705 | 0.41811 | 0 |  | --> | C20 ex RAHEEN | Raheen [T41,T42] | LIMERICK |  | 52.6282 | -8.6418
MV/LV Substation OA***548X |  | 10 kV | _ | LV | 400 kVA :Kiosk Substation | 0.4 | --> | 0.4 | 0 | 0 | Constrained,otherwise capacity available =363kVA. | --> | 0.38 | 0 | 0.010374 | 0.40558 | 0 |  | --> | C15 ex CARRICK ON SHANNON | Carrick On Shannon [T41,T42] | CARRICK ON SHANNON |  | 53.9824 | -8.1589
MV/LV Substation OA***560Y |  | 20 kV | _ | LV | 200 kVA :Kiosk Substation | 0.2 | --> | 0.2 | 0.151 | 4.4 |  | --> | 0.19 | 0 | 0.002964 | 0.20731 | 0 |  | --> | E13 ex CRANE | Crane [T122] | CRANE |  | 52.444 | -6.4793
MV/LV Substation OA***567Y |  | 10 kV | _ | LV | 400 kVA :Kiosk Substation | 0.4 | --> | 0.4 | 0 | 0 | Constrained,otherwise capacity available =372kVA. | --> | 0.38 | 0 | 0.005187 | 0 | 0 | Constrained,otherwise capacity available =404.2kW. | --> | C20 ex TEMPLEMORE | Templemore [T41,T42] | IKERRIN |  | 52.8024 | -7.827
MV/LV Substation OA***582X |  | 10 kV | _ | LV | 50 kVA :Pole Substation | 0.05 | --> | 0.05 | 0 | 0 | Constrained,otherwise capacity available =2kVA. | --> | 0.0475 | 0 | 0 | 0 | 0 | Constrained,otherwise capacity available =56.8kW. | --> | C20 ex KNOCKMULLEN | Knockmullen [T42,T421] | GREAT ISLAND |  | 52.3829 | -6.9505
MV/LV Substation OA***587X |  | 10 kV | _ | LV | 400 kVA :Kiosk Substation | 0.4 | --> | 0.4 | 0 | 0 | Constrained,otherwise capacity available =347kVA. | --> | 0.38 | 0 | 0.003705 | 0.40797 | 0 |  | --> | C12 ex COOLCORCORAN | Coolcorcoran [T41,T42] | KNOCKEARAGH |  | 52.0703 | -9.5139
MV/LV Substation OA***611Y |  | 10 kV | _ | LV | 630 kVA :Kiosk Substation | 0.63 | --> | 0.63 | 0.5 | 5.7 |  | --> | 0.5985 | 0 | 0.025194 | 0.5 | 0 |  | --> | C11 ex RAMPARTS | Ramparts [T41,T42] | DUNDALK |  | 53.9993 | -6.3937
MV/LV Substation OA***613Y |  | 20 kV | _ | LV | 400 kVA :Kiosk Substation | 0.4 | --> | 0.4 | 0.311 | 3.5 |  | --> | 0.38 | 0 | 0.026676 | 0 | 0 | Constrained,otherwise capacity available =413.3kW. | --> | E12 ex DUNFIRTH | Dunfirth [T122] | DUNFIRTH |  | 53.4572 | -6.9238
MV/LV Substation OA***623 |  | 10 kV | _ | LV | 200 kVA :Kiosk Substation | 0.2 | --> | 0.2 | 0 | 0 | Constrained,otherwise capacity available =117kVA. | --> | 0.19 | 0 | 0.011115 | 0.21223 | 0 |  | --> | C17 ex CLONDALKIN | Clondalkin [T41,T42,T44] | INCHICORE 220KV |  | 53.3281 | -6.4045
MV/LV Substation OA***623 |  | 10 kV | _ | LV | 400 kVA :Building Structure | 0.4 | --> | 0.4 | 0.4 | 2.4 |  | --> | 0.38 | 0 | 0 | 0.4 | 0 |  | --> | C18 ex GRAIGUE | Graigue [T41,T42] | CARLOW |  | 52.8656 | -6.9125
MV/LV Substation OA***624 |  | 10 kV | _ | LV | 50 kVA :Pole Substation | 0.05 | --> | 0.05 | 0.04 | 2.4 |  | --> | 0.0475 | 0 | 0 | 0.051496 | 0 |  | --> | C18 ex GRAIGUE | Graigue [T41,T42] | CARLOW |  | 52.8606 | -6.9107
MV/LV Substation OA***624X |  | 10 kV | _ | LV | 200 kVA :Kiosk Substation | 0.2 | --> | 0.2 | 0 | 0 | Constrained,otherwise capacity available =88kVA. | --> | 0.19 | 0 | 0.013338 | 0.21632 | 0 |  | --> | C21 ex KILBARRY | Kilbarry [T101,T43] | KILBARRY |  | 51.9191 | -8.4865
MV/LV Substation OA***641X |  | 10 kV | _ | LV | 200 kVA :Kiosk Substation | 0.2 | --> | 0.2 | 0 | 0 | Constrained,otherwise capacity available =150kVA. | --> | 0.19 | 0 | 0 | 0.20745 | 0 |  | --> | C11 ex CASTLECOMER | Castlecomer [T41,T42] | BALLYRAGGET |  | 52.796 | -7.2129
MV/LV Substation OA***657 |  | 10 kV | _ | LV | 400 kVA :Kiosk Substation | 0.4 | --> | 0.4 | 0.3 | 4 |  | --> | 0.38 | 0 | 0.034827 | 0.41491 | 0 |  | --> | C19 ex BALLINCLEA | Ballinclea [T41] | CHERRYWOOD |  | 53.2684 | -6.1267
MV/LV Substation OA***670 |  | 10 kV | _ | LV | 400 kVA :Kiosk Substation | 0.4 | --> | 0.4 | 0 | 0 | Constrained,otherwise capacity available =313kVA. | --> | 0.38 | 0 | 0.02223 | 0.413 | 0 |  | --> | C18 ex ORANMORE | Oranmore [T41,T44] | GALWAY 110KV |  | 53.2751 | -8.929
MV/LV Substation OA***671X |  | 10 kV | _ | LV | 400 kVA :Kiosk Substation | 0.4 | --> | 0.4 | 0.375 | 6.2 |  | --> | 0.38 | 0 | 0 | 0.40378 | 0 |  | --> | C20 ex CAHIR | Cahir [T41,T42] | CAHIR |  | 52.3727 | -7.9327
MV/LV Substation OA***689 |  | 10 kV | _ | LV | 400 kVA :Kiosk Substation | 0.4 | --> | 0.4 | 0.341 | 13.8 |  | --> | 0.38 | 0 | 0.017043 | 0.40886 | 0 |  | --> | C21 ex SINGLAND | Singland [T101,T102] | SINGLAND |  | 52.6585 | -8.5903
MV/LV Substation OA***693 |  | 10 kV | _ | LV | 100 kVA :Pole Substation | 0.1 | --> | 0.1 | 0.077 | 0.4 |  | --> | 0.095 | 0 | 0 | 0 | 0 | Constrained,otherwise capacity available =103.4kW. | --> | C13 ex SWINFORD | Swinford [T41,T42] | CASTLEBAR |  | 53.9391 | -8.9575
MV/LV Substation OA***694Y |  | 10 kV | _ | LV | 400 kVA :Kiosk Substation | 0.4 | --> | 0.4 | 0.311 | 0.9 |  | --> | 0.38 | 0 | 0.012597 | 0.41329 | 0 |  | --> | C16 ex COES ROAD | Coes Road [T41,T42] | DUNDALK |  | 54.0006 | -6.3912
MV/LV Substation OA***707 |  | 10 kV | _ | LV | 200 kVA :Pole Substation | 0.2 | --> | 0.2 | 0 | 0 | Constrained,otherwise capacity available =123kVA. | --> | 0.19 | 0 | 0.015561 | 0.21137 | 0 |  | --> | C17 ex POLLERTON | Pollerton [T41,T42] | CARLOW |  | 52.8461 | -6.9172
MV/LV Substation OA***734 |  | 10 kV | _ | LV | 50 kVA :Pole Substation | 0.05 | --> | 0.05 | 0.037 | 5.6 |  | --> | 0.0475 | 0 | 0 | 0.051937 | 0 |  | --> | C11 ex KILCOOLE | Kilcoole [T41,T42] | FASSAROE |  | 53.0714 | -6.0686
MV/LV Substation OA***736X |  | 10 kV | _ | LV | 400 kVA :Building Structure | 0.4 | --> | 0.4 | 0 | 0 | Constrained,otherwise capacity available =340kVA. | --> | 0.38 | 0 | 0 | 0.40901 | 0 |  | --> | C16 ex COOLCORCORAN | Coolcorcoran [T41,T42] | KNOCKEARAGH |  | 52.0633 | -9.5152
MV/LV Substation OA***756Y |  | 10 kV | _ | LV | 200 kVA :Kiosk Substation | 0.2 | --> | 0.2 | 0.153 | 9.5 |  | --> | 0.19 | 0 | 0.003705 | 0.20701 | 0 |  | --> | C13 ex BANDON | Bandon [T101,T42] | BANDON |  | 51.7407 | -8.7513
MV/LV Substation OA***764Y |  | 10 kV | _ | LV | 400 kVA :Kiosk Substation | 0.4 | --> | 0.4 | 0 | 0 | Constrained,otherwise capacity available =321kVA. | --> | 0.38 | 0 | 0.01482 | 0.41182 | 0 |  | --> | C15 ex RIVERSTOWN | Riverstown [T41,T42] | KILBARRY |  | 51.9327 | -8.3896
MV/LV Substation OA***783Y |  | 20 kV | _ | LV | 400 kVA :Kiosk Substation | 0.4 | --> | 0.4 | 0 | 0 | Constrained,otherwise capacity available =297kVA. | --> | 0.38 | 0 | 0.015561 | 0.41535 | 0 |  | --> | E15 ex ACADEMY STREET | Academy Street [T421,T422,T44] | NAVAN |  | 53.638 | -6.6698
MV/LV Substation OA***785Y |  | 10 kV | _ | LV | 630 kVA :Kiosk Substation | 0.63 | --> | 0.63 | 0 | 0 | Constrained,otherwise capacity available =500kVA. | --> | 0.5985 | 0 | 0 | 0.5 | 0 |  | --> | C19 ex CLONMINCH | Clonminch [T41,T422] | THORNSBERRY |  | 53.2697 | -7.4842
MV/LV Substation OA***787 |  | 10 kV | _ | LV | 200 kVA :Kiosk Substation | 0.2 | --> | 0.2 | 0 | 0 | Constrained,otherwise capacity available =173kVA. | --> | 0.19 | 0 | 0.004446 | 0.20406 | 0 |  | --> | C12 ex GREYSTONES | Greystones [T41,T42] | FASSAROE |  | 53.1477 | -6.0766
MV/LV Substation OA***796Y |  | 10 kV | _ | LV | 400 kVA :Kiosk Substation | 0.4 | --> | 0.4 | 0.351 | 8.2 |  | --> | 0.38 | 0 | 0.002223 | 0.40737 | 0 |  | --> | C12 ex MOUNT MISERY | Mount Misery [T41,T42] | WATERFORD |  | 52.2721 | -7.0989
MV/LV Substation OA***799X |  | 10 kV | _ | LV | 400 kVA :Kiosk Substation | 0.4 | --> | 0.4 | 0 | 0 | Constrained,otherwise capacity available =110kVA. | --> | 0.38 | 0 | 0.041496 | 0.44174 | 0 |  | --> | C22 ex OLDBAWN | Oldbawn [T41,T42] | COOKSTOWN |  | 53.2726 | -6.3386
MV/LV Substation OA***809Y |  | 10 kV | _ | LV | 400 kVA :Kiosk Substation | 0.4 | --> | 0.4 | 0.341 | 4.2 |  | --> | 0.38 | 0 | 0 | 0 | 0 | Constrained,otherwise capacity available =408.9kW. | --> | C13 ex CHURCHTOWN | Churchtown [T41] | RATHKEALE |  | 52.4573 | -9.053
MV/LV Substation OA***811Y |  | 20 kV | _ | LV | 50 kVA :Pole Substation | 0.05 | --> | 0.05 | 0 | 0 | Constrained,otherwise capacity available =40kVA. | --> | 0.0475 | 0 | 0.002964 | 0.051496 | 0 |  | --> | E17 ex ACADEMY STREET | Academy Street [T421,T422,T44] | NAVAN |  | 53.6065 | -6.7692
MV/LV Substation OA***815Y |  | 10 kV | _ | LV | 400 kVA :Kiosk Substation | 0.4 | --> | 0.4 | 0 | 0 | Constrained,otherwise capacity available =358kVA. | --> | 0.38 | 0 | 0 | 0.40633 | 0 |  | --> | C16 ex BALLINACURRA | Ballinacurra [T41,T42] | LIMERICK |  | 52.638 | -8.6379
MV/LV Substation OA***825Z |  | 20 kV | _ | LV | 400 kVA :Kiosk Substation | 0.4 | --> | 0.4 | 0.315 | 0.4 |  | --> | 0.38 | 0 | 0.006669 | 0.41271 | 0 |  | --> | E15 ex TULLOW | Tullow [T421,T422] | CARLOW |  | 52.8069 | -6.7337
MV/LV Substation OA***835Z |  | 10 kV | _ | LV | 200 kVA :Kiosk Substation | 0.2 | --> | 0.2 | 0 | 0 | Constrained,otherwise capacity available =124kVA. | --> | 0.19 | 0 | 0.011856 | 0.21122 | 0 |  | --> | C18 ex KILDARE | Kildare [T41,T42] | NEWBRIDGE |  | 53.1532 | -6.91
MV/LV Substation OA***840 |  | 10 kV | _ | LV | 200 kVA :Kiosk Substation | 0.2 | --> | 0.2 | 0 | 0 | Constrained,otherwise capacity available =101kVA. | --> | 0.19 | 0 | 0.017784 | 0.2145 | 0 |  | --> | C11 ex CASTLECOMER | Castlecomer [T41,T42] | BALLYRAGGET |  | 52.7974 | -7.2117
MV/LV Substation OA***840 |  | 20 kV | _ | LV | 400 kVA :Kiosk Substation | 0.4 | --> | 0.4 | 0.394 | 0.9 |  | --> | 0.38 | 0 | 0.004446 | 0.40091 | 0 |  | --> | E19 ex KENMARE | Kenmare [T421] | KNOCKEARAGH |  | 51.8908 | -9.5831
MV/LV Substation OA***840Y |  | 10 kV | _ | LV | 630 kVA :Kiosk Substation | 0.63 | --> | 0.63 | 0.5 | 3.3 |  | --> | 0.5985 | 0 | 0.00741 | 0.5 | 0 |  | --> | C17 ex GLEBE | Glebe [T41,T42] | RICHMOND |  | 53.7302 | -7.7762
MV/LV Substation OA***848Y |  | 10 kV | _ | LV | 200 kVA :Kiosk Substation | 0.2 | --> | 0.2 | 0.151 | 4.2 |  | --> | 0.19 | 0 | 0.001482 | 0 | 0 | Constrained,otherwise capacity available =207.3kW. | --> | C13 ex CHURCHTOWN | Churchtown [T41] | RATHKEALE |  | 52.4538 | -9.049
MV/LV Substation OA***863 |  | 10 kV | _ | LV | 200 kVA :Pole Substation | 0.2 | --> | 0.2 | 0 | 0 | Constrained,otherwise capacity available =142kVA. | --> | 0.19 | 0 | 0.00741 | 0.20862 | 0 |  | --> | C15 ex TRIM | Trim [T41,T42] | NAVAN |  | 53.5707 | -6.832
MV/LV Substation OA***865Y |  | 10 kV | _ | LV | 400 kVA :Kiosk Substation | 0.4 | --> | 0.4 | 0 | 0 | Constrained,otherwise capacity available =355kVA. | --> | 0.38 | 0 | 0 | 0.40677 | 0 |  | --> | C17 ex ROSCOMMON | Roscommon [T41,T42] | LANESBORO |  | 53.6242 | -8.1664
MV/LV Substation OA***883X |  | 10 kV | _ | LV | 400 kVA :Kiosk Substation | 0.4 | --> | 0.4 | 0 | 0 | Constrained,otherwise capacity available =344kVA. | --> | 0.38 | 0 | 0.002964 | 0 | 0 | Constrained,otherwise capacity available =408.4kW. | --> | C19 ex KNOCKAPHUNTA | Knockaphunta [T41,T42] | CASTLEBAR |  | 53.8398 | -9.3282
MV/LV Substation OA***921Y |  | 10 kV | _ | LV | 50 kVA :Pole Substation | 0.05 | --> | 0.05 | 0 | 0 | Constrained,otherwise capacity available =26kVA. | --> | 0.0475 | 0 | 0 | 0.053518 | 0 |  | --> | C14 ex GORESBRIDGE | Goresbridge [T41,T42] | KILKENNY |  | 52.6056 | -6.9355
MV/LV Substation OA***928 |  | 10 kV | _ | LV | 200 kVA :Kiosk Substation | 0.2 | --> | 0.2 | 0.116 | 4.5 |  | --> | 0.19 | 0 | 0.028899 | 0.21237 | 0 |  | --> | C14 ex BOGHALL ROAD | Boghall Road [T41,T42] | FASSAROE |  | 53.184 | -6.1096
MV/LV Substation OA***941 |  | 10 kV | _ | LV | 200 kVA :Kiosk Substation | 0.2 | --> | 0.2 | 0.14 | 2.4 |  | --> | 0.19 | 0 | 0.002223 | 0.20891 | 0 |  | --> | C18 ex GRAIGUE | Graigue [T41,T42] | CARLOW |  | 52.8416 | -6.9439
MV/LV Substation OA***941Y |  | 10 kV | _ | LV | 200 kVA :Kiosk Substation | 0.2 | --> | 0.2 | 0.155 | 4 |  | --> | 0.19 | 0 | 0.003705 | 0.20672 | 0 |  | --> | C18 ex BALLYJAMESDUFF | Ballyjamesduff [T41,T42] | SHANKILL |  | 53.866 | -7.2069
MV/LV Substation OA***944 |  | 10 kV | _ | LV | 200 kVA :Pole Substation | 0.2 | --> | 0.2 | 0.174 | 4.4 |  | --> | 0.19 | 0 | 0.003705 | 0.20391 | 0 |  | --> | C18 ex KINGSCOURT | Kingscourt [T41,T42] | MEATH HILL |  | 53.9137 | -6.807
MV/LV Substation OA***957X |  | 10 kV | _ | LV | 200 kVA :Kiosk Substation | 0.2 | --> | 0.2 | 0 | 0 | Constrained,otherwise capacity available =118kVA. | --> | 0.19 | 0 | 0.004446 | 0.21208 | 0 |  | --> | C11 ex POLLERTON | Pollerton [T41,T42] | CARLOW |  | 52.8463 | -6.8947
MV/LV Substation OA***974 |  | 10 kV | _ | LV | 630 kVA :Kiosk Substation | 0.63 | --> | 0.63 | 0.5 | 5.8 |  | --> | 0.5985 | 0 | 0 | 0.5 | 0 |  | --> | C12 ex OAKFIELD | Oakfield [T41,T42] | SLIGO |  | 54.2571 | -8.4965
MV/LV Substation OA***993X |  | 20 kV | _ | LV | 100 kVA :Pole Substation | 0.1 | --> | 0.1 | 0.056 | 16.1 |  | --> | 0.095 | 0 | 0.002964 | 0.10647 | 0 |  | --> | E21 ex WEXFORD | Wexford [T121,T122] | WEXFORD |  | 52.3872 | -6.4488
MV/LV Substation OB***041X |  | 20 kV | _ | LV | 200 kVA :Pole Substation | 0.2 | --> | 0.2 | 0.175 | 1.8 |  | --> | 0.19 | 0 | 0 | 0.20376 | 0 |  | --> | E13 ex BIRDHILL | Birdhill [T421,T422] | ARDNACRUSHA |  | 52.7547 | -8.4981
MV/LV Substation OB***042 |  | 10 kV | _ | LV | 400 kVA :Building Structure | 0.4 | --> | 0.4 | 0.185 | 2.8 |  | --> | 0.38 | 0 | 0.01482 | 0.43138 | 0 |  | --> | C16 ex KILROSS ROAD | Kilross Road [T42] | TIPPERARY |  | 52.4728 | -8.1655
MV/LV Substation OB***162Z |  | 10 kV | _ | LV | 200 kVA :Pole Substation | 0.2 | --> | 0.2 | 0.188 | 1.4 |  | --> | 0.19 | 0 | 0 | 0.20181 | 0 |  | --> | E18 ex KILLINICK | Killinick [T421,T422] | WEXFORD |  | 52.2736 | -6.3981
MV/LV Substation OB***172Y |  | 10 kV | _ | LV | 50 kVA :Pole Substation | 0.05 | --> | 0.05 | 0 | 0 | Constrained,otherwise capacity available =50kVA. | --> | 0.0475 | 0 | 0 | 0.05 | 0 |  | --> | C16 ex BLAKE | Blake [T41,T42] | BLAKE |  | 53.2608 | -6.8768
MV/LV Substation OB***192Y |  | 10 kV | _ | LV | 630 kVA :Building Structure | 0.63 | --> | 0.63 | 0.426 | 6 |  | --> | 0.5985 | 0 | 0 | 0.5 | 0 |  | --> | C14 ex TRABEG | Trabeg [T101,T102] | TRABEG |  | 51.8744 | -8.4719
MV/LV Substation OB***279Y |  | 10 kV | _ | LV | 100 kVA :Pole Substation | 0.1 | --> | 0.1 | 0.094 | 0.3 |  | --> | 0.095 | 0 | 0 | 0.10091 | 0 |  | --> | C11 ex BALLYMOTE | Ballymote [T41] | SLIGO |  | 54.0497 | -8.6047
MV/LV Substation OB***300Y |  | 20 kV | _ | LV | 100 kVA :Pole Substation | 0.1 | --> | 0.1 | 0 | 0 | Constrained,otherwise capacity available =83kVA. | --> | 0.095 | 0 | 0 | 0.10255 | 0 |  | --> | E11 ex ACADEMY STREET | Academy Street [T421,T422,T44] | NAVAN |  | 53.5782 | -6.5476
MV/LV Substation OB***4004 |  | 10 kV | _ | LV | 50 kVA :Pole Substation | 0.05 | --> | 0.05 | 0 | 0 | Constrained,otherwise capacity available =50kVA. | --> | 0.0475 | 0 | 0 | 0 | 0 | Constrained,otherwise capacity available =50kW. | --> | C20 ex KNOCKMULLEN | Knockmullen [T42,T421] | GREAT ISLAND |  | 52.3798 | -6.9585
MV/LV Substation OB***4173 |  | 20 kV | _ | LV | 100 kVA :Pole Substation | 0.1 | --> | 0.1 | 0 | 0 | Constrained,otherwise capacity available =89kVA. | --> | 0.095 | 0 | 0 | 0 | 0 | Constrained,otherwise capacity available =101.7kW. | --> | C13 ex CLOYNE | Cloyne [T41] | MIDLETON |  | 51.876 | -8.0832
MV/LV Substation OB***4387 |  | 20 kV | _ | LV | 200 kVA :Pole Substation | 0.2 | --> | 0.2 | 0 | 0 | Constrained,otherwise capacity available =200kVA. | --> | 0.19 | 0 | 0 | 0.2 | 0 |  | --> | E18 ex GLASMORE | Glasmore [T421,T422] | GLASMORE |  | 53.5512 | -6.1891
MV/LV Substation OB***446 |  | 20 kV | _ | LV | 200 kVA :Pole Substation | 0.2 | --> | 0.2 | 0 | 0 | Constrained,otherwise capacity available =88kVA. | --> | 0.19 | 0 | 0 | 0.21632 | 0 |  | --> | E17 ex GURRANEBANE | Gurranebane [T421,T422] | OUGHTRAGH |  | 51.9383 | -10.2391
MV/LV Substation OB***478 |  | 20 kV | _ | LV | 50 kVA :Pole Substation | 0.05 | --> | 0.05 | 0 | 0 | Constrained,otherwise capacity available =36kVA. | --> | 0.0475 | 0 | 0.006669 | 0.052083 | 0 |  | --> | C12 ex SPIDDAL | Spiddal [T42] | SCREEB |  | 53.2476 | -9.307
MV/LV Substation OB***480 |  | 10 kV | _ | LV | 50 kVA :Pole Substation | 0.05 | --> | 0.05 | 0.013 | 1.3 |  | --> | 0.0475 | 0 | 0 | 0.05532 | 0 |  | --> | C26 ex CLIFDEN | Clifden [T41,T42] | SCREEB |  | 53.4885 | -9.9994
MV/LV Substation OB***540 |  | 10 kV | _ | LV | 50 kVA :Pole Substation | 0.05 | --> | 0.05 | 0.049 | 0.9 |  | --> | 0.0475 | 0 | 0 | 0.050152 | 0 |  | --> | C12 ex WOODFORD | Woodford [T41,T42] | KNOCKEARAGH |  | 52.013 | -9.3627
MV/LV Substation OB***541 |  | 20 kV | _ | LV | 50 kVA :Pole Substation | 0.05 | --> | 0.05 | 0.033 | 1.3 |  | --> | 0.0475 | 0 | 0.003705 | 0.052518 | 0 |  | --> | C24 ex CLIFDEN | Clifden [T41,T42] | SCREEB |  | 53.5485 | -10.1184
MV/LV Substation OB***552X |  | 20 kV | _ | LV | 100 kVA :Pole Substation | 0.1 | --> | 0.1 | 0 | 0 | Constrained,otherwise capacity available =89kVA. | --> | 0.095 | 0 | 0 | 0.10166 | 0 |  | --> | E18 ex GLASMORE | Glasmore [T421,T422] | GLASMORE |  | 53.5415 | -6.1913
MV/LV Substation OB***580 |  | 20 kV | _ | LV | 200 kVA :Pole Substation | 0.2 | --> | 0.2 | 0.195 | 0.4 |  | --> | 0.19 | 0 | 0 | 0.20076 | 0 |  | --> | C16 ex CARRAROE | Carraroe [T42] | SCREEB |  | 53.2654 | -9.5936
MV/LV Substation OB***610X |  | 10 kV | _ | LV | 50 kVA :Pole Substation | 0.05 | --> | 0.05 | 0 | 0 | Constrained,otherwise capacity available =45kVA. | --> | 0.0475 | 0 | 0.003705 | 0.050753 | 0 |  | --> | C24 ex BISHOPSTOWN | Bishopstown [T41,T42] | KILBARRY |  | 51.8768 | -8.5645
MV/LV Substation OB***694 |  | 20 kV | _ | LV | 50 kVA :Pole Substation | 0.05 | --> | 0.05 | 0 | 0 | Constrained,otherwise capacity available =40kVA. | --> | 0.0475 | 0 | 0 | 0.051496 | 0 |  | --> | E18 ex GLASMORE | Glasmore [T421,T422] | GLASMORE |  | 53.544 | -6.1977
MV/LV Substation OB***751 |  | 10 kV | _ | LV | 50 kVA :Pole Substation | 0.05 | --> | 0.05 | 0.041 | 6.5 |  | --> | 0.0475 | 0 | 0.003705 | 0.051348 | 0 |  | --> | C17 ex OUGHTERARD | Oughterard [T41,T42] | SCREEB |  | 53.4254 | -9.3424
MV/LV Substation OB***759X |  | 10 kV | _ | LV | 630 kVA :Building Structure | 0.63 | --> | 0.63 | 0.5 | 3 |  | --> | 0.5985 | 0 | 0 | 0.5 | 0 |  | --> | C37 ex INCHICORE CENTRAL | Inchicore Central [T43,T45] | INCHICORE 220KV |  | 53.3361 | -6.3254
MV/LV Substation OB***791 |  | 10 kV | _ | LV | 200 kVA :Kiosk Substation | 0.2 | --> | 0.2 | 0.143 | 1.5 |  | --> | 0.19 | 0 | 0.008892 | 0.20848 | 0 |  | --> | C11 ex MONKSTOWN | Monkstown [T41,T42] | BLACKROCK |  | 53.2892 | -6.1889
MV/LV Substation OB***792 |  | 10 kV | _ | LV | 200 kVA :Kiosk Substation | 0.2 | --> | 0.2 | 0.125 | 1.5 |  | --> | 0.19 | 0 | 0.010374 | 0.21108 | 0 |  | --> | C11 ex MONKSTOWN | Monkstown [T41,T42] | BLACKROCK |  | 53.2871 | -6.1874
MV/LV Substation OB***809 |  | 10 kV | _ | LV | 400 kVA :Kiosk Substation | 0.4 | --> | 0.4 | 0.303 | 1.5 |  | --> | 0.38 | 0 | 0.022971 | 0.41447 | 0 |  | --> | C11 ex MONKSTOWN | Monkstown [T41,T42] | BLACKROCK |  | 53.2896 | -6.1863
MV/LV Substation OB***825Y |  | 20 kV | _ | LV | 50 kVA :Pole Substation | 0.05 | --> | 0.05 | 0 | 0 | Constrained,otherwise capacity available =50kVA. | --> | 0.0475 | 0 | 0 | 0.05 | 0 |  | --> | C17 ex DRYBRIDGE | Drybridge [T41,T42] | DRYBRIDGE |  | 53.7359 | -6.4592
MV/LV Substation OB***936 |  | 20 kV | _ | LV | 100 kVA :Pole Substation | 0.1 | --> | 0.1 | 0 | 0 | Constrained,otherwise capacity available =92kVA. | --> | 0.095 | 0 | 0 | 0.10121 | 0 |  | --> | E18 ex GLASMORE | Glasmore [T421,T422] | GLASMORE |  | 53.5497 | -6.1899
MV/LV Substation OB***953 |  | 10 kV | _ | LV | 100 kVA :Pole Substation | 0.1 | --> | 0.1 | 0 | 0 | Constrained,otherwise capacity available =57kVA. | --> | 0.095 | 0 | 0.03705 | 0.10633 | 0 |  | --> | C15 ex STICKILLEN | Stickillen [T41,T42] | DRYBRIDGE |  | 53.8387 | -6.5523
MV/LV Substation OC***002 |  | 10 kV | _ | LV | 630 kVA :Kiosk Substation | 0.63 | --> | 0.63 | 0 | 0 | Constrained,otherwise capacity available =303kVA. | --> | 0.5985 | 0 | 0 | 0.5 | 0 |  | --> | C17 ex CLONMINCH | Clonminch [T41,T422] | THORNSBERRY |  | 53.2747 | -7.4918
MV/LV Substation OC***003 |  | 10 kV | _ | LV | 400 kVA :Kiosk Substation | 0.4 | --> | 0.4 | 0.24 | 1.1 |  | --> | 0.38 | 0 | 0.01482 | 0.42359 | 0 |  | --> | C16 ex KILKEE | Kilkee [T41] | TULLABRACK |  | 52.6787 | -9.6415
MV/LV Substation OC***005 |  | 10 kV | _ | LV | 400 kVA :Kiosk Substation | 0.4 | --> | 0.4 | 0 | 0 | Constrained,otherwise capacity available =148kVA. | --> | 0.38 | 0 | 0.010374 | 0.43653 | 0 |  | --> | C11 ex KILBARRY | Kilbarry [T101,T43] | KILBARRY |  | 51.908 | -8.4749
MV/LV Substation OC***012X |  | 10 kV | _ | LV | 400 kVA :Kiosk Substation | 0.4 | --> | 0.4 | 0.376 | 1.6 |  | --> | 0.38 | 0 | 0 | 0 | 0 | Constrained,otherwise capacity available =403.6kW. | --> | C13 ex BUNDORAN | Bundoran [T41,T42] | CATHALEENS FALL |  | 54.4768 | -8.2854
MV/LV Substation OC***022 |  | 10 kV | _ | LV | 630 kVA :Kiosk Substation | 0.63 | --> | 0.63 | 0.5 | 1.1 |  | --> | 0.5985 | 0 | 0 | 0.5 | 0 |  | --> | C16 ex KILKEE | Kilkee [T41] | TULLABRACK |  | 52.6845 | -9.6471
MV/LV Substation OC***024 |  | 10 kV | _ | LV | 1000 kVA :Building Structure | 1 | --> | 1 | 0.5 | 4 |  | --> | 0.95 | 0 | 0 | 0.5 | 0 |  | --> | C22 ex WOLFE TONE STREET | Wolfe Tone Street [T101,T102] | FINGLAS |  | 53.3504 | -6.2604
MV/LV Substation OC***085X |  | 10 kV | _ | LV | 200 kVA :Kiosk Substation | 0.2 | --> | 0.2 | 0.134 | 5.8 |  | --> | 0.19 | 0 | 0.00741 | 0.20978 | 0 |  | --> | C20 ex OAKFIELD | Oakfield [T41,T42] | SLIGO |  | 54.2752 | -8.5118
MV/LV Substation OC***089Y |  | 10 kV | _ | LV | 200 kVA :Pole Substation | 0.2 | --> | 0.2 | 0 | 0 | Constrained,otherwise capacity available =196kVA. | --> | 0.19 | 0 | 0 | 0 | 0 | Constrained,otherwise capacity available =200.6kW. | --> | C12 ex MOUNTRATH | Mountrath [T41,T42] | PORTLAOISE |  | 53.0523 | -7.42
MV/LV Substation OC***181Y |  | 20 kV | _ | LV | 1000 kVA :Building Structure | 1 | --> | 1 | 0.5 | 17.8 |  | --> | 0.95 | 0 | 0 | 0.5 | 0 |  | --> | E13 ex BANOGE | Banoge [T121,T122] | BANOGE |  | 52.6447 | -6.2306
MV/LV Substation OC***194X |  | 10 kV | _ | LV | 200 kVA :Kiosk Substation | 0.2 | --> | 0.2 | 0 | 0 | Constrained,otherwise capacity available =142kVA. | --> | 0.19 | 0 | 0.002964 | 0.20862 | 0 |  | --> | C21 ex ENNISTYMON | Ennistymon [T41,T42] | ENNIS |  | 52.924 | -9.3466
MV/LV Substation OC***223X |  | 10 kV | _ | LV | 630 kVA :Building Structure | 0.63 | --> | 0.63 | 0 | 0 | Constrained,otherwise capacity available =500kVA. | --> | 0.5985 | 0 | 0.02964 | 0.5 | 0 |  | --> | C28 ex CLONDALKIN | Clondalkin [T41,T42,T44] | INCHICORE 220KV |  | 53.3307 | -6.393
MV/LV Substation OC***295Y |  | 10 kV | _ | LV | 630 kVA :Building Structure | 0.63 | --> | 0.63 | 0.5 | 9.1 |  | --> | 0.5985 | 0 | 0 | 0.5 | 0 |  | --> | C19 ex CENTRE PARK ROAD | Marina [T105,T106] | MARINA |  | 51.8999 | -8.4685
MV/LV Substation OC***332 |  | 10 kV | _ | LV | 400 kVA :Kiosk Substation | 0.4 | --> | 0.4 | 0.264 | 11.9 |  | --> | 0.38 | 0 | 0.036309 | 0.42014 | 0 |  | --> | C24 ex SALTHILL | Salthill [T101,T102] | SALTHILL |  | 53.2579 | -9.0909
MV/LV Substation OC***336X |  | 20 kV | _ | LV | 50 kVA :Pole Substation | 0.05 | --> | 0.05 | 0.044 | 0.4 |  | --> | 0.0475 | 0 | 0 | 0.050903 | 0 |  | --> | C16 ex CARRAROE | Carraroe [T42] | SCREEB |  | 53.2881 | -9.5658
MV/LV Substation OC***363X |  | 20 kV | _ | LV | 630 kVA :Kiosk Substation | 0.63 | --> | 0.63 | 0.5 | 3.6 |  | --> | 0.5985 | 0 | 0 | 0.5 | 0 |  | --> | E20 ex ENNISCRONE | Enniscrone [T421,T422] | MOY |  | 54.2129 | -9.0948
MV/LV Substation OC***404Y |  | 20 kV | _ | LV | 100 kVA :Pole Substation | 0.1 | --> | 0.1 | 0 | 0 | Constrained,otherwise capacity available =58kVA. | --> | 0.095 | 0 | 0 | 0 | 0 | Constrained,otherwise capacity available =106.2kW. | --> | E11 ex CASTLELYONS | Castlelyons [T421,T422] | BARRYMORE |  | 52.0867 | -8.2861
MV/LV Substation OC***4121 |  | 10 kV | _ | LV | 50 kVA :Pole Substation | 0.05 | --> | 0.05 | 0 | 0 | Constrained,otherwise capacity available =50kVA. | --> | 0.0475 | 0 | 0 | 0 | 0 | Constrained,otherwise capacity available =50kW. | --> | C26 ex TINAHASK | Tinahask [T41,T42] | ARKLOW |  | 52.7922 | -6.1511
MV/LV Substation OC***4187 |  | 10 kV | _ | LV | 400 kVA :Building Structure | 0.4 | --> | 0.4 | 0.146 | 4.6 |  | --> | 0.38 | 0 | 0 | 0.41212 | 0 |  | --> | C36 ex CASTLEVIEW | Castleview [T101,T102] | CASTLEVIEW |  | 51.8981 | -8.3325
MV/LV Substation OC***420 |  | 10 kV | _ | LV | 400 kVA :Kiosk Substation | 0.4 | --> | 0.4 | 0.334 | 3.5 |  | --> | 0.38 | 0 | 0 | 0.4099 | 0 |  | --> | C20 ex TRIMMS LANE | Trimms Lane [T41,T42] | SALTHILL |  | 53.2639 | -9.0709
MV/LV Substation OC***4444 |  | 10 kV | _ | LV | 630 kVA :Kiosk Substation | 0.63 | --> | 0.63 | 0.5 | 4.2 |  | --> | 0.5985 | 0 | 0 | 0 | 0 | Constrained,otherwise capacity available =500kW. | --> | C13 ex CHURCHTOWN | Churchtown [T41] | RATHKEALE |  | 52.4586 | -9.0559
MV/LV Substation OC***491 |  | 10 kV | _ | LV | 400 kVA :Kiosk Substation | 0.4 | --> | 0.4 | 0.315 | 3.5 |  | --> | 0.38 | 0 | 0.005187 | 0.41271 | 0 |  | --> | C20 ex TRIMMS LANE | Trimms Lane [T41,T42] | SALTHILL |  | 53.2646 | -9.0697
MV/LV Substation OC***493 |  | 10 kV | _ | LV | 100 kVA :Pole Substation | 0.1 | --> | 0.1 | 0 | 0 | Constrained,otherwise capacity available =92kVA. | --> | 0.095 | 0 | 0 | 0.10121 | 0 |  | --> | C16 ex CLAREGALWAY | Claregalway [T42,T421] | GALWAY 110KV |  | 53.3953 | -8.8751
MV/LV Substation OC***541X |  | 10 kV | _ | LV | 200 kVA :Pole Substation | 0.2 | --> | 0.2 | 0.155 | 1.4 |  | --> | 0.19 | 0 | 0.008151 | 0.20672 | 0 |  | --> | C14 ex KELLS | Kells [T41,T42] | NAVAN |  | 53.7634 | -6.839
MV/LV Substation OC***544X |  | 10 kV | _ | LV | 400 kVA :Kiosk Substation | 0.4 | --> | 0.4 | 0.371 | 1.1 |  | --> | 0.38 | 0 | 0.003705 | 0.40438 | 0 |  | --> | C16 ex KILKEE | Kilkee [T41] | TULLABRACK |  | 52.6855 | -9.6493
MV/LV Substation OC***615 |  | 10 kV | _ | LV | 630 kVA :Kiosk Substation | 0.63 | --> | 0.63 | 0 | 0 | Constrained,otherwise capacity available =500kVA. | --> | 0.5985 | 0 | 0.003705 | 0 | 0 | Constrained,otherwise capacity available =500kW. | --> | C14 ex DONEGAL | Donegal [T41,T42] | CATHALEENS FALL |  | 54.6587 | -8.1094
MV/LV Substation OC***628X |  | 10 kV | _ | LV | 200 kVA :Kiosk Substation | 0.2 | --> | 0.2 | 0 | 0 | Constrained,otherwise capacity available =167kVA. | --> | 0.19 | 0 | 0.008151 | 0.20495 | 0 |  | --> | C18 ex ORANMORE | Oranmore [T41,T44] | GALWAY 110KV |  | 53.2734 | -8.9329
MV/LV Substation OC***631X |  | 20 kV | _ | LV | 100 kVA :Pole Substation | 0.1 | --> | 0.1 | 0 | 0 | Constrained,otherwise capacity available =98kVA. | --> | 0.095 | 0 | 0 | 0.1003 | 0 |  | --> | E12 ex GURRANEBANE | Gurranebane [T421,T422] | OUGHTRAGH |  | 51.9619 | -10.18
MV/LV Substation OC***653X |  | 10 kV | _ | LV | 400 kVA :Kiosk Substation | 0.4 | --> | 0.4 | 0 | 0 | Constrained,otherwise capacity available =361kVA. | --> | 0.38 | 0 | 0.008151 | 0.40588 | 0 |  | --> | C17 ex STICKILLEN | Stickillen [T41,T42] | DRYBRIDGE |  | 53.8586 | -6.5342
MV/LV Substation OC***686 |  | 20 kV | _ | LV | 200 kVA :Pole Substation | 0.2 | --> | 0.2 | 0 | 0 | Constrained,otherwise capacity available =175kVA. | --> | 0.19 | 0 | 0.008151 | 0.20376 | 0 |  | --> | C16 ex TULLA | Tulla [T41,T42] | ENNIS |  | 52.8423 | -8.6845
MV/LV Substation OC***840X |  | 10 kV | _ | LV | 100 kVA :Pole Substation | 0.1 | --> | 0.1 | 0 | 0 | Constrained,otherwise capacity available =98kVA. | --> | 0.095 | 0 | 0 | 0.1003 | 0 |  | --> | C19 ex BALLYBAILIE | Ballybailie [T41,T42] | DUNDALK |  | 53.8714 | -6.5344
MV/LV Substation OC***860X |  | 10 kV | _ | LV | 1000 kVA :Building Structure | 1 | --> | 1 | 0.5 | 4 |  | --> | 0.95 | 0 | 0 | 0.5 | 0 |  | --> | C22 ex WOLFE TONE STREET | Wolfe Tone Street [T101,T102] | FINGLAS |  | 53.3504 | -6.2604
MV/LV Substation OC***941X |  | 10 kV | _ | LV | 50 kVA :Pole Substation | 0.05 | --> | 0.05 | 0 | 0 | Constrained,otherwise capacity available =46kVA. | --> | 0.0475 | 0 | 0 | 0.050604 | 0 |  | --> | C21 ex ENNISTYMON | Ennistymon [T41,T42] | ENNIS |  | 52.8727 | -9.3525
MV/LV Substation OC***980Z |  | 20 kV | _ | LV | 100 kVA :Pole Substation | 0.1 | --> | 0.1 | 0.085 | 17.7 |  | --> | 0.095 | 0 | 0 | 0.10225 | 0 |  | --> | E13 ex COOLROE | Coolroe [T121,T122] | COOLROE |  | 51.8446 | -8.6765
MV/LV Substation OD***114X |  | 10 kV | _ | LV | 200 kVA :Pole Substation | 0.2 | --> | 0.2 | 0.188 | 2.4 |  | --> | 0.19 | 0 | 0 | 0.20181 | 0 |  | --> | C18 ex GURTEEN | Gurteen [T41] | TONROE |  | 53.9886 | -8.4879
MV/LV Substation OD***127X |  | 20 kV | _ | LV | 200 kVA :Pole Substation | 0.2 | --> | 0.2 | 0.16 | 0.4 |  | --> | 0.19 | 0 | 0.002964 | 0.20598 | 0 |  | --> | C16 ex CARRAROE | Carraroe [T42] | SCREEB |  | 53.2613 | -9.6047
MV/LV Substation OD***158 |  | 10 kV | _ | LV | 400 kVA :Building Structure | 0.4 | --> | 0.4 | 0 | 0 | Constrained,otherwise capacity available =249kVA. | --> | 0.38 | 0 | 0.008151 | 0.4223 | 0 |  | --> | C11 ex GARRYOWEN | Garryowen [T41,T42] | LIMERICK |  | 52.6501 | -8.6195
MV/LV Substation OD***167 |  | 10 kV | _ | LV | 400 kVA :Building Structure | 0.4 | --> | 0.4 | 0.242 | 1.8 |  | --> | 0.38 | 0 | 0.002223 | 0.42331 | 0 |  | --> | C14 ex MOYLISH | Moylish [T41,T42] | ARDNACRUSHA |  | 52.6728 | -8.631
MV/LV Substation OD***394Y |  | 10 kV | _ | LV | 100 kVA :Pole Substation | 0.1 | --> | 0.1 | 0 | 0 | Constrained,otherwise capacity available =99kVA. | --> | 0.095 | 0 | 0 | 0.10015 | 0 |  | --> | C17 ex HOLYCROSS ROAD | Holycross Road [T41,T42] | THURLES |  | 52.661 | -7.926
MV/LV Substation OD***4005 |  | 20 kV | _ | LV | 50 kVA :Pole Substation | 0.05 | --> | 0.05 | 0.05 | 2.3 |  | --> | 0.0475 | 0 | 0 | 0.05 | 0 |  | --> | E13 ex MOY | Moy [T421,T422] | MOY |  | 54.0021 | -9.1675
MV/LV Substation OD***4034 |  | 20 kV | _ | LV | 50 kVA :Pole Substation | 0.05 | --> | 0.05 | 0.047 | 1.4 |  | --> | 0.0475 | 0 | 0 | 0.050453 | 0 |  | --> | E17 ex KILROSS ROAD | Kilross Road [T421] | TIPPERARY |  | 52.4554 | -8.3328
MV/LV Substation OD***4141 |  | 20 kV | _ | LV | 50 kVA :Pole Substation | 0.05 | --> | 0.05 | 0.05 | 0.2 |  | --> | 0.0475 | 0 | 0 | 0.05 | 0 |  | --> | C16 ex KILSHANNY | Kilshanny [T41,T42] | CAHIR |  | 52.2523 | -8.1928
MV/LV Substation OD***423 |  | 10 kV | _ | LV | 200 kVA :Pole Substation | 0.2 | --> | 0.2 | 0.125 | 2.8 |  | --> | 0.19 | 0 | 0.017043 | 0.21108 | 0 |  | --> | C19 ex RECESS | Recess [T41] | SCREEB |  | 53.3963 | -9.92
MV/LV Substation OD***704 |  | 10 kV | _ | LV | 630 kVA :Building Structure | 0.63 | --> | 0.63 | 0.5 | 13.1 |  | --> | 0.5985 | 0 | 0 | 0.5 | 0 |  | --> | C23 ex MONREAD | Monread [T101,T102] | MONREAD |  | 53.2488 | -6.6668
MV/LV Substation OD***850 |  | 20 kV | _ | LV | 100 kVA :Pole Substation | 0.1 | --> | 0.1 | 0 | 0 | Constrained,otherwise capacity available =75kVA. | --> | 0.095 | 0 | 0 | 0.10373 | 0 |  | --> | C12 ex DUNLEER | Dunleer [T41,T42] | DRYBRIDGE |  | 53.7938 | -6.2458
MV/LV Substation OD***983Z |  | 20 kV | _ | LV | 50 kVA :Pole Substation | 0.05 | --> | 0.05 | 0.05 | 1.4 |  | --> | 0.0475 | 0 | 0 | 0.05 | 0 |  | --> | E20 ex KILLINICK | Killinick [T421,T422] | WEXFORD |  | 52.2343 | -6.5754
MV/LV Substation OF***016 |  | 10 kV | _ | LV | 400 kVA :Kiosk Substation | 0.4 | --> | 0.4 | 0 | 0 | Constrained,otherwise capacity available =219kVA. | --> | 0.38 | 0 | 0.054093 | 0.42659 | 0 |  | --> | C11 ex SUTTON | Sutton [T41,T42] | GRANGE (DR) |  | 53.3911 | -6.098
MV/LV Substation OF***020 |  | 10 kV | _ | LV | 630 kVA :Kiosk Substation | 0.63 | --> | 0.63 | 0 | 0 | Constrained,otherwise capacity available =482kVA. | --> | 0.5985 | 0 | 0 | 0.5 | 0 |  | --> | C19 ex CLONMINCH | Clonminch [T41,T422] | THORNSBERRY |  | 53.2774 | -7.4925
MV/LV Substation OF***047Z |  | 20 kV | _ | LV | 400 kVA :Kiosk Substation | 0.4 | --> | 0.4 | 0 | 0 | Constrained,otherwise capacity available =349kVA. | --> | 0.38 | 0 | 0 | 0.40767 | 0 |  | --> | E15 ex ACADEMY STREET | Academy Street [T421,T422,T44] | NAVAN |  | 53.6341 | -6.6616
MV/LV Substation OF***049 |  | 10 kV | _ | LV | 400 kVA :Kiosk Substation | 0.4 | --> | 0.4 | 0 | 0 | Constrained,otherwise capacity available =325kVA. | --> | 0.38 | 0 | 0.017784 | 0.41123 | 0 |  | --> | C11 ex SUTTON | Sutton [T41,T42] | GRANGE (DR) |  | 53.3843 | -6.0923
MV/LV Substation OF***166 |  | 20 kV | _ | LV | 200 kVA :Pole Substation | 0.2 | --> | 0.2 | 0.2 | 1.6 |  | --> | 0.19 | 0 | 0 | 0.2 | 0 |  | --> | E17 ex CARRIGALLEN | Carrigallen [T421] | CARRICK ON SHANNON |  | 53.9529 | -7.7451
MV/LV Substation OF***215X |  | 10 kV | _ | LV | 400 kVA :Building Structure | 0.4 | --> | 0.4 | 0.363 | 1.6 |  | --> | 0.38 | 0 | 0 | 0 | 0 | Constrained,otherwise capacity available =405.6kW. | --> | C14 ex DERRYBEG | Derrybeg [T41,T42] | ARDNAGAPPARY |  | 55.0654 | -8.2887
MV/LV Substation OF***252 |  | 10 kV | _ | LV | 630 kVA :Building Structure | 0.63 | --> | 0.63 | 0.446 | 2.9 |  | --> | 0.5985 | 0 | 0.00741 | 0.5 | 0 |  | --> | C19 ex BREWERY ROAD | Brewery Road [T41,T42] | CARRICKMINES |  | 53.2756 | -6.2069
MV/LV Substation OF***303 |  | 10 kV | _ | LV | 400 kVA :Kiosk Substation | 0.4 | --> | 0.4 | 0 | 0 | Constrained,otherwise capacity available =283kVA. | --> | 0.38 | 0 | 0.024453 | 0.41739 | 0 |  | --> | C11 ex SUTTON | Sutton [T41,T42] | GRANGE (DR) |  | 53.3859 | -6.0954
MV/LV Substation OF***482 |  | 10 kV | _ | LV | 400 kVA :Kiosk Substation | 0.4 | --> | 0.4 | 0.345 | 1.3 |  | --> | 0.38 | 0 | 0 | 0.40737 | 0 |  | --> | C27 ex CLIFDEN | Clifden [T41,T42] | SCREEB |  | 53.4878 | -10.013
MV/LV Substation OF***604Z |  | 10 kV | _ | LV | 100 kVA :Pole Substation | 0.1 | --> | 0.1 | 0 | 0 | Constrained,otherwise capacity available =97kVA. | --> | 0.095 | 0 | 0 | 0.10045 | 0 |  | --> | C26 ex BISHOPSTOWN | Bishopstown [T41,T42] | KILBARRY |  | 51.8906 | -8.5935
MV/LV Substation OG***092 |  | 20 kV | _ | LV | 50 kVA :Pole Substation | 0.05 | --> | 0.05 | 0.05 | 0.4 |  | --> | 0.0475 | 0 | 0 | 0.05 | 0 |  | --> | C16 ex CARRAROE | Carraroe [T42] | SCREEB |  | 53.1282 | -9.6882
MV/LV Substation OG***261 |  | 10 kV | _ | LV | 50 kVA :Pole Substation | 0.05 | --> | 0.05 | 0.05 | 2.8 |  | --> | 0.0475 | 0 | 0 | 0.05 | 0 |  | --> | C17 ex CASTLEBLAYNEY | Castleblayney [T41,T42] | DUNDALK |  | 54.121 | -6.8139
MV/LV Substation OG***4071 |  | 20 kV | _ | LV | 50 kVA :Pole Substation | 0.05 | --> | 0.05 | 0.05 | 0.3 |  | --> | 0.0475 | 0 | 0 | 0.05 | 0 |  | --> | C17 ex BANAGHER | Banagher [T41,T42] | DALLOW |  | 53.2453 | -8.1761
MV/LV Substation OG***4075 |  | 20 kV | _ | LV | 50 kVA :Pole Substation | 0.05 | --> | 0.05 | 0.044 | 0.5 |  | --> | 0.0475 | 0 | 0.01482 | 0.050903 | 0 |  | --> | E11 ex ARDFINNAN | Ardfinnan [T421] | CAHIR |  | 52.2947 | -8.052
MV/LV Substation OG***4297 |  | 20 kV | _ | LV | 50 kVA :Pole Substation | 0.05 | --> | 0.05 | 0.05 | 1.7 |  | --> | 0.0475 | 0 | 0 | 0.05 | 0 |  | --> | C26 ex ATHY | Athy [T101,T102] | ATHY |  | 53.1259 | -7.0025
MV/LV Substation OG***533X |  | 20 kV | _ | LV | 100 kVA :Pole Substation | 0.1 | --> | 0.1 | 0.099 | 1.6 |  | --> | 0.095 | 0 | 0 | 0.10015 | 0 |  | --> | C16 ex CURRA | Curra [T41] | SOMERSET |  | 53.0221 | -8.3531
MV/LV Substation OG***539 |  | 20 kV | _ | LV | 100 kVA :Pole Substation | 0.1 | --> | 0.1 | 0.09 | 0.3 |  | --> | 0.095 | 0 | 0 | 0.10151 | 0 |  | --> | C17 ex BANAGHER | Banagher [T41,T42] | DALLOW |  | 53.2433 | -8.1638
MV/LV Substation OG***600Y |  | 20 kV | _ | LV | 50 kVA :Pole Substation | 0.05 | --> | 0.05 | 0 | 0 | Constrained,otherwise capacity available =47kVA. | --> | 0.0475 | 0 | 0 | 0.050453 | 0 |  | --> | C20 ex ROSCOMMON | Roscommon [T41,T42] | LANESBORO |  | 53.7771 | -8.2761
MV/LV Substation OG***767Z |  | 10 kV | _ | LV | 400 kVA :Kiosk Substation | 0.4 | --> | 0.4 | 0 | 0 | Constrained,otherwise capacity available =375kVA. | --> | 0.38 | 0 | 0.003705 | 0.40378 | 0 |  | --> | C24 ex GORESBRIDGE | Goresbridge [T41,T42] | KILKENNY |  | 52.6302 | -7.0689
MV/LV Substation OH***030 |  | 10 kV | _ | LV | 630 kVA :Building Structure | 0.63 | --> | 0.63 | 0.38 | 3.5 |  | --> | 0.5985 | 0 | 0.026676 | 0.5 | 0 |  | --> | C14 ex DUNDALK | Dundalk [T41,T42] | DUNDALK |  | 54.009 | -6.4102
MV/LV Substation OH***041 |  | 10 kV | _ | LV | 400 kVA :Kiosk Substation | 0.4 | --> | 0.4 | 0 | 0 | Constrained,otherwise capacity available =328kVA. | --> | 0.38 | 0 | 0 | 0.41079 | 0 |  | --> | C15 ex DEERPARK | Deerpark [T41,T42] | BALLYDINE |  | 52.342 | -7.4165
MV/LV Substation OH***097X |  | 20 kV | _ | LV | 100 kVA :Pole Substation | 0.1 | --> | 0.1 | 0 | 0 | Constrained,otherwise capacity available =95kVA. | --> | 0.095 | 0 | 0 | 0 | 0 | Constrained,otherwise capacity available =100.8kW. | --> | E14 ex BUNCRANA | Buncrana [T421,T422] | TRILLICK |  | 55.1812 | -7.4926
MV/LV Substation OH***141X |  | 10 kV | _ | LV | 50 kVA :Pole Substation | 0.05 | --> | 0.05 | 0.05 | 0.1 |  | --> | 0.0475 | 0 | 0 | 0.05 | 0 |  | --> | C17 ex TUBBERCURRY | Tubbercurry [T41,T42] | TONROE |  | 54.0652 | -8.7622
MV/LV Substation OH***223 |  | 10 kV | _ | LV | 630 kVA :Building Structure | 0.63 | --> | 0.63 | 0.5 | 11.9 |  | --> | 0.5985 | 0 | 0 | 0.5 | 0 |  | --> | C14 ex SALTHILL | Salthill [T101,T102] | SALTHILL |  | 53.274 | -9.0783
MV/LV Substation OH***4175 |  | 20 kV | _ | LV | 100 kVA :Pole Substation | 0.1 | --> | 0.1 | 0 | 0 | Constrained,otherwise capacity available =97kVA. | --> | 0.095 | 0 | 0 | 0.10045 | 0 |  | --> | E17 ex GURRANEBANE | Gurranebane [T421,T422] | OUGHTRAGH |  | 51.9212 | -10.2401
MV/LV Substation OH***786X |  | 20 kV | _ | LV | 50 kVA :Pole Substation | 0.05 | --> | 0.05 | 0 | 0 | Constrained,otherwise capacity available =41kVA. | --> | 0.0475 | 0 | 0 | 0.051348 | 0 |  | --> | E18 ex GURRANEBANE | Gurranebane [T421,T422] | OUGHTRAGH |  | 51.91 | -10.2331
MV/LV Substation OH***949X |  | 10 kV | _ | LV | 630 kVA :Building Structure | 0.63 | --> | 0.63 | 0 | 0 | Constrained,otherwise capacity available =500kVA. | --> | 0.5985 | 0 | 0 | 0.5 | 0 |  | --> | C22 ex FORTUNESTOWN | Fortunestown [T101,T102] | INCHICORE 220KV |  | 53.2926 | -6.442
MV/LV Substation OI***060Y |  | 10 kV | _ | LV | 50 kVA :Pole Substation | 0.05 | --> | 0.05 | 0.047 | 1.9 |  | --> | 0.0475 | 0 | 0 | 0 | 0 | Constrained,otherwise capacity available =50.5kW. | --> | C15 ex MILFORD (MWR) | Milford (mwr) [T41] | CHARLEVILLE |  | 52.3365 | -8.8428
MV/LV Substation OI***144 |  | 10 kV | _ | LV | 50 kVA :Pole Substation | 0.05 | --> | 0.05 | 0 | 0 | Constrained,otherwise capacity available =38kVA. | --> | 0.0475 | 0 | 0 | 0 | 0 | Constrained,otherwise capacity available =51.8kW. | --> | C19 ex MILFORD (NR) | Milford (nr) [T41,T42] | LETTERKENNY |  | 55.0407 | -7.6576
MV/LV Substation OI***176 |  | 20 kV | _ | LV | 50 kVA :Pole Substation | 0.05 | --> | 0.05 | 0.04 | 2.3 |  | --> | 0.0475 | 0 | 0 | 0.051496 | 0 |  | --> | E13 ex AGHADA | Aghada [T721] | N/A |  | 51.8333 | -8.2315
MV/LV Substation OI***192 |  | 20 kV | _ | LV | 100 kVA :Pole Substation | 0.1 | --> | 0.1 | 0.091 | 16.1 |  | --> | 0.095 | 0 | 0 | 0.10136 | 0 |  | --> | E21 ex WEXFORD | Wexford [T121,T122] | WEXFORD |  | 52.4171 | -6.531
MV/LV Substation OI***413X |  | 20 kV | _ | LV | 50 kVA :Pole Substation | 0.05 | --> | 0.05 | 0.042 | 16.1 |  | --> | 0.0475 | 0 | 0 | 0.0512 | 0 |  | --> | E17 ex WEXFORD | Wexford [T121,T122] | WEXFORD |  | 52.3266 | -6.6393
MV/LV Substation OI***4252 |  | 10 kV | _ | LV | 1000 kVA :Building Structure | 1 | --> | 1 | 0 | 0 | Constrained,otherwise capacity available =500kVA. | --> | 0.95 | 0 | 0 | 0.5 | 0 |  | --> | C14 ex BELGARD | Belgard [T41,T42] | COOKSTOWN |  | 53.2929 | -6.368
MV/LV Substation OI***443 |  | 20 kV | _ | LV | 200 kVA :Pole Substation | 0.2 | --> | 0.2 | 0.13 | 16.1 |  | --> | 0.19 | 0 | 0 | 0.21036 | 0 |  | --> | E21 ex WEXFORD | Wexford [T121,T122] | WEXFORD |  | 52.4242 | -6.5307
MV/LV Substation OI***911 |  | 10 kV | _ | LV | 50 kVA :Pole Substation | 0.05 | --> | 0.05 | 0 | 0 | Constrained,otherwise capacity available =48kVA. | --> | 0.0475 | 0 | 0 | 0.050303 | 0 |  | --> | C19 ex BALLYBAILIE | Ballybailie [T41,T42] | DUNDALK |  | 53.8656 | -6.5427
MV/LV Substation OJ***4027 |  | 20 kV | _ | LV | 100 kVA :Pole Substation | 0.1 | --> | 0.1 | 0 | 0 | Constrained,otherwise capacity available =79kVA. | --> | 0.095 | 0 | 0 | 0.10314 | 0 |  | --> | E22 ex GLASMORE | Glasmore [T421,T422] | GLASMORE |  | 53.4784 | -6.1968
MV/LV Substation OK***063 |  | 10 kV | _ | LV | 630 kVA :Kiosk Substation | 0.63 | --> | 0.63 | 0 | 0 | Constrained,otherwise capacity available =500kVA. | --> | 0.5985 | 0 | 0.002964 | 0.5 | 0 |  | --> | C12 ex COOLCORCORAN | Coolcorcoran [T41,T42] | KNOCKEARAGH |  | 52.0653 | -9.5131
MV/LV Substation OL***003 |  | 10 kV | _ | LV | 200 kVA :Pole Substation | 0.2 | --> | 0.2 | 0.141 | 4.2 |  | --> | 0.19 | 0 | 0 | 0.20877 | 0 |  | --> | C19 ex ERRIGAL | Errigal [T41,T422] | SHANKILL |  | 54.0717 | -7.0829
MV/LV Substation OL***006 |  | 10 kV | _ | LV | 200 kVA :Pole Substation | 0.2 | --> | 0.2 | 0.186 | 9.5 |  | --> | 0.19 | 0 | 0 | 0.20211 | 0 |  | --> | C13 ex BANDON | Bandon [T101,T42] | BANDON |  | 51.7331 | -8.757
MV/LV Substation OL***013 |  | 10 kV | _ | LV | 400 kVA :Building Structure | 0.4 | --> | 0.4 | 0 | 0 | Constrained,otherwise capacity available =217kVA. | --> | 0.38 | 0 | 0.00741 | 0 | 0 | Constrained,otherwise capacity available =426.9kW. | --> | C14 ex DRUMBEAR | Drumbear [T41,T42] | LISDRUM |  | 54.2469 | -6.9647
MV/LV Substation OL***015 |  | 10 kV | _ | LV | 400 kVA :Building Structure | 0.4 | --> | 0.4 | 0.22207 | 0.2 | Constrained,otherwise capacity available =400kVA. | --> | 0.38 | 0 | 0 | 0.4 | 0 |  | --> | C11 ex KILSHANNY | Kilshanny [T41,T42] | CAHIR |  | 52.2694 | -8.2541
MV/LV Substation OL***023 |  | 20 kV | _ | LV | 100 kVA :Pole Substation | 0.1 | --> | 0.1 | 0 | 0 | Constrained,otherwise capacity available =72kVA. | --> | 0.095 | 0 | 0.003705 | 0.10417 | 0 |  | --> | C16 ex TULLA | Tulla [T41,T42] | ENNIS |  | 52.8408 | -8.673
MV/LV Substation OL***025 |  | 10 kV | _ | LV | 200 kVA :Pole Substation | 0.2 | --> | 0.2 | 0.128 | 3.1 |  | --> | 0.19 | 0 | 0.005928 | 0.21065 | 0 |  | --> | C14 ex BELLFIELD | Bellfield [T41,T42] | CRANE |  | 52.5065 | -6.5613
MV/LV Substation OL***026 |  | 10 kV | _ | LV | 200 kVA :Pole Substation | 0.2 | --> | 0.2 | 0 | 0 |  | --> | 0.19 | 0 | 0.026676 | 0.22819 | 0 |  | --> | C15 ex LOUGHSHINNY | Loughshinny [T41,T42] | GLASMORE |  | 53.521 | -6.085
MV/LV Substation OL***034 |  | 10 kV | _ | LV | 630 kVA :Building Structure | 0.63 | --> | 0.63 | 0 | 0 | Constrained,otherwise capacity available =167kVA. | --> | 0.5985 | 0 | 0.00741 | 0 | 0 | Constrained,otherwise capacity available =500kW. | --> | C18 ex CULLION | Cullion [T41,T42] | LETTERKENNY |  | 54.9481 | -7.7378
MV/LV Substation OL***036 |  | 10 kV | _ | LV | 400 kVA :Kiosk Substation | 0.4 | --> | 0.4 | 0.239 | 0.9 |  | --> | 0.38 | 0 | 0.010374 | 0 | 0 | Constrained,otherwise capacity available =423.7kW. | --> | C15 ex SPA ROAD | Spa Road [T41,T42] | DOON |  | 52.3491 | -7.7041
MV/LV Substation OL***052Y |  | 10 kV | _ | LV | 400 kVA :Kiosk Substation | 0.4 | --> | 0.4 | 0.397 | 4.9 |  | --> | 0.38 | 0 | 0 | 0.40046 | 0 |  | --> | C11 ex COOLOCK | Coolock [T41,T42] | FINGLAS |  | 53.3971 | -6.1908
MV/LV Substation OL***055Y |  | 20 kV | _ | LV | 100 kVA :Pole Substation | 0.1 | --> | 0.1 | 0.08 | 8.1 |  | --> | 0.095 | 0 | 0 | 0 | 0 | Constrained,otherwise capacity available =103kW. | --> | E11 ex WESTPORT | Westport [T421,T422] | CASTLEBAR |  | 53.776 | -9.7745
MV/LV Substation OL***057 |  | 10 kV | _ | LV | 400 kVA :Building Structure | 0.4 | --> | 0.4 | 0 | 0 | Constrained,otherwise capacity available =295kVA. | --> | 0.38 | 0 | 0.00741 | 0.41461 | 0 |  | --> | C18 ex ATHBOY | Athboy [T42] | NAVAN |  | 53.6218 | -6.9201
MV/LV Substation OL***058X |  | 10 kV | _ | LV | 50 kVA :Pole Substation | 0.05 | --> | 0.05 | 0.036 | 0.5 |  | --> | 0.0475 | 0 | 0 | 0 | 0 | Constrained,otherwise capacity available =52.1kW. | --> | C20 ex KILMARTIN | Kilmartin [T41] | ARKLOW |  | 53.0579 | -6.2307
MV/LV Substation OL***059 |  | 10 kV | _ | LV | 400 kVA :Building Structure | 0.4 | --> | 0.4 | 0.373 | 2.7 |  | --> | 0.38 | 0 | 0.018525 | 0.40408 | 0 |  | --> | C17 ex OLDCASTLE | Oldcastle [T41,T422] | MULLINGAR |  | 53.7705 | -7.16
MV/LV Substation OL***060 |  | 10 kV | _ | LV | 400 kVA :Building Structure | 0.4 | --> | 0.4 | 0.237 | 4.5 |  | --> | 0.38 | 0 | 0.017043 | 0.42245 | 0 |  | --> | C16 ex BOGHALL ROAD | Boghall Road [T41,T42] | FASSAROE |  | 53.1884 | -6.1208
MV/LV Substation OL***066Z |  | 10 kV | _ | LV | 200 kVA :Kiosk Substation | 0.2 | --> | 0.2 | 0 | 0 | Constrained,otherwise capacity available =160kVA. | --> | 0.19 | 0 | 0.002223 | 0.20598 | 0 |  | --> | C22 ex CELBRIDGE | Celbridge [T41,T42] | GRIFFINRATH |  | 53.3403 | -6.5531
MV/LV Substation OL***067Y |  | 10 kV | _ | LV | 400 kVA :Kiosk Substation | 0.4 | --> | 0.4 | 0.354 | 3 |  | --> | 0.38 | 0 | 0.003705 | 0.40692 | 0 |  | --> | C18 ex NENAGH | Nenagh [T41,T42] | NENAGH |  | 52.8628 | -8.1972
MV/LV Substation OL***067Z |  | 20 kV | _ | LV | 100 kVA :Pole Substation | 0.1 | --> | 0.1 | 0 | 0 | Constrained,otherwise capacity available =92kVA. | --> | 0.095 | 0 | 0 | 0.10121 | 0 |  | --> | E21 ex ASHBOURNE | Ashbourne [T421,T422] | FINGLAS |  | 53.5162 | -6.3267
MV/LV Substation OL***068Y |  | 10 kV | _ | LV | 50 kVA :Pole Substation | 0.05 | --> | 0.05 | 0.044 | 5.9 |  | --> | 0.0475 | 0 | 0 | 0.050903 | 0 |  | --> | C12 ex CASHEL | Cashel [T41,T42] | CAHIR |  | 52.4964 | -7.8871
MV/LV Substation OL***080 |  | 10 kV | _ | LV | 630 kVA :Building Structure | 0.63 | --> | 0.63 | 0 | 0 | Constrained,otherwise capacity available =329kVA. | --> | 0.5985 | 0 | 0.15487 | 0.5 | 0 |  | --> | C17 ex CAHIRCALLA | Cahircalla [T41,T42] | ENNIS |  | 52.8427 | -8.9825
MV/LV Substation OL***088 |  | 10 kV | _ | LV | 200 kVA :Pole Substation | 0.2 | --> | 0.2 | 0 | 0 | Constrained,otherwise capacity available =130kVA. | --> | 0.19 | 0 | 0 | 0.21036 | 0 |  | --> | C16 ex LITTLE BRAY | Little Bray [T41,T42] | FASSAROE |  | 53.2178 | -6.1371
MV/LV Substation OL***094 |  | 10 kV | _ | LV | 400 kVA :Kiosk Substation | 0.4 | --> | 0.4 | 0 | 0 | Constrained,otherwise capacity available =322kVA. | --> | 0.38 | 0 | 0.011115 | 0.41167 | 0 |  | --> | C15 ex LITTLE BRAY | Little Bray [T41,T42] | FASSAROE |  | 53.2094 | -6.1301
MV/LV Substation OL***094 |  | 10 kV | _ | LV | 50 kVA :Pole Substation | 0.05 | --> | 0.05 | 0.035 | 9.5 |  | --> | 0.0475 | 0 | 0 | 0.052228 | 0 |  | --> | C13 ex BANDON | Bandon [T101,T42] | BANDON |  | 51.7354 | -8.7542
MV/LV Substation OL***096 |  | 10 kV | _ | LV | 400 kVA :Kiosk Substation | 0.4 | --> | 0.4 | 0 | 0 | Constrained,otherwise capacity available =356kVA. | --> | 0.38 | 0 | 0 | 0.40663 | 0 |  | --> | C22 ex OLDBAWN | Oldbawn [T41,T42] | COOKSTOWN |  | 53.2721 | -6.3497
MV/LV Substation OL***100X |  | 10 kV | _ | LV | 100 kVA :Pole Substation | 0.1 | --> | 0.1 | 0 | 0 | Constrained,otherwise capacity available =88kVA. | --> | 0.095 | 0 | 0 | 0.10181 | 0 |  | --> | C15 ex SKIBBEREEN | Skibbereen [T41,T42] | DUNMANWAY |  | 51.5353 | -9.3192
MV/LV Substation OL***103Y |  | 20 kV | _ | LV | 50 kVA :Pole Substation | 0.05 | --> | 0.05 | 0.05 | 6 |  | --> | 0.0475 | 0 | 0 | 0 | 0 | Constrained,otherwise capacity available =50kW. | --> | C14 ex ARDGEEHA | Ardgeeha [T41,T42] | DOON |  | 52.4096 | -7.7013
MV/LV Substation OL***104Z |  | 10 kV | _ | LV | 400 kVA :Kiosk Substation | 0.4 | --> | 0.4 | 0 | 0 | Constrained,otherwise capacity available =337kVA. | --> | 0.38 | 0 | 0.027417 | 0.40945 | 0 |  | --> | C12 ex MONEYCOOLEY | Moneycooley [T41,T42,T44] | GRIFFINRATH |  | 53.3446 | -6.5536
MV/LV Substation OL***105Z |  | 10 kV | _ | LV | 400 kVA :Kiosk Substation | 0.4 | --> | 0.4 | 0 | 0 | Constrained,otherwise capacity available =330kVA. | --> | 0.38 | 0 | 0.014079 | 0.41049 | 0 |  | --> | C12 ex MONEYCOOLEY | Moneycooley [T41,T42,T44] | GRIFFINRATH |  | 53.3462 | -6.551
MV/LV Substation OL***107 |  | 10 kV | _ | LV | 630 kVA :Kiosk Substation | 0.63 | --> | 0.63 | 0.418 | 1.2 |  | --> | 0.5985 | 0 | 0.036309 | 0.5 | 0 |  | --> | C20 ex SALLYNOGGIN ROAD | Sallynoggin Road [T41,T42] | CHERRYWOOD |  | 53.2837 | -6.1469
MV/LV Substation OL***121X |  | 20 kV | _ | LV | 50 kVA :Pole Substation | 0.05 | --> | 0.05 | 0 | 0 | Constrained,otherwise capacity available =50kVA. | --> | 0.0475 | 0 | 0 | 0.05 | 0 |  | --> | E20 ex BALLINDERRY | Ballinderry [T41,T422] | MULLINGAR |  | 53.4042 | -7.3293
MV/LV Substation OL***122Z |  | 10 kV | _ | LV | 400 kVA :Kiosk Substation | 0.4 | --> | 0.4 | 0 | 0 | Constrained,otherwise capacity available =264kVA. | --> | 0.38 | 0 | 0.032604 | 0.42014 | 0 |  | --> | C13 ex BALGADDY | Balgaddy [T41,T42] | GRANGE CASTLE |  | 53.3382 | -6.4351
MV/LV Substation OL***125 |  | 10 kV | _ | LV | 400 kVA :Kiosk Substation | 0.4 | --> | 0.4 | 0.229 | 4.5 |  | --> | 0.38 | 0 | 0.037791 | 0.42516 | 0 |  | --> | C16 ex BOGHALL ROAD | Boghall Road [T41,T42] | FASSAROE |  | 53.1904 | -6.1188
MV/LV Substation OL***126 |  | 10 kV | _ | LV | 400 kVA :Kiosk Substation | 0.4 | --> | 0.4 | 0.295 | 4.5 |  | --> | 0.38 | 0 | 0.002964 | 0.41564 | 0 |  | --> | C16 ex BOGHALL ROAD | Boghall Road [T41,T42] | FASSAROE |  | 53.1906 | -6.1197
MV/LV Substation OL***126X |  | 10 kV | _ | LV | 100 kVA :Pole Substation | 0.1 | --> | 0.1 | 0.079 | 2.8 |  | --> | 0.095 | 0 | 0.011856 | 0.10314 | 0 |  | --> | C20 ex CASTLEBLAYNEY | Castleblayney [T41,T42] | DUNDALK |  | 54.108 | -6.7283
MV/LV Substation OL***127X |  | 10 kV | _ | LV | 100 kVA :Pole Substation | 0.1 | --> | 0.1 | 0.091 | 4.1 |  | --> | 0.095 | 0 | 0 | 0.10136 | 0 |  | --> | C13 ex AGHAGAD | Aghagad [T41,T42] | SLIGO |  | 54.4308 | -8.4504
MV/LV Substation OL***128 |  | 10 kV | _ | LV | 400 kVA :Kiosk Substation | 0.4 | --> | 0.4 | 0 | 0 | Constrained,otherwise capacity available =248kVA. | --> | 0.38 | 0 | 0.054834 | 0.42245 | 0 |  | --> | C18 ex LOUGHSHINNY | Loughshinny [T41,T42] | GLASMORE |  | 53.523 | -6.1046
MV/LV Substation OL***154Y |  | 20 kV | _ | LV | 400 kVA :Kiosk Substation | 0.4 | --> | 0.4 | 0 | 0 | Constrained,otherwise capacity available =297kVA. | --> | 0.38 | 0 | 0.042978 | 0.41535 | 0 |  | --> | E18 ex BALTRASNA | Baltrasna [T121,T122] | BALTRASNA |  | 53.5007 | -6.4641
MV/LV Substation OL***161Z |  | 20 kV | _ | LV | 200 kVA :Pole Substation | 0.2 | --> | 0.2 | 0 | 0 | Constrained,otherwise capacity available =195kVA. | --> | 0.19 | 0 | 0 | 0.20076 | 0 |  | --> | E21 ex ASHBOURNE | Ashbourne [T421,T422] | FINGLAS |  | 53.5256 | -6.318
MV/LV Substation OL***175X |  | 10 kV | _ | LV | 630 kVA :Building Structure | 0.63 | --> | 0.63 | 0.456 | 20.8 |  | --> | 0.5985 | 0 | 0 | 0.5 | 0 |  | --> | C26 ex HEUSTON SQUARE | Heuston Square [T101,T102] | INCHICORE 220KV |  | 53.3438 | -6.2801
MV/LV Substation OL***178Y |  | 10 kV | _ | LV | 100 kVA :Pole Substation | 0.1 | --> | 0.1 | 0.075 | 2.2 |  | --> | 0.095 | 0 | 0.016302 | 0.10373 | 0 |  | --> | C17 ex BALLINASLOE | Ballinasloe [T41,T42] | SOMERSET |  | 53.3189 | -8.2168
MV/LV Substation OL***186Z |  | 10 kV | _ | LV | 200 kVA :Kiosk Substation | 0.2 | --> | 0.2 | 0 | 0 | Constrained,otherwise capacity available =106kVA. | --> | 0.19 | 0 | 0.009633 | 0.21379 | 0 |  | --> | C12 ex MONEYCOOLEY | Moneycooley [T41,T42,T44] | GRIFFINRATH |  | 53.3456 | -6.5558
MV/LV Substation OL***187Z |  | 10 kV | _ | LV | 400 kVA :Kiosk Substation | 0.4 | --> | 0.4 | 0 | 0 | Constrained,otherwise capacity available =305kVA. | --> | 0.38 | 0 | 0.00741 | 0.41417 | 0 |  | --> | C12 ex MONEYCOOLEY | Moneycooley [T41,T42,T44] | GRIFFINRATH |  | 53.3471 | -6.5543
MV/LV Substation OL***188 |  | 10 kV | _ | LV | 1000 kVA :Kiosk Substation | 1 | --> | 1 | 0 | 0 | Constrained,otherwise capacity available =500kVA. | --> | 0.95 | 0 | 0 | 0.5 | 0 |  | --> | C13 ex ROCHES STREET | Roches Street [T41,T42] | LIMERICK |  | 52.6615 | -8.6207
MV/LV Substation OL***190 |  | 10 kV | _ | LV | 200 kVA :Building Structure | 0.2 | --> | 0.2 | 0 | 0 | Constrained,otherwise capacity available =123kVA. | --> | 0.19 | 0 | 0 | 0.21137 | 0 |  | --> | C13 ex MORNINGTON ROAD | Mornington Road [T41,T42] | DRYBRIDGE |  | 53.7165 | -6.328
MV/LV Substation OL***190X |  | 20 kV | _ | LV | 100 kVA :Pole Substation | 0.1 | --> | 0.1 | 0 | 0 | Constrained,otherwise capacity available =60kVA. | --> | 0.095 | 0 | 0 | 0.1059 | 0 |  | --> | E11 ex BALLYHALE | Ballyhale [T42,T421] | KILKENNY |  | 52.519 | -7.1963
MV/LV Substation OL***203X |  | 10 kV | _ | LV | 1000 kVA :Building Structure | 1 | --> | 1 | 0 | 0 | Constrained,otherwise capacity available =500kVA. | --> | 0.95 | 0 | 0 | 0.5 | 0 |  | --> | C23 ex SWORDS | Swords [T41,T42] | GLASMORE |  | 53.4607 | -6.2229
MV/LV Substation OL***211X |  | 10 kV | _ | LV | 1000 kVA :Kiosk Substation | 1 | --> | 1 | 0 | 0 | Constrained,otherwise capacity available =500kVA. | --> | 0.95 | 0 | 0.003705 | 0.5 | 0 |  | --> | C16 ex LITTLE BRAY | Little Bray [T41,T42] | FASSAROE |  | 53.227 | -6.1251
MV/LV Substation OL***219 |  | 10 kV | _ | LV | 200 kVA :Pole Substation | 0.2 | --> | 0.2 | 0 | 0 | Constrained,otherwise capacity available =196kVA. | --> | 0.19 | 0 | 0 | 0.20061 | 0 |  | --> | C11 ex KYLEERAGH | Kyleeragh [T41,T42] | NENAGH |  | 52.8717 | -8.1906
MV/LV Substation OL***221 |  | 10 kV | _ | LV | 630 kVA :Building Structure | 0.63 | --> | 0.63 | 0.5 | 5.8 |  | --> | 0.5985 | 0 | 0.00741 | 0.5 | 0 |  | --> | C14 ex OAKFIELD | Oakfield [T41,T42] | SLIGO |  | 54.2119 | -8.5092
MV/LV Substation OL***232Y |  | 20 kV | _ | LV | 50 kVA :Pole Substation | 0.05 | --> | 0.05 | 0 | 2.5 |  | --> | 0.0475 | 0 | 0.018525 | 0.057691 | 0 |  | --> | E17 ex BAGENALSTOWN | Bagenalstown [T421,T422] | CARLOW |  | 52.7373 | -7.024
MV/LV Substation OL***255 |  | 10 kV | _ | LV | 400 kVA :Kiosk Substation | 0.4 | --> | 0.4 | 0 | 0 | Constrained,otherwise capacity available =294kVA. | --> | 0.38 | 0 | 0 | 0.41578 | 0 |  | --> | C14 ex LITTLE BRAY | Little Bray [T41,T42] | FASSAROE |  | 53.2054 | -6.123
MV/LV Substation OL***256X |  | 10 kV | _ | LV | 200 kVA :Kiosk Substation | 0.2 | --> | 0.2 | 0 | 0 | Constrained,otherwise capacity available =150kVA. | --> | 0.19 | 0 | 0.003705 | 0.20745 | 0 |  | --> | C16 ex CLONDALKIN | Clondalkin [T41,T42,T44] | INCHICORE 220KV |  | 53.3202 | -6.4147
MV/LV Substation OL***257X |  | 10 kV | _ | LV | 400 kVA :Kiosk Substation | 0.4 | --> | 0.4 | 0 | 0 | Constrained,otherwise capacity available =296kVA. | --> | 0.38 | 0 | 0.003705 | 0.41549 | 0 |  | --> | C16 ex CLONDALKIN | Clondalkin [T41,T42,T44] | INCHICORE 220KV |  | 53.3197 | -6.4186
MV/LV Substation OL***262 |  | 10 kV | _ | LV | 400 kVA :Kiosk Substation | 0.4 | --> | 0.4 | 0.239 | 4.1 |  | --> | 0.38 | 0 | 0.018525 | 0.42374 | 0 |  | --> | C24 ex BALLYMUN | Ballymun [T41,T42] | FINGLAS |  | 53.3922 | -6.2604
MV/LV Substation OL***263Y |  | 10 kV | _ | LV | 50 kVA :Pole Substation | 0.05 | --> | 0.05 | 0 | 0 | Constrained,otherwise capacity available =32kVA. | --> | 0.0475 | 0 | 0 | 0.052662 | 0 |  | --> | C22 ex CELBRIDGE | Celbridge [T41,T42] | GRIFFINRATH |  | 53.3449 | -6.5632
MV/LV Substation OL***269Y |  | 20 kV | _ | LV | 50 kVA :Pole Substation | 0.05 | --> | 0.05 | 0 | 0 | Constrained,otherwise capacity available =20kVA. | --> | 0.0475 | 0 | 0.005187 | 0.054359 | 0 |  | --> | C11 ex KILDARE | Kildare [T41,T42] | NEWBRIDGE |  | 53.152 | -7.0596
MV/LV Substation OL***277Y |  | 10 kV | _ | LV | 630 kVA :Building Structure | 0.63 | --> | 0.63 | 0 | 0 | Constrained,otherwise capacity available =489kVA. | --> | 0.5985 | 0 | 0.002964 | 0.5 | 0 |  | --> | C12 ex ROCHES STREET | Roches Street [T41,T42] | LIMERICK |  | 52.664 | -8.6198
MV/LV Substation OL***279Y |  | 20 kV | _ | LV | 50 kVA :Pole Substation | 0.05 | --> | 0.05 | 0 | 0 | Constrained,otherwise capacity available =12kVA. | --> | 0.0475 | 0 | 0.005187 | 0.055455 | 0 |  | --> | C11 ex KILDARE | Kildare [T41,T42] | NEWBRIDGE |  | 53.1483 | -7.0514
MV/LV Substation OL***279Z |  | 10 kV | _ | LV | 400 kVA :Kiosk Substation | 0.4 | --> | 0.4 | 0 | 0 | Constrained,otherwise capacity available =344kVA. | --> | 0.38 | 0 | 0 | 0.40841 | 0 |  | --> | C12 ex MONEYCOOLEY | Moneycooley [T41,T42,T44] | GRIFFINRATH |  | 53.3483 | -6.5546
MV/LV Substation OL***287Z |  | 10 kV | _ | LV | 200 kVA :Pole Substation | 0.2 | --> | 0.2 | 0 | 0 | Constrained,otherwise capacity available =162kVA. | --> | 0.19 | 0 | 0 | 0 | 0 | Constrained,otherwise capacity available =205.7kW. | --> | C11 ex TEMPLEMORE | Templemore [T41,T42] | IKERRIN |  | 52.7914 | -7.8226
MV/LV Substation OL***322 |  | 10 kV | _ | LV | 100 kVA :Pole Substation | 0.1 | --> | 0.1 | 0 | 0 | Constrained,otherwise capacity available =62kVA. | --> | 0.095 | 0 | 0 | 0.10561 | 0 |  | --> | C16 ex LITTLE BRAY | Little Bray [T41,T42] | FASSAROE |  | 53.2157 | -6.1385
MV/LV Substation OL***335X |  | 10 kV | _ | LV | 200 kVA :Kiosk Substation | 0.2 | --> | 0.2 | 0.175 | 2.3 |  | --> | 0.19 | 0 | 0.003705 | 0.20376 | 0 |  | --> | E18 ex MOY | Moy [T421,T422] | MOY |  | 54.1228 | -9.1601
MV/LV Substation OL***340 |  | 10 kV | _ | LV | 1000 kVA :Building Structure | 1 | --> | 1 | 0.5 | 3.3 |  | --> | 0.95 | 0 | 0 | 0.5 | 0 |  | --> | C04 ex PEMBROKE | Pembroke [T41,T42,T43,T44] | RINGSEND |  | 53.3328 | -6.2411
MV/LV Substation OL***347Y |  | 20 kV | _ | LV | 200 kVA :Kiosk Substation | 0.2 | --> | 0.2 | 0.171 | 1.1 |  | --> | 0.19 | 0 | 0.006669 | 0.20436 | 0 |  | --> | E12 ex BUNCLODY | Bunclody [T421,T422] | CRANE |  | 52.6448 | -6.6495
MV/LV Substation OL***348Y |  | 20 kV | _ | LV | 200 kVA :Kiosk Substation | 0.2 | --> | 0.2 | 0.187 | 1.1 |  | --> | 0.19 | 0 | 0 | 0.20196 | 0 |  | --> | E12 ex BUNCLODY | Bunclody [T421,T422] | CRANE |  | 52.6418 | -6.6504
MV/LV Substation OL***350X |  | 10 kV | _ | LV | 630 kVA :Kiosk Substation | 0.63 | --> | 0.63 | 0 | 0 | Constrained,otherwise capacity available =318kVA. | --> | 0.5985 | 0 | 0.00741 | 0.5 | 0 |  | --> | C21 ex MALAHIDE | Malahide [T41,T42] | GLASMORE |  | 53.4507 | -6.155
MV/LV Substation OL***364X |  | 10 kV | _ | LV | 50 kVA :Pole Substation | 0.05 | --> | 0.05 | 0 | 0 | Constrained,otherwise capacity available =41kVA. | --> | 0.0475 | 0 | 0.003705 | 0.051348 | 0 |  | --> | C20 ex RAHEEN | Raheen [T41,T42] | LIMERICK |  | 52.6315 | -8.635
MV/LV Substation OL***371 |  | 10 kV | _ | LV | 100 kVA :Pole Substation | 0.1 | --> | 0.1 | 0 | 0 | Constrained,otherwise capacity available =71kVA. | --> | 0.095 | 0 | 0.022971 | 0.10431 | 0 |  | --> | C30 ex ACADEMY STREET | Academy Street [T421,T422,T44] | NAVAN |  | 53.6501 | -6.6611
MV/LV Substation OL***378 |  | 10 kV | _ | LV | 630 kVA :Kiosk Substation | 0.63 | --> | 0.63 | 0.5 | 11.9 |  | --> | 0.5985 | 0 | 0.016302 | 0.5 | 0 |  | --> | C33 ex SALTHILL | Salthill [T101,T102] | SALTHILL |  | 53.2635 | -9.1028
MV/LV Substation OL***386X |  | 20 kV | _ | LV | 200 kVA :Pole Substation | 0.2 | --> | 0.2 | 0 | 0 | Constrained,otherwise capacity available =168kVA. | --> | 0.19 | 0 | 0 | 0.2048 | 0 |  | --> | E11 ex BALLYHALE | Ballyhale [T42,T421] | KILKENNY |  | 52.5226 | -7.2111
MV/LV Substation OL***386Z |  | 20 kV | _ | LV | 50 kVA :Pole Substation | 0.05 | --> | 0.05 | 0 | 0 | Constrained,otherwise capacity available =44kVA. | --> | 0.0475 | 0 | 0.004446 | 0.050903 | 0 |  | --> | E12 ex KILCOCK | Kilcock [T421,T422] | GRIFFINRATH |  | 53.4069 | -6.5538
MV/LV Substation OL***393 |  | 10 kV | _ | LV | 50 kVA :Pole Substation | 0.05 | --> | 0.05 | 0 | 0 | Constrained,otherwise capacity available =46kVA. | --> | 0.0475 | 0 | 0 | 0.050604 | 0 |  | --> | C15 ex SKIBBEREEN | Skibbereen [T41,T42] | DUNMANWAY |  | 51.5331 | -9.3171
MV/LV Substation OL***393Y |  | 20 kV | _ | LV | 50 kVA :Pole Substation | 0.05 | --> | 0.05 | 0 | 0 | Constrained,otherwise capacity available =48kVA. | --> | 0.0475 | 0 | 0 | 0.050303 | 0 |  | --> | C11 ex KILDARE | Kildare [T41,T42] | NEWBRIDGE |  | 53.1475 | -7.0462
MV/LV Substation OL***394X |  | 10 kV | _ | LV | 50 kVA :Pole Substation | 0.05 | --> | 0.05 | 0 | 0 | Constrained,otherwise capacity available =41kVA. | --> | 0.0475 | 0 | 0 | 0.051348 | 0 |  | --> | C16 ex CARRIGALINE | Carrigaline [T41,T42] | BARNAHELY |  | 51.8593 | -8.3824
MV/LV Substation OL***4016 |  | 10 kV | _ | LV | 630 kVA :Kiosk Substation | 0.63 | --> | 0.63 | 0 | 0 | Constrained,otherwise capacity available =500kVA. | --> | 0.5985 | 0 | 0.031863 | 0.5 | 0 |  | --> | C22 ex CELBRIDGE | Celbridge [T41,T42] | GRIFFINRATH |  | 53.3411 | -6.5559
MV/LV Substation OL***4017 |  | 20 kV | _ | LV | 50 kVA :Pole Substation | 0.05 | --> | 0.05 | 0 | 0 | Constrained,otherwise capacity available =35kVA. | --> | 0.0475 | 0 | 0 | 0.052228 | 0 |  | --> | E33 ex CAPPAMORE | Cappamore [T41,T42] | ARDNACRUSHA |  | 52.5836 | -8.3279
MV/LV Substation OL***4017 |  | 10 kV | _ | LV | 630 kVA :Kiosk Substation | 0.63 | --> | 0.63 | 0 | 0 | Constrained,otherwise capacity available =500kVA. | --> | 0.5985 | 0 | 0.026676 | 0.5 | 0 |  | --> | C22 ex CELBRIDGE | Celbridge [T41,T42] | GRIFFINRATH |  | 53.3404 | -6.5592
MV/LV Substation OL***4018 |  | 10 kV | _ | LV | 400 kVA :Kiosk Substation | 0.4 | --> | 0.4 | 0 | 0 | Constrained,otherwise capacity available =305kVA. | --> | 0.38 | 0 | 0.020007 | 0.41417 | 0 |  | --> | C22 ex CELBRIDGE | Celbridge [T41,T42] | GRIFFINRATH |  | 53.3399 | -6.5563
MV/LV Substation OL***4029 |  | 10 kV | _ | LV | 50 kVA :Pole Substation | 0.05 | --> | 0.05 | 0.05 | 0.7 |  | --> | 0.0475 | 0 | 0 | 0.05 | 0 |  | --> | C11 ex KILRUSH | Kilrush [T41,T42] | TULLABRACK |  | 52.6174 | -9.3803
MV/LV Substation OL***402X |  | 20 kV | _ | LV | 50 kVA :Pole Substation | 0.05 | --> | 0.05 | 0 | 0 | Constrained,otherwise capacity available =37kVA. | --> | 0.0475 | 0 | 0 | 0.051937 | 0 |  | --> | E21 ex ASHBOURNE | Ashbourne [T421,T422] | FINGLAS |  | 53.529 | -6.3107
MV/LV Substation OL***4041 |  | 10 kV | _ | LV | 50 kVA :Pole Substation | 0.05 | --> | 0.05 | 0 | 0 | Constrained,otherwise capacity available =50kVA. | --> | 0.0475 | 0 | 0 | 0.05 | 0 |  | --> | C12 ex SAGGART | Saggart [T41,T42] | GRANGE CASTLE |  | 53.2534 | -6.5365
MV/LV Substation OL***4043 |  | 20 kV | _ | LV | 50 kVA :Pole Substation | 0.05 | --> | 0.05 | 0 | 0 | Constrained,otherwise capacity available =50kVA. | --> | 0.0475 | 0 | 0 | 0.05 | 0 |  | --> | C11 ex KILDARE | Kildare [T41,T42] | NEWBRIDGE |  | 53.1685 | -6.9486
MV/LV Substation OL***4061 |  | 20 kV | _ | LV | 50 kVA :Pole Substation | 0.05 | --> | 0.05 | 0 | 0 | Constrained,otherwise capacity available =38kVA. | --> | 0.0475 | 0 | 0 | 0 | 0 | Constrained,otherwise capacity available =51.8kW. | --> | E17 ex KNOCKMULLEN | Knockmullen [T42,T421] | GREAT ISLAND |  | 52.3932 | -6.8369
MV/LV Substation OL***4063 |  | 10 kV | _ | LV | 100 kVA :Pole Substation | 0.1 | --> | 0.1 | 0 | 0 | Constrained,otherwise capacity available =100kVA. | --> | 0.095 | 0 | 0 | 0.1 | 0 |  | --> | C15 ex TALBOTS INCH | Talbots Inch [T41,T42] | KILKENNY |  | 52.6517 | -7.4051
MV/LV Substation OL***4066 |  | 10 kV | _ | LV | 630 kVA :Kiosk Substation | 0.63 | --> | 0.63 | 0.5 | 0.9 |  | --> | 0.5985 | 0 | 0 | 0.5 | 0 |  | --> | C16 ex KIMMAGE | Kimmage [T41,T42] | INCHICORE 220KV |  | 53.3268 | -6.3078
MV/LV Substation OL***406X |  | 20 kV | _ | LV | 100 kVA :Pole Substation | 0.1 | --> | 0.1 | 0 | 0 | Constrained,otherwise capacity available =87kVA. | --> | 0.095 | 0 | 0 | 0.10195 | 0 |  | --> | E21 ex ASHBOURNE | Ashbourne [T421,T422] | FINGLAS |  | 53.5156 | -6.3176
MV/LV Substation OL***4079 |  | 20 kV | _ | LV | 50 kVA :Pole Substation | 0.05 | --> | 0.05 | 0 | 0 | Constrained,otherwise capacity available =40kVA. | --> | 0.0475 | 0 | 0 | 0 | 0 | Constrained,otherwise capacity available =51.5kW. | --> | E17 ex KILMACTHOMAS | Kilmacthomas [T421,T422] | DUNGARVAN |  | 52.2555 | -7.3875
MV/LV Substation OL***4084 |  | 10 kV | _ | LV | 400 kVA :Building Structure | 0.4 | --> | 0.4 | 0 | 0 | Constrained,otherwise capacity available =400kVA. | --> | 0.38 | 0 | 0 | 0.4 | 0 |  | --> | C11 ex FINISKLIN | Finisklin [T41,T42] | SLIGO |  | 54.2733 | -8.4829
MV/LV Substation OL***4087 |  | 20 kV | _ | LV | 50 kVA :Pole Substation | 0.05 | --> | 0.05 | 0.049 | 0.5 |  | --> | 0.0475 | 0 | 0 | 0.050152 | 0 |  | --> | E15 ex ARDFINNAN | Ardfinnan [T421] | CAHIR |  | 52.3244 | -7.8293
MV/LV Substation OL***408X |  | 10 kV | _ | LV | 400 kVA :Kiosk Substation | 0.4 | --> | 0.4 | 0 | 0 | Constrained,otherwise capacity available =304kVA. | --> | 0.38 | 0 | 0.001482 | 0 | 0 | Constrained,otherwise capacity available =414.3kW. | --> | C16 ex MILFORD (NR) | Milford (nr) [T41,T42] | LETTERKENNY |  | 55.0309 | -7.7729
MV/LV Substation OL***408X |  | 10 kV | _ | LV | 25 kVA :Pole Substation | 0.025 | --> | 0.025 | 0 | 3.9 |  | --> | 0.02375 | 0 | 0.021489 | 0.028524 | 0 |  | --> | C21 ex MARSHES | Marshes [T41,T42] | DUNDALK |  | 53.9681 | -6.378
MV/LV Substation OL***408X |  | 20 kV | _ | LV | 200 kVA :Pole Substation | 0.2 | --> | 0.2 | 0.2 | 17.8 |  | --> | 0.19 | 0 | 0 | 0.2 | 0 |  | --> | E13 ex BANOGE | Banoge [T121,T122] | BANOGE |  | 52.5564 | -6.2152
MV/LV Substation OL***4096 |  | 10 kV | _ | LV | 50 kVA :Pole Substation | 0.05 | --> | 0.05 | 0 | 0 | Constrained,otherwise capacity available =46kVA. | --> | 0.0475 | 0 | 0 | 0.050604 | 0 |  | --> | C15 ex SKIBBEREEN | Skibbereen [T41,T42] | DUNMANWAY |  | 51.5356 | -9.3174
MV/LV Substation OL***4099 |  | 20 kV | _ | LV | 400 kVA :Kiosk Substation | 0.4 | --> | 0.4 | 0.4 | 2.3 |  | --> | 0.38 | 0 | 0 | 0.4 | 0 |  | --> | E14 ex MOY | Moy [T421,T422] | MOY |  | 54.1947 | -9.2116
MV/LV Substation OL***4130 |  | 10 kV | _ | LV | 50 kVA :Pole Substation | 0.05 | --> | 0.05 | 0 | 0 | Constrained,otherwise capacity available =50kVA. | --> | 0.0475 | 0 | 0 | 0.05 | 0 |  | --> | C19 ex SALLINS | Sallins [T41,T42] | GRIFFINRATH |  | 53.2461 | -6.7441
MV/LV Substation OL***4142 |  | 10 kV | _ | LV | 200 kVA :Pole Substation | 0.2 | --> | 0.2 | 0.177 | 2.7 |  | --> | 0.19 | 0 | 0 | 0.20346 | 0 |  | --> | C17 ex OLDCASTLE | Oldcastle [T41,T422] | MULLINGAR |  | 53.7653 | -7.1774
MV/LV Substation OL***4153 |  | 10 kV | _ | LV | 200 kVA :Kiosk Substation | 0.2 | --> | 0.2 | 0 | 0 | Constrained,otherwise capacity available =149kVA. | --> | 0.19 | 0 | 0.015561 | 0.2076 | 0 |  | --> | C11 ex SALLINS | Sallins [T41,T42] | GRIFFINRATH |  | 53.2453 | -6.6693
MV/LV Substation OL***4153 |  | 10 kV | _ | LV | 400 kVA :Kiosk Substation | 0.4 | --> | 0.4 | 0 | 0 | Constrained,otherwise capacity available =400kVA. | --> | 0.38 | 0 | 0 | 0.4 | 0 |  | --> | C12 ex TYMON | Tymon [T41,T42] | COOKSTOWN |  | 53.3101 | -6.3631
MV/LV Substation OL***4154 |  | 10 kV | _ | LV | 50 kVA :Pole Substation | 0.05 | --> | 0.05 | 0.05 | 4 |  | --> | 0.0475 | 0 | 0 | 0.05 | 0 |  | --> | C18 ex BALLYJAMESDUFF | Ballyjamesduff [T41,T42] | SHANKILL |  | 53.853 | -7.199
MV/LV Substation OL***4154 |  | 10 kV | _ | LV | 400 kVA :Kiosk Substation | 0.4 | --> | 0.4 | 0.306 | 13.1 |  | --> | 0.38 | 0 | 0.011856 | 0.41403 | 0 |  | --> | C14 ex MONREAD | Monread [T101,T102] | MONREAD |  | 53.2343 | -6.6682
MV/LV Substation OL***416Y |  | 10 kV | _ | LV | 400 kVA :Kiosk Substation | 0.4 | --> | 0.4 | 0.386 | 0.9 |  | --> | 0.38 | 0 | 0 | 0.40212 | 0 |  | --> | C12 ex COES ROAD | Coes Road [T41,T42] | DUNDALK |  | 54.0072 | -6.3819
MV/LV Substation OL***4176 |  | 10 kV | _ | LV | 50 kVA :Pole Substation | 0.05 | --> | 0.05 | 0.042 | 2.8 |  | --> | 0.0475 | 0 | 0 | 0.0512 | 0 |  | --> | E16 ex BALLYRAGGET | Ballyragget [T421,T422] | BALLYRAGGET |  | 52.8009 | -7.3676
MV/LV Substation OL***4190 |  | 10 kV | _ | LV | 400 kVA :Kiosk Substation | 0.4 | --> | 0.4 | 0.4 | 2.8 |  | --> | 0.38 | 0 | 0 | 0.4 | 0 |  | --> | C24 ex MOUNT MERRION | Mount Merrion [T41,T42] | CARRICKMINES |  | 53.2964 | -6.196
MV/LV Substation OL***4195 |  | 10 kV | _ | LV | 400 kVA :Building Structure | 0.4 | --> | 0.4 | 0 | 0 | Constrained,otherwise capacity available =400kVA. | --> | 0.38 | 0 | 0 | 0.4 | 0 |  | --> | C22 ex OLDBAWN | Oldbawn [T41,T42] | COOKSTOWN |  | 53.2686 | -6.3308
MV/LV Substation OL***4202 |  | 10 kV | _ | LV | 200 kVA :Kiosk Substation | 0.2 | --> | 0.2 | 0.154 | 13.1 |  | --> | 0.19 | 0 | 0.015561 | 0.20687 | 0 |  | --> | C17 ex MONREAD | Monread [T101,T102] | MONREAD |  | 53.2357 | -6.665
MV/LV Substation OL***421 |  | 20 kV | _ | LV | 200 kVA :Pole Substation | 0.2 | --> | 0.2 | 0 | 0 | Constrained,otherwise capacity available =130kVA. | --> | 0.19 | 0 | 0.012597 | 0.21036 | 0 |  | --> | E21 ex ASHBOURNE | Ashbourne [T421,T422] | FINGLAS |  | 53.5237 | -6.3148
MV/LV Substation OL***421 |  | 10 kV | _ | LV | 100 kVA :Pole Substation | 0.1 | --> | 0.1 | 0.079 | 3.9 |  | --> | 0.095 | 0 | 0.011115 | 0.10314 | 0 |  | --> | C21 ex MARSHES | Marshes [T41,T42] | DUNDALK |  | 53.967 | -6.3796
MV/LV Substation OL***4212 |  | 10 kV | _ | LV | 400 kVA :Building Structure | 0.4 | --> | 0.4 | 0 | 0 | Constrained,otherwise capacity available =400kVA. | --> | 0.38 | 0 | 0 | 0.4 | 0 |  | --> | C17 ex CAHIRCALLA | Cahircalla [T41,T42] | ENNIS |  | 52.8427 | -8.9825
MV/LV Substation OL***4222 |  | 10 kV | _ | LV | 200 kVA :Kiosk Substation | 0.2 | --> | 0.2 | 0 | 0 | Constrained,otherwise capacity available =117kVA. | --> | 0.19 | 0 | 0.05187 | 0.21223 | 0 |  | --> | C11 ex SALLINS | Sallins [T41,T42] | GRIFFINRATH |  | 53.2448 | -6.6714
MV/LV Substation OL***4225 |  | 10 kV | _ | LV | 630 kVA :Kiosk Substation | 0.63 | --> | 0.63 | 0.5 | 9.5 |  | --> | 0.5985 | 0 | 0 | 0.5 | 0 |  | --> | C11 ex BANDON | Bandon [T101,T42] | BANDON |  | 51.744 | -8.7392
MV/LV Substation OL***424 |  | 20 kV | _ | LV | 50 kVA :Pole Substation | 0.05 | --> | 0.05 | 0 | 16.1 |  | --> | 0.0475 | 0 | 0.004446 | 0.057435 | 0 |  | --> | E21 ex WEXFORD | Wexford [T121,T122] | WEXFORD |  | 52.3806 | -6.4499
MV/LV Substation OL***4279 |  | 10 kV | _ | LV | 630 kVA :Kiosk Substation | 0.63 | --> | 0.63 | 0.5 | 9.5 |  | --> | 0.5985 | 0 | 0 | 0.5 | 0 |  | --> | C11 ex BANDON | Bandon [T101,T42] | BANDON |  | 51.7514 | -8.739
MV/LV Substation OL***4290 |  | 10 kV | _ | LV | 400 kVA :Kiosk Substation | 0.4 | --> | 0.4 | 0 | 0 | Constrained,otherwise capacity available =162kVA. | --> | 0.38 | 0 | 0.037791 | 0.43459 | 0 |  | --> | C18 ex DRYBRIDGE | Drybridge [T41,T42] | DRYBRIDGE |  | 53.7132 | -6.3876
MV/LV Substation OL***430X |  | 10 kV | _ | LV | 50 kVA :Pole Substation | 0.05 | --> | 0.05 | 0.05 | 4.5 |  | --> | 0.0475 | 0 | 0 | 0.05 | 0 |  | --> | C17 ex MALLOW | Mallow [T41,T42] | MALLOW |  | 52.1485 | -8.6173
MV/LV Substation OL***4320 |  | 10 kV | _ | LV | 630 kVA :Kiosk Substation | 0.63 | --> | 0.63 | 0 | 0 | Constrained,otherwise capacity available =500kVA. | --> | 0.5985 | 0 | 0.013338 | 0.5 | 0 |  | --> | C18 ex LOUGHSHINNY | Loughshinny [T41,T42] | GLASMORE |  | 53.5228 | -6.1118
MV/LV Substation OL***433Z |  | 10 kV | _ | LV | 400 kVA :Kiosk Substation | 0.4 | --> | 0.4 | 0 | 0 | Constrained,otherwise capacity available =263kVA. | --> | 0.38 | 0 | 0.021489 | 0.42029 | 0 |  | --> | C11 ex SALLINS | Sallins [T41,T42] | GRIFFINRATH |  | 53.2431 | -6.6702
MV/LV Substation OL***4367 |  | 20 kV | _ | LV | 100 kVA :Pole Substation | 0.1 | --> | 0.1 | 0.1 | 8.2 |  | --> | 0.095 | 0 | 0 | 0.1 | 0 |  | --> | C17 ex MOUNT MISERY | Mount Misery [T41,T42] | WATERFORD |  | 52.2872 | -7.0617
MV/LV Substation OL***4413 |  | 10 kV | _ | LV | 100 kVA :Pole Substation | 0.1 | --> | 0.1 | 0 | 0 | Constrained,otherwise capacity available =100kVA. | --> | 0.095 | 0 | 0 | 0 | 0 | Constrained,otherwise capacity available =100kW. | --> | C22 ex PORTLAOISE | Portlaoise [T41,T42] | PORTLAOISE |  | 53.1198 | -7.1528
MV/LV Substation OL***455Z |  | 20 kV | _ | LV | 100 kVA :Pole Substation | 0.1 | --> | 0.1 | 0.085 | 16.1 |  | --> | 0.095 | 0 | 0.00741 | 0.10225 | 0 |  | --> | E17 ex WEXFORD | Wexford [T121,T122] | WEXFORD |  | 52.3386 | -6.6225
MV/LV Substation OL***457Z |  | 10 kV | _ | LV | 630 kVA :Building Structure | 0.63 | --> | 0.63 | 0 | 0 | Constrained,otherwise capacity available =500kVA. | --> | 0.5985 | 0 | 0 | 0.5 | 0 |  | --> | C11 ex KILBARRY | Kilbarry [T101,T43] | KILBARRY |  | 51.9082 | -8.4724
MV/LV Substation OL***460X |  | 10 kV | _ | LV | 200 kVA :Pole Substation | 0.2 | --> | 0.2 | 0 | 0 | Constrained,otherwise capacity available =200kVA. | --> | 0.19 | 0 | 0 | 0 | 0 | Constrained,otherwise capacity available =200kW. | --> | C14 ex TEMPLEMORE | Templemore [T41,T42] | IKERRIN |  | 52.809 | -7.512
MV/LV Substation OL***464Y |  | 10 kV | _ | LV | 200 kVA :Pole Substation | 0.2 | --> | 0.2 | 0 | 0 | Constrained,otherwise capacity available =164kVA. | --> | 0.19 | 0 | 0.003705 | 0.20539 | 0 |  | --> | E11 ex SLANE | Slane [T421] | DRYBRIDGE |  | 53.7761 | -6.4851
MV/LV Substation OL***469 |  | 10 kV | _ | LV | 200 kVA :Kiosk Substation | 0.2 | --> | 0.2 | 0 | 0 | Constrained,otherwise capacity available =141kVA. | --> | 0.19 | 0 | 0.005187 | 0.20877 | 0 |  | --> | C12 ex OLDBAWN | Oldbawn [T41,T42] | COOKSTOWN |  | 53.2764 | -6.3568
MV/LV Substation OL***470X |  | 20 kV | _ | LV | 50 kVA :Pole Substation | 0.05 | --> | 0.05 | 0.043 | 8.1 |  | --> | 0.0475 | 0 | 0 | 0 | 0 | Constrained,otherwise capacity available =51.1kW. | --> | E11 ex WESTPORT | Westport [T421,T422] | CASTLEBAR |  | 53.7745 | -9.771
MV/LV Substation OL***472 |  | 10 kV | _ | LV | 50 kVA :Pole Substation | 0.05 | --> | 0.05 | 0 | 0 | Constrained,otherwise capacity available =46kVA. | --> | 0.0475 | 0 | 0.011115 | 0 | 0 | Constrained,otherwise capacity available =50.6kW. | --> | C14 ex TEMPLEMORE | Templemore [T41,T42] | IKERRIN |  | 52.8114 | -7.5115
MV/LV Substation OL***474 |  | 10 kV | _ | LV | 400 kVA :Kiosk Substation | 0.4 | --> | 0.4 | 0 | 0 | Constrained,otherwise capacity available =308kVA. | --> | 0.38 | 0 | 0.035568 | 0.41373 | 0 |  | --> | C22 ex OLDBAWN | Oldbawn [T41,T42] | COOKSTOWN |  | 53.2711 | -6.345
MV/LV Substation OL***492X |  | 20 kV | _ | LV | 100 kVA :Pole Substation | 0.1 | --> | 0.1 | 0 | 0 | Constrained,otherwise capacity available =69kVA. | --> | 0.095 | 0 | 0 | 0 | 0 | Constrained,otherwise capacity available =104.6kW. | --> | E13 ex BLESSINGTON | Blessington [T421,T422] | KILTEEL |  | 53.1853 | -6.5299
MV/LV Substation OL***503X |  | 10 kV | _ | LV | 400 kVA :Kiosk Substation | 0.4 | --> | 0.4 | 0.347 | 3.9 |  | --> | 0.38 | 0 | 0 | 0.40797 | 0 |  | --> | C22 ex GALWAY 110KV | Galway 110kv [T102,T103] | GALWAY 110KV |  | 53.2882 | -9.0082
MV/LV Substation OL***510Z |  | 10 kV | _ | LV | 400 kVA :Kiosk Substation | 0.4 | --> | 0.4 | 0.341 | 6 |  | --> | 0.38 | 0 | 0.018525 | 0.40886 | 0 |  | --> | C26 ex PELLETSTOWN | Pelletstown [T101,T102] | FINGLAS |  | 53.3805 | -6.3594
MV/LV Substation OL***522 |  | 10 kV | _ | LV | 50 kVA :Pole Substation | 0.05 | --> | 0.05 | 0 | 0 | Constrained,otherwise capacity available =42kVA. | --> | 0.0475 | 0 | 0 | 0.0512 | 0 |  | --> | C17 ex CARRIGALINE | Carrigaline [T41,T42] | BARNAHELY |  | 51.7781 | -8.3933
MV/LV Substation OL***528 |  | 10 kV | _ | LV | 630 kVA :Building Structure | 0.63 | --> | 0.63 | 0 | 0 | Constrained,otherwise capacity available =475kVA. | --> | 0.5985 | 0 | 0.009633 | 0.5 | 0 |  | --> | C12 ex KILSARAN | Kilsaran [T42] | DRYBRIDGE |  | 53.8972 | -6.3883
MV/LV Substation OL***533X |  | 10 kV | _ | LV | 200 kVA :Kiosk Substation | 0.2 | --> | 0.2 | 0 | 0 | Constrained,otherwise capacity available =108kVA. | --> | 0.19 | 0 | 0.006669 | 0.21351 | 0 |  | --> | C18 ex COOLCORCORAN | Coolcorcoran [T41,T42] | KNOCKEARAGH |  | 52.0758 | -9.5282
MV/LV Substation OL***534Z |  | 10 kV | _ | LV | 630 kVA :Building Structure | 0.63 | --> | 0.63 | 0 | 0 | Constrained,otherwise capacity available =500kVA. | --> | 0.5985 | 0 | 0 | 0.5 | 0 |  | --> | C23 ex COLLEGE PARK | College Park [T101,T102,T103] | COLLEGE PARK |  | 53.4172 | -6.3509
MV/LV Substation OL***539Z |  | 20 kV | _ | LV | 50 kVA :Pole Substation | 0.05 | --> | 0.05 | 0.044 | 0.1 |  | --> | 0.0475 | 0 | 0 | 0.050903 | 0 |  | --> | E11 ex KILCULLEN | Kilcullen [T41,T42,T424] | STRATFORD |  | 53.1108 | -6.7491
MV/LV Substation OL***542X |  | 10 kV | _ | LV | 200 kVA :Kiosk Substation | 0.2 | --> | 0.2 | 0 | 0 | Constrained,otherwise capacity available =155kVA. | --> | 0.19 | 0 | 0.01482 | 0.20672 | 0 |  | --> | C35 ex SEMPERIT | Semperit [T41,T42,T43] | GRANGE CASTLE |  | 53.3272 | -6.3452
MV/LV Substation OL***543 |  | 20 kV | _ | LV | 50 kVA :Pole Substation | 0.05 | --> | 0.05 | 0.048 | 1.4 |  | --> | 0.0475 | 0 | 0 | 0.050303 | 0 |  | --> | E20 ex KILLINICK | Killinick [T421,T422] | WEXFORD |  | 52.2334 | -6.562
MV/LV Substation OL***546Z |  | 10 kV | _ | LV | 200 kVA :Kiosk Substation | 0.2 | --> | 0.2 | 0.15 | 13.1 |  | --> | 0.19 | 0 | 0.042978 | 0.20745 | 0 |  | --> | C23 ex MONREAD | Monread [T101,T102] | MONREAD |  | 53.2375 | -6.7269
MV/LV Substation OL***548Z |  | 10 kV | _ | LV | 200 kVA :Kiosk Substation | 0.2 | --> | 0.2 | 0 | 0 | Constrained,otherwise capacity available =116kVA. | --> | 0.19 | 0 | 0 | 0.21237 | 0 |  | --> | C16 ex MORRISTOWN | Morristown [T41,T42] | NEWBRIDGE |  | 53.1951 | -6.7863
MV/LV Substation OL***552X |  | 20 kV | _ | LV | 50 kVA :Pole Substation | 0.05 | --> | 0.05 | 0 | 0 | Constrained,otherwise capacity available =18kVA. | --> | 0.0475 | 0 | 0 | 0.054636 | 0 |  | --> | E33 ex CAPPAMORE | Cappamore [T41,T42] | ARDNACRUSHA |  | 52.5481 | -8.3538
MV/LV Substation OL***561 |  | 10 kV | _ | LV | 100 kVA :Pole Substation | 0.1 | --> | 0.1 | 0.095 | 2.4 |  | --> | 0.095 | 0 | 0 | 0.10076 | 0 |  | --> | C20 ex GRAIGUE | Graigue [T41,T42] | CARLOW |  | 52.8401 | -6.9581
MV/LV Substation OL***563 |  | 20 kV | _ | LV | 100 kVA :Pole Substation | 0.1 | --> | 0.1 | 0.079 | 8.1 |  | --> | 0.095 | 0 | 0 | 0 | 0 | Constrained,otherwise capacity available =103.1kW. | --> | E11 ex WESTPORT | Westport [T421,T422] | CASTLEBAR |  | 53.7755 | -9.7762
MV/LV Substation OL***563 |  | 10 kV | _ | LV | 50 kVA :Pole Substation | 0.05 | --> | 0.05 | 0 | 0 | Constrained,otherwise capacity available =39kVA. | --> | 0.0475 | 0 | 0.002964 | 0 | 0 | Constrained,otherwise capacity available =51.6kW. | --> | C11 ex DONEGAL | Donegal [T41,T42] | CATHALEENS FALL |  | 54.6723 | -8.1032
MV/LV Substation OL***564 |  | 10 kV | _ | LV | 200 kVA :Pole Substation | 0.2 | --> | 0.2 | 0.145 | 4.1 |  | --> | 0.19 | 0 | 0.012597 | 0.20818 | 0 |  | --> | C18 ex AGHAGAD | Aghagad [T41,T42] | SLIGO |  | 54.3911 | -8.5287
MV/LV Substation OL***565Z |  | 10 kV | _ | LV | 200 kVA :Kiosk Substation | 0.2 | --> | 0.2 | 0 | 0 | Constrained,otherwise capacity available =122kVA. | --> | 0.19 | 0 | 0.016302 | 0.21151 | 0 |  | --> | C14 ex ATHGARVAN | Athgarvan [T41,T44] | NEWBRIDGE |  | 53.1519 | -6.7881
MV/LV Substation OL***568X |  | 10 kV | _ | LV | 200 kVA :Pole Substation | 0.2 | --> | 0.2 | 0 | 0 | Constrained,otherwise capacity available =178kVA. | --> | 0.19 | 0 | 0.003705 | 0.20331 | 0 |  | --> | C17 ex DRYBRIDGE | Drybridge [T41,T42] | DRYBRIDGE |  | 53.7163 | -6.4025
MV/LV Substation OL***570X |  | 20 kV | _ | LV | 50 kVA :Pole Substation | 0.05 | --> | 0.05 | 0.046 | 0.6 |  | --> | 0.0475 | 0 | 0.00741 | 0.050604 | 0 |  | --> | E15 ex FERNS | Ferns [T421] | CRANE |  | 52.5924 | -6.4922
MV/LV Substation OL***573 |  | 20 kV | _ | LV | 200 kVA :Pole Substation | 0.2 | --> | 0.2 | 0 | 0 | Constrained,otherwise capacity available =196kVA. | --> | 0.19 | 0 | 0 | 0.20061 | 0 |  | --> | E20 ex CLONMINCH | Clonminch [T41,T422] | THORNSBERRY |  | 53.345 | -7.2924
MV/LV Substation OL***582Y |  | 10 kV | _ | LV | 50 kVA :Pole Substation | 0.05 | --> | 0.05 | 0 | 0 | Constrained,otherwise capacity available =43kVA. | --> | 0.0475 | 0 | 0 | 0.051052 | 0 |  | --> | C11 ex DERRYCRAMPH | Derrycramph [T41,T42] | SHANKILL |  | 53.9667 | -7.3422
MV/LV Substation OL***589X |  | 20 kV | _ | LV | 100 kVA :Pole Substation | 0.1 | --> | 0.1 | 0.09 | 8.1 |  | --> | 0.095 | 0 | 0 | 0 | 0 | Constrained,otherwise capacity available =101.5kW. | --> | E11 ex WESTPORT | Westport [T421,T422] | CASTLEBAR |  | 53.7764 | -9.7708
MV/LV Substation OL***593Z |  | 10 kV | _ | LV | 400 kVA :Building Structure | 0.4 | --> | 0.4 | 0 | 0 | Constrained,otherwise capacity available =395kVA. | --> | 0.38 | 0 | 0 | 0.40076 | 0 |  | --> | C23 ex COLLEGE PARK | College Park [T101,T102,T103] | COLLEGE PARK |  | 53.418 | -6.3506
MV/LV Substation OL***596 |  | 10 kV | _ | LV | 630 kVA :Building Structure | 0.63 | --> | 0.63 | 0 | 0 | Constrained,otherwise capacity available =500kVA. | --> | 0.5985 | 0 | 0 | 0.5 | 0 |  | --> | C12 ex OLDBAWN | Oldbawn [T41,T42] | COOKSTOWN |  | 53.2763 | -6.3535
MV/LV Substation OL***599Z |  | 10 kV | _ | LV | 400 kVA :Kiosk Substation | 0.4 | --> | 0.4 | 0.15 | 13.1 |  | --> | 0.38 | 0 | 0.091143 | 0.43626 | 0 |  | --> | C14 ex MONREAD | Monread [T101,T102] | MONREAD |  | 53.2344 | -6.6659
MV/LV Substation OL***607Y |  | 10 kV | _ | LV | 200 kVA :Kiosk Substation | 0.2 | --> | 0.2 | 0.178 | 9.5 |  | --> | 0.19 | 0 | 0 | 0.20331 | 0 |  | --> | C13 ex BANDON | Bandon [T101,T42] | BANDON |  | 51.7335 | -8.7568
MV/LV Substation OL***613X |  | 20 kV | _ | LV | 50 kVA :Pole Substation | 0.05 | --> | 0.05 | 0.047 | 2.5 |  | --> | 0.0475 | 0 | 0 | 0.050453 | 0 |  | --> | E17 ex BAGENALSTOWN | Bagenalstown [T421,T422] | CARLOW |  | 52.7352 | -7.017
MV/LV Substation OL***616Z |  | 20 kV | _ | LV | 50 kVA :Pole Substation | 0.05 | --> | 0.05 | 0.039 | 0.1 |  | --> | 0.0475 | 0 | 0 | 0.051643 | 0 |  | --> | E12 ex KILCULLEN | Kilcullen [T41,T42,T424] | STRATFORD |  | 53.1063 | -6.7663
MV/LV Substation OL***623X |  | 10 kV | _ | LV | 400 kVA :Kiosk Substation | 0.4 | --> | 0.4 | 0 | 0 | Constrained,otherwise capacity available =282kVA. | --> | 0.38 | 0 | 0.004446 | 0.41753 | 0 |  | --> | C18 ex MAYFIELD | Mayfield [T41,T42] | KILBARRY |  | 51.9113 | -8.4422
MV/LV Substation OL***639Y |  | 20 kV | _ | LV | 100 kVA :Pole Substation | 0.1 | --> | 0.1 | 0.099 | 2.7 |  | --> | 0.095 | 0 | 0 | 0.10015 | 0 |  | --> | E12 ex OLDCASTLE | Oldcastle [T41,T422] | MULLINGAR |  | 53.744 | -7.1728
MV/LV Substation OL***639Z |  | 20 kV | _ | LV | 400 kVA :Kiosk Substation | 0.4 | --> | 0.4 | 0.388 | 0.4 |  | --> | 0.38 | 0 | 0 | 0.40182 | 0 |  | --> | E15 ex TULLOW | Tullow [T421,T422] | CARLOW |  | 52.8022 | -6.7355
MV/LV Substation OL***644Y |  | 10 kV | _ | LV | 400 kVA :Building Structure | 0.4 | --> | 0.4 | 0.14262 | 0.1 | Constrained,otherwise capacity available =400kVA. | --> | 0.38 | 0 | 0 | 0.4 | 0 |  | --> | C15 ex CARRIGLAWN | Carriglawn [T41,T42] | WEXFORD |  | 52.3435 | -6.4798
MV/LV Substation OL***659 |  | 10 kV | _ | LV | 400 kVA :Kiosk Substation | 0.4 | --> | 0.4 | 0.232 | 0.9 |  | --> | 0.38 | 0 | 0.005187 | 0.42474 | 0 |  | --> | C16 ex KIMMAGE | Kimmage [T41,T42] | INCHICORE 220KV |  | 53.3278 | -6.3021
MV/LV Substation OL***684Y |  | 20 kV | _ | LV | 200 kVA :Pole Substation | 0.2 | --> | 0.2 | 0.192 | 3 |  | --> | 0.19 | 0 | 0.10226 | 0 | 0 | Constrained,otherwise capacity available =201.2kW. | --> | E11 ex CHARLEVILLE | Charleville [T421,T422] | CHARLEVILLE |  | 52.4245 | -8.6662
MV/LV Substation OL***687Z |  | 20 kV | _ | LV | 50 kVA :Pole Substation | 0.05 | --> | 0.05 | 0 | 0 | Constrained,otherwise capacity available =48kVA. | --> | 0.0475 | 0 | 0 | 0 | 0 | Constrained,otherwise capacity available =50.3kW. | --> | E17 ex KNOCKMULLEN | Knockmullen [T42,T421] | GREAT ISLAND |  | 52.3928 | -6.8264
MV/LV Substation OL***691 |  | 20 kV | _ | LV | 50 kVA :Pole Substation | 0.05 | --> | 0.05 | 0 | 0 | Constrained,otherwise capacity available =50kVA. | --> | 0.0475 | 0 | 0 | 0.05 | 0 |  | --> | E21 ex ASHBOURNE | Ashbourne [T421,T422] | FINGLAS |  | 53.5172 | -6.317
MV/LV Substation OL***692Y |  | 10 kV | _ | LV | 630 kVA :Kiosk Substation | 0.63 | --> | 0.63 | 0.5 | 2.7 |  | --> | 0.5985 | 0 | 0.00741 | 0.5 | 0 |  | --> | C17 ex OLDCASTLE | Oldcastle [T41,T422] | MULLINGAR |  | 53.7699 | -7.1641
MV/LV Substation OL***693Z |  | 10 kV | _ | LV | 630 kVA :Building Structure | 0.63 | --> | 0.63 | 0.476 | 7.2 |  | --> | 0.5985 | 0 | 0 | 0.5 | 0 |  | --> | C23 ex LIBERTY STREET | Liberty Street [T101,T102] | LIBERTY STREET |  | 51.8988 | -8.4659
MV/LV Substation OL***698Y |  | 20 kV | _ | LV | 400 kVA :Kiosk Substation | 0.4 | --> | 0.4 | 0 | 0 | Constrained,otherwise capacity available =359kVA. | --> | 0.38 | 0 | 0.004446 | 0.40618 | 0 |  | --> | C22 ex ATHLONE | Athlone [T41,T42] | ATHLONE |  | 53.4227 | -7.9879
MV/LV Substation OL***712X |  | 20 kV | _ | LV | 100 kVA :Pole Substation | 0.1 | --> | 0.1 | 0.083 | 1.3 |  | --> | 0.095 | 0 | 0 | 0.10255 | 0 |  | --> | E15 ex BALLYCROSSAUN | Ballycrossaun [T421,T422] | SOMERSET |  | 53.0583 | -8.2102
MV/LV Substation OL***719Y |  | 10 kV | _ | LV | 200 kVA :Kiosk Substation | 0.2 | --> | 0.2 | 0 | 0 | Constrained,otherwise capacity available =166kVA. | --> | 0.19 | 0 | 0.017043 | 0.2051 | 0 |  | --> | C17 ex ROSCOMMON | Roscommon [T41,T42] | LANESBORO |  | 53.622 | -8.1775
MV/LV Substation OL***727X |  | 20 kV | _ | LV | 400 kVA :Kiosk Substation | 0.4 | --> | 0.4 | 0.375 | 2.2 |  | --> | 0.38 | 0 | 0 | 0.40378 | 0 |  | --> | E11 ex CLOONBANNIN | Cloonbannin [T421] | GLENLARA |  | 52.0558 | -9.0547
MV/LV Substation OL***729Y |  | 10 kV | _ | LV | 400 kVA :Kiosk Substation | 0.4 | --> | 0.4 | 0 | 0 | Constrained,otherwise capacity available =370kVA. | --> | 0.38 | 0 | 0.002223 | 0.40453 | 0 |  | --> | C11 ex DERRYCRAMPH | Derrycramph [T41,T42] | SHANKILL |  | 53.9705 | -7.3504
MV/LV Substation OL***730X |  | 10 kV | _ | LV | 100 kVA :Pole Substation | 0.1 | --> | 0.1 | 0 | 0 | Constrained,otherwise capacity available =98kVA. | --> | 0.095 | 0 | 0 | 0.1003 | 0 |  | --> | C12 ex SAGGART | Saggart [T41,T42] | GRANGE CASTLE |  | 53.2489 | -6.5313
MV/LV Substation OL***731 |  | 10 kV | _ | LV | 630 kVA :Kiosk Substation | 0.63 | --> | 0.63 | 0 | 0 | Constrained,otherwise capacity available =500kVA. | --> | 0.5985 | 0 | 0 | 0.5 | 0 |  | --> | C13 ex GLASNEVIN | Glasnevin [T41] | FINGLAS |  | 53.3779 | -6.2772
MV/LV Substation OL***735X |  | 10 kV | _ | LV | 100 kVA :Pole Substation | 0.1 | --> | 0.1 | 0 | 0 | Constrained,otherwise capacity available =91kVA. | --> | 0.095 | 0 | 0 | 0 | 0 | Constrained,otherwise capacity available =101.4kW. | --> | E18 ex BLESSINGTON | Blessington [T421,T422] | KILTEEL |  | 53.1809 | -6.4686
MV/LV Substation OL***739X |  | 10 kV | _ | LV | 400 kVA :Kiosk Substation | 0.4 | --> | 0.4 | 0 | 0 | Constrained,otherwise capacity available =375kVA. | --> | 0.38 | 0 | 0.002964 | 0.40378 | 0 |  | --> | C16 ex COOLCORCORAN | Coolcorcoran [T41,T42] | KNOCKEARAGH |  | 52.0586 | -9.5176
MV/LV Substation OL***739Z |  | 10 kV | _ | LV | 200 kVA :Kiosk Substation | 0.2 | --> | 0.2 | 0.2 | 13.1 |  | --> | 0.19 | 0 | 0 | 0.2 | 0 |  | --> | C14 ex MONREAD | Monread [T101,T102] | MONREAD |  | 53.2327 | -6.6663
MV/LV Substation OL***740Z |  | 10 kV | _ | LV | 630 kVA :Kiosk Substation | 0.63 | --> | 0.63 | 0.5 | 13.1 |  | --> | 0.5985 | 0 | 0 | 0.5 | 0 |  | --> | C14 ex MONREAD | Monread [T101,T102] | MONREAD |  | 53.2317 | -6.6669
MV/LV Substation OL***769 |  | 20 kV | _ | LV | 200 kVA :Kiosk Substation | 0.2 | --> | 0.2 | 0.117 | 1.8 |  | --> | 0.19 | 0 | 0.012597 | 0.21223 | 0 |  | --> | E11 ex BIRDHILL | Birdhill [T421,T422] | ARDNACRUSHA |  | 52.7103 | -8.4028
MV/LV Substation OL***772X |  | 10 kV | _ | LV | 400 kVA :Kiosk Substation | 0.4 | --> | 0.4 | 0 | 0 | Constrained,otherwise capacity available =198kVA. | --> | 0.38 | 0 | 0.025194 | 0.42956 | 0 |  | --> | C16 ex OLDBAWN | Oldbawn [T41,T42] | COOKSTOWN |  | 53.2806 | -6.3582
MV/LV Substation OL***781 |  | 10 kV | _ | LV | 630 kVA :Building Structure | 0.63 | --> | 0.63 | 0.5 | 3.9 |  | --> | 0.5985 | 0 | 0.01482 | 0.5 | 0 |  | --> | C22 ex GALWAY 110KV | Galway 110kv [T102,T103] | GALWAY 110KV |  | 53.2892 | -9.0052
MV/LV Substation OL***788X |  | 20 kV | _ | LV | 50 kVA :Pole Substation | 0.05 | --> | 0.05 | 0.032 | 2.8 |  | --> | 0.0475 | 0 | 0 | 0.052662 | 0 |  | --> | E13 ex BALLYRAGGET | Ballyragget [T421,T422] | BALLYRAGGET |  | 52.7811 | -7.3393
MV/LV Substation OL***790 |  | 10 kV | _ | LV | 400 kVA :Building Structure | 0.4 | --> | 0.4 | 0.4 | 16.1 |  | --> | 0.38 | 0 | 0 | 0.4 | 0 |  | --> | C12 ex RINGSEND | Ringsend [T101,T102] | POOLBEG |  | 53.3395 | -6.1925
MV/LV Substation OL***791 |  | 10 kV | _ | LV | 100 kVA :Pole Substation | 0.1 | --> | 0.1 | 0.09 | 1.1 |  | --> | 0.095 | 0 | 0 | 0 | 0 | Constrained,otherwise capacity available =101.5kW. | --> | C16 ex NEWCASTLEWEST | Newcastlewest [T41,T42] | RATHKEALE |  | 52.4792 | -9.0998
MV/LV Substation OL***792Z |  | 10 kV | _ | LV | 25 kVA :Kiosk Substation | 0.025 | --> | 0.025 | 0 | 0 | Constrained,otherwise capacity available =25kVA. | --> | 0.02375 | 0 | 0 | 0.025 | 0 |  | --> | C14 ex ATHGARVAN | Athgarvan [T41,T44] | NEWBRIDGE |  | 53.1903 | -6.7775
MV/LV Substation OL***793X |  | 20 kV | _ | LV | 50 kVA :Pole Substation | 0.05 | --> | 0.05 | 0 | 0 | Constrained,otherwise capacity available =42kVA. | --> | 0.0475 | 0 | 0 | 0.0512 | 0 |  | --> | E33 ex CAPPAMORE | Cappamore [T41,T42] | ARDNACRUSHA |  | 52.5469 | -8.3542
MV/LV Substation OL***804Z |  | 10 kV | _ | LV | 200 kVA :Pole Substation | 0.2 | --> | 0.2 | 0 | 0 | Constrained,otherwise capacity available =160kVA. | --> | 0.19 | 0 | 0.003705 | 0.20598 | 0 |  | --> | C14 ex ATHGARVAN | Athgarvan [T41,T44] | NEWBRIDGE |  | 53.168 | -6.7706
MV/LV Substation OL***807X |  | 10 kV | _ | LV | 200 kVA :Kiosk Substation | 0.2 | --> | 0.2 | 0 | 0 | Constrained,otherwise capacity available =121kVA. | --> | 0.19 | 0 | 0.006669 | 0.21165 | 0 |  | --> | C19 ex POLLERTON | Pollerton [T41,T42] | CARLOW |  | 52.8312 | -6.9221
MV/LV Substation OL***807Y |  | 20 kV | _ | LV | 50 kVA :Pole Substation | 0.05 | --> | 0.05 | 0.034 | 0.1 |  | --> | 0.0475 | 0 | 0 | 0.052373 | 0 |  | --> | C12 ex CARRIGLAWN | Carriglawn [T41,T42] | WEXFORD |  | 52.3792 | -6.448
MV/LV Substation OL***815X |  | 10 kV | _ | LV | 50 kVA :Pole Substation | 0.05 | --> | 0.05 | 0.041 | 9.5 |  | --> | 0.0475 | 0 | 0.012597 | 0.051348 | 0 |  | --> | C13 ex BANDON | Bandon [T101,T42] | BANDON |  | 51.733 | -8.7638
MV/LV Substation OL***845 |  | 10 kV | _ | LV | 100 kVA :Pole Substation | 0.1 | --> | 0.1 | 0 | 0 | Constrained,otherwise capacity available =88kVA. | --> | 0.095 | 0 | 0 | 0.10181 | 0 |  | --> | C15 ex SKIBBEREEN | Skibbereen [T41,T42] | DUNMANWAY |  | 51.5324 | -9.3199
MV/LV Substation OL***854 |  | 10 kV | _ | LV | 400 kVA :Kiosk Substation | 0.4 | --> | 0.4 | 0 | 0 | Constrained,otherwise capacity available =400kVA. | --> | 0.38 | 0 | 0 | 0.4 | 0 |  | --> | C14 ex POLLERTON | Pollerton [T41,T42] | CARLOW |  | 52.8412 | -6.9101
MV/LV Substation OL***856X |  | 10 kV | _ | LV | 200 kVA :Kiosk Substation | 0.2 | --> | 0.2 | 0 | 0 | Constrained,otherwise capacity available =76kVA. | --> | 0.19 | 0 | 0.005187 | 0 | 0 | Constrained,otherwise capacity available =218kW. | --> | C15 ex FERMOY NORTH | Fermoy North [T41,T42] | BARRYMORE |  | 52.1438 | -8.2767
MV/LV Substation OL***859 |  | 10 kV | _ | LV | 25 kVA :Pole Substation | 0.025 | --> | 0.025 | 0.021 | 2.4 |  | --> | 0.02375 | 0 | 0 | 0.0256 | 0 |  | --> | C20 ex GRAIGUE | Graigue [T41,T42] | CARLOW |  | 52.8424 | -6.9743
MV/LV Substation OL***863 |  | 10 kV | _ | LV | 200 kVA :Pole Substation | 0.2 | --> | 0.2 | 0 | 0 | Constrained,otherwise capacity available =158kVA. | --> | 0.19 | 0 | 0 | 0.20628 | 0 |  | --> | C12 ex SAGGART | Saggart [T41,T42] | GRANGE CASTLE |  | 53.2476 | -6.5334
MV/LV Substation OL***864 |  | 10 kV | _ | LV | 200 kVA :Kiosk Substation | 0.2 | --> | 0.2 | 0 | 0 | Constrained,otherwise capacity available =171kVA. | --> | 0.19 | 0 | 0 | 0.20436 | 0 |  | --> | C17 ex DRYBRIDGE | Drybridge [T41,T42] | DRYBRIDGE |  | 53.7228 | -6.4231
MV/LV Substation OL***867X |  | 10 kV | _ | LV | 400 kVA :Kiosk Substation | 0.4 | --> | 0.4 | 0 | 0 | Constrained,otherwise capacity available =315kVA. | --> | 0.38 | 0 | 0 | 0.41271 | 0 |  | --> | C22 ex OLDBAWN | Oldbawn [T41,T42] | COOKSTOWN |  | 53.274 | -6.3458
MV/LV Substation OL***882 |  | 10 kV | _ | LV | 630 kVA :Building Structure | 0.63 | --> | 0.63 | 0.5 | 3 |  | --> | 0.5985 | 0 | 0 | 0.5 | 0 |  | --> | C34 ex INCHICORE CENTRAL | Inchicore Central [T43,T45] | INCHICORE 220KV |  | 53.3298 | -6.3398
MV/LV Substation OL***893X |  | 20 kV | _ | LV | 630 kVA :Building Structure | 0.63 | --> | 0.63 | 0 | 0 | Constrained,otherwise capacity available =487kVA. | --> | 0.5985 | 0 | 0.011856 | 0 | 0 | Constrained,otherwise capacity available =500kW. | --> | E16 ex WINDSOR | Windsor [T421,T422] | CASTLEBAR |  | 53.8477 | -9.2835
MV/LV Substation OL***899X |  | 10 kV | _ | LV | 1000 kVA :Building Structure | 1 | --> | 1 | 0.5 | 3 |  | --> | 0.95 | 0 | 0.00741 | 0.5 | 0 |  | --> | C37 ex INCHICORE CENTRAL | Inchicore Central [T43,T45] | INCHICORE 220KV |  | 53.3411 | -6.3125
MV/LV Substation OL***911Y |  | 10 kV | _ | LV | 200 kVA :Kiosk Substation | 0.2 | --> | 0.2 | 0.015 | 13.1 |  | --> | 0.19 | 0 | 0.036309 | 0.22623 | 0 |  | --> | C19 ex MONREAD | Monread [T101,T102] | MONREAD |  | 53.2343 | -6.6609
MV/LV Substation OL***917Y |  | 20 kV | _ | LV | 200 kVA :Kiosk Substation | 0.2 | --> | 0.2 | 0 | 0 | Constrained,otherwise capacity available =152kVA. | --> | 0.19 | 0 | 0.00741 | 0.20716 | 0 |  | --> | C11 ex KILDARE | Kildare [T41,T42] | NEWBRIDGE |  | 53.1442 | -7.0555
MV/LV Substation OL***920X |  | 10 kV | _ | LV | 50 kVA :Pole Substation | 0.05 | --> | 0.05 | 0 | 0 | Constrained,otherwise capacity available =18kVA. | --> | 0.0475 | 0 | 0 | 0.054636 | 0 |  | --> | C12 ex RIVERSTOWN | Riverstown [T41,T42] | KILBARRY |  | 51.93 | -8.4182
MV/LV Substation OL***924 |  | 10 kV | _ | LV | 200 kVA :Kiosk Substation | 0.2 | --> | 0.2 | 0.087 | 2.4 |  | --> | 0.19 | 0 | 0.043719 | 0.21646 | 0 |  | --> | C19 ex BRAY | Bray [T41,T42] | FASSAROE |  | 53.1929 | -6.1158
MV/LV Substation OL***924X |  | 20 kV | _ | LV | 200 kVA :Kiosk Substation | 0.2 | --> | 0.2 | 0.191 | 2.5 |  | --> | 0.19 | 0 | 0.008151 | 0.20136 | 0 |  | --> | E17 ex BAGENALSTOWN | Bagenalstown [T421,T422] | CARLOW |  | 52.7372 | -7.0211
MV/LV Substation OL***929Z |  | 10 kV | _ | LV | 50 kVA :Pole Substation | 0.05 | --> | 0.05 | 0 | 0 | Constrained,otherwise capacity available =49kVA. | --> | 0.0475 | 0 | 0.003705 | 0.050152 | 0 |  | --> | C18 ex NAAS | Naas [T41,T42] | KILTEEL |  | 53.1841 | -6.6828
MV/LV Substation OL***932 |  | 10 kV | _ | LV | 100 kVA :Building Structure | 0.1 | --> | 0.1 | 0.055 | 14.2 |  | --> | 0.095 | 0 | 0 | 0.10661 | 0 |  | --> | C11 ex COOKSTOWN | Cookstown [T101,T102] | CARRICKMINES |  | 53.2832 | -6.3718
MV/LV Substation OL***966X |  | 10 kV | _ | LV | 50 kVA :Pole Substation | 0.05 | --> | 0.05 | 0 | 0 | Constrained,otherwise capacity available =35kVA. | --> | 0.0475 | 0 | 0.01482 | 0.052228 | 0 |  | --> | C18 ex NAAS | Naas [T41,T42] | KILTEEL |  | 53.1793 | -6.6762
MV/LV Substation OL***967 |  | 10 kV | _ | LV | 400 kVA :Building Structure | 0.4 | --> | 0.4 | 0.4 | 4 |  | --> | 0.38 | 0 | 0 | 0.4 | 0 |  | --> | C27 ex WOLFE TONE STREET | Wolfe Tone Street [T101,T102] | FINGLAS |  | 53.3487 | -6.2555
MV/LV Substation OL***976 |  | 10 kV | _ | LV | 30 kVA :Pole Substation | 0.03 | --> | 0.03 | 0 | 0 | Constrained,otherwise capacity available =27kVA. | --> | 0.0285 | 0 | 0 | 0 | 0 | Constrained,otherwise capacity available =30.5kW. | --> | C14 ex TEMPLEMORE | Templemore [T41,T42] | IKERRIN |  | 52.8107 | -7.5141
MV/LV Substation OL***981X |  | 10 kV | _ | LV | 400 kVA :Kiosk Substation | 0.4 | --> | 0.4 | 0.307 | 0.9 |  | --> | 0.38 | 0 | 0.011115 | 0 | 0 | Constrained,otherwise capacity available =413.9kW. | --> | C16 ex SPA ROAD | Spa Road [T41,T42] | DOON |  | 52.3504 | -7.6912
MV/LV Substation OL***983 |  | 10 kV | _ | LV | 50 kVA :Pole Substation | 0.05 | --> | 0.05 | 0.046 | 4.5 |  | --> | 0.0475 | 0 | 0 | 0.050604 | 0 |  | --> | C17 ex MALLOW | Mallow [T41,T42] | MALLOW |  | 52.1478 | -8.617
MV/LV Substation OL***999Y |  | 10 kV | _ | LV | 200 kVA :Kiosk Substation | 0.2 | --> | 0.2 | 0.113 | 13.1 |  | --> | 0.19 | 0 | 0.023712 | 0.2128 | 0 |  | --> | C19 ex MONREAD | Monread [T101,T102] | MONREAD |  | 53.2314 | -6.6573
MV/LV Substation OM***013Y |  | 10 kV | _ | LV | 1000 kVA :Kiosk Substation | 1 | --> | 1 | 0.31329 | 0.3 | Constrained,otherwise capacity available =500kVA. | --> | 0.95 | 0 | 0 | 0.5 | 0 |  | --> | C12 ex SANTRY | Santry [T41,T42] | FINGLAS |  | 53.3921 | -6.2501
MV/LV Substation OM***033Y |  | 10 kV | _ | LV | 630 kVA :Kiosk Substation | 0.63 | --> | 0.63 | 0.31329 | 0.3 | Constrained,otherwise capacity available =500kVA. | --> | 0.5985 | 0 | 0 | 0.5 | 0 |  | --> | C12 ex SANTRY | Santry [T41,T42] | FINGLAS |  | 53.3937 | -6.2501
MV/LV Substation OM***061Y |  | 10 kV | _ | LV | 630 kVA :Kiosk Substation | 0.63 | --> | 0.63 | 0.31329 | 0.3 | Constrained,otherwise capacity available =468kVA. | --> | 0.5985 | 0 | 0 | 0.5 | 0 |  | --> | C12 ex SANTRY | Santry [T41,T42] | FINGLAS |  | 53.3937 | -6.2475
MV/LV Substation OM***150Y |  | 10 kV | _ | LV | 200 kVA :Pole Substation | 0.2 | --> | 0.2 | 0 | 0 | Constrained,otherwise capacity available =200kVA. | --> | 0.19 | 0 | 0 | 0.2 | 0 |  | --> | C20 ex DOCK ROAD | Dock Road [T41,T42] | LIMERICK |  | 52.641 | -8.6434
MV/LV Substation OM***152Z |  | 10 kV | _ | LV | 630 kVA :Building Structure | 0.63 | --> | 0.63 | 0.5 | 6 |  | --> | 0.5985 | 0 | 0 | 0.5 | 0 |  | --> | C22 ex TRABEG | Trabeg [T101,T102] | TRABEG |  | 51.8492 | -8.4858
MV/LV Substation OM***190 |  | 10 kV | _ | LV | 200 kVA :Building Structure | 0.2 | --> | 0.2 | 0 | 0 | Constrained,otherwise capacity available =140kVA. | --> | 0.19 | 0 | 0 | 0.20891 | 0 |  | --> | C20 ex GARRYOWEN | Garryowen [T41,T42] | LIMERICK |  | 52.6464 | -8.6072
MV/LV Substation OM***190Y |  | 10 kV | _ | LV | 400 kVA :Building Structure | 0.4 | --> | 0.4 | 0 | 0 | Constrained,otherwise capacity available =398kVA. | --> | 0.38 | 0 | 0 | 0.4003 | 0 |  | --> | C19 ex KILMORE | Kilmore [T101,T102,T103] | FINGLAS |  | 53.4169 | -6.2395
MV/LV Substation OM***194 |  | 10 kV | _ | LV | 200 kVA :Building Structure | 0.2 | --> | 0.2 | 0 | 0 | Constrained,otherwise capacity available =163kVA. | --> | 0.19 | 0 | 0 | 0.20554 | 0 |  | --> | C20 ex GARRYOWEN | Garryowen [T41,T42] | LIMERICK |  | 52.6471 | -8.6055
MV/LV Substation OM***195 |  | 10 kV | _ | LV | 200 kVA :Building Structure | 0.2 | --> | 0.2 | 0 | 0 | Constrained,otherwise capacity available =175kVA. | --> | 0.19 | 0 | 0 | 0.20376 | 0 |  | --> | C20 ex GARRYOWEN | Garryowen [T41,T42] | LIMERICK |  | 52.6478 | -8.6033
MV/LV Substation OM***283Y |  | 10 kV | _ | LV | 1000 kVA :Building Structure | 1 | --> | 1 | 0 | 0 | Constrained,otherwise capacity available =500kVA. | --> | 0.95 | 0 | 0 | 0.5 | 0 |  | --> | C19 ex POLLERTON | Pollerton [T41,T42] | CARLOW |  | 52.8334 | -6.9243
MV/LV Substation OM***339Z |  | 10 kV | _ | LV | 100 kVA :Pole Substation | 0.1 | --> | 0.1 | 0 | 0 | Constrained,otherwise capacity available =96kVA. | --> | 0.095 | 0 | 0 | 0.10061 | 0 |  | --> | C20 ex CELBRIDGE | Celbridge [T41,T42] | GRIFFINRATH |  | 53.3002 | -6.6148
MV/LV Substation OM***4019 |  | 10 kV | _ | LV | 630 kVA :Building Structure | 0.63 | --> | 0.63 | 0 | 0 | Constrained,otherwise capacity available =500kVA. | --> | 0.5985 | 0 | 0 | 0.5 | 0 |  | --> | C17 ex LOUGHREA | Loughrea [T41,T42] | SOMERSET |  | 53.2026 | -8.5835
MV/LV Substation OM***4056 |  | 10 kV | _ | LV | 630 kVA :Building Structure | 0.63 | --> | 0.63 | 0.31329 | 0.3 | Constrained,otherwise capacity available =500kVA. | --> | 0.5985 | 0 | 0 | 0.5 | 0 |  | --> | C12 ex SANTRY | Santry [T41,T42] | FINGLAS |  | 53.3944 | -6.2476
MV/LV Substation OM***4079 |  | 10 kV | _ | LV | 100 kVA :Pole Substation | 0.1 | --> | 0.1 | 0 | 0 | Constrained,otherwise capacity available =96kVA. | --> | 0.095 | 0 | 0 | 0.10061 | 0 |  | --> | C16 ex ORANMORE | Oranmore [T41,T44] | GALWAY 110KV |  | 53.2753 | -8.9494
MV/LV Substation OM***4185 |  | 20 kV | _ | LV | 50 kVA :Pole Substation | 0.05 | --> | 0.05 | 0 | 0 | Constrained,otherwise capacity available =50kVA. | --> | 0.0475 | 0 | 0 | 0 | 0 | Constrained,otherwise capacity available =50kW. | --> | E14 ex BLESSINGTON | Blessington [T421,T422] | KILTEEL |  | 53.1281 | -6.6122
MV/LV Substation OM***4280 |  | 10 kV | _ | LV | 400 kVA :Kiosk Substation | 0.4 | --> | 0.4 | 0 | 0 | Constrained,otherwise capacity available =378kVA. | --> | 0.38 | 0 | 0 | 0.40333 | 0 |  | --> | C18 ex BALGADDY | Balgaddy [T41,T42] | GRANGE CASTLE |  | 53.3381 | -6.4212
MV/LV Substation OM***547 |  | 20 kV | _ | LV | 400 kVA :Kiosk Substation | 0.4 | --> | 0.4 | 0.311 | 4.2 |  | --> | 0.38 | 0 | 0.00741 | 0.41329 | 0 |  | --> | E18 ex JENKINSTOWN | Jenkinstown [T421,T422] | DUNDALK |  | 54.088 | -6.257
MV/LV Substation OM***615Y |  | 20 kV | _ | LV | 50 kVA :Pole Substation | 0.05 | --> | 0.05 | 0 | 0 | Constrained,otherwise capacity available =45kVA. | --> | 0.0475 | 0 | 0 | 0.050753 | 0 |  | --> | E13 ex EDENDERRY | Edenderry [T421,T422] | BLAKE |  | 53.3978 | -7.003
MV/LV Substation OM***643Y |  | 20 kV | _ | LV | 200 kVA :Kiosk Substation | 0.2 | --> | 0.2 | 0.169 | 4.2 |  | --> | 0.19 | 0 | 0 | 0.20465 | 0 |  | --> | E18 ex JENKINSTOWN | Jenkinstown [T421,T422] | DUNDALK |  | 54.0878 | -6.2625
MV/LV Substation OM***665 |  | 20 kV | _ | LV | 630 kVA :Building Structure | 0.63 | --> | 0.63 | 0.5 | 1.3 |  | --> | 0.5985 | 0 | 0.005928 | 0.5 | 0 |  | --> | E16 ex BALLYCROSSAUN | Ballycrossaun [T421,T422] | SOMERSET |  | 53.093 | -8.2165
MV/LV Substation OM***734X |  | 20 kV | _ | LV | 200 kVA :Pole Substation | 0.2 | --> | 0.2 | 0 | 0 | Constrained,otherwise capacity available =198kVA. | --> | 0.19 | 0 | 0 | 0.2003 | 0 |  | --> | E21 ex FINEA | Finea [T421,T422] | SHANKILL |  | 53.8501 | -7.3284
MV/LV Substation OM***798X |  | 20 kV | _ | LV | 100 kVA :Pole Substation | 0.1 | --> | 0.1 | 0 | 0 | Constrained,otherwise capacity available =100kVA. | --> | 0.095 | 0 | 0 | 0.1 | 0 |  | --> | E21 ex FINEA | Finea [T421,T422] | SHANKILL |  | 53.8468 | -7.3394
MV/LV Substation ON***017 |  | 20 kV | _ | LV | 400 kVA :Kiosk Substation | 0.4 | --> | 0.4 | 0 | 0 | Constrained,otherwise capacity available =87kVA. | --> | 0.38 | 0 | 0.003705 | 0 | 0 | Constrained,otherwise capacity available =444.9kW. | --> | E14 ex FOXHOLE | Foxhole [T421,T422] | DUNGARVAN |  | 51.9552 | -7.8484
MV/LV Substation ON***081X |  | 10 kV | _ | LV | 630 kVA :Kiosk Substation | 0.63 | --> | 0.63 | 0.060409 | 0.1 | Constrained,otherwise capacity available =465kVA. | --> | 0.5985 | 0 | 0.002223 | 0.5 | 0 |  | --> | C15 ex TUBBERCURRY | Tubbercurry [T41,T42] | TONROE |  | 54.0547 | -8.7278
MV/LV Substation ON***143Y |  | 20 kV | _ | LV | 200 kVA :Pole Substation | 0.2 | --> | 0.2 | 0 | 0 | Constrained,otherwise capacity available =196kVA. | --> | 0.19 | 0 | 0.039273 | 0.20061 | 0 |  | --> | E18 ex JULIANSTOWN | Julianstown [T421,T422] | DRYBRIDGE |  | 53.6346 | -6.3601
MV/LV Substation ON***253Z |  | 10 kV | _ | LV | 400 kVA :Kiosk Substation | 0.4 | --> | 0.4 | 0 | 0 | Constrained,otherwise capacity available =297kVA. | --> | 0.38 | 0 | 0 | 0.41535 | 0 |  | --> | C22 ex MACETOWN | Macetown [T101,T102] | MACETOWN |  | 53.3914 | -6.4333
MV/LV Substation ON***254Z |  | 10 kV | _ | LV | 400 kVA :Kiosk Substation | 0.4 | --> | 0.4 | 0 | 0 | Constrained,otherwise capacity available =313kVA. | --> | 0.38 | 0 | 0 | 0.413 | 0 |  | --> | C22 ex MACETOWN | Macetown [T101,T102] | MACETOWN |  | 53.3916 | -6.4356
MV/LV Substation ON***387Y |  | 10 kV | _ | LV | 50 kVA :Pole Substation | 0.05 | --> | 0.05 | 0.049 | 2.9 |  | --> | 0.0475 | 0 | 0 | 0.050152 | 0 |  | --> | C18 ex ABBEYLAND | Abbeyland [T41,T42] | NAVAN |  | 53.6304 | -6.782
MV/LV Substation ON***4076 |  | 10 kV | _ | LV | 1000 kVA :Building Structure | 1 | --> | 1 | 0.5 | 13.9 |  | --> | 0.95 | 0 | 0 | 0.5 | 0 |  | --> | C20 ex CENTRAL PARK | Central Park [T101,T102] | CARRICKMINES |  | 53.2722 | -6.1999
MV/LV Substation ON***4140 |  | 10 kV | _ | LV | 50 kVA :Pole Substation | 0.05 | --> | 0.05 | 0 | 0 | Constrained,otherwise capacity available =46kVA. | --> | 0.0475 | 0 | 0 | 0 | 0 | Constrained,otherwise capacity available =50.6kW. | --> | E19 ex FOXHOLE | Foxhole [T421,T422] | DUNGARVAN |  | 52.0246 | -7.8699
MV/LV Substation ON***4252 |  | 10 kV | _ | LV | 1000 kVA :Building Structure | 1 | --> | 1 | 0 | 0 | Constrained,otherwise capacity available =500kVA. | --> | 0.95 | 0 | 0.013338 | 0.5 | 0 |  | --> | C22 ex GRANGE (DR) | Grange (dr) [T41,T42] | GRANGE (DR) |  | 53.4036 | -6.1757
MV/LV Substation ON***4253 |  | 10 kV | _ | LV | 630 kVA :Building Structure | 0.63 | --> | 0.63 | 0 | 0 | Constrained,otherwise capacity available =500kVA. | --> | 0.5985 | 0 | 0.008892 | 0.5 | 0 |  | --> | C28 ex KILMORE | Kilmore [T101,T102,T103] | FINGLAS |  | 53.4041 | -6.1743
MV/LV Substation ON***434Z |  | 10 kV | _ | LV | 630 kVA :Kiosk Substation | 0.63 | --> | 0.63 | 0 | 0 | Constrained,otherwise capacity available =500kVA. | --> | 0.5985 | 0 | 0 | 0.5 | 0 |  | --> | C22 ex MACETOWN | Macetown [T101,T102] | MACETOWN |  | 53.3973 | -6.4405
MV/LV Substation ON***536Z |  | 10 kV | _ | LV | 400 kVA :Building Structure | 0.4 | --> | 0.4 | 0 | 0 | Constrained,otherwise capacity available =337kVA. | --> | 0.38 | 0 | 0 | 0.40945 | 0 |  | --> | C22 ex MACETOWN | Macetown [T101,T102] | MACETOWN |  | 53.3952 | -6.4379
MV/LV Substation ON***556Z |  | 20 kV | _ | LV | 400 kVA :Kiosk Substation | 0.4 | --> | 0.4 | 0.383 | 1.3 |  | --> | 0.38 | 0 | 0 | 0.40257 | 0 |  | --> | C16 ex LOUGHANALLA | Loughanalla [T41,T42] | MULLINGAR |  | 53.6778 | -7.2992
MV/LV Substation ON***571Y |  | 20 kV | _ | LV | 400 kVA :Building Structure | 0.4 | --> | 0.4 | 0.4 | 17.7 |  | --> | 0.38 | 0 | 0 | 0.4 | 0 |  | --> | E12 ex COOLROE | Coolroe [T121,T122] | COOLROE |  | 51.9002 | -8.711
MV/LV Substation ON***614Z |  | 10 kV | _ | LV | 200 kVA :Kiosk Substation | 0.2 | --> | 0.2 | 0 | 0 | Constrained,otherwise capacity available =153kVA. | --> | 0.19 | 0 | 0 | 0.20701 | 0 |  | --> | C22 ex MACETOWN | Macetown [T101,T102] | MACETOWN |  | 53.3931 | -6.4421
MV/LV Substation ON***649Z |  | 10 kV | _ | LV | 50 kVA :Pole Substation | 0.05 | --> | 0.05 | 0 | 0 | Constrained,otherwise capacity available =50kVA. | --> | 0.0475 | 0 | 0 | 0.05 | 0 |  | --> | C23 ex MACETOWN | Macetown [T101,T102] | MACETOWN |  | 53.4016 | -6.444
MV/LV Substation ON***869Z |  | 20 kV | _ | LV | 50 kVA :Pole Substation | 0.05 | --> | 0.05 | 0 | 0 | Constrained,otherwise capacity available =39kVA. | --> | 0.0475 | 0 | 0 | 0 | 0 | Constrained,otherwise capacity available =51.6kW. | --> | E13 ex BLESSINGTON | Blessington [T421,T422] | KILTEEL |  | 53.142 | -6.6595
MV/LV Substation ON***911 |  | 10 kV | _ | LV | 200 kVA :Pole Substation | 0.2 | --> | 0.2 | 0 | 0 | Constrained,otherwise capacity available =125kVA. | --> | 0.19 | 0 | 0.003705 | 0.21108 | 0 |  | --> | C15 ex ENNIS NORTH | Ennis North [T41,T42] | ENNIS |  | 52.852 | -9.0048
MV/LV Substation ON***933Y |  | 10 kV | _ | LV | 100 kVA :Pole Substation | 0.1 | --> | 0.1 | 0.1 | 2.9 |  | --> | 0.095 | 0 | 0 | 0.1 | 0 |  | --> | C18 ex ABBEYLAND | Abbeyland [T41,T42] | NAVAN |  | 53.6302 | -6.7834
MV/LV Substation ON***967X |  | 10 kV | _ | LV | 50 kVA :Pole Substation | 0.05 | --> | 0.05 | 0.041 | 2.9 |  | --> | 0.0475 | 0 | 0.003705 | 0.051348 | 0 |  | --> | C18 ex ABBEYLAND | Abbeyland [T41,T42] | NAVAN |  | 53.6385 | -6.7662
MV/LV Substation OO***230X |  | 20 kV | _ | LV | 50 kVA :Pole Substation | 0.05 | --> | 0.05 | 0 | 0 | Constrained,otherwise capacity available =47kVA. | --> | 0.0475 | 0 | 0 | 0.050453 | 0 |  | --> | E18 ex GARRANACANTY | Garranacanty [T421,T422] | TIPPERARY |  | 52.5299 | -8.264
MV/LV Substation OO***372X |  | 20 kV | _ | LV | 100 kVA :Pole Substation | 0.1 | --> | 0.1 | 0 | 0 | Constrained,otherwise capacity available =46kVA. | --> | 0.095 | 0 | 0.003705 | 0.10788 | 0 |  | --> | E18 ex GARRANACANTY | Garranacanty [T421,T422] | TIPPERARY |  | 52.5309 | -8.2625
MV/LV Substation OO***408X |  | 20 kV | _ | LV | 100 kVA :Pole Substation | 0.1 | --> | 0.1 | 0 | 0 | Constrained,otherwise capacity available =37kVA. | --> | 0.095 | 0 | 0.024453 | 0.10913 | 0 |  | --> | E18 ex GARRANACANTY | Garranacanty [T421,T422] | TIPPERARY |  | 52.5286 | -8.2595
MV/LV Substation OO***409X |  | 20 kV | _ | LV | 200 kVA :Pole Substation | 0.2 | --> | 0.2 | 0 | 0 | Constrained,otherwise capacity available =157kVA. | --> | 0.19 | 0 | 0.002964 | 0.20643 | 0 |  | --> | E18 ex GARRANACANTY | Garranacanty [T421,T422] | TIPPERARY |  | 52.5343 | -8.2666
MV/LV Substation OO***881 |  | 20 kV | _ | LV | 50 kVA :Pole Substation | 0.05 | --> | 0.05 | 0 | 0 | Constrained,otherwise capacity available =40kVA. | --> | 0.0475 | 0 | 0 | 0.051496 | 0 |  | --> | E18 ex GARRANACANTY | Garranacanty [T421,T422] | TIPPERARY |  | 52.5307 | -8.2646
MV/LV Substation OP***022Y |  | 10 kV | _ | LV | 630 kVA :Building Structure | 0.63 | --> | 0.63 | 0.14262 | 0.1 | Constrained,otherwise capacity available =500kVA. | --> | 0.5985 | 0 | 0 | 0.5 | 0 |  | --> | C17 ex CARRIGLAWN | Carriglawn [T41,T42] | WEXFORD |  | 52.3432 | -6.4878
MV/LV Substation OP***029 |  | 10 kV | _ | LV | 1000 kVA :Building Structure | 1 | --> | 1 | 0 | 0 | Constrained,otherwise capacity available =500kVA. | --> | 0.95 | 0 | 0 | 0.5 | 0 |  | --> | C19 ex MULGANNON | Mulgannon [T41,T42] | WEXFORD |  | 52.3377 | -6.4622
MV/LV Substation OP***110Z |  | 20 kV | _ | LV | 100 kVA :Pole Substation | 0.1 | --> | 0.1 | 0 | 0 | Constrained,otherwise capacity available =91kVA. | --> | 0.095 | 0 | 0 | 0.10136 | 0 |  | --> | C17 ex DRYBRIDGE | Drybridge [T41,T42] | DRYBRIDGE |  | 53.7014 | -6.4885
MV/LV Substation OP***384X |  | 10 kV | _ | LV | 630 kVA :Building Structure | 0.63 | --> | 0.63 | 0 | 0 | Constrained,otherwise capacity available =500kVA. | --> | 0.5985 | 0 | 0 | 0.5 | 0 |  | --> | C15 ex TRIM | Trim [T41,T42] | NAVAN |  | 53.5543 | -6.7969
MV/LV Substation OP***410 |  | 20 kV | _ | LV | 50 kVA :Pole Substation | 0.05 | --> | 0.05 | 0 | 0 | Constrained,otherwise capacity available =50kVA. | --> | 0.0475 | 0 | 0 | 0.05 | 0 |  | --> | C14 ex CARRICK ON SHANNON | Carrick On Shannon [T41,T42] | CARRICK ON SHANNON |  | 54.0014 | -8.0772
MV/LV Substation OP***4193 |  | 20 kV | _ | LV | 400 kVA :Kiosk Substation | 0.4 | --> | 0.4 | 0.388 | 3.5 |  | --> | 0.38 | 0 | 0 | 0.40182 | 0 |  | --> | E16 ex BUSH | Bush [T421,T422] | DUNDALK |  | 54.0326 | -6.135
MV/LV Substation OP***4353 |  | 10 kV | _ | LV | 400 kVA :Building Structure | 0.4 | --> | 0.4 | 0 | 0 | Constrained,otherwise capacity available =366kVA. | --> | 0.38 | 0 | 0.02223 | 0.31782 | 0 | Constrained,otherwise capacity available =405.1kW. | --> | C18 ex HEADFORD | Headford [T41,T42] | CLOON |  | 53.4708 | -9.1015
MV/LV Substation OP***4451 |  | 10 kV | _ | LV | 630 kVA :Kiosk Substation | 0.63 | --> | 0.63 | 0.5 | 3 |  | --> | 0.5985 | 0 | 0 | 0.5 | 0 |  | --> | C33 ex INCHICORE CENTRAL | Inchicore Central [T43,T45] | INCHICORE 220KV |  | 53.3367 | -6.3342
MV/LV Substation OP***761X |  | 10 kV | _ | LV | 400 kVA :Building Structure | 0.4 | --> | 0.4 | 0.31536 | 0.3 | Constrained,otherwise capacity available =400kVA. | --> | 0.38 | 0 | 0 | 0.4 | 0 |  | --> | C15 ex BALLYMOTE | Ballymote [T41] | SLIGO |  | 54.087 | -8.5366
MV/LV Substation OR***006 |  | 20 kV | _ | LV | 630 kVA :Kiosk Substation | 0.63 | --> | 0.63 | 0 | 0 | Constrained,otherwise capacity available =307kVA. | --> | 0.5985 | 0 | 0.01482 | 0 | 0 | Constrained,otherwise capacity available =500kW. | --> | E14 ex FOXHOLE | Foxhole [T421,T422] | DUNGARVAN |  | 51.9535 | -7.8471
MV/LV Substation OR***015 |  | 10 kV | _ | LV | 400 kVA :Building Structure | 0.4 | --> | 0.4 | 0 | 0 | Constrained,otherwise capacity available =357kVA. | --> | 0.38 | 0 | 0 | 0.40648 | 0 |  | --> | C18 ex ENNIS NORTH | Ennis North [T41,T42] | ENNIS |  | 52.8602 | -8.9866
MV/LV Substation OR***025Y |  | 10 kV | _ | LV | 400 kVA :Kiosk Substation | 0.4 | --> | 0.4 | 0 | 0 | Constrained,otherwise capacity available =239kVA. | --> | 0.38 | 0 | 0.033345 | 0.42374 | 0 |  | --> | C14 ex SWORDS | Swords [T41,T42] | GLASMORE |  | 53.462 | -6.2464
MV/LV Substation OR***029 |  | 10 kV | _ | LV | 200 kVA :Pole Substation | 0.2 | --> | 0.2 | 0.122 | 3.3 |  | --> | 0.19 | 0 | 0.003705 | 0.21151 | 0 |  | --> | C12 ex LLOYD | Lloyd [T41,T42] | NAVAN |  | 53.7283 | -6.8848
MV/LV Substation OR***039 |  | 10 kV | _ | LV | 200 kVA :Kiosk Substation | 0.2 | --> | 0.2 | 0 | 0 | Constrained,otherwise capacity available =85kVA. | --> | 0.19 | 0 | 0.001482 | 0 | 0 | Constrained,otherwise capacity available =216.7kW. | --> | C12 ex KILMALLOCK | Kilmallock [T41,T42] | CHARLEVILLE |  | 52.4006 | -8.5749
MV/LV Substation OR***039 |  | 10 kV | _ | LV | 200 kVA :Pole Substation | 0.2 | --> | 0.2 | 0 | 0 | Constrained,otherwise capacity available =183kVA. | --> | 0.19 | 0 | 0 | 0.20256 | 0 |  | --> | C14 ex BALLYBODEN | Ballyboden [T41,T42] | COOKSTOWN |  | 53.2624 | -6.3314
MV/LV Substation OR***058 |  | 10 kV | _ | LV | 400 kVA :Building Structure | 0.4 | --> | 0.4 | 0 | 0 | Constrained,otherwise capacity available =400kVA. | --> | 0.38 | 0 | 0 | 0.4 | 0 |  | --> | C11 ex ROSEHILL | Rosehill [T41,T42] | KILKENNY |  | 52.6531 | -7.2758
MV/LV Substation OR***058 |  | 10 kV | _ | LV | 400 kVA :Kiosk Substation | 0.4 | --> | 0.4 | 0 | 0 | Constrained,otherwise capacity available =254kVA. | --> | 0.38 | 0 | 0.039273 | 0.42158 | 0 |  | --> | C25 ex DUNDRUM | Dundrum [T41,T42] | BLACKROCK |  | 53.2883 | -6.2517
MV/LV Substation OR***064 |  | 10 kV | _ | LV | 400 kVA :Building Structure | 0.4 | --> | 0.4 | 0.285 | 3.5 |  | --> | 0.38 | 0 | 0.011856 | 0.4171 | 0 |  | --> | C21 ex DUNDALK | Dundalk [T41,T42] | DUNDALK |  | 54.0053 | -6.4077
MV/LV Substation OR***065 |  | 20 kV | _ | LV | 50 kVA :Pole Substation | 0.05 | --> | 0.05 | 0 | 0 | Constrained,otherwise capacity available =50kVA. | --> | 0.0475 | 0 | 0 | 0.05 | 0 |  | --> | E11 ex BALLYHALE | Ballyhale [T42,T421] | KILKENNY |  | 52.5331 | -7.1405
MV/LV Substation OR***076 |  | 10 kV | _ | LV | 400 kVA :Kiosk Substation | 0.4 | --> | 0.4 | 0.336 | 6 |  | --> | 0.38 | 0 | 0.013338 | 0 | 0 | Constrained,otherwise capacity available =409.6kW. | --> | C11 ex ARDGEEHA | Ardgeeha [T41,T42] | DOON |  | 52.3653 | -7.7095
MV/LV Substation OR***079X |  | 10 kV | _ | LV | 100 kVA :Pole Substation | 0.1 | --> | 0.1 | 0 | 0 | Constrained,otherwise capacity available =54kVA. | --> | 0.095 | 0 | 0 | 0.10675 | 0 |  | --> | C18 ex KILDARE | Kildare [T41,T42] | NEWBRIDGE |  | 53.1453 | -6.8382
MV/LV Substation OR***091 |  | 10 kV | _ | LV | 630 kVA :Building Structure | 0.63 | --> | 0.63 | 0 | 0 | Constrained,otherwise capacity available =500kVA. | --> | 0.5985 | 0 | 0 | 0.5 | 0 |  | --> | C18 ex FORTUNESTOWN | Fortunestown [T101,T102] | INCHICORE 220KV |  | 53.2872 | -6.4317
MV/LV Substation OR***092 |  | 20 kV | _ | LV | 400 kVA :Kiosk Substation | 0.4 | --> | 0.4 | 0 | 0 | Constrained,otherwise capacity available =270kVA. | --> | 0.38 | 0 | 0.050388 | 0.41927 | 0 |  | --> | E15 ex BATTER LANE TEMPORARY | Batter Lane Temporary 38kv [T421] | GLASMORE |  | 53.5237 | -6.1606
MV/LV Substation OR***093 |  | 10 kV | _ | LV | 400 kVA :Kiosk Substation | 0.4 | --> | 0.4 | 0.244 | 2.4 |  | --> | 0.38 | 0 | 0.025194 | 0.42302 | 0 |  | --> | C19 ex BRAY | Bray [T41,T42] | FASSAROE |  | 53.1927 | -6.1071
MV/LV Substation OR***096X |  | 10 kV | _ | LV | 200 kVA :Kiosk Substation | 0.2 | --> | 0.2 | 0.149 | 0.4 |  | --> | 0.19 | 0 | 0.010374 | 0.2076 | 0 |  | --> | C19 ex CARRICKMINES | Carrickmines [T41,T42] | CARRICKMINES |  | 53.2636 | -6.204
MV/LV Substation OR***098 |  | 10 kV | _ | LV | 200 kVA :Pole Substation | 0.2 | --> | 0.2 | 0.2 | 3.5 |  | --> | 0.19 | 0 | 0 | 0.2 | 0 |  | --> | C17 ex DUNDALK | Dundalk [T41,T42] | DUNDALK |  | 53.9996 | -6.4156
MV/LV Substation OR***098 |  | 10 kV | _ | LV | 100 kVA :Pole Substation | 0.1 | --> | 0.1 | 0 | 0 | Constrained,otherwise capacity available =100kVA. | --> | 0.095 | 0 | 0 | 0.1 | 0 |  | --> | C18 ex TRAMORE | Tramore [T41,T42] | BUTLERSTOWN |  | 52.2246 | -7.2002
MV/LV Substation OR***106X |  | 10 kV | _ | LV | 200 kVA :Kiosk Substation | 0.2 | --> | 0.2 | 0.177 | 2.8 |  | --> | 0.19 | 0 | 0 | 0.20346 | 0 |  | --> | C18 ex CASTLEBLAYNEY | Castleblayney [T41,T42] | DUNDALK |  | 54.148 | -6.6968
MV/LV Substation OR***114 |  | 10 kV | _ | LV | 400 kVA :Kiosk Substation | 0.4 | --> | 0.4 | 0.188 | 4 |  | --> | 0.38 | 0 | 0.040014 | 0.43096 | 0 |  | --> | C19 ex BALLINCLEA | Ballinclea [T41] | CHERRYWOOD |  | 53.2663 | -6.1338
MV/LV Substation OR***123 |  | 10 kV | _ | LV | 630 kVA :Kiosk Substation | 0.63 | --> | 0.63 | 0 | 0 | Constrained,otherwise capacity available =473kVA. | --> | 0.5985 | 0 | 0 | 0.5 | 0 |  | --> | C14 ex ROSEHILL | Rosehill [T41,T42] | KILKENNY |  | 52.6488 | -7.2518
MV/LV Substation OR***126X |  | 10 kV | _ | LV | 630 kVA :Kiosk Substation | 0.63 | --> | 0.63 | 0.5 | 0.9 |  | --> | 0.5985 | 0 | 0.005928 | 0.5 | 0 |  | --> | C16 ex KENMARE | Kenmare [T42] | KNOCKEARAGH |  | 51.8865 | -9.5871
MV/LV Substation OR***126X |  | 20 kV | _ | LV | 400 kVA :Building Structure | 0.4 | --> | 0.4 | 0.38 | 17.7 |  | --> | 0.38 | 0 | 0 | 0.40302 | 0 |  | --> | E12 ex COOLROE | Coolroe [T121,T122] | COOLROE |  | 51.8829 | -8.635
MV/LV Substation OR***129Y |  | 10 kV | _ | LV | 200 kVA :Kiosk Substation | 0.2 | --> | 0.2 | 0 | 0 | Constrained,otherwise capacity available =153kVA. | --> | 0.19 | 0 | 0.008892 | 0.20701 | 0 |  | --> | C15 ex DEERPARK | Deerpark [T41,T42] | BALLYDINE |  | 52.3492 | -7.418
MV/LV Substation OR***133 |  | 10 kV | _ | LV | 1000 kVA :Building Structure | 1 | --> | 1 | 0 | 0 | Constrained,otherwise capacity available =500kVA. | --> | 0.95 | 0 | 0.005187 | 0.5 | 0 |  | --> | C19 ex FAIRHILL | Fairhill [T42] | KILBARRY |  | 51.9044 | -8.4972
MV/LV Substation OR***144X |  | 20 kV | _ | LV | 200 kVA :Kiosk Substation | 0.2 | --> | 0.2 | 0 | 0 | Constrained,otherwise capacity available =110kVA. | --> | 0.19 | 0 | 0.011856 | 0.21322 | 0 |  | --> | C12 ex DUNLEER | Dunleer [T41,T42] | DRYBRIDGE |  | 53.7913 | -6.2459
MV/LV Substation OR***159Y |  | 10 kV | _ | LV | 100 kVA :Pole Substation | 0.1 | --> | 0.1 | 0 | 0 | Constrained,otherwise capacity available =89kVA. | --> | 0.095 | 0 | 0.01482 | 0.10166 | 0 |  | --> | C16 ex LEIXLIP | Leixlip [T41,T42] | GRIFFINRATH |  | 53.3404 | -6.5102
MV/LV Substation OR***184Y |  | 10 kV | _ | LV | 400 kVA :Kiosk Substation | 0.4 | --> | 0.4 | 0 | 0 | Constrained,otherwise capacity available =207kVA. | --> | 0.38 | 0 | 0.025935 | 0.42158 | 0 |  | --> | C15 ex RIVERSTOWN | Riverstown [T41,T42] | KILBARRY |  | 51.9298 | -8.3888
MV/LV Substation OR***186Z |  | 10 kV | _ | LV | 400 kVA :Kiosk Substation | 0.4 | --> | 0.4 | 0 | 0 | Constrained,otherwise capacity available =363kVA. | --> | 0.38 | 0 | 0.002964 | 0.40558 | 0 |  | --> | E11 ex SLANE | Slane [T421] | DRYBRIDGE |  | 53.7781 | -6.4827
MV/LV Substation OR***188Y |  | 20 kV | _ | LV | 400 kVA :Building Structure | 0.4 | --> | 0.4 | 0 | 0 | Constrained,otherwise capacity available =400kVA. | --> | 0.38 | 0 | 0 | 0.4 | 0 |  | --> | E12 ex CARRIGSHANE | Carrigshane [T422] | MIDLETON |  | 51.9129 | -8.0555
MV/LV Substation OR***190X |  | 20 kV | _ | LV | 200 kVA :Kiosk Substation | 0.2 | --> | 0.2 | 0 | 0 | Constrained,otherwise capacity available =159kVA. | --> | 0.19 | 0 | 0.002223 | 0.20613 | 0 |  | --> | C12 ex DUNLEER | Dunleer [T41,T42] | DRYBRIDGE |  | 53.7929 | -6.246
MV/LV Substation OR***190X |  | 10 kV | _ | LV | 1000 kVA :Building Structure | 1 | --> | 1 | 0.5 | 4 |  | --> | 0.95 | 0 | 0 | 0.5 | 0 |  | --> | C28 ex WOLFE TONE STREET | Wolfe Tone Street [T101,T102] | FINGLAS |  | 53.3465 | -6.2659
MV/LV Substation OR***201X |  | 10 kV | _ | LV | 400 kVA :Kiosk Substation | 0.4 | --> | 0.4 | 0 | 0 | Constrained,otherwise capacity available =331kVA. | --> | 0.38 | 0 | 0.004446 | 0.41034 | 0 |  | --> | C15 ex KYLEERAGH | Kyleeragh [T41,T42] | NENAGH |  | 52.8684 | -8.1946
MV/LV Substation OR***207Y |  | 10 kV | _ | LV | 200 kVA :Kiosk Substation | 0.2 | --> | 0.2 | 0 | 0 | Constrained,otherwise capacity available =168kVA. | --> | 0.19 | 0 | 0.00741 | 0.2048 | 0 |  | --> | C19 ex KILMONEY | Kilmoney [T41,T42] | TRABEG |  | 51.8091 | -8.3947
MV/LV Substation OR***218Y |  | 10 kV | _ | LV | 100 kVA :Pole Substation | 0.1 | --> | 0.1 | 0.027 | 1.1 |  | --> | 0.095 | 0 | 0 | 0.1105 | 0 |  | --> | C21 ex BIRR | Birr [T41,T422] | DALLOW |  | 53.0757 | -7.8678
MV/LV Substation OR***221 |  | 20 kV | _ | LV | 50 kVA :Pole Substation | 0.05 | --> | 0.05 | 0 | 0 | Constrained,otherwise capacity available =49kVA. | --> | 0.0475 | 0 | 0 | 0.050152 | 0 |  | --> | E19 ex EDENDERRY | Edenderry [T421,T422] | BLAKE |  | 53.4548 | -7.0034
MV/LV Substation OR***226 |  | 10 kV | _ | LV | 630 kVA :Building Structure | 0.63 | --> | 0.63 | 0 | 0 | Constrained,otherwise capacity available =500kVA. | --> | 0.5985 | 0 | 0 | 0.5 | 0 |  | --> | C18 ex FORTUNESTOWN | Fortunestown [T101,T102] | INCHICORE 220KV |  | 53.2885 | -6.4277
MV/LV Substation OR***226X |  | 10 kV | _ | LV | 200 kVA :Kiosk Substation | 0.2 | --> | 0.2 | 0 | 0 | Constrained,otherwise capacity available =126kVA. | --> | 0.19 | 0 | 0.042978 | 0.21094 | 0 |  | --> | C15 ex ORANMORE | Oranmore [T41,T44] | GALWAY 110KV |  | 53.2614 | -8.937
MV/LV Substation OR***242Y |  | 10 kV | _ | LV | 50 kVA :Pole Substation | 0.05 | --> | 0.05 | 0.049 | 1.4 |  | --> | 0.0475 | 0 | 0 | 0.050152 | 0 |  | --> | C26 ex KELLS | Kells [T41,T42] | NAVAN |  | 53.7222 | -6.7893
MV/LV Substation OR***254 |  | 20 kV | _ | LV | 200 kVA :Kiosk Substation | 0.2 | --> | 0.2 | 0 | 0 | Constrained,otherwise capacity available =112kVA. | --> | 0.19 | 0 | 0.021489 | 0.21294 | 0 |  | --> | E11 ex BEALNABLATH | Bealnablath [T421] | BANDON |  | 51.8541 | -8.7339
MV/LV Substation OR***267Y |  | 20 kV | _ | LV | 400 kVA :Kiosk Substation | 0.4 | --> | 0.4 | 0 | 0 | Constrained,otherwise capacity available =366kVA. | --> | 0.38 | 0 | 0.022971 | 0 | 0 | Constrained,otherwise capacity available =405.1kW. | --> | C13 ex CLOYNE | Cloyne [T41] | MIDLETON |  | 51.8557 | -8.0354
MV/LV Substation OR***283Z |  | 10 kV | _ | LV | 400 kVA :Kiosk Substation | 0.4 | --> | 0.4 | 0.3 | 3.1 |  | --> | 0.38 | 0 | 0.021489 | 0.41491 | 0 |  | --> | C13 ex PURCELLS INCH | Purcells Inch [T41,T42] | KILKENNY |  | 52.6462 | -7.2202
MV/LV Substation OR***285 |  | 10 kV | _ | LV | 400 kVA :Kiosk Substation | 0.4 | --> | 0.4 | 0.259 | 4.5 |  | --> | 0.38 | 0 | 0.030381 | 0.42086 | 0 |  | --> | C18 ex TEMPLEOGUE | Templeogue [T41,T42] | MILLTOWN (DR) |  | 53.2915 | -6.3069
MV/LV Substation OR***285 |  | 10 kV | _ | LV | 50 kVA :Pole Substation | 0.05 | --> | 0.05 | 0 | 0 | Constrained,otherwise capacity available =38kVA. | --> | 0.0475 | 0 | 0 | 0.05179 | 0 |  | --> | C11 ex ATHENRY | Athenry [T41,T42] | GALWAY 110KV |  | 53.2725 | -8.9126
MV/LV Substation OR***308Z |  | 10 kV | _ | LV | 200 kVA :Kiosk Substation | 0.2 | --> | 0.2 | 0.145 | 9.1 |  | --> | 0.19 | 0 | 0.003705 | 0.20818 | 0 |  | --> | C23 ex CENTRE PARK ROAD | Marina [T105,T106] | MARINA |  | 51.8969 | -8.4118
MV/LV Substation OR***327X |  | 20 kV | _ | LV | 630 kVA :Kiosk Substation | 0.63 | --> | 0.63 | 0 | 0 | Constrained,otherwise capacity available =485kVA. | --> | 0.5985 | 0 | 0.034827 | 0.5 | 0 |  | --> | E15 ex BATTER LANE TEMPORARY | Batter Lane Temporary 38kv [T421] | GLASMORE |  | 53.5212 | -6.1649
MV/LV Substation OR***340X |  | 10 kV | _ | LV | 200 kVA :Building Structure | 0.2 | --> | 0.2 | 0 | 0 | Constrained,otherwise capacity available =200kVA. | --> | 0.19 | 0 | 0 | 0.2 | 0 |  | --> | C15 ex ORANMORE | Oranmore [T41,T44] | GALWAY 110KV |  | 53.2713 | -8.9332
MV/LV Substation OR***350Y |  | 10 kV | _ | LV | 400 kVA :Kiosk Substation | 0.4 | --> | 0.4 | 0.341 | 3.9 |  | --> | 0.38 | 0 | 0 | 0.40886 | 0 |  | --> | C12 ex MARSHES | Marshes [T41,T42] | DUNDALK |  | 53.9867 | -6.3974
MV/LV Substation OR***360X |  | 10 kV | _ | LV | 630 kVA :Building Structure | 0.63 | --> | 0.63 | 0 | 0 | Constrained,otherwise capacity available =471kVA. | --> | 0.5985 | 0 | 0.055575 | 0.5 | 0 |  | --> | C18 ex ORANMORE | Oranmore [T41,T44] | GALWAY 110KV |  | 53.2781 | -8.9315
MV/LV Substation OR***393Y |  | 10 kV | _ | LV | 630 kVA :Building Structure | 0.63 | --> | 0.63 | 0 | 0 | Constrained,otherwise capacity available =456kVA. | --> | 0.5985 | 0 | 0 | 0.5 | 0 |  | --> | C18 ex KILLACLOYNE | Killacloyne [T41,T42] | MIDLETON |  | 51.9074 | -8.2881
MV/LV Substation OR***4006 |  | 10 kV | _ | LV | 400 kVA :Kiosk Substation | 0.4 | --> | 0.4 | 0.374 | 4.5 |  | --> | 0.38 | 0 | 0 | 0.40393 | 0 |  | --> | C20 ex TEMPLEOGUE | Templeogue [T41,T42] | MILLTOWN (DR) |  | 53.2788 | -6.3226
MV/LV Substation OR***4010 |  | 10 kV | _ | LV | 1000 kVA :Building Structure | 1 | --> | 1 | 0 | 0 | Constrained,otherwise capacity available =500kVA. | --> | 0.95 | 0 | 0.014079 | 0.5 | 0 |  | --> | C13 ex DENNEHYS CROSS | Dennehys Cross [T41,T42] | TRABEG |  | 51.8892 | -8.5048
MV/LV Substation OR***4010 |  | 10 kV | _ | LV | 400 kVA :Building Structure | 0.4 | --> | 0.4 | 0 | 0 | Constrained,otherwise capacity available =395kVA. | --> | 0.38 | 0 | 0 | 0.40076 | 0 |  | --> | C15 ex CASTLEKNOCK | Castleknock [T41,T42] | FINGLAS |  | 53.3635 | -6.3466
MV/LV Substation OR***4015 |  | 10 kV | _ | LV | 630 kVA :Building Structure | 0.63 | --> | 0.63 | 0 | 0 | Constrained,otherwise capacity available =414kVA. | --> | 0.5985 | 0 | 0 | 0.5 | 0 |  | --> | C25 ex KILBARRY | Kilbarry [T101,T43] | KILBARRY |  | 51.9053 | -8.5011
MV/LV Substation OR***4029 |  | 10 kV | _ | LV | 400 kVA :Kiosk Substation | 0.4 | --> | 0.4 | 0.399 | 1.4 |  | --> | 0.38 | 0 | 0 | 0.40015 | 0 |  | --> | C11 ex DODDER ROAD | Dodder Road [T42] | MILLTOWN (DR) |  | 53.3065 | -6.2687
MV/LV Substation OR***4034 |  | 20 kV | _ | LV | 200 kVA :Kiosk Substation | 0.2 | --> | 0.2 | 0 | 0 | Constrained,otherwise capacity available =179kVA. | --> | 0.19 | 0 | 0.005928 | 0.20316 | 0 |  | --> | C16 ex CARRICK ON SHANNON | Carrick On Shannon [T41,T42] | CARRICK ON SHANNON |  | 53.8429 | -8.1934
MV/LV Substation OR***4034 |  | 10 kV | _ | LV | 200 kVA :Kiosk Substation | 0.2 | --> | 0.2 | 0.2 | 2 |  | --> | 0.19 | 0 | 0 | 0 | 0 | Constrained,otherwise capacity available =200kW. | --> | E18 ex RATHKEALE | Rathkeale [T421,T422] | RATHKEALE |  | 52.5205 | -8.9472
MV/LV Substation OR***403Z |  | 10 kV | _ | LV | 50 kVA :Pole Substation | 0.05 | --> | 0.05 | 0 | 0 | Constrained,otherwise capacity available =50kVA. | --> | 0.0475 | 0 | 0 | 0.05 | 0 |  | --> | E11 ex SLANE | Slane [T421] | DRYBRIDGE |  | 53.7852 | -6.5084
MV/LV Substation OR***4044 |  | 20 kV | _ | LV | 50 kVA :Pole Substation | 0.05 | --> | 0.05 | 0 | 0 | Constrained,otherwise capacity available =49kVA. | --> | 0.0475 | 0 | 0 | 0.050152 | 0 |  | --> | C11 ex RIVERSTOWN | Riverstown [T41,T42] | KILBARRY |  | 52.0105 | -8.3558
MV/LV Substation OR***4062 |  | 10 kV | _ | LV | 400 kVA :Kiosk Substation | 0.4 | --> | 0.4 | 0 | 0 | Constrained,otherwise capacity available =400kVA. | --> | 0.38 | 0 | 0 | 0.4 | 0 |  | --> | C17 ex GREYSTONES | Greystones [T41,T42] | FASSAROE |  | 53.1442 | -6.0844
MV/LV Substation OR***4094 |  | 10 kV | _ | LV | 100 kVA :Pole Substation | 0.1 | --> | 0.1 | 0.1 | 0.4 |  | --> | 0.095 | 0 | 0 | 0 | 0 | Constrained,otherwise capacity available =100kW. | --> | C13 ex SWINFORD | Swinford [T41,T42] | CASTLEBAR |  | 53.9308 | -9.1131
MV/LV Substation OR***4106 |  | 10 kV | _ | LV | 200 kVA :Kiosk Substation | 0.2 | --> | 0.2 | 0 | 0 | Constrained,otherwise capacity available =145kVA. | --> | 0.19 | 0 | 0.021489 | 0.20818 | 0 |  | --> | C15 ex ORANMORE | Oranmore [T41,T44] | GALWAY 110KV |  | 53.2555 | -8.9273
MV/LV Substation OR***4121 |  | 10 kV | _ | LV | 400 kVA :Kiosk Substation | 0.4 | --> | 0.4 | 0.38033 | 0.4 | Constrained,otherwise capacity available =397kVA. | --> | 0.38 | 0 | 0 | 0.40046 | 0 |  | --> | C13 ex CARRICKMINES | Carrickmines [T41,T42] | CARRICKMINES |  | 53.2573 | -6.1646
MV/LV Substation OR***4234 |  | 20 kV | _ | LV | 50 kVA :Pole Substation | 0.05 | --> | 0.05 | 0.049 | 0.1 |  | --> | 0.0475 | 0 | 0 | 0.050152 | 0 |  | --> | C12 ex CARRIGLAWN | Carriglawn [T41,T42] | WEXFORD |  | 52.3566 | -6.4499
MV/LV Substation OR***4238 |  | 10 kV | _ | LV | 400 kVA :Kiosk Substation | 0.4 | --> | 0.4 | 0 | 0 | Constrained,otherwise capacity available =362kVA. | --> | 0.38 | 0 | 0.023712 | 0.40573 | 0 |  | --> | C15 ex ORANMORE | Oranmore [T41,T44] | GALWAY 110KV |  | 53.2646 | -8.9282
MV/LV Substation OR***4293 |  | 10 kV | _ | LV | 400 kVA :Kiosk Substation | 0.4 | --> | 0.4 | 0 | 0 | Constrained,otherwise capacity available =377kVA. | --> | 0.38 | 0 | 0 | 0.40348 | 0 |  | --> | C15 ex LOUGHSHINNY | Loughshinny [T41,T42] | GLASMORE |  | 53.5235 | -6.0957
MV/LV Substation OR***4305 |  | 10 kV | _ | LV | 400 kVA :Kiosk Substation | 0.4 | --> | 0.4 | 0 | 0 | Constrained,otherwise capacity available =400kVA. | --> | 0.38 | 0 | 0 | 0.4 | 0 |  | --> | C21 ex WATERFORD IND EST | Waterford Ind Est [T41,T42,T44] | BUTLERSTOWN |  | 52.2335 | -7.1403
MV/LV Substation OR***4312 |  | 10 kV | _ | LV | 1000 kVA :Building Structure | 1 | --> | 1 | 0.5 | 4 |  | --> | 0.95 | 0 | 0 | 0.5 | 0 |  | --> | C28 ex WOLFE TONE STREET | Wolfe Tone Street [T101,T102] | FINGLAS |  | 53.347 | -6.2644
MV/LV Substation OR***434 |  | 10 kV | _ | LV | 50 kVA :Pole Substation | 0.05 | --> | 0.05 | 0 | 0 | Constrained,otherwise capacity available =48kVA. | --> | 0.0475 | 0 | 0 | 0.050303 | 0 |  | --> | C18 ex KILCOLGAN | Kilcolgan [T42,T421] | GALWAY 110KV |  | 53.2576 | -8.9192
MV/LV Substation OR***436 |  | 10 kV | _ | LV | 400 kVA :Building Structure | 0.4 | --> | 0.4 | 0.384 | 4 |  | --> | 0.38 | 0 | 0 | 0.40242 | 0 |  | --> | C14 ex SHERIFF STREET | Sheriff Street [T41,T42] | FRANCIS STREET |  | 53.3519 | -6.2443
MV/LV Substation OR***441X |  | 20 kV | _ | LV | 400 kVA :Kiosk Substation | 0.4 | --> | 0.4 | 0 | 0 | Constrained,otherwise capacity available =323kVA. | --> | 0.38 | 0 | 0.008151 | 0.41153 | 0 |  | --> | C21 ex TERMONFECKIN ROAD | Termonfeckin Road [T41,T42] | DRYBRIDGE |  | 53.7646 | -6.2682
MV/LV Substation OR***444X |  | 20 kV | _ | LV | 200 kVA :Pole Substation | 0.2 | --> | 0.2 | 0.197 | 0.5 |  | --> | 0.19 | 0 | 0 | 0.20045 | 0 |  | --> | E15 ex ARDFINNAN | Ardfinnan [T421] | CAHIR |  | 52.3409 | -7.8105
MV/LV Substation OR***451 |  | 20 kV | _ | LV | 200 kVA :Pole Substation | 0.2 | --> | 0.2 | 0.183 | 3 |  | --> | 0.19 | 0 | 0 | 0 | 0 | Constrained,otherwise capacity available =202.6kW. | --> | E13 ex MOVILLE | Moville [T421,T422] | TRILLICK |  | 55.2419 | -7.1481
MV/LV Substation OR***452 |  | 10 kV | _ | LV | 400 kVA :Building Structure | 0.4 | --> | 0.4 | 0.255 | 4.5 |  | --> | 0.38 | 0 | 0.014079 | 0.42144 | 0 |  | --> | C14 ex TEMPLEOGUE | Templeogue [T41,T42] | MILLTOWN (DR) |  | 53.2988 | -6.3215
MV/LV Substation OR***470Y |  | 10 kV | _ | LV | 50 kVA :Pole Substation | 0.05 | --> | 0.05 | 0 | 0 | Constrained,otherwise capacity available =31kVA. | --> | 0.0475 | 0 | 0.009633 | 0.052806 | 0 |  | --> | E11 ex SLANE | Slane [T421] | DRYBRIDGE |  | 53.7824 | -6.4943
MV/LV Substation OR***471X |  | 20 kV | _ | LV | 50 kVA :Pole Substation | 0.05 | --> | 0.05 | 0.038 | 1.4 |  | --> | 0.0475 | 0 | 0 | 0.05179 | 0 |  | --> | E20 ex KILLINICK | Killinick [T421,T422] | WEXFORD |  | 52.2654 | -6.4622
MV/LV Substation OR***472X |  | 10 kV | _ | LV | 400 kVA :Building Structure | 0.4 | --> | 0.4 | 0 | 0 | Constrained,otherwise capacity available =215kVA. | --> | 0.38 | 0 | 0.02964 | 0.42715 | 0 |  | --> | C15 ex CLONDALKIN | Clondalkin [T41,T42,T44] | INCHICORE 220KV |  | 53.3228 | -6.3927
MV/LV Substation OR***474X |  | 10 kV | _ | LV | 1000 kVA :Building Structure | 1 | --> | 1 | 0 | 0 | Constrained,otherwise capacity available =500kVA. | --> | 0.95 | 0 | 0 | 0.5 | 0 |  | --> | C18 ex ORANMORE | Oranmore [T41,T44] | GALWAY 110KV |  | 53.273 | -8.9302
MV/LV Substation OR***476Z |  | 10 kV | _ | LV | 630 kVA :Building Structure | 0.63 | --> | 0.63 | 0 | 0 | Constrained,otherwise capacity available =500kVA. | --> | 0.5985 | 0 | 0 | 0.5 | 0 |  | --> | C15 ex CLONDALKIN | Clondalkin [T41,T42,T44] | INCHICORE 220KV |  | 53.3215 | -6.3923
MV/LV Substation OR***486Y |  | 10 kV | _ | LV | 400 kVA :Building Structure | 0.4 | --> | 0.4 | 0 | 0 | Constrained,otherwise capacity available =343kVA. | --> | 0.38 | 0 | 0 | 0.40856 | 0 |  | --> | C13 ex DENNEHYS CROSS | Dennehys Cross [T41,T42] | TRABEG |  | 51.8918 | -8.5059
MV/LV Substation OR***493X |  | 20 kV | _ | LV | 50 kVA :Pole Substation | 0.05 | --> | 0.05 | 0.05 | 2.5 |  | --> | 0.0475 | 0 | 0 | 0.05 | 0 |  | --> | E17 ex BAGENALSTOWN | Bagenalstown [T421,T422] | CARLOW |  | 52.7545 | -6.9531
MV/LV Substation OR***498Z |  | 10 kV | _ | LV | 400 kVA :Kiosk Substation | 0.4 | --> | 0.4 | 0 | 0 | Constrained,otherwise capacity available =334kVA. | --> | 0.38 | 0 | 0.019266 | 0.4099 | 0 |  | --> | C16 ex RIVERSTOWN | Riverstown [T41,T42] | KILBARRY |  | 51.9599 | -8.3391
MV/LV Substation OR***515 |  | 10 kV | _ | LV | 100 kVA :Pole Substation | 0.1 | --> | 0.1 | 0.069 | 2.8 |  | --> | 0.095 | 0 | 0 | 0.1046 | 0 |  | --> | C18 ex CASTLEBLAYNEY | Castleblayney [T41,T42] | DUNDALK |  | 54.1484 | -6.6944
MV/LV Substation OR***523 |  | 10 kV | _ | LV | 200 kVA :Kiosk Substation | 0.2 | --> | 0.2 | 0 | 0 | Constrained,otherwise capacity available =200kVA. | --> | 0.19 | 0 | 0 | 0.2 | 0 |  | --> | C18 ex ORANMORE | Oranmore [T41,T44] | GALWAY 110KV |  | 53.2757 | -8.9298
MV/LV Substation OR***534 |  | 20 kV | _ | LV | 100 kVA :Pole Substation | 0.1 | --> | 0.1 | 0.09 | 0.6 |  | --> | 0.095 | 0 | 0.011115 | 0 | 0 | Constrained,otherwise capacity available =101.5kW. | --> | E19 ex LAWLESSTOWN | Lawlesstown [T42,T421] | DOON |  | 52.3895 | -7.7193
MV/LV Substation OR***557Z |  | 10 kV | _ | LV | 630 kVA :Building Structure | 0.63 | --> | 0.63 | 0 | 0 | Constrained,otherwise capacity available =500kVA. | --> | 0.5985 | 0 | 0 | 0.5 | 0 |  | --> | C20 ex BALLYCOOLIN | Ballycoolin [T41,T42,T43] | FINGLAS |  | 53.4105 | -6.3557
MV/LV Substation OR***558Z |  | 10 kV | _ | LV | 400 kVA :Building Structure | 0.4 | --> | 0.4 | 0 | 0 | Constrained,otherwise capacity available =383kVA. | --> | 0.38 | 0 | 0 | 0.40257 | 0 |  | --> | C20 ex BALLYCOOLIN | Ballycoolin [T41,T42,T43] | FINGLAS |  | 53.4101 | -6.353
MV/LV Substation OR***583 |  | 10 kV | _ | LV | 400 kVA :Kiosk Substation | 0.4 | --> | 0.4 | 0.269 | 8.1 |  | --> | 0.38 | 0 | 0.028899 | 0.41942 | 0 |  | --> | C20 ex MILLTOWN (DR) | Milltown (dr) [T101,T102] | INCHICORE 220KV |  | 53.3083 | -6.2613
MV/LV Substation OR***597Y |  | 20 kV | _ | LV | 50 kVA :Pole Substation | 0.05 | --> | 0.05 | 0 | 0 | Constrained,otherwise capacity available =50kVA. | --> | 0.0475 | 0 | 0 | 0.05 | 0 |  | --> | E18 ex CREAGH | Creagh [T421,T422] | ATHLONE |  | 53.468 | -8.4901
MV/LV Substation OR***607 |  | 10 kV | _ | LV | 400 kVA :Kiosk Substation | 0.4 | --> | 0.4 | 0.362 | 8.1 |  | --> | 0.38 | 0 | 0 | 0.40573 | 0 |  | --> | C16 ex MILLTOWN (DR) | Milltown (dr) [T101,T102] | INCHICORE 220KV |  | 53.3123 | -6.2581
MV/LV Substation OR***614 |  | 10 kV | _ | LV | 400 kVA :Kiosk Substation | 0.4 | --> | 0.4 | 0 | 0 | Constrained,otherwise capacity available =190kVA. | --> | 0.38 | 0 | 0.046683 | 0.43068 | 0 |  | --> | C14 ex BALLYBODEN | Ballyboden [T41,T42] | COOKSTOWN |  | 53.2787 | -6.3198
MV/LV Substation OR***620 |  | 10 kV | _ | LV | 400 kVA :Kiosk Substation | 0.4 | --> | 0.4 | 0 | 0 | Constrained,otherwise capacity available =183kVA. | --> | 0.38 | 0 | 0.05928 | 0.43166 | 0 |  | --> | C15 ex ORANMORE | Oranmore [T41,T44] | GALWAY 110KV |  | 53.2674 | -8.9302
MV/LV Substation OR***628 |  | 10 kV | _ | LV | 400 kVA :Kiosk Substation | 0.4 | --> | 0.4 | 0 | 0 | Constrained,otherwise capacity available =337kVA. | --> | 0.38 | 0 | 0.013338 | 0.40945 | 0 |  | --> | C14 ex BALLYBODEN | Ballyboden [T41,T42] | COOKSTOWN |  | 53.2762 | -6.3181
MV/LV Substation OR***647 |  | 10 kV | _ | LV | 400 kVA :Kiosk Substation | 0.4 | --> | 0.4 | 0 | 0 | Constrained,otherwise capacity available =292kVA. | --> | 0.38 | 0 | 0.025935 | 0.41608 | 0 |  | --> | C12 ex BALLYBODEN | Ballyboden [T41,T42] | COOKSTOWN |  | 53.2755 | -6.3125
MV/LV Substation OR***661Y |  | 10 kV | _ | LV | 400 kVA :Kiosk Substation | 0.4 | --> | 0.4 | 0.344 | 3 |  | --> | 0.38 | 0 | 0.005187 | 0 | 0 | Constrained,otherwise capacity available =408.4kW. | --> | E17 ex CHARLEVILLE | Charleville [T421,T422] | CHARLEVILLE |  | 52.3602 | -8.6919
MV/LV Substation OR***694Y |  | 10 kV | _ | LV | 200 kVA :Kiosk Substation | 0.2 | --> | 0.2 | 0.159 | 3 |  | --> | 0.19 | 0 | 0 | 0 | 0 | Constrained,otherwise capacity available =206.1kW. | --> | E17 ex CHARLEVILLE | Charleville [T421,T422] | CHARLEVILLE |  | 52.3592 | -8.6937
MV/LV Substation OR***709X |  | 10 kV | _ | LV | 200 kVA :Pole Substation | 0.2 | --> | 0.2 | 0.175 | 1.4 |  | --> | 0.19 | 0 | 0 | 0.20376 | 0 |  | --> | C26 ex KELLS | Kells [T41,T42] | NAVAN |  | 53.7216 | -6.7889
MV/LV Substation OR***711X |  | 20 kV | _ | LV | 200 kVA :Pole Substation | 0.2 | --> | 0.2 | 0 | 0 | Constrained,otherwise capacity available =159kVA. | --> | 0.19 | 0 | 0.002964 | 0.20613 | 0 |  | --> | E21 ex MILLTOWN (SR) | Milltown (sr) [T421,T422] | OUGHTRAGH |  | 52.1383 | -9.7058
MV/LV Substation OR***737X |  | 20 kV | _ | LV | 50 kVA :Pole Substation | 0.05 | --> | 0.05 | 0 | 0 | Constrained,otherwise capacity available =47kVA. | --> | 0.0475 | 0 | 0 | 0 | 0 | Constrained,otherwise capacity available =50.5kW. | --> | E12 ex PORTLAOISE | Portlaoise [T423,T424] | PORTLAOISE |  | 52.9639 | -7.1679
MV/LV Substation OR***739X |  | 10 kV | _ | LV | 400 kVA :Kiosk Substation | 0.4 | --> | 0.4 | 0 | 0 | Constrained,otherwise capacity available =323kVA. | --> | 0.38 | 0 | 0.006669 | 0.41153 | 0 |  | --> | C15 ex ORANMORE | Oranmore [T41,T44] | GALWAY 110KV |  | 53.2567 | -8.9263
MV/LV Substation OR***740X |  | 10 kV | _ | LV | 630 kVA :Kiosk Substation | 0.63 | --> | 0.63 | 0 | 0 | Constrained,otherwise capacity available =500kVA. | --> | 0.5985 | 0 | 0.008151 | 0.5 | 0 |  | --> | C15 ex ORANMORE | Oranmore [T41,T44] | GALWAY 110KV |  | 53.2572 | -8.923
MV/LV Substation OR***742Z |  | 10 kV | _ | LV | 400 kVA :Kiosk Substation | 0.4 | --> | 0.4 | 0 | 0 | Constrained,otherwise capacity available =203kVA. | --> | 0.38 | 0 | 0.00741 | 0 | 0 | Constrained,otherwise capacity available =428.9kW. | --> | C16 ex BANTRY | Bantry [T41,T42] | BALLYLICKY |  | 51.6784 | -9.4532
MV/LV Substation OR***744Z |  | 10 kV | _ | LV | 630 kVA :Building Structure | 0.63 | --> | 0.63 | 0 | 0 | Constrained,otherwise capacity available =500kVA. | --> | 0.5985 | 0 | 0 | 0.5 | 0 |  | --> | C12 ex BALLINCOLLIG | Ballincollig [T41,T42] | KILBARRY |  | 51.8885 | -8.6011
MV/LV Substation OR***768 |  | 10 kV | _ | LV | 630 kVA :Building Structure | 0.63 | --> | 0.63 | 0 | 0 | Constrained,otherwise capacity available =500kVA. | --> | 0.5985 | 0 | 0.008151 | 0.5 | 0 |  | --> | C22 ex ORANMORE | Oranmore [T41,T44] | GALWAY 110KV |  | 53.2779 | -8.928
MV/LV Substation OR***818X |  | 10 kV | _ | LV | 200 kVA :Kiosk Substation | 0.2 | --> | 0.2 | 0 | 0 | Constrained,otherwise capacity available =174kVA. | --> | 0.19 | 0 | 0.006669 | 0.20391 | 0 |  | --> | C15 ex ORANMORE | Oranmore [T41,T44] | GALWAY 110KV |  | 53.2585 | -8.9323
MV/LV Substation OR***851X |  | 10 kV | _ | LV | 200 kVA :Kiosk Substation | 0.2 | --> | 0.2 | 0 | 0 | Constrained,otherwise capacity available =169kVA. | --> | 0.19 | 0 | 0.003705 | 0.20465 | 0 |  | --> | C16 ex GORT | Gort [T41,T42] | ENNIS |  | 53.0676 | -8.824
MV/LV Substation OR***867 |  | 10 kV | _ | LV | 50 kVA :Pole Substation | 0.05 | --> | 0.05 | 0 | 0 | Constrained,otherwise capacity available =36kVA. | --> | 0.0475 | 0 | 0.00741 | 0.052083 | 0 |  | --> | C18 ex TRAMORE | Tramore [T41,T42] | BUTLERSTOWN |  | 52.2254 | -7.197
MV/LV Substation OR***874Y |  | 10 kV | _ | LV | 400 kVA :Kiosk Substation | 0.4 | --> | 0.4 | 0.291 | 6.4 |  | --> | 0.38 | 0 | 0.003705 | 0.41622 | 0 |  | --> | C17 ex BUSHFIELD | Bushfield [T41,T42] | ATHLONE |  | 53.4357 | -7.9001
MV/LV Substation OR***881X |  | 10 kV | _ | LV | 100 kVA :Pole Substation | 0.1 | --> | 0.1 | 0 | 0 | Constrained,otherwise capacity available =95kVA. | --> | 0.095 | 0 | 0 | 0.10076 | 0 |  | --> | C15 ex RIVERSTOWN | Riverstown [T41,T42] | KILBARRY |  | 51.9307 | -8.3701
MV/LV Substation OR***886X |  | 10 kV | _ | LV | 400 kVA :Kiosk Substation | 0.4 | --> | 0.4 | 0 | 0 | Constrained,otherwise capacity available =336kVA. | --> | 0.38 | 0 | 0.010374 | 0.4096 | 0 |  | --> | C15 ex ORANMORE | Oranmore [T41,T44] | GALWAY 110KV |  | 53.2569 | -8.9301
MV/LV Substation OR***894 |  | 20 kV | _ | LV | 50 kVA :Pole Substation | 0.05 | --> | 0.05 | 0 | 0 | Constrained,otherwise capacity available =43kVA. | --> | 0.0475 | 0 | 0.003705 | 0.051052 | 0 |  | --> | E18 ex MANORHAMILTON | Manorhamilton [T422] | SLIGO |  | 54.3928 | -8.1199
MV/LV Substation OR***903 |  | 10 kV | _ | LV | 1000 kVA :Building Structure | 1 | --> | 1 | 0.5 | 4.5 |  | --> | 0.95 | 0 | 0 | 0.5 | 0 |  | --> | C13 ex BOGHALL ROAD | Boghall Road [T41,T42] | FASSAROE |  | 53.183 | -6.1167
MV/LV Substation OR***908X |  | 10 kV | _ | LV | 200 kVA :Kiosk Substation | 0.2 | --> | 0.2 | 0 | 0 | Constrained,otherwise capacity available =188kVA. | --> | 0.19 | 0 | 0.002964 | 0.20181 | 0 |  | --> | C15 ex CAHIRCALLA | Cahircalla [T41,T42] | ENNIS |  | 52.7818 | -8.9142
MV/LV Substation OR***911Y |  | 10 kV | _ | LV | 1000 kVA :Kiosk Substation | 1 | --> | 1 | 0 | 0 | Constrained,otherwise capacity available =500kVA. | --> | 0.95 | 0 | 0 | 0.5 | 0 |  | --> | C14 ex ROSEHILL | Rosehill [T41,T42] | KILKENNY |  | 52.6493 | -7.2536
MV/LV Substation OR***921X |  | 10 kV | _ | LV | 1000 kVA :Building Structure | 1 | --> | 1 | 0.5 | 4 |  | --> | 0.95 | 0 | 0 | 0.5 | 0 |  | --> | C11 ex WOLFE TONE STREET | Wolfe Tone Street [T101,T102] | FINGLAS |  | 53.3461 | -6.2715
MV/LV Substation OR***952X |  | 10 kV | _ | LV | 400 kVA :Building Structure | 0.4 | --> | 0.4 | 0 | 0 | Constrained,otherwise capacity available =347kVA. | --> | 0.38 | 0 | 0 | 0.40797 | 0 |  | --> | C18 ex ORANMORE | Oranmore [T41,T44] | GALWAY 110KV |  | 53.2703 | -8.9276
MV/LV Substation OR***963 |  | 10 kV | _ | LV | 100 kVA :Pole Substation | 0.1 | --> | 0.1 | 0 | 0 | Constrained,otherwise capacity available =52kVA. | --> | 0.095 | 0 | 0 | 0.10704 | 0 |  | --> | C18 ex KILDARE | Kildare [T41,T42] | NEWBRIDGE |  | 53.1443 | -6.8358
MV/LV Substation OR***979X |  | 10 kV | _ | LV | 200 kVA :Kiosk Substation | 0.2 | --> | 0.2 | 0 | 0 | Constrained,otherwise capacity available =184kVA. | --> | 0.19 | 0 | 0 | 0.20241 | 0 |  | --> | C15 ex ORANMORE | Oranmore [T41,T44] | GALWAY 110KV |  | 53.2716 | -8.9321
MV/LV Substation OR***994 |  | 10 kV | _ | LV | 400 kVA :Kiosk Substation | 0.4 | --> | 0.4 | 0.27 | 0.4 |  | --> | 0.38 | 0 | 0.034086 | 0.41927 | 0 |  | --> | C19 ex CARRICKMINES | Carrickmines [T41,T42] | CARRICKMINES |  | 53.2644 | -6.2015
MV/LV Substation OS***013Z |  | 10 kV | _ | LV | 200 kVA :Kiosk Substation | 0.2 | --> | 0.2 | 0.108 | 13.1 |  | --> | 0.19 | 0 | 0.017784 | 0.21351 | 0 |  | --> | C23 ex MONREAD | Monread [T101,T102] | MONREAD |  | 53.2482 | -6.6678
MV/LV Substation OS***027Y |  | 10 kV | _ | LV | 100 kVA :Pole Substation | 0.1 | --> | 0.1 | 0 | 0 | Constrained,otherwise capacity available =100kVA. | --> | 0.095 | 0 | 0 | 0 | 0 | Constrained,otherwise capacity available =100kW. | --> | C18 ex RATHDOWNEY | Rathdowney [T42] | IKERRIN |  | 52.9084 | -7.6173
MV/LV Substation OS***057X |  | 20 kV | _ | LV | 100 kVA :Pole Substation | 0.1 | --> | 0.1 | 0.069 | 0.4 |  | --> | 0.095 | 0 | 0.005928 | 0.1046 | 0 |  | --> | C16 ex CARRAROE | Carraroe [T42] | SCREEB |  | 53.0632 | -9.5236
MV/LV Substation OS***070 |  | 10 kV | _ | LV | 630 kVA :Building Structure | 0.63 | --> | 0.63 | 0.5 | 7 |  | --> | 0.5985 | 0 | 0.002964 | 0.5 | 0 |  | --> | C14 ex NORTH QUAYS | North Quays [T101,T102,T103] | POOLBEG |  | 53.3546 | -6.2406
MV/LV Substation OS***115X |  | 10 kV | _ | LV | 400 kVA :Kiosk Substation | 0.4 | --> | 0.4 | 0.332 | 4.6 |  | --> | 0.38 | 0 | 0.00741 | 0.4102 | 0 |  | --> | C14 ex DUN LAOGHAIRE | Dun Laoghaire [T41,T42] | BLACKROCK |  | 53.2865 | -6.157
MV/LV Substation OS***162 |  | 10 kV | _ | LV | 630 kVA :Kiosk Substation | 0.63 | --> | 0.63 | 0 | 0 | Constrained,otherwise capacity available =207kVA. | --> | 0.5985 | 0 | 0.013338 | 0.5 | 0 |  | --> | C13 ex GLOUCESTER PLACE | Gloucester Place [T41,T42] | MCDERMOTT |  | 53.3601 | -6.245
MV/LV Substation OS***168 |  | 10 kV | _ | LV | 400 kVA :Kiosk Substation | 0.4 | --> | 0.4 | 0.251 | 1 |  | --> | 0.38 | 0 | 0.014079 | 0.42202 | 0 |  | --> | C16 ex TYCOR | Tycor [T41,T42] | WATERFORD |  | 52.2521 | -7.1403
MV/LV Substation OS***177X |  | 10 kV | _ | LV | 630 kVA :Building Structure | 0.63 | --> | 0.63 | 0 | 0 | Constrained,otherwise capacity available =500kVA. | --> | 0.5985 | 0 | 0 | 0.5 | 0 |  | --> | C21 ex CAMDEN ROW | Camden Row [T41] | FRANCIS STREET |  | 53.3421 | -6.269
MV/LV Substation OS***202Z |  | 10 kV | _ | LV | 630 kVA :Building Structure | 0.63 | --> | 0.63 | 0 | 0 | Constrained,otherwise capacity available =500kVA. | --> | 0.5985 | 0 | 0 | 0.5 | 0 |  | --> | C25 ex KILBARRY | Kilbarry [T101,T43] | KILBARRY |  | 51.9029 | -8.5176
MV/LV Substation OS***224X |  | 10 kV | _ | LV | 630 kVA :Building Structure | 0.63 | --> | 0.63 | 0.5 | 7 |  | --> | 0.5985 | 0 | 0 | 0.5 | 0 |  | --> | C13 ex NORTH QUAYS | North Quays [T101,T102,T103] | POOLBEG |  | 53.3558 | -6.242
MV/LV Substation OS***326Z |  | 10 kV | _ | LV | 100 kVA :Pole Substation | 0.1 | --> | 0.1 | 0 | 0 | Constrained,otherwise capacity available =99kVA. | --> | 0.095 | 0 | 0 | 0.10015 | 0 |  | --> | C14 ex GORESBRIDGE | Goresbridge [T41,T42] | KILKENNY |  | 52.6011 | -6.9238
MV/LV Substation OS***406X |  | 10 kV | _ | LV | 50 kVA :Pole Substation | 0.05 | --> | 0.05 | 0 | 0 | Constrained,otherwise capacity available =47kVA. | --> | 0.0475 | 0 | 0 | 0 | 0 | Constrained,otherwise capacity available =50.5kW. | --> | C15 ex KILCLOHER | Kilcloher [T41,T42] | DUNGARVAN |  | 52.1263 | -7.7443
MV/LV Substation OS***4184 |  | 10 kV | _ | LV | 1000 kVA :Building Structure | 1 | --> | 1 | 0 | 0 | Constrained,otherwise capacity available =500kVA. | --> | 0.95 | 0 | 0 | 0.5 | 0 |  | --> | C19 ex FORTUNESTOWN | Fortunestown [T101,T102] | INCHICORE 220KV |  | 53.2808 | -6.4188
MV/LV Substation OS***4235 |  | 20 kV | _ | LV | 50 kVA :Pole Substation | 0.05 | --> | 0.05 | 0.045 | 1.1 |  | --> | 0.0475 | 0 | 0 | 0.050753 | 0 |  | --> | E12 ex BIRR | Birr [T41,T422] | DALLOW |  | 53.0963 | -7.7577
MV/LV Substation OS***4476 |  | 10 kV | _ | LV | 1000 kVA :Building Structure | 1 | --> | 1 | 0.5 | 1 |  | --> | 0.95 | 0 | 0 | 0.5 | 0 |  | --> | C14 ex NEWMARKET (DR) | Newmarket (dr) [T41] | FRANCIS STREET |  | 53.3374 | -6.2802
MV/LV Substation OS***461 |  | 10 kV | _ | LV | 400 kVA :Kiosk Substation | 0.4 | --> | 0.4 | 0.255 | 4.5 |  | --> | 0.38 | 0 | 0.043719 | 0.42144 | 0 |  | --> | C14 ex TEMPLEOGUE | Templeogue [T41,T42] | MILLTOWN (DR) |  | 53.3027 | -6.3291
MV/LV Substation OS***488Z |  | 10 kV | _ | LV | 100 kVA :Pole Substation | 0.1 | --> | 0.1 | 0.092 | 13.1 |  | --> | 0.095 | 0 | 0 | 0.10121 | 0 |  | --> | C23 ex MONREAD | Monread [T101,T102] | MONREAD |  | 53.2392 | -6.6901
MV/LV Substation OS***490Z |  | 10 kV | _ | LV | 100 kVA :Pole Substation | 0.1 | --> | 0.1 | 0.097 | 13.1 |  | --> | 0.095 | 0 | 0.00741 | 0.10045 | 0 |  | --> | C23 ex MONREAD | Monread [T101,T102] | MONREAD |  | 53.235 | -6.6982
MV/LV Substation OS***513 |  | 10 kV | _ | LV | 50 kVA :Pole Substation | 0.05 | --> | 0.05 | 0.037 | 1.5 |  | --> | 0.0475 | 0 | 0 | 0.051937 | 0 |  | --> | C15 ex SCREEB | Screeb [T41] | SCREEB |  | 53.3265 | -9.8392
MV/LV Substation OS***561X |  | 10 kV | _ | LV | 100 kVA :Pole Substation | 0.1 | --> | 0.1 | 0.077 | 3 |  | --> | 0.095 | 0 | 0 | 0.10343 | 0 |  | --> | C16 ex RAMSTOWN | Ramstown [T41,T42] | CRANE |  | 52.6732 | -6.2825
MV/LV Substation OS***567X |  | 20 kV | _ | LV | 100 kVA :Pole Substation | 0.1 | --> | 0.1 | 0.025 | 8.1 |  | --> | 0.095 | 0 | 0 | 0 | 0 | Constrained,otherwise capacity available =110.8kW. | --> | E16 ex WESTPORT | Westport [T421,T422] | CASTLEBAR |  | 53.594 | -9.7051
MV/LV Substation OS***590 |  | 20 kV | _ | LV | 200 kVA :Kiosk Substation | 0.2 | --> | 0.2 | 0.186 | 1.3 |  | --> | 0.19 | 0 | 0 | 0.20211 | 0 |  | --> | C24 ex CLIFDEN | Clifden [T41,T42] | SCREEB |  | 53.6091 | -10.0001
MV/LV Substation OS***592 |  | 20 kV | _ | LV | 200 kVA :Pole Substation | 0.2 | --> | 0.2 | 0.174 | 0.4 |  | --> | 0.19 | 0 | 0.004446 | 0.20391 | 0 |  | --> | C16 ex CARRAROE | Carraroe [T42] | SCREEB |  | 53.2652 | -9.6036
MV/LV Substation OS***614 |  | 20 kV | _ | LV | 50 kVA :Pole Substation | 0.05 | --> | 0.05 | 0 | 0 | Constrained,otherwise capacity available =21kVA. | --> | 0.0475 | 0 | 0.003705 | 0.05422 | 0 |  | --> | C21 ex TRAMORE | Tramore [T41,T42] | BUTLERSTOWN |  | 52.1424 | -7.3646
MV/LV Substation OS***620Z |  | 10 kV | _ | LV | 50 kVA :Pole Substation | 0.05 | --> | 0.05 | 0.049 | 13.1 |  | --> | 0.0475 | 0 | 0 | 0.050152 | 0 |  | --> | C23 ex MONREAD | Monread [T101,T102] | MONREAD |  | 53.2328 | -6.6919
MV/LV Substation OS***668Z |  | 10 kV | _ | LV | 50 kVA :Pole Substation | 0.05 | --> | 0.05 | 0.022 | 13.1 |  | --> | 0.0475 | 0 | 0.005187 | 0.05408 | 0 |  | --> | C23 ex MONREAD | Monread [T101,T102] | MONREAD |  | 53.2413 | -6.6691
MV/LV Substation OS***669 |  | 20 kV | _ | LV | 100 kVA :Pole Substation | 0.1 | --> | 0.1 | 0.095 | 6.5 |  | --> | 0.095 | 0 | 0 | 0.10076 | 0 |  | --> | C16 ex OUGHTERARD | Oughterard [T41,T42] | SCREEB |  | 53.3927 | -9.2814
MV/LV Substation OS***702 |  | 10 kV | _ | LV | 100 kVA :Pole Substation | 0.1 | --> | 0.1 | 0.1 | 6.5 |  | --> | 0.095 | 0 | 0 | 0.1 | 0 |  | --> | C17 ex OUGHTERARD | Oughterard [T41,T42] | SCREEB |  | 53.4212 | -9.3001
MV/LV Substation OS***746 |  | 10 kV | _ | LV | 200 kVA :Pole Substation | 0.2 | --> | 0.2 | 0.2 | 6.5 |  | --> | 0.19 | 0 | 0 | 0.2 | 0 |  | --> | C17 ex OUGHTERARD | Oughterard [T41,T42] | SCREEB |  | 53.4275 | -9.332
MV/LV Substation OS***751 |  | 20 kV | _ | LV | 400 kVA :Kiosk Substation | 0.4 | --> | 0.4 | 0 | 0 | Constrained,otherwise capacity available =238kVA. | --> | 0.38 | 0 | 0.00741 | 0 | 0 | Constrained,otherwise capacity available =423.9kW. | --> | E20 ex ROSCREA | Roscrea [T41,T42] | IKERRIN |  | 52.9387 | -7.6322
MV/LV Substation OS***809Y |  | 10 kV | _ | LV | 200 kVA :Pole Substation | 0.2 | --> | 0.2 | 0.128 | 1.9 |  | --> | 0.19 | 0 | 0 | 0 | 0 | Constrained,otherwise capacity available =210.6kW. | --> | C17 ex MILFORD (MWR) | Milford (mwr) [T41] | CHARLEVILLE |  | 52.3492 | -8.9054
MV/LV Substation OS***909Z |  | 10 kV | _ | LV | 630 kVA :Building Structure | 0.63 | --> | 0.63 | 0 | 0 | Constrained,otherwise capacity available =500kVA. | --> | 0.5985 | 0 | 0.03705 | 0.5 | 0 |  | --> | C17 ex TOGHER | Togher [T41,T42] | TRABEG |  | 51.8763 | -8.4821
MV/LV Substation OS***968 |  | 10 kV | _ | LV | 100 kVA :Pole Substation | 0.1 | --> | 0.1 | 0.095 | 13.1 |  | --> | 0.095 | 0 | 0.004446 | 0.10076 | 0 |  | --> | C23 ex MONREAD | Monread [T101,T102] | MONREAD |  | 53.2391 | -6.681
MV/LV Substation OT***158Y |  | 20 kV | _ | LV | 100 kVA :Pole Substation | 0.1 | --> | 0.1 | 0.089 | 11.9 |  | --> | 0.095 | 0 | 0 | 0.10166 | 0 |  | --> | C27 ex SALTHILL | Salthill [T101,T102] | SALTHILL |  | 53.3516 | -9.1718
MV/LV Substation OT***321Y |  | 10 kV | _ | LV | 200 kVA :Building Structure | 0.2 | --> | 0.2 | 0 | 0 | Constrained,otherwise capacity available =188kVA. | --> | 0.19 | 0 | 0 | 0.20181 | 0 |  | --> | C13 ex RAHEEN | Raheen [T41,T42] | LIMERICK |  | 52.6221 | -8.651
MV/LV Substation OT***367Z |  | 10 kV | _ | LV | 400 kVA :Kiosk Substation | 0.4 | --> | 0.4 | 0 | 0 | Constrained,otherwise capacity available =328kVA. | --> | 0.38 | 0 | 0.002223 | 0.41079 | 0 |  | --> | C17 ex SALLINS | Sallins [T41,T42] | GRIFFINRATH |  | 53.2926 | -6.6917
MV/LV Substation OT***4129 |  | 20 kV | _ | LV | 400 kVA :Kiosk Substation | 0.4 | --> | 0.4 | 0.391 | 11.9 |  | --> | 0.38 | 0 | 0 | 0.40136 | 0 |  | --> | C27 ex SALTHILL | Salthill [T101,T102] | SALTHILL |  | 53.3299 | -9.1687
MV/LV Substation OT***720X |  | 20 kV | _ | LV | 50 kVA :Pole Substation | 0.05 | --> | 0.05 | 0 | 0 | Constrained,otherwise capacity available =48kVA. | --> | 0.0475 | 0 | 0 | 0.050303 | 0 |  | --> | C12 ex SPIDDAL | Spiddal [T42] | SCREEB |  | 53.2533 | -9.3626
MV/LV Substation OT***939Z |  | 10 kV | _ | LV | 200 kVA :Kiosk Substation | 0.2 | --> | 0.2 | 0 | 0 | Constrained,otherwise capacity available =175kVA. | --> | 0.19 | 0 | 0.005187 | 0.20376 | 0 |  | --> | C17 ex SALLINS | Sallins [T41,T42] | GRIFFINRATH |  | 53.2917 | -6.6929
MV/LV Substation OU***025 |  | 10 kV | _ | LV | 200 kVA :Building Structure | 0.2 | --> | 0.2 | 0.173 | 13.5 |  | --> | 0.19 | 0 | 0 | 0.20406 | 0 |  | --> | C18 ex ENNIS | Ennis [T101,T102] | ENNIS |  | 52.8607 | -8.9785
MV/LV Substation OU***038 |  | 20 kV | _ | LV | 50 kVA :Pole Substation | 0.05 | --> | 0.05 | 0.024 | 4.4 |  | --> | 0.0475 | 0 | 0 | 0.0538 | 0 |  | --> | E18 ex CRANE | Crane [T122] | CRANE |  | 52.5058 | -6.391
MV/LV Substation OU***139 |  | 20 kV | _ | LV | 100 kVA :Pole Substation | 0.1 | --> | 0.1 | 0 | 0 | Constrained,otherwise capacity available =95kVA. | --> | 0.095 | 0 | 0.008151 | 0.10076 | 0 |  | --> | E12 ex MILLTOWN (SR) | Milltown (sr) [T421,T422] | OUGHTRAGH |  | 52.0469 | -9.8533
MV/LV Substation OU***143X |  | 10 kV | _ | LV | 50 kVA :Pole Substation | 0.05 | --> | 0.05 | 0.05 | 1.6 |  | --> | 0.0475 | 0 | 0 | 0 | 0 | Constrained,otherwise capacity available =50kW. | --> | C16 ex BUNDORAN | Bundoran [T41,T42] | CATHALEENS FALL |  | 54.4896 | -8.2505
MV/LV Substation OU***239X |  | 10 kV | _ | LV | 400 kVA :Kiosk Substation | 0.4 | --> | 0.4 | 0 | 0 | Constrained,otherwise capacity available =339kVA. | --> | 0.38 | 0 | 0.039273 | 0.40916 | 0 |  | --> | C12 ex DUNDRUM | Dundrum [T41,T42] | BLACKROCK |  | 53.2999 | -6.2335
MV/LV Substation OU***285 |  | 10 kV | _ | LV | 400 kVA :Kiosk Substation | 0.4 | --> | 0.4 | 0.377 | 13.4 |  | --> | 0.38 | 0 | 0 | 0.40348 | 0 |  | --> | C18 ex POTTERY ROAD | Pottery Road [T101,T102] | CARRICKMINES |  | 53.2844 | -6.1081
MV/LV Substation OU***327 |  | 20 kV | _ | LV | 100 kVA :Pole Substation | 0.1 | --> | 0.1 | 0 | 0 | Constrained,otherwise capacity available =84kVA. | --> | 0.095 | 0 | 0 | 0.1024 | 0 |  | --> | E12 ex MILLTOWN (SR) | Milltown (sr) [T421,T422] | OUGHTRAGH |  | 52.0506 | -9.8298
MV/LV Substation OU***347 |  | 20 kV | _ | LV | 50 kVA :Pole Substation | 0.05 | --> | 0.05 | 0.047 | 4.4 |  | --> | 0.0475 | 0 | 0 | 0.050453 | 0 |  | --> | E18 ex CRANE | Crane [T122] | CRANE |  | 52.5028 | -6.3944
MV/LV Substation OU***347 |  | 10 kV | _ | LV | 200 kVA :Kiosk Substation | 0.2 | --> | 0.2 | 0 | 0 | Constrained,otherwise capacity available =178kVA. | --> | 0.19 | 0 | 0.005928 | 0.20331 | 0 |  | --> | C20 ex ROSEHILL | Rosehill [T41,T42] | KILKENNY |  | 52.6367 | -7.2447
MV/LV Substation OU***390Y |  | 20 kV | _ | LV | 50 kVA :Pole Substation | 0.05 | --> | 0.05 | 0.046 | 4.4 |  | --> | 0.0475 | 0 | 0 | 0.050604 | 0 |  | --> | E18 ex CRANE | Crane [T122] | CRANE |  | 52.503 | -6.3926
MV/LV Substation OU***4014 |  | 10 kV | _ | LV | 50 kVA :Pole Substation | 0.05 | --> | 0.05 | 0.05 | 1.3 |  | --> | 0.0475 | 0 | 0 | 0.05 | 0 |  | --> | E16 ex BALLYCROSSAUN | Ballycrossaun [T421,T422] | SOMERSET |  | 53.0971 | -8.246
MV/LV Substation OU***4127 |  | 10 kV | _ | LV | 400 kVA :Kiosk Substation | 0.4 | --> | 0.4 | 0 | 0 | Constrained,otherwise capacity available =400kVA. | --> | 0.38 | 0 | 0 | 0.4 | 0 |  | --> | C18 ex LOUGHLINSTOWN | Loughlinstown [T41,T42] | CARRICKMINES |  | 53.2549 | -6.1514
MV/LV Substation OU***4179 |  | 10 kV | _ | LV | 100 kVA :Pole Substation | 0.1 | --> | 0.1 | 0 | 0 | Constrained,otherwise capacity available =100kVA. | --> | 0.095 | 0 | 0 | 0 | 0 | Constrained,otherwise capacity available =100kW. | --> | C22 ex TEMPLEMORE | Templemore [T41,T42] | IKERRIN |  | 52.796 | -7.8305
MV/LV Substation OU***426X |  | 10 kV | _ | LV | 630 kVA :Building Structure | 0.63 | --> | 0.63 | 0.5 | 6.2 |  | --> | 0.5985 | 0 | 0 | 0.5 | 0 |  | --> | C24 ex CAHIR | Cahir [T41,T42] | CAHIR |  | 52.4338 | -7.8857
MV/LV Substation OU***4343 |  | 20 kV | _ | LV | 400 kVA :Kiosk Substation | 0.4 | --> | 0.4 | 0 | 0 | Constrained,otherwise capacity available =400kVA. | --> | 0.38 | 0 | 0 | 0.4 | 0 |  | --> | E19 ex KILCOCK | Kilcock [T421,T422] | GRIFFINRATH |  | 53.3912 | -6.6677
MV/LV Substation OU***4373 |  | 10 kV | _ | LV | 630 kVA :Kiosk Substation | 0.63 | --> | 0.63 | 0.5 | 6 |  | --> | 0.5985 | 0 | 0 | 0.5 | 0 |  | --> | C23 ex PELLETSTOWN | Pelletstown [T101,T102] | FINGLAS |  | 53.3725 | -6.3794
MV/LV Substation OU***442 |  | 10 kV | _ | LV | 50 kVA :Pole Substation | 0.05 | --> | 0.05 | 0.042 | 6.2 |  | --> | 0.0475 | 0 | 0 | 0.0512 | 0 |  | --> | C24 ex CAHIR | Cahir [T41,T42] | CAHIR |  | 52.4254 | -7.8809
MV/LV Substation OU***4436 |  | 20 kV | _ | LV | 100 kVA :Pole Substation | 0.1 | --> | 0.1 | 0.083 | 0.4 |  | --> | 0.095 | 0 | 0 | 0.10255 | 0 |  | --> | E12 ex TULLOW | Tullow [T421,T422] | CARLOW |  | 52.7846 | -6.7361
MV/LV Substation OU***4497 |  | 10 kV | _ | LV | 100 kVA :Pole Substation | 0.1 | --> | 0.1 | 0 | 0 | Constrained,otherwise capacity available =100kVA. | --> | 0.095 | 0 | 0 | 0.1 | 0 |  | --> | C17 ex ROSEHILL | Rosehill [T41,T42] | KILKENNY |  | 52.6221 | -7.2331
MV/LV Substation OU***631X |  | 10 kV | _ | LV | 200 kVA :Building Structure | 0.2 | --> | 0.2 | 0.2 | 5.9 |  | --> | 0.19 | 0 | 0 | 0.2 | 0 |  | --> | C20 ex CASHEL | Cashel [T41,T42] | CAHIR |  | 52.5141 | -7.8872
MV/LV Substation OU***683 |  | 20 kV | _ | LV | 200 kVA :Building Structure | 0.2 | --> | 0.2 | 0.183 | 6.5 |  | --> | 0.19 | 0 | 0.00741 | 0.20256 | 0 |  | --> | C16 ex OUGHTERARD | Oughterard [T41,T42] | SCREEB |  | 53.422 | -9.287
MV/LV Substation OU***719 |  | 10 kV | _ | LV | 50 kVA :Pole Substation | 0.05 | --> | 0.05 | 0.05 | 1.3 |  | --> | 0.0475 | 0 | 0 | 0.05 | 0 |  | --> | E16 ex BALLYCROSSAUN | Ballycrossaun [T421,T422] | SOMERSET |  | 53.0996 | -8.2465
MV/LV Substation OU***770 |  | 20 kV | _ | LV | 50 kVA :Pole Substation | 0.05 | --> | 0.05 | 0.044 | 4.4 |  | --> | 0.0475 | 0 | 0 | 0.050903 | 0 |  | --> | E18 ex CRANE | Crane [T122] | CRANE |  | 52.5017 | -6.3834
MV/LV Substation OU***780 |  | 20 kV | _ | LV | 50 kVA :Pole Substation | 0.05 | --> | 0.05 | 0.047 | 4.4 |  | --> | 0.0475 | 0 | 0.00741 | 0.050453 | 0 |  | --> | E18 ex CRANE | Crane [T122] | CRANE |  | 52.5346 | -6.5002
MV/LV Substation OU***781 |  | 20 kV | _ | LV | 50 kVA :Pole Substation | 0.05 | --> | 0.05 | 0.047 | 4.4 |  | --> | 0.0475 | 0 | 0 | 0.050453 | 0 |  | --> | E18 ex CRANE | Crane [T122] | CRANE |  | 52.5371 | -6.4917
MV/LV Substation OU***782 |  | 10 kV | _ | LV | 100 kVA :Pole Substation | 0.1 | --> | 0.1 | 0 | 0 | Constrained,otherwise capacity available =81kVA. | --> | 0.095 | 0 | 0 | 0.10284 | 0 |  | --> | C14 ex SWORDS | Swords [T41,T42] | GLASMORE |  | 53.4674 | -6.2384
MV/LV Substation OU***784 |  | 20 kV | _ | LV | 400 kVA :Kiosk Substation | 0.4 | --> | 0.4 | 0.366 | 4.4 |  | --> | 0.38 | 0 | 0 | 0.40513 | 0 |  | --> | E18 ex CRANE | Crane [T122] | CRANE |  | 52.5048 | -6.3893
MV/LV Substation OU***854X |  | 20 kV | _ | LV | 400 kVA :Kiosk Substation | 0.4 | --> | 0.4 | 0 | 0 | Constrained,otherwise capacity available =347kVA. | --> | 0.38 | 0 | 0.016302 | 0.40797 | 0 |  | --> | E19 ex KILCOCK | Kilcock [T421,T422] | GRIFFINRATH |  | 53.3914 | -6.6689
MV/LV Substation OU***921X |  | 20 kV | _ | LV | 50 kVA :Pole Substation | 0.05 | --> | 0.05 | 0.027 | 1.7 |  | --> | 0.0475 | 0 | 0 | 0.053377 | 0 |  | --> | C26 ex ATHY | Athy [T101,T102] | ATHY |  | 53.1273 | -6.998
MV/LV Substation OU***938X |  | 20 kV | _ | LV | 50 kVA :Pole Substation | 0.05 | --> | 0.05 | 0.049 | 4.4 |  | --> | 0.0475 | 0 | 0 | 0.050152 | 0 |  | --> | E13 ex CRANE | Crane [T122] | CRANE |  | 52.4777 | -6.4726
MV/LV Substation OU***975 |  | 10 kV | _ | LV | 50 kVA :Pole Substation | 0.05 | --> | 0.05 | 0.037 | 2.1 |  | --> | 0.0475 | 0 | 0 | 0 | 0 | Constrained,otherwise capacity available =51.9kW. | --> | C17 ex KILCAR | Kilcar [T41] | BINBANE |  | 54.6957 | -8.7705
MV/LV Substation OV***227Y |  | 20 kV | _ | LV | 630 kVA :Building Structure | 0.63 | --> | 0.63 | 0.5 | 2.5 |  | --> | 0.5985 | 0 | 0 | 0.5 | 0 |  | --> | E17 ex BAGENALSTOWN | Bagenalstown [T421,T422] | CARLOW |  | 52.7586 | -6.9504
MV/LV Substation OV***330Y |  | 20 kV | _ | LV | 50 kVA :Pole Substation | 0.05 | --> | 0.05 | 0.025 | 17.7 |  | --> | 0.0475 | 0 | 0.028899 | 0.053659 | 0 |  | --> | E13 ex COOLROE | Coolroe [T121,T122] | COOLROE |  | 51.8738 | -8.6647
MV/LV Substation OV***333X |  | 20 kV | _ | LV | 50 kVA :Pole Substation | 0.05 | --> | 0.05 | 0.037 | 17.7 |  | --> | 0.0475 | 0 | 0.002964 | 0.051937 | 0 |  | --> | E12 ex COOLROE | Coolroe [T121,T122] | COOLROE |  | 51.8767 | -8.665
MV/LV Substation OV***429Y |  | 10 kV | _ | LV | 400 kVA :Kiosk Substation | 0.4 | --> | 0.4 | 0 | 0 | Constrained,otherwise capacity available =330kVA. | --> | 0.38 | 0 | 0.003705 | 0.41049 | 0 |  | --> | C21 ex DOUGLAS | Douglas [T41,T42] | TRABEG |  | 51.8753 | -8.4099
MV/LV Substation OV***594X |  | 10 kV | _ | LV | 400 kVA :Kiosk Substation | 0.4 | --> | 0.4 | 0.111 | 0.9 |  | --> | 0.38 | 0 | 0.00741 | 0.44161 | 0 |  | --> | C16 ex COES ROAD | Coes Road [T41,T42] | DUNDALK |  | 54.0009 | -6.3839
MV/LV Substation OW***001 |  | 10 kV | _ | LV | 50 kVA :Pole Substation | 0.05 | --> | 0.05 | 0.04 | 6.5 |  | --> | 0.0475 | 0 | 0 | 0.051496 | 0 |  | --> | C17 ex OUGHTERARD | Oughterard [T41,T42] | SCREEB |  | 53.4336 | -9.3211
MV/LV Substation OW***014 |  | 20 kV | _ | LV | 50 kVA :Pole Substation | 0.05 | --> | 0.05 | 0 | 0 | Constrained,otherwise capacity available =50kVA. | --> | 0.0475 | 0 | 0 | 0.05 | 0 |  | --> | E12 ex WHITECHURCH | Whitechurch [T421,T422] | KILBARRY |  | 52.0399 | -8.4273
MV/LV Substation OW***162Y |  | 20 kV | _ | LV | 50 kVA :Pole Substation | 0.05 | --> | 0.05 | 0 | 0 | Constrained,otherwise capacity available =33kVA. | --> | 0.0475 | 0 | 0 | 0.052518 | 0 |  | --> | C18 ex DEERPARK | Deerpark [T41,T42] | BALLYDINE |  | 52.3981 | -7.3498
MV/LV Substation OW***166Z |  | 10 kV | _ | LV | 400 kVA :Kiosk Substation | 0.4 | --> | 0.4 | 0.339 | 4.1 |  | --> | 0.38 | 0 | 0 | 0.40916 | 0 |  | --> | C19 ex BALLYMUN | Ballymun [T41,T42] | FINGLAS |  | 53.3923 | -6.2681
MV/LV Substation OW***170 |  | 10 kV | _ | LV | 630 kVA :Kiosk Substation | 0.63 | --> | 0.63 | 0.436 | 0.9 |  | --> | 0.5985 | 0 | 0.052611 | 0.5 | 0 |  | --> | C21 ex KIMMAGE | Kimmage [T41,T42] | INCHICORE 220KV |  | 53.2966 | -6.2878
MV/LV Substation OW***190 |  | 20 kV | _ | LV | 50 kVA :Pole Substation | 0.05 | --> | 0.05 | 0 | 0 | Constrained,otherwise capacity available =34kVA. | --> | 0.0475 | 0 | 0 | 0.052373 | 0 |  | --> | C18 ex DEERPARK | Deerpark [T41,T42] | BALLYDINE |  | 52.3965 | -7.3363
MV/LV Substation OW***194Z |  | 20 kV | _ | LV | 50 kVA :Pole Substation | 0.05 | --> | 0.05 | 0 | 0 | Constrained,otherwise capacity available =31kVA. | --> | 0.0475 | 0 | 0.00741 | 0.052806 | 0 |  | --> | E12 ex WHITECHURCH | Whitechurch [T421,T422] | KILBARRY |  | 52.0398 | -8.4253
MV/LV Substation OW***261Y |  | 20 kV | _ | LV | 50 kVA :Pole Substation | 0.05 | --> | 0.05 | 0 | 0 | Constrained,otherwise capacity available =48kVA. | --> | 0.0475 | 0 | 0 | 0.050303 | 0 |  | --> | C18 ex DEERPARK | Deerpark [T41,T42] | BALLYDINE |  | 52.3911 | -7.3496
MV/LV Substation OW***322Z |  | 20 kV | _ | LV | 50 kVA :Pole Substation | 0.05 | --> | 0.05 | 0 | 0 | Constrained,otherwise capacity available =50kVA. | --> | 0.0475 | 0 | 0 | 0.05 | 0 |  | --> | E12 ex WHITECHURCH | Whitechurch [T421,T422] | KILBARRY |  | 52.0403 | -8.4192
MV/LV Substation OW***4059 |  | 10 kV | _ | LV | 100 kVA :Pole Substation | 0.1 | --> | 0.1 | 0.085 | 2.1 |  | --> | 0.095 | 0 | 0 | 0 | 0 | Constrained,otherwise capacity available =102.3kW. | --> | C16 ex KILCAR | Kilcar [T41] | BINBANE |  | 54.7208 | -8.5803
MV/LV Substation OW***4071 |  | 10 kV | _ | LV | 630 kVA :Kiosk Substation | 0.63 | --> | 0.63 | 0 | 0 | Constrained,otherwise capacity available =500kVA. | --> | 0.5985 | 0 | 0.001482 | 0.5 | 0 |  | --> | C19 ex BALLYBODEN | Ballyboden [T41,T42] | COOKSTOWN |  | 53.2832 | -6.2975
MV/LV Substation OW***4105 |  | 20 kV | _ | LV | 50 kVA :Pole Substation | 0.05 | --> | 0.05 | 0 | 0 | Constrained,otherwise capacity available =40kVA. | --> | 0.0475 | 0 | 0 | 0.051496 | 0 |  | --> | C18 ex DEERPARK | Deerpark [T41,T42] | BALLYDINE |  | 52.3856 | -7.3524
MV/LV Substation OW***4111 |  | 20 kV | _ | LV | 200 kVA :Kiosk Substation | 0.2 | --> | 0.2 | 0 | 0 | Constrained,otherwise capacity available =200kVA. | --> | 0.19 | 0 | 0 | 0.2 | 0 |  | --> | E14 ex COLLOONEY | Collooney [T421,T422] | SLIGO |  | 54.1772 | -8.492
MV/LV Substation OW***4124 |  | 20 kV | _ | LV | 400 kVA :Kiosk Substation | 0.4 | --> | 0.4 | 0.371 | 7.6 |  | --> | 0.38 | 0 | 0 | 0 | 0 | Constrained,otherwise capacity available =404.4kW. | --> | E12 ex BELLACORICK | Bellacorick [T122] | BELLACORICK |  | 54.1414 | -9.5449
MV/LV Substation OW***4394 |  | 10 kV | _ | LV | 630 kVA :Building Structure | 0.63 | --> | 0.63 | 0 | 0 | Constrained,otherwise capacity available =500kVA. | --> | 0.5985 | 0 | 0 | 0.5 | 0 |  | --> | C22 ex HOWTH JUNCTION | Howth Junction [T41,T42] | GRANGE (DR) |  | 53.3825 | -6.176
MV/LV Substation OW***497X |  | 10 kV | _ | LV | 400 kVA :Kiosk Substation | 0.4 | --> | 0.4 | 0 | 0 | Constrained,otherwise capacity available =330kVA. | --> | 0.38 | 0 | 0.011115 | 0.41049 | 0 |  | --> | C15 ex CARRIGALINE | Carrigaline [T41,T42] | BARNAHELY |  | 51.8162 | -8.3994
MV/LV Substation OW***498 |  | 20 kV | _ | LV | 50 kVA :Pole Substation | 0.05 | --> | 0.05 | 0 | 0 | Constrained,otherwise capacity available =49kVA. | --> | 0.0475 | 0 | 0 | 0.050152 | 0 |  | --> | C18 ex DEERPARK | Deerpark [T41,T42] | BALLYDINE |  | 52.3873 | -7.3458
MV/LV Substation OW***606Y |  | 20 kV | _ | LV | 400 kVA :Kiosk Substation | 0.4 | --> | 0.4 | 0.346 | 1.7 |  | --> | 0.38 | 0 | 0.1482 | 0.4 | 0 |  | --> | C12 ex ATHY | Athy [T101,T102] | ATHY |  | 52.9774 | -6.901
MV/LV Substation OW***608X |  | 20 kV | _ | LV | 50 kVA :Pole Substation | 0.05 | --> | 0.05 | 0 | 0 | Constrained,otherwise capacity available =50kVA. | --> | 0.0475 | 0 | 0 | 0.05 | 0 |  | --> | E12 ex MILLTOWN (SR) | Milltown (sr) [T421,T422] | OUGHTRAGH |  | 52.0852 | -9.7763
MV/LV Substation OW***621X |  | 10 kV | _ | LV | 400 kVA :Kiosk Substation | 0.4 | --> | 0.4 | 0.324 | 4.5 |  | --> | 0.38 | 0 | 0.013338 | 0.41138 | 0 |  | --> | C21 ex MALLOW | Mallow [T41,T42] | MALLOW |  | 52.15 | -8.638
MV/LV Substation OW***653Y |  | 10 kV | _ | LV | 50 kVA :Pole Substation | 0.05 | --> | 0.05 | 0 | 0 | Constrained,otherwise capacity available =49kVA. | --> | 0.0475 | 0 | 0 | 0.050152 | 0 |  | --> | C18 ex HEADFORD | Headford [T41,T42] | CLOON |  | 53.4683 | -9.1479
MV/LV Substation OW***708 |  | 10 kV | _ | LV | 400 kVA :Kiosk Substation | 0.4 | --> | 0.4 | 0 | 0 | Constrained,otherwise capacity available =289kVA. | --> | 0.38 | 0 | 0.020748 | 0.41651 | 0 |  | --> | C19 ex BALLYBODEN | Ballyboden [T41,T42] | COOKSTOWN |  | 53.2843 | -6.2971
MV/LV Substation OW***709Z |  | 20 kV | _ | LV | 50 kVA :Pole Substation | 0.05 | --> | 0.05 | 0.05 | 10.9 |  | --> | 0.0475 | 0 | 0 | 0.05 | 0 |  | --> | C24 ex MULLINGAR | Mullingar [T101,T102] | MULLINGAR |  | 53.5797 | -7.3673
MV/LV Substation OW***829 |  | 10 kV | _ | LV | 630 kVA :Building Structure | 0.63 | --> | 0.63 | 0 | 0 |  | --> | 0.5985 | 0 | 0 | 0.5 | 0 |  | --> | C21 ex BELFIELD | Belfield [T41,T42] | BLACKROCK |  | 53.3033 | -6.2175
MV/LV Substation OW***914X |  | 10 kV | _ | LV | 400 kVA :Kiosk Substation | 0.4 | --> | 0.4 | 0 | 0 | Constrained,otherwise capacity available =265kVA. | --> | 0.38 | 0 | 0.030381 | 0.42 | 0 |  | --> | C15 ex CARRIGALINE | Carrigaline [T41,T42] | BARNAHELY |  | 51.818 | -8.3993
MV/LV Substation OW***998 |  | 20 kV | _ | LV | 50 kVA :Pole Substation | 0.05 | --> | 0.05 | 0 | 0 | Constrained,otherwise capacity available =26kVA. | --> | 0.0475 | 0 | 0.01482 | 0.053518 | 0 |  | --> | C18 ex DEERPARK | Deerpark [T41,T42] | BALLYDINE |  | 52.388 | -7.3425
MV/LV Substation OX***086X |  | 10 kV | _ | LV | 100 kVA :Pole Substation | 0.1 | --> | 0.1 | 0.065 | 4.5 |  | --> | 0.095 | 0 | 0 | 0.10518 | 0 |  | --> | C22 ex BOGHALL ROAD | Boghall Road [T41,T42] | FASSAROE |  | 53.1705 | -6.1354
MV/LV Substation OX***133X |  | 10 kV | _ | LV | 630 kVA :Building Structure | 0.63 | --> | 0.63 | 0.5 | 3.9 |  | --> | 0.5985 | 0 | 0.11115 | 0.5 | 0 |  | --> | C20 ex MARSHES | Marshes [T41,T42] | DUNDALK |  | 53.9789 | -6.3755
MV/LV Substation OX***425X |  | 10 kV | _ | LV | 630 kVA :Building Structure | 0.63 | --> | 0.63 | 0.48 | 4.6 |  | --> | 0.5985 | 0 | 0 | 0.5 | 0 |  | --> | C15 ex WATLING STREET | Watling Street [T41,T42] | FRANCIS STREET |  | 53.3481 | -6.2811
MV/LV Substation OX***878X |  | 10 kV | _ | LV | 400 kVA :Building Structure | 0.4 | --> | 0.4 | 0 | 0 | Constrained,otherwise capacity available =151kVA. | --> | 0.38 | 0 | 0 | 0.4 | 0 |  | --> | C18 ex CARRICKMACROSS | Carrickmacross [T41,T42] | MEATH HILL |  | 53.9817 | -6.723
MV/LV Substation OY***020 |  | 10 kV | _ | LV | 630 kVA :Building Structure | 0.63 | --> | 0.63 | 0 | 0 | Constrained,otherwise capacity available =348kVA. | --> | 0.5985 | 0 | 0 | 0.5 | 0 |  | --> | C19 ex MULGANNON | Mulgannon [T41,T42] | WEXFORD |  | 52.3363 | -6.4594
MV/LV Substation OY***337X |  | 10 kV | _ | LV | 200 kVA :Kiosk Substation | 0.2 | --> | 0.2 | 0.194 | 5.3 |  | --> | 0.19 | 0 | 0.004446 | 0.20091 | 0 |  | --> | C17 ex BALLYTIVNAN | Ballytivnan [T41,T42] | SLIGO |  | 54.3079 | -8.552
MV/LV Substation OY***421 |  | 10 kV | _ | LV | 200 kVA :Pole Substation | 0.2 | --> | 0.2 | 0.146 | 2.3 |  | --> | 0.19 | 0 | 0 | 0.20804 | 0 |  | --> | C12 ex BALLYRICKARD | Ballyrickard [T41,T42] | TRALEE |  | 52.2757 | -9.7799
MV/LV Substation OY***479X |  | 20 kV | _ | LV | 100 kVA :Pole Substation | 0.1 | --> | 0.1 | 0.089 | 16.1 |  | --> | 0.095 | 0 | 0.003705 | 0.10166 | 0 |  | --> | E21 ex WEXFORD | Wexford [T121,T122] | WEXFORD |  | 52.4245 | -6.5238
MV/LV Substation OZ***182X |  | 10 kV | _ | LV | 400 kVA :Kiosk Substation | 0.4 | --> | 0.4 | 0.249 | 1 |  | --> | 0.38 | 0 | 0.010374 | 0.4223 | 0 |  | --> | C13 ex TYCOR | Tycor [T41,T42] | WATERFORD |  | 52.2605 | -7.1285
MV/LV Substation OZ***236Y |  | 10 kV | _ | LV | 630 kVA :Building Structure | 0.63 | --> | 0.63 | 0.5 | 0.8 |  | --> | 0.5985 | 0 | 0 | 0.5 | 0 |  | --> | C14 ex MANOR STREET | Manor Street [T41,T42] | WATERFORD |  | 52.2502 | -7.1123
MV/LV Substation OZ***629X |  | 20 kV | _ | LV | 100 kVA :Pole Substation | 0.1 | --> | 0.1 | 0 | 0 | Constrained,otherwise capacity available =83kVA. | --> | 0.095 | 0 | 0.008151 | 0.10255 | 0 |  | --> | C13 ex MORNINGTON ROAD | Mornington Road [T41,T42] | DRYBRIDGE |  | 53.7171 | -6.2545
MV/LV Substation P ***010 |  | 10 kV | _ | LV | 630 kVA :Building Structure | 0.63 | --> | 0.63 | 0 | 0 | Constrained,otherwise capacity available =500kVA. | --> | 0.5985 | 0 | 0.020007 | 0.5 | 0 |  | --> | C17 ex POLLERTON | Pollerton [T41,T42] | CARLOW |  | 52.8451 | -6.9235
MV/LV Substation P ***057 |  | 10 kV | _ | LV | 200 kVA :Building Structure | 0.2 | --> | 0.2 | 0 | 0 | Constrained,otherwise capacity available =145kVA. | --> | 0.19 | 0 | 0 | 0.20818 | 0 |  | --> | C13 ex TUAM SOUTH | Tuam South [T42] | CLOON |  | 53.5156 | -8.8538
MV/LV Substation P ***069X |  | 10 kV | _ | LV | 100 kVA :Pole Substation | 0.1 | --> | 0.1 | 0 | 0 | Constrained,otherwise capacity available =94kVA. | --> | 0.095 | 0 | 0 | 0 | 0 | Constrained,otherwise capacity available =100.9kW. | --> | C20 ex CULLION | Cullion [T41,T42] | LETTERKENNY |  | 54.881 | -7.7467
MV/LV Substation P ***086 |  | 10 kV | _ | LV | 100 kVA :Pole Substation | 0.1 | --> | 0.1 | 0 | 0 | Constrained,otherwise capacity available =83kVA. | --> | 0.095 | 0 | 0.002964 | 0.10255 | 0 |  | --> | C17 ex CARRICK ON SHANNON | Carrick On Shannon [T41,T42] | CARRICK ON SHANNON |  | 53.9393 | -8.1076
MV/LV Substation P ***099 |  | 20 kV | _ | LV | 400 kVA :Building Structure | 0.4 | --> | 0.4 | 0 | 0 | Constrained,otherwise capacity available =269kVA. | --> | 0.38 | 0 | 0.008151 | 0 | 0 | Constrained,otherwise capacity available =419.4kW. | --> | E16 ex WINDSOR | Windsor [T421,T422] | CASTLEBAR |  | 53.8482 | -9.2838
MV/LV Substation P ***109 |  | 10 kV | _ | LV | 400 kVA :Building Structure | 0.4 | --> | 0.4 | 0.395 | 1.4 |  | --> | 0.38 | 0 | 0 | 0.40076 | 0 |  | --> | C17 ex RINEANNA | Rineanna [T41,T42] | DRUMLINE |  | 52.708 | -8.8919
MV/LV Substation P ***130 |  | 10 kV | _ | LV | 200 kVA :Pole Substation | 0.2 | --> | 0.2 | 0.188 | 2.8 |  | --> | 0.19 | 0 | 0 | 0.20181 | 0 |  | --> | C20 ex CASTLEBLAYNEY | Castleblayney [T41,T42] | DUNDALK |  | 54.1158 | -6.7328
MV/LV Substation P ***202X |  | 10 kV | _ | LV | 400 kVA :Building Structure | 0.4 | --> | 0.4 | 0.38033 | 0.4 | Constrained,otherwise capacity available =382kVA. | --> | 0.38 | 0 | 0 | 0.40272 | 0 |  | --> | C13 ex CARRICKMINES | Carrickmines [T41,T42] | CARRICKMINES |  | 53.2497 | -6.1851
MV/LV Substation P ***207Y |  | 10 kV | _ | LV | 50 kVA :Pole Substation | 0.05 | --> | 0.05 | 0.05 | 13.5 |  | --> | 0.0475 | 0 | 0 | 0.05 | 0 |  | --> | C21 ex ENNIS | Ennis [T101,T102] | ENNIS |  | 52.8869 | -8.946
MV/LV Substation P ***221 |  | 10 kV | _ | LV | 400 kVA :Building Structure | 0.4 | --> | 0.4 | 0.365 | 5.7 |  | --> | 0.38 | 0 | 0 | 0.40528 | 0 |  | --> | C24 ex RAMPARTS | Ramparts [T41,T42] | DUNDALK |  | 54.001 | -6.4011
MV/LV Substation P ***221Z |  | 20 kV | _ | LV | 50 kVA :Pole Substation | 0.05 | --> | 0.05 | 0 | 0 | Constrained,otherwise capacity available =50kVA. | --> | 0.0475 | 0 | 0 | 0.05 | 0 |  | --> | E16 ex JULIANSTOWN | Julianstown [T421,T422] | DRYBRIDGE |  | 53.6957 | -6.2475
MV/LV Substation P ***305 |  | 10 kV | _ | LV | 200 kVA :Pole Substation | 0.2 | --> | 0.2 | 0 | 0 | Constrained,otherwise capacity available =185kVA. | --> | 0.19 | 0 | 0 | 0.20226 | 0 |  | --> | C16 ex CLONAKILTY | Clonakilty [T41,T42] | DUNMANWAY |  | 51.6264 | -8.887
MV/LV Substation P ***309 |  | 10 kV | _ | LV | 200 kVA :Building Structure | 0.2 | --> | 0.2 | 0.164 | 3.9 |  | --> | 0.19 | 0 | 0 | 0.20539 | 0 |  | --> | C25 ex GALWAY 110KV | Galway 110kv [T102,T103] | GALWAY 110KV |  | 53.2888 | -9.0196
MV/LV Substation P ***341Y |  | 20 kV | _ | LV | 50 kVA :Pole Substation | 0.05 | --> | 0.05 | 0 | 0 | Constrained,otherwise capacity available =50kVA. | --> | 0.0475 | 0 | 0 | 0.05 | 0 |  | --> | E15 ex JULIANSTOWN | Julianstown [T421,T422] | DRYBRIDGE |  | 53.6343 | -6.2519
MV/LV Substation P ***365 |  | 10 kV | _ | LV | 400 kVA :Kiosk Substation | 0.4 | --> | 0.4 | 0 | 0 | Constrained,otherwise capacity available =302kVA. | --> | 0.38 | 0 | 0 | 0.41461 | 0 |  | --> | C11 ex GRANGE (DR) | Grange (dr) [T41,T42] | GRANGE (DR) |  | 53.3907 | -6.1523
MV/LV Substation P ***394 |  | 10 kV | _ | LV | 25 kVA :Pole Substation | 0.025 | --> | 0.025 | 0 | 0 | Constrained,otherwise capacity available =16kVA. | --> | 0.02375 | 0 | 0 | 0.026331 | 0 |  | --> | C18 ex HEADFORD ROAD | Headford Road [T41,T42] | GALWAY 110KV |  | 53.2897 | -9.0358
MV/LV Substation P ***432Y |  | 10 kV | _ | LV | 100 kVA :Pole Substation | 0.1 | --> | 0.1 | 0.077 | 0.9 |  | --> | 0.095 | 0 | 0 | 0.10343 | 0 |  | --> | C15 ex CLONARD | Clonard [T41,T42] | WEXFORD |  | 52.3279 | -6.4821
MV/LV Substation P ***437 |  | 10 kV | _ | LV | 400 kVA :Building Structure | 0.4 | --> | 0.4 | 0.4 | 3 |  | --> | 0.38 | 0 | 0 | 0.4 | 0 |  | --> | C40 ex INCHICORE CENTRAL | Inchicore Central [T43,T45] | INCHICORE 220KV |  | 53.3241 | -6.3385
MV/LV Substation P ***597Z |  | 10 kV | _ | LV | 200 kVA :Kiosk Substation | 0.2 | --> | 0.2 | 0 | 0 | Constrained,otherwise capacity available =200kVA. | --> | 0.19 | 0 | 0 | 0.2 | 0 |  | --> | C21 ex BISHOPSTOWN | Bishopstown [T41,T42] | KILBARRY |  | 51.8872 | -8.5362
MV/LV Substation P ***712Y |  | 10 kV | _ | LV | 400 kVA :Kiosk Substation | 0.4 | --> | 0.4 | 0 | 0 | Constrained,otherwise capacity available =114kVA. | --> | 0.38 | 0 | 0 | 0 | 0 | Constrained,otherwise capacity available =441.2kW. | --> | C16 ex BANTRY | Bantry [T41,T42] | BALLYLICKY |  | 51.6795 | -9.4483
MV/LV Substation P ***815Z |  | 20 kV | _ | LV | 50 kVA :Pole Substation | 0.05 | --> | 0.05 | 0 | 0 | Constrained,otherwise capacity available =50kVA. | --> | 0.0475 | 0 | 0 | 0.05 | 0 |  | --> | E11 ex GLASMORE | Glasmore [T421,T422] | GLASMORE |  | 53.4901 | -6.1117
MV/LV Substation P ***969X |  | 10 kV | _ | LV | 400 kVA :Building Structure | 0.4 | --> | 0.4 | 0.4 | 4.6 |  | --> | 0.38 | 0 | 0 | 0.4 | 0 |  | --> | C41 ex CASTLEVIEW | Castleview [T101,T102] | CASTLEVIEW |  | 51.9053 | -8.4038
MV/LV Substation P ***997X |  | 10 kV | _ | LV | 400 kVA :Kiosk Substation | 0.4 | --> | 0.4 | 0 | 0 | Constrained,otherwise capacity available =291kVA. | --> | 0.38 | 0 | 0.072618 | 0 | 0 | Constrained,otherwise capacity available =416.2kW. | --> | C22 ex PORTLAOISE | Portlaoise [T41,T42] | PORTLAOISE |  | 53.0404 | -7.2687
MV/LV Substation P.***122 |  | 10 kV | _ | LV | 630 kVA :Building Structure | 0.63 | --> | 0.63 | 0 | 0 | Constrained,otherwise capacity available =500kVA. | --> | 0.5985 | 0 | 0 | 0.5 | 0 |  | --> | C19 ex DUNDRUM | Dundrum [T41,T42] | BLACKROCK |  | 53.297 | -6.2446
MV/LV Substation P.***393X |  | 10 kV | _ | LV | 630 kVA :Building Structure | 0.63 | --> | 0.63 | 0.5 | 14.2 |  | --> | 0.5985 | 0 | 0 | 0.5 | 0 |  | --> | C22 ex COOKSTOWN | Cookstown [T101,T102] | CARRICKMINES |  | 53.2952 | -6.3852
MV/LV Substation P.***577X |  | 10 kV | _ | LV | 100 kVA :Pole Substation | 0.1 | --> | 0.1 | 0 | 0 | Constrained,otherwise capacity available =91kVA. | --> | 0.095 | 0 | 0 | 0.10136 | 0 |  | --> | C17 ex LOUGHTAGALLA | Loughtagalla [T41,T42] | THURLES |  | 52.6864 | -7.791
MV/LV Substation P.***753X |  | 20 kV | _ | LV | 400 kVA :Building Structure | 0.4 | --> | 0.4 | 0.331 | 2.5 |  | --> | 0.38 | 0 | 0 | 0.41034 | 0 |  | --> | E12 ex BAGENALSTOWN | Bagenalstown [T421,T422] | CARLOW |  | 52.7008 | -6.9625
MV/LV Substation P.***973 |  | 10 kV | _ | LV | 400 kVA :Building Structure | 0.4 | --> | 0.4 | 0 | 0 | Constrained,otherwise capacity available =400kVA. | --> | 0.38 | 0 | 0 | 0.4 | 0 |  | --> | C11 ex BELGARD | Belgard [T41,T42] | COOKSTOWN |  | 53.2915 | -6.3681
MV/LV Substation P/***006 |  | 20 kV | _ | LV | 200 kVA :Kiosk Substation | 0.2 | --> | 0.2 | 0 | 0 | Constrained,otherwise capacity available =163kVA. | --> | 0.19 | 0 | 0 | 0.20554 | 0 |  | --> | E33 ex CAPPAMORE | Cappamore [T41,T42] | ARDNACRUSHA |  | 52.5655 | -8.3393
MV/LV Substation P/***4010 |  | 10 kV | _ | LV | 50 kVA :Pole Substation | 0.05 | --> | 0.05 | 0 | 0 | Constrained,otherwise capacity available =44kVA. | --> | 0.0475 | 0 | 0 | 0.050903 | 0 |  | --> | C15 ex MALAHIDE | Malahide [T41,T42] | GLASMORE |  | 53.4184 | -6.1436
MV/LV Substation P/***674 |  | 20 kV | _ | LV | 200 kVA :Pole Substation | 0.2 | --> | 0.2 | 0.16 | 4.2 |  | --> | 0.19 | 0 | 0.01482 | 0.20598 | 0 |  | --> | E16 ex JENKINSTOWN | Jenkinstown [T421,T422] | DUNDALK |  | 53.9991 | -6.2559
MV/LV Substation P/***986X |  | 20 kV | _ | LV | 50 kVA :Pole Substation | 0.05 | --> | 0.05 | 0 | 0 | Constrained,otherwise capacity available =47kVA. | --> | 0.0475 | 0 | 0.002964 | 0.050453 | 0 |  | --> | E47 ex CLAREGALWAY | Claregalway [T42,T421] | GALWAY 110KV |  | 53.4144 | -8.7992
MV/LV Substation P+***040 |  | 20 kV | _ | LV | 100 kVA :Pole Substation | 0.1 | --> | 0.1 | 0 | 0 | Constrained,otherwise capacity available =40kVA. | --> | 0.095 | 0 | 0.017784 | 0.10872 | 0 |  | --> | E13 ex BALTINGLASS | Baltinglass [T421,T422] | STRATFORD |  | 52.9386 | -6.7089
MV/LV Substation P+***099 |  | 10 kV | _ | LV | 200 kVA :Kiosk Substation | 0.2 | --> | 0.2 | 0 | 0 | Constrained,otherwise capacity available =148kVA. | --> | 0.19 | 0 | 0 | 0.20775 | 0 |  | --> | C19 ex LOUGHSHINNY | Loughshinny [T41,T42] | GLASMORE |  | 53.5751 | -6.1128
MV/LV Substation P+***129X |  | 10 kV | _ | LV | 400 kVA :Building Structure | 0.4 | --> | 0.4 | 0.398 | 6.4 |  | --> | 0.38 | 0 | 0 | 0.4003 | 0 |  | --> | C14 ex GARRYCASTLE | Garrycastle [T41,T42] | ATHLONE |  | 53.4276 | -7.9334
MV/LV Substation P+***136 |  | 10 kV | _ | LV | 400 kVA :Building Structure | 0.4 | --> | 0.4 | 0.317 | 0.9 |  | --> | 0.38 | 0 | 0.01482 | 0.41241 | 0 |  | --> | C14 ex WOODFORD | Woodford [T41,T42] | KNOCKEARAGH |  | 52.0618 | -9.4698
MV/LV Substation P+***151 |  | 10 kV | _ | LV | 630 kVA :Kiosk Substation | 0.63 | --> | 0.63 | 0 | 0 | Constrained,otherwise capacity available =500kVA. | --> | 0.5985 | 0 | 0 | 0 | 0 | Constrained,otherwise capacity available =500kW. | --> | C12 ex COLLIGAN | Colligan [T41,T42] | DUNGARVAN |  | 52.092 | -7.6226
MV/LV Substation P+***156X |  | 10 kV | _ | LV | 200 kVA :Building Structure | 0.2 | --> | 0.2 | 0.071 | 2 |  | --> | 0.19 | 0 | 0.005187 | 0 | 0 | Constrained,otherwise capacity available =218.7kW. | --> | E18 ex RATHKEALE | Rathkeale [T421,T422] | RATHKEALE |  | 52.5215 | -8.9345
MV/LV Substation P+***160X |  | 10 kV | _ | LV | 400 kVA :Building Structure | 0.4 | --> | 0.4 | 0 | 0 | Constrained,otherwise capacity available =273kVA. | --> | 0.38 | 0 | 0.005928 | 0.40363 | 0 |  | --> | C30 ex CLONDALKIN | Clondalkin [T41,T42,T44] | INCHICORE 220KV |  | 53.3218 | -6.4085
MV/LV Substation P+***189X |  | 10 kV | _ | LV | 200 kVA :Pole Substation | 0.2 | --> | 0.2 | 0.178 | 6.4 |  | --> | 0.19 | 0 | 0 | 0.20331 | 0 |  | --> | C17 ex BUSHFIELD | Bushfield [T41,T42] | ATHLONE |  | 53.4312 | -7.8987
MV/LV Substation P+***237 |  | 10 kV | _ | LV | 200 kVA :Kiosk Substation | 0.2 | --> | 0.2 | 0 | 0 | Constrained,otherwise capacity available =179kVA. | --> | 0.19 | 0 | 0 | 0.20316 | 0 |  | --> | C11 ex KYLEERAGH | Kyleeragh [T41,T42] | NENAGH |  | 52.8723 | -8.2184
MV/LV Substation P+***342 |  | 10 kV | _ | LV | 100 kVA :Pole Substation | 0.1 | --> | 0.1 | 0 | 0 | Constrained,otherwise capacity available =83kVA. | --> | 0.095 | 0 | 0 | 0.10255 | 0 |  | --> | C13 ex CLONMINCH | Clonminch [T41,T422] | THORNSBERRY |  | 53.2668 | -7.4915
MV/LV Substation P+***676X |  | 10 kV | _ | LV | 200 kVA :Building Structure | 0.2 | --> | 0.2 | 0.2 | 1.1 |  | --> | 0.19 | 0 | 0 | 0.2 | 0 |  | --> | C19 ex BIRR | Birr [T41,T422] | DALLOW |  | 53.0999 | -7.905
MV/LV Substation P+***722X |  | 20 kV | _ | LV | 200 kVA :Pole Substation | 0.2 | --> | 0.2 | 0.192 | 1 |  | --> | 0.19 | 0 | 0 | 0.20121 | 0 |  | --> | E20 ex LONGFORD | Longford [T421,T422] | RICHMOND |  | 53.7342 | -7.7806
MV/LV Substation P+***724X |  | 10 kV | _ | LV | 400 kVA :Building Structure | 0.4 | --> | 0.4 | 0.33 | 9.5 |  | --> | 0.38 | 0 | 0 | 0.41049 | 0 |  | --> | C11 ex BANDON | Bandon [T101,T42] | BANDON |  | 51.7455 | -8.7334
MV/LV Substation P+***728X |  | 10 kV | _ | LV | 400 kVA :Kiosk Substation | 0.4 | --> | 0.4 | 0.341 | 9.5 |  | --> | 0.38 | 0 | 0.00741 | 0.40886 | 0 |  | --> | C13 ex BANDON | Bandon [T101,T42] | BANDON |  | 51.735 | -8.7594
MV/LV Substation P+***911X |  | 10 kV | _ | LV | 400 kVA :Kiosk Substation | 0.4 | --> | 0.4 | 0 | 0 | Constrained,otherwise capacity available =218kVA. | --> | 0.38 | 0 | 0 | 0.42673 | 0 |  | --> | C14 ex NAAS | Naas [T41,T42] | KILTEEL |  | 53.2178 | -6.6652
MV/LV Substation PA***001 |  | 10 kV | _ | LV | 1000 kVA :Kiosk Substation | 1 | --> | 1 | 0.5 | 8.1 |  | --> | 0.95 | 0 | 0.034086 | 0.5 | 0 |  | --> | C22 ex MILLTOWN (DR) | Milltown (dr) [T101,T102] | INCHICORE 220KV |  | 53.3129 | -6.2602
MV/LV Substation PA***002 |  | 20 kV | _ | LV | 200 kVA :Pole Substation | 0.2 | --> | 0.2 | 0 | 0 | Constrained,otherwise capacity available =114kVA. | --> | 0.19 | 0 | 0.006669 | 0.21265 | 0 |  | --> | E11 ex KILCARRAGH | Kilcarragh [T421,T422] | BUTLERSTOWN |  | 52.2381 | -6.9735
MV/LV Substation PA***002 |  | 10 kV | _ | LV | 630 kVA :Kiosk Substation | 0.63 | --> | 0.63 | 0 | 0 | Constrained,otherwise capacity available =500kVA. | --> | 0.5985 | 0 | 0 | 0.5 | 0 |  | --> | C11 ex COOLCORCORAN | Coolcorcoran [T41,T42] | KNOCKEARAGH |  | 52.06 | -9.4888
MV/LV Substation PA***003 |  | 10 kV | _ | LV | 400 kVA :Kiosk Substation | 0.4 | --> | 0.4 | 0 | 0 | Constrained,otherwise capacity available =235kVA. | --> | 0.38 | 0 | 0.02964 | 0 | 0 | Constrained,otherwise capacity available =424.3kW. | --> | C12 ex COLLIGAN | Colligan [T41,T42] | DUNGARVAN |  | 52.0887 | -7.6181
MV/LV Substation PA***004 |  | 10 kV | _ | LV | 1000 kVA :Building Structure | 1 | --> | 1 | 0.5 | 4.6 |  | --> | 0.95 | 0 | 0.011856 | 0.5 | 0 |  | --> | C17 ex DUN LAOGHAIRE | Dun Laoghaire [T41,T42] | BLACKROCK |  | 53.2926 | -6.1375
MV/LV Substation PA***004 |  | 10 kV | _ | LV | 630 kVA :Kiosk Substation | 0.63 | --> | 0.63 | 0.338 | 5 |  | --> | 0.5985 | 0 | 0 | 0.5 | 0 |  | --> | C19 ex MCDONAGH | Mcdonagh [T41,T42] | KILKENNY |  | 52.654 | -7.2539
MV/LV Substation PA***004 |  | 10 kV | _ | LV | 630 kVA :Building Structure | 0.63 | --> | 0.63 | 0.359 | 2.2 |  | --> | 0.5985 | 0 | 0 | 0.5 | 0 |  | --> | C18 ex KINGSBRIDGE | Kingsbridge [T41,T42] | INCHICORE 220KV |  | 53.3477 | -6.2924
MV/LV Substation PA***005 |  | 10 kV | _ | LV | 50 kVA :Pole Substation | 0.05 | --> | 0.05 | 0 | 0 | Constrained,otherwise capacity available =22kVA. | --> | 0.0475 | 0 | 0 | 0.05408 | 0 |  | --> | C16 ex JOHNSTOWN | Johnstown [T41,T42] | KILTEEL |  | 53.2478 | -6.6213
MV/LV Substation PA***005 |  | 10 kV | _ | LV | 400 kVA :Building Structure | 0.4 | --> | 0.4 | 0 | 0 | Constrained,otherwise capacity available =257kVA. | --> | 0.38 | 0 | 0.011856 | 0.42115 | 0 |  | --> | C15 ex TERMONFECKIN ROAD | Termonfeckin Road [T41,T42] | DRYBRIDGE |  | 53.7169 | -6.3475
MV/LV Substation PA***006Z |  | 10 kV | _ | LV | 400 kVA :Building Structure | 0.4 | --> | 0.4 | 0 | 0 | Constrained,otherwise capacity available =298kVA. | --> | 0.38 | 0 | 0 | 0.4152 | 0 |  | --> | C31 ex SEMPERIT | Semperit [T41,T42,T43] | GRANGE CASTLE |  | 53.3337 | -6.3667
MV/LV Substation PA***006Z |  | 10 kV | _ | LV | 200 kVA :Kiosk Substation | 0.2 | --> | 0.2 | 0 | 0 | Constrained,otherwise capacity available =129kVA. | --> | 0.19 | 0 | 0.040014 | 0.2105 | 0 |  | --> | C11 ex MONEYCOOLEY | Moneycooley [T41,T42,T44] | GRIFFINRATH |  | 53.375 | -6.6107
MV/LV Substation PA***007 |  | 10 kV | _ | LV | 400 kVA :Building Structure | 0.4 | --> | 0.4 | 0.179 | 0.8 |  | --> | 0.38 | 0 | 0.008892 | 0.43222 | 0 |  | --> | C16 ex MANOR STREET | Manor Street [T41,T42] | WATERFORD |  | 52.2507 | -7.1022
MV/LV Substation PA***007 |  | 10 kV | _ | LV | 100 kVA :Pole Substation | 0.1 | --> | 0.1 | 0 | 0 | Constrained,otherwise capacity available =75kVA. | --> | 0.095 | 0 | 0.002964 | 0 | 0 | Constrained,otherwise capacity available =103.7kW. | --> | C15 ex MOUNTMELLICK | Mountmellick [T41,T42] | PORTLAOISE |  | 53.1137 | -7.3287
MV/LV Substation PA***007 |  | 10 kV | _ | LV | 200 kVA :Pole Substation | 0.2 | --> | 0.2 | 0.053 | 10.9 |  | --> | 0.19 | 0 | 0.004446 | 0.22114 | 0 |  | --> | C21 ex MULLINGAR | Mullingar [T101,T102] | MULLINGAR |  | 53.5235 | -7.354
MV/LV Substation PA***011Y |  | 10 kV | _ | LV | 200 kVA :Kiosk Substation | 0.2 | --> | 0.2 | 0 | 0 | Constrained,otherwise capacity available =136kVA. | --> | 0.19 | 0 | 0.005187 | 0.20949 | 0 |  | --> | C16 ex ATHENRY | Athenry [T41,T42] | GALWAY 110KV |  | 53.308 | -8.7507
MV/LV Substation PA***013X |  | 10 kV | _ | LV | 630 kVA :Kiosk Substation | 0.63 | --> | 0.63 | 0 | 0 | Constrained,otherwise capacity available =500kVA. | --> | 0.5985 | 0 | 0.008892 | 0.5 | 0 |  | --> | C21 ex KILBARRY | Kilbarry [T101,T43] | KILBARRY |  | 51.9222 | -8.493
MV/LV Substation PA***013X |  | 10 kV | _ | LV | 400 kVA :Kiosk Substation | 0.4 | --> | 0.4 | 0.31 | 0.4 |  | --> | 0.38 | 0 | 0.003705 | 0 | 0 | Constrained,otherwise capacity available =413.4kW. | --> | C18 ex SWINFORD | Swinford [T41,T42] | CASTLEBAR |  | 53.9413 | -8.9487
MV/LV Substation PA***014X |  | 10 kV | _ | LV | 630 kVA :Kiosk Substation | 0.63 | --> | 0.63 | 0 | 0 | Constrained,otherwise capacity available =500kVA. | --> | 0.5985 | 0 | 0.005928 | 0.5 | 0 |  | --> | C21 ex KILBARRY | Kilbarry [T101,T43] | KILBARRY |  | 51.9209 | -8.4908
MV/LV Substation PA***015Y |  | 10 kV | _ | LV | 400 kVA :Kiosk Substation | 0.4 | --> | 0.4 | 0.371 | 0.8 |  | --> | 0.38 | 0 | 0 | 0.40438 | 0 |  | --> | C16 ex MANOR STREET | Manor Street [T41,T42] | WATERFORD |  | 52.2576 | -7.1023
MV/LV Substation PA***017 |  | 10 kV | _ | LV | 200 kVA :Kiosk Substation | 0.2 | --> | 0.2 | 0 | 0 | Constrained,otherwise capacity available =57kVA. | --> | 0.19 | 0 | 0.008892 | 0.2206 | 0 |  | --> | C11 ex MULGANNON | Mulgannon [T41,T42] | WEXFORD |  | 52.3293 | -6.4655
MV/LV Substation PA***019X |  | 20 kV | _ | LV | 100 kVA :Pole Substation | 0.1 | --> | 0.1 | 0 | 0 | Constrained,otherwise capacity available =63kVA. | --> | 0.095 | 0 | 0.00741 | 0 | 0 | Constrained,otherwise capacity available =105.5kW. | --> | C15 ex MOUNTRATH | Mountrath [T41,T42] | PORTLAOISE |  | 52.8836 | -7.4465
MV/LV Substation PA***019X |  | 10 kV | _ | LV | 400 kVA :Building Structure | 0.4 | --> | 0.4 | 0 | 0 | Constrained,otherwise capacity available =393kVA. | --> | 0.38 | 0 | 0 | 0.40106 | 0 |  | --> | C15 ex TRIM | Trim [T41,T42] | NAVAN |  | 53.5661 | -6.8046
MV/LV Substation PA***021 |  | 10 kV | _ | LV | 200 kVA :Pole Substation | 0.2 | --> | 0.2 | 0.073 | 1.1 |  | --> | 0.19 | 0 | 0.004446 | 0.2184 | 0 |  | --> | C25 ex KILKEE | Kilkee [T41] | TULLABRACK |  | 52.6766 | -9.6455
MV/LV Substation PA***025 |  | 10 kV | _ | LV | 200 kVA :Pole Substation | 0.2 | --> | 0.2 | 0 | 0 | Constrained,otherwise capacity available =62kVA. | --> | 0.19 | 0 | 0.003705 | 0.21992 | 0 |  | --> | C15 ex ENNISTYMON | Ennistymon [T41,T42] | ENNIS |  | 52.9412 | -9.2901
MV/LV Substation PA***027 |  | 10 kV | _ | LV | 630 kVA :Building Structure | 0.63 | --> | 0.63 | 0 | 0 | Constrained,otherwise capacity available =381kVA. | --> | 0.5985 | 0 | 0 | 0.5 | 0 |  | --> | C11 ex ROCHES STREET | Roches Street [T41,T42] | LIMERICK |  | 52.6603 | -8.6254
MV/LV Substation PA***027 |  | 10 kV | _ | LV | 200 kVA :Pole Substation | 0.2 | --> | 0.2 | 0 | 0 | Constrained,otherwise capacity available =24kVA. | --> | 0.19 | 0 | 0.018525 | 0 | 0 | Constrained,otherwise capacity available =225kW. | --> | C15 ex PORTARLINGTON | Portarlington [T41,T42] | PORTLAOISE |  | 53.1606 | -7.2021
MV/LV Substation PA***030 |  | 10 kV | _ | LV | 200 kVA :Pole Substation | 0.2 | --> | 0.2 | 0.083 | 3.3 |  | --> | 0.19 | 0 | 0.016302 | 0.21702 | 0 |  | --> | C17 ex GLEBE | Glebe [T41,T42] | RICHMOND |  | 53.7216 | -7.7935
MV/LV Substation PA***031 |  | 10 kV | _ | LV | 400 kVA :Kiosk Substation | 0.4 | --> | 0.4 | 0 | 0 | Constrained,otherwise capacity available =389kVA. | --> | 0.38 | 0 | 0.004446 | 0.40167 | 0 |  | --> | C16 ex PARKMORE | Parkmore [T41,T42] | GALWAY 110KV |  | 53.3032 | -8.9901
MV/LV Substation PA***031Y |  | 10 kV | _ | LV | 50 kVA :Pole Substation | 0.05 | --> | 0.05 | 0.045 | 4.2 |  | --> | 0.0475 | 0 | 0 | 0.050753 | 0 |  | --> | C13 ex ERRIGAL | Errigal [T41,T422] | SHANKILL |  | 53.9809 | -7.1103
MV/LV Substation PA***031Z |  | 20 kV | _ | LV | 50 kVA :Pole Substation | 0.05 | --> | 0.05 | 0.049 | 0.2 |  | --> | 0.0475 | 0 | 0 | 0 | 0 | Constrained,otherwise capacity available =50.2kW. | --> | C20 ex ROSBERCON | Rosbercon [T41,T42] | WATERFORD |  | 52.3687 | -7.0272
MV/LV Substation PA***032 |  | 10 kV | _ | LV | 100 kVA :Pole Substation | 0.1 | --> | 0.1 | 0 | 0 | Constrained,otherwise capacity available =9kVA. | --> | 0.095 | 0 | 0.017043 | 0 | 0 | Constrained,otherwise capacity available =112.9kW. | --> | C11 ex GARDEN CITY | Garden City [T41,T42] | ARKLOW |  | 52.6792 | -6.2956
MV/LV Substation PA***033Z |  | 10 kV | _ | LV | 400 kVA :Building Structure | 0.4 | --> | 0.4 | 0 | 0 | Constrained,otherwise capacity available =301kVA. | --> | 0.38 | 0 | 0.045201 | 0.41476 | 0 |  | --> | C14 ex MACETOWN | Macetown [T101,T102] | MACETOWN |  | 53.4082 | -6.4135
MV/LV Substation PA***035 |  | 10 kV | _ | LV | 400 kVA :Kiosk Substation | 0.4 | --> | 0.4 | 0.297 | 0.9 |  | --> | 0.38 | 0 | 0.02223 | 0.41535 | 0 |  | --> | C11 ex WOODFORD | Woodford [T41,T42] | KNOCKEARAGH |  | 52.0537 | -9.4907
MV/LV Substation PA***036X |  | 10 kV | _ | LV | 200 kVA :Pole Substation | 0.2 | --> | 0.2 | 0.199 | 1.6 |  | --> | 0.19 | 0 | 0 | 0 | 0 | Constrained,otherwise capacity available =200.2kW. | --> | C17 ex BALLYSHANNON | Ballyshannon [T41,T42] | CATHALEENS FALL |  | 54.4955 | -8.1874
MV/LV Substation PA***037Y |  | 10 kV | _ | LV | 630 kVA :Building Structure | 0.63 | --> | 0.63 | 0.463 | 7.2 |  | --> | 0.5985 | 0 | 0 | 0.5 | 0 |  | --> | C28 ex LIBERTY STREET | Liberty Street [T101,T102] | LIBERTY STREET |  | 51.8999 | -8.4754
MV/LV Substation PA***038 |  | 10 kV | _ | LV | 50 kVA :Pole Substation | 0.05 | --> | 0.05 | 0.046 | 4.5 |  | --> | 0.0475 | 0 | 0 | 0.050604 | 0 |  | --> | C17 ex MALLOW | Mallow [T41,T42] | MALLOW |  | 52.1441 | -8.6204
MV/LV Substation PA***040X |  | 10 kV | _ | LV | 1000 kVA :Building Structure | 1 | --> | 1 | 0.5 | 4.6 |  | --> | 0.95 | 0 | 0.008151 | 0.5 | 0 |  | --> | C19 ex DUN LAOGHAIRE | Dun Laoghaire [T41,T42] | BLACKROCK |  | 53.2934 | -6.1345
MV/LV Substation PA***040X |  | 10 kV | _ | LV | 200 kVA :Kiosk Substation | 0.2 | --> | 0.2 | 0.060409 | 0.1 | Constrained,otherwise capacity available =143kVA. | --> | 0.19 | 0 | 0.012597 | 0.20848 | 0 |  | --> | C15 ex TUBBERCURRY | Tubbercurry [T41,T42] | TONROE |  | 54.0583 | -8.7255
MV/LV Substation PA***040Z |  | 10 kV | _ | LV | 400 kVA :Kiosk Substation | 0.4 | --> | 0.4 | 0 | 0 | Constrained,otherwise capacity available =264kVA. | --> | 0.38 | 0 | 0 | 0.42014 | 0 |  | --> | C41 ex COLLEGE PARK | College Park [T101,T102,T103] | COLLEGE PARK |  | 53.4048 | -6.4266
MV/LV Substation PA***041Y |  | 20 kV | _ | LV | 200 kVA :Pole Substation | 0.2 | --> | 0.2 | 0.165 | 0.5 |  | --> | 0.19 | 0 | 0.003705 | 0.20525 | 0 |  | --> | E15 ex ARDFINNAN | Ardfinnan [T421] | CAHIR |  | 52.2703 | -7.8087
MV/LV Substation PA***042 |  | 10 kV | _ | LV | 200 kVA :Pole Substation | 0.2 | --> | 0.2 | 0.168 | 4.4 |  | --> | 0.19 | 0 | 0 | 0.2048 | 0 |  | --> | C18 ex KINGSCOURT | Kingscourt [T41,T42] | MEATH HILL |  | 53.9032 | -6.805
MV/LV Substation PA***046 |  | 10 kV | _ | LV | 200 kVA :Kiosk Substation | 0.2 | --> | 0.2 | 0 | 0 | Constrained,otherwise capacity available =132kVA. | --> | 0.19 | 0 | 0.009633 | 0.21007 | 0 |  | --> | C13 ex LOUGHLINSTOWN | Loughlinstown [T41,T42] | CARRICKMINES |  | 53.257 | -6.1187
MV/LV Substation PA***047 |  | 10 kV | _ | LV | 630 kVA :Kiosk Substation | 0.63 | --> | 0.63 | 0 | 0 | Constrained,otherwise capacity available =444kVA. | --> | 0.5985 | 0 | 0 | 0.5 | 0 |  | --> | C14 ex HOLYCROSS ROAD | Holycross Road [T41,T42] | THURLES |  | 52.6794 | -7.8153
MV/LV Substation PA***048 |  | 10 kV | _ | LV | 200 kVA :Pole Substation | 0.2 | --> | 0.2 | 0.16 | 7.8 |  | --> | 0.19 | 0 | 0.003705 | 0.20598 | 0 |  | --> | C13 ex CARROWBEG | Carrowbeg [T41,T42] | CARROWBEG |  | 53.8024 | -9.5181
MV/LV Substation PA***050X |  | 20 kV | _ | LV | 50 kVA :Pole Substation | 0.05 | --> | 0.05 | 0.05 | 0.9 |  | --> | 0.0475 | 0 | 0 | 0.05 | 0 |  | --> | E15 ex RATHMORE | Rathmore [T42,T421] | KNOCKEARAGH |  | 52.1247 | -9.2027
MV/LV Substation PA***051X |  | 10 kV | _ | LV | 1000 kVA :Building Structure | 1 | --> | 1 | 0 | 0 | Constrained,otherwise capacity available =500kVA. | --> | 0.95 | 0 | 0 | 0.5 | 0 |  | --> | C18 ex PHIBSBORO | Phibsboro [T41,T42] | FINGLAS |  | 53.3507 | -6.2675
MV/LV Substation PA***052X |  | 10 kV | _ | LV | 630 kVA :Building Structure | 0.63 | --> | 0.63 | 0 | 0 | Constrained,otherwise capacity available =500kVA. | --> | 0.5985 | 0 | 0 | 0.5 | 0 |  | --> | C17 ex PARKMORE | Parkmore [T41,T42] | GALWAY 110KV |  | 53.3035 | -8.9851
MV/LV Substation PA***053X |  | 10 kV | _ | LV | 1000 kVA :Building Structure | 1 | --> | 1 | 0 | 0 | Constrained,otherwise capacity available =500kVA. | --> | 0.95 | 0 | 0 | 0.5 | 0 |  | --> | C17 ex PARKMORE | Parkmore [T41,T42] | GALWAY 110KV |  | 53.3029 | -8.9872
MV/LV Substation PA***054X |  | 10 kV | _ | LV | 1000 kVA :Building Structure | 1 | --> | 1 | 0.5 | 7.9 |  | --> | 0.95 | 0 | 0 | 0.5 | 0 |  | --> | C19 ex TRINITY | Trinity [T101,T102] | POOLBEG |  | 53.3389 | -6.2414
MV/LV Substation PA***055 |  | 10 kV | _ | LV | 200 kVA :Pole Substation | 0.2 | --> | 0.2 | 0 | 0 | Constrained,otherwise capacity available =45kVA. | --> | 0.19 | 0 | 0.009633 | 0 | 0 | Constrained,otherwise capacity available =222.2kW. | --> | C15 ex MOUNTMELLICK | Mountmellick [T41,T42] | PORTLAOISE |  | 53.1205 | -7.3311
MV/LV Substation PA***056 |  | 10 kV | _ | LV | 400 kVA :Building Structure | 0.4 | --> | 0.4 | 0 | 0 | Constrained,otherwise capacity available =382kVA. | --> | 0.38 | 0 | 0 | 0.40272 | 0 |  | --> | C18 ex PARKMORE | Parkmore [T41,T42] | GALWAY 110KV |  | 53.3018 | -8.9939
MV/LV Substation PA***056X |  | 10 kV | _ | LV | 630 kVA :Building Structure | 0.63 | --> | 0.63 | 0.5 | 4.5 |  | --> | 0.5985 | 0 | 0 | 0.5 | 0 |  | --> | C20 ex BOGHALL ROAD | Boghall Road [T41,T42] | FASSAROE |  | 53.1858 | -6.0986
MV/LV Substation PA***060 |  | 10 kV | _ | LV | 630 kVA :Building Structure | 0.63 | --> | 0.63 | 0 | 0 | Constrained,otherwise capacity available =500kVA. | --> | 0.5985 | 0 | 0 | 0.5 | 0 |  | --> | C15 ex PARKMORE | Parkmore [T41,T42] | GALWAY 110KV |  | 53.3024 | -8.9942
MV/LV Substation PA***060X |  | 10 kV | _ | LV | 400 kVA :Kiosk Substation | 0.4 | --> | 0.4 | 0.365 | 2.2 |  | --> | 0.38 | 0 | 0 | 0.40528 | 0 |  | --> | C17 ex KINGSBRIDGE | Kingsbridge [T41,T42] | INCHICORE 220KV |  | 53.3504 | -6.2898
MV/LV Substation PA***061 |  | 10 kV | _ | LV | 400 kVA :Building Structure | 0.4 | --> | 0.4 | 0 | 0 | Constrained,otherwise capacity available =364kVA. | --> | 0.38 | 0 | 0 | 0 | 0 | Constrained,otherwise capacity available =405.4kW. | --> | C17 ex COLLIGAN | Colligan [T41,T42] | DUNGARVAN |  | 52.095 | -7.6246
MV/LV Substation PA***061X |  | 10 kV | _ | LV | 630 kVA :Kiosk Substation | 0.63 | --> | 0.63 | 0.467 | 2.2 |  | --> | 0.5985 | 0 | 0.002223 | 0.5 | 0 |  | --> | C17 ex KINGSBRIDGE | Kingsbridge [T41,T42] | INCHICORE 220KV |  | 53.3518 | -6.2891
MV/LV Substation PA***063Z |  | 10 kV | _ | LV | 50 kVA :Pole Substation | 0.05 | --> | 0.05 | 0.05 | 6.4 |  | --> | 0.0475 | 0 | 0 | 0.05 | 0 |  | --> | C17 ex GARRYCASTLE | Garrycastle [T41,T42] | ATHLONE |  | 53.4149 | -7.8906
MV/LV Substation PA***064Z |  | 10 kV | _ | LV | 50 kVA :Pole Substation | 0.05 | --> | 0.05 | 0.042 | 6.4 |  | --> | 0.0475 | 0 | 0 | 0.0512 | 0 |  | --> | C17 ex GARRYCASTLE | Garrycastle [T41,T42] | ATHLONE |  | 53.412 | -7.8866
MV/LV Substation PA***065 |  | 10 kV | _ | LV | 630 kVA :Building Structure | 0.63 | --> | 0.63 | 0.5 | 13.8 |  | --> | 0.5985 | 0 | 0 | 0.5 | 0 |  | --> | C20 ex SINGLAND | Singland [T101,T102] | SINGLAND |  | 52.663 | -8.5977
MV/LV Substation PA***066X |  | 10 kV | _ | LV | 100 kVA :Pole Substation | 0.1 | --> | 0.1 | 0.074 | 11.9 |  | --> | 0.095 | 0 | 0 | 0.10387 | 0 |  | --> | C28 ex SALTHILL | Salthill [T101,T102] | SALTHILL |  | 53.2586 | -9.131
MV/LV Substation PA***067X |  | 10 kV | _ | LV | 400 kVA :Kiosk Substation | 0.4 | --> | 0.4 | 0.354 | 1.3 |  | --> | 0.38 | 0 | 0 | 0.40692 | 0 |  | --> | C17 ex CASTLEREA | Castlerea [T41,T42] | CARRICK ON SHANNON |  | 53.7648 | -8.4905
MV/LV Substation PA***068Y |  | 10 kV | _ | LV | 100 kVA :Pole Substation | 0.1 | --> | 0.1 | 0 | 0 | Constrained,otherwise capacity available =92kVA. | --> | 0.095 | 0 | 0.010374 | 0.10121 | 0 |  | --> | C16 ex KANTURK | Kanturk [T41,T42] | GLENLARA |  | 52.2817 | -8.8826
MV/LV Substation PA***070 |  | 10 kV | _ | LV | 400 kVA :Kiosk Substation | 0.4 | --> | 0.4 | 0 | 0 | Constrained,otherwise capacity available =349kVA. | --> | 0.38 | 0 | 0.003705 | 0.40767 | 0 |  | --> | C12 ex TUAM SOUTH | Tuam South [T42] | CLOON |  | 53.5242 | -8.846
MV/LV Substation PA***073 |  | 10 kV | _ | LV | 400 kVA :Kiosk Substation | 0.4 | --> | 0.4 | 0.241 | 11 |  | --> | 0.38 | 0 | 0.004446 | 0.42345 | 0 |  | --> | C22 ex CLOON | Cloon [T42,T421] | CLOON |  | 53.5109 | -8.8397
MV/LV Substation PA***075 |  | 20 kV | _ | LV | 200 kVA :Pole Substation | 0.2 | --> | 0.2 | 0.2 | 17.8 |  | --> | 0.19 | 0 | 0 | 0.2 | 0 |  | --> | E13 ex BANOGE | Banoge [T121,T122] | BANOGE |  | 52.6244 | -6.2332
MV/LV Substation PA***075X |  | 10 kV | _ | LV | 400 kVA :Building Structure | 0.4 | --> | 0.4 | 0.15247 | 0.2 | Constrained,otherwise capacity available =317kVA. | --> | 0.38 | 0 | 0 | 0.41241 | 0 |  | --> | C18 ex SANDYFORD | Sandyford [T41,T42] | CARRICKMINES |  | 53.2764 | -6.2156
MV/LV Substation PA***075X |  | 10 kV | _ | LV | 630 kVA :Kiosk Substation | 0.63 | --> | 0.63 | 0.5 | 7.2 |  | --> | 0.5985 | 0 | 0 | 0.5 | 0 |  | --> | C28 ex LIBERTY STREET | Liberty Street [T101,T102] | LIBERTY STREET |  | 51.8991 | -8.4752
MV/LV Substation PA***075X |  | 10 kV | _ | LV | 200 kVA :Kiosk Substation | 0.2 | --> | 0.2 | 0 | 0 | Constrained,otherwise capacity available =165kVA. | --> | 0.19 | 0 | 0.004446 | 0.20525 | 0 |  | --> | C17 ex KILBARRY | Kilbarry [T101,T43] | KILBARRY |  | 51.9163 | -8.4563
MV/LV Substation PA***078 |  | 10 kV | _ | LV | 100 kVA :Pole Substation | 0.1 | --> | 0.1 | 0 | 0 | Constrained,otherwise capacity available =54kVA. | --> | 0.095 | 0 | 0.008151 | 0.10675 | 0 |  | --> | C18 ex ATHBOY | Athboy [T42] | NAVAN |  | 53.6244 | -6.9092
MV/LV Substation PA***078Y |  | 10 kV | _ | LV | 400 kVA :Kiosk Substation | 0.4 | --> | 0.4 | 0 | 0 | Constrained,otherwise capacity available =336kVA. | --> | 0.38 | 0 | 0 | 0 | 0 | Constrained,otherwise capacity available =409.6kW. | --> | C16 ex CLOONLOUGH | Cloonlough [T41,T42] | BARRYMORE |  | 52.2616 | -8.2786
MV/LV Substation PA***084Y |  | 10 kV | _ | LV | 400 kVA :Kiosk Substation | 0.4 | --> | 0.4 | 0 | 0 | Constrained,otherwise capacity available =60kVA. | --> | 0.38 | 0 | 0.008892 | 0.44848 | 0 |  | --> | C12 ex TUAM SOUTH | Tuam South [T42] | CLOON |  | 53.5224 | -8.8501
MV/LV Substation PA***087X |  | 10 kV | _ | LV | 100 kVA :Pole Substation | 0.1 | --> | 0.1 | 0 | 0 | Constrained,otherwise capacity available =97kVA. | --> | 0.095 | 0 | 0 | 0.10045 | 0 |  | --> | C12 ex RIVERSTOWN | Riverstown [T41,T42] | KILBARRY |  | 51.9307 | -8.4127
MV/LV Substation PA***088 |  | 10 kV | _ | LV | 630 kVA :Building Structure | 0.63 | --> | 0.63 | 0 | 0 | Constrained,otherwise capacity available =500kVA. | --> | 0.5985 | 0 | 0 | 0.5 | 0 |  | --> | C17 ex ENNIS NORTH | Ennis North [T41,T42] | ENNIS |  | 52.8606 | -8.9827
MV/LV Substation PA***090 |  | 10 kV | _ | LV | 400 kVA :Kiosk Substation | 0.4 | --> | 0.4 | 0.14262 | 0.1 | Constrained,otherwise capacity available =388kVA. | --> | 0.38 | 0 | 0 | 0.40182 | 0 |  | --> | C15 ex CARRIGLAWN | Carriglawn [T41,T42] | WEXFORD |  | 52.3413 | -6.4721
MV/LV Substation PA***093 |  | 10 kV | _ | LV | 630 kVA :Kiosk Substation | 0.63 | --> | 0.63 | 0.415 | 3.5 |  | --> | 0.5985 | 0 | 0.014079 | 0.5 | 0 |  | --> | C18 ex TRIMMS LANE | Trimms Lane [T41,T42] | SALTHILL |  | 53.269 | -9.0639
MV/LV Substation PA***093Z |  | 20 kV | _ | LV | 630 kVA :Kiosk Substation | 0.63 | --> | 0.63 | 0.5 | 1.3 |  | --> | 0.5985 | 0 | 0.003705 | 0.5 | 0 |  | --> | C17 ex ROOSKY | Roosky [T41] | RICHMOND |  | 53.7794 | -8.1026
MV/LV Substation PA***095X |  | 10 kV | _ | LV | 630 kVA :Building Structure | 0.63 | --> | 0.63 | 0.5 | 5.5 |  | --> | 0.5985 | 0 | 0.008151 | 0 | 0 | Constrained,otherwise capacity available =500kW. | --> | C18 ex GORTLEE | Gortlee [T41,T42] | LETTERKENNY |  | 54.9613 | -7.715
MV/LV Substation PA***096X |  | 10 kV | _ | LV | 630 kVA :Kiosk Substation | 0.63 | --> | 0.63 | 0 | 0 | Constrained,otherwise capacity available =309kVA. | --> | 0.5985 | 0 | 0 | 0.5 | 0 |  | --> | C17 ex GLOUCESTER PLACE | Gloucester Place [T41,T42] | MCDERMOTT |  | 53.3538 | -6.2571
MV/LV Substation PA***101Y |  | 10 kV | _ | LV | 400 kVA :Kiosk Substation | 0.4 | --> | 0.4 | 0.263 | 3.1 |  | --> | 0.38 | 0 | 0.04446 | 0.42029 | 0 |  | --> | C14 ex BELLFIELD | Bellfield [T41,T42] | CRANE |  | 52.5114 | -6.5812
MV/LV Substation PA***106Y |  | 20 kV | _ | LV | 400 kVA :Building Structure | 0.4 | --> | 0.4 | 0 | 0 | Constrained,otherwise capacity available =387kVA. | --> | 0.38 | 0 | 0.005187 | 0.40197 | 0 |  | --> | E21 ex SLANE | Slane [T421] | DRYBRIDGE |  | 53.6653 | -6.5277
MV/LV Substation PA***108 |  | 10 kV | _ | LV | 630 kVA :Building Structure | 0.63 | --> | 0.63 | 0 | 0 | Constrained,otherwise capacity available =420kVA. | --> | 0.5985 | 0 | 0.053352 | 0.5 | 0 |  | --> | C18 ex PALMERSTOWN | Palmerstown [T41,T42] | FINGLAS |  | 53.3538 | -6.3695
MV/LV Substation PA***110 |  | 10 kV | _ | LV | 50 kVA :Pole Substation | 0.05 | --> | 0.05 | 0 | 0 | Constrained,otherwise capacity available =39kVA. | --> | 0.0475 | 0 | 0 | 0.051643 | 0 |  | --> | C14 ex GARRYOWEN | Garryowen [T41,T42] | LIMERICK |  | 52.6685 | -8.6076
MV/LV Substation PA***110Z |  | 10 kV | _ | LV | 1000 kVA :Building Structure | 1 | --> | 1 | 0 | 0 | Constrained,otherwise capacity available =500kVA. | --> | 0.95 | 0 | 0.097812 | 0.5 | 0 |  | --> | C31 ex SEMPERIT | Semperit [T41,T42,T43] | GRANGE CASTLE |  | 53.3303 | -6.3741
MV/LV Substation PA***111Z |  | 10 kV | _ | LV | 1000 kVA :Building Structure | 1 | --> | 1 | 0 | 0 | Constrained,otherwise capacity available =500kVA. | --> | 0.95 | 0 | 0 | 0.5 | 0 |  | --> | C31 ex SEMPERIT | Semperit [T41,T42,T43] | GRANGE CASTLE |  | 53.3303 | -6.3741
MV/LV Substation PA***112 |  | 10 kV | _ | LV | 50 kVA :Pole Substation | 0.05 | --> | 0.05 | 0.05 | 0.7 |  | --> | 0.0475 | 0 | 0 | 0.05 | 0 |  | --> | C11 ex KILRUSH | Kilrush [T41,T42] | TULLABRACK |  | 52.6502 | -9.4586
MV/LV Substation PA***112Z |  | 10 kV | _ | LV | 630 kVA :Building Structure | 0.63 | --> | 0.63 | 0 | 0 | Constrained,otherwise capacity available =500kVA. | --> | 0.5985 | 0 | 0 | 0.5 | 0 |  | --> | C31 ex SEMPERIT | Semperit [T41,T42,T43] | GRANGE CASTLE |  | 53.3302 | -6.3713
MV/LV Substation PA***113 |  | 10 kV | _ | LV | 400 kVA :Building Structure | 0.4 | --> | 0.4 | 0 | 0 | Constrained,otherwise capacity available =396kVA. | --> | 0.38 | 0 | 0 | 0.40061 | 0 |  | --> | C19 ex PARKMORE | Parkmore [T41,T42] | GALWAY 110KV |  | 53.2999 | -8.9893
MV/LV Substation PA***115 |  | 20 kV | _ | LV | 50 kVA :Pole Substation | 0.05 | --> | 0.05 | 0 | 0 | Constrained,otherwise capacity available =48kVA. | --> | 0.0475 | 0 | 0 | 0.050303 | 0 |  | --> | E16 ex GLENAMADDY | Glenamaddy [T422] | ATHLONE |  | 53.5869 | -8.6111
MV/LV Substation PA***115Z |  | 10 kV | _ | LV | 400 kVA :Kiosk Substation | 0.4 | --> | 0.4 | 0 | 0 | Constrained,otherwise capacity available =367kVA. | --> | 0.38 | 0 | 0.005928 | 0.40498 | 0 |  | --> | C15 ex LOUGHSHINNY | Loughshinny [T41,T42] | GLASMORE |  | 53.5282 | -6.0988
MV/LV Substation PA***119 |  | 20 kV | _ | LV | 400 kVA :Kiosk Substation | 0.4 | --> | 0.4 | 0.387 | 2.4 |  | --> | 0.38 | 0 | 0 | 0 | 0 | Constrained,otherwise capacity available =402kW. | --> | C15 ex KILTIMAGH | Kiltimagh [T41] | CASTLEBAR |  | 53.8577 | -8.9938
MV/LV Substation PA***120X |  | 20 kV | _ | LV | 100 kVA :Pole Substation | 0.1 | --> | 0.1 | 0.091 | 2.9 |  | --> | 0.095 | 0 | 0 | 0 | 0 | Constrained,otherwise capacity available =101.4kW. | --> | E13 ex TELAYDON | Telaydon [T42,T421] | LISDRUM |  | 54.2573 | -6.9843
MV/LV Substation PA***122Y |  | 20 kV | _ | LV | 50 kVA :Pole Substation | 0.05 | --> | 0.05 | 0.05 | 1.6 |  | --> | 0.0475 | 0 | 0 | 0.05 | 0 |  | --> | C17 ex CURRA | Curra [T41] | SOMERSET |  | 53.1335 | -8.3652
MV/LV Substation PA***128X |  | 10 kV | _ | LV | 1000 kVA :Building Structure | 1 | --> | 1 | 0 | 0 | Constrained,otherwise capacity available =500kVA. | --> | 0.95 | 0 | 0 | 0.5 | 0 |  | --> | C35 ex SEMPERIT | Semperit [T41,T42,T43] | GRANGE CASTLE |  | 53.322 | -6.3457
MV/LV Substation PA***132Z |  | 10 kV | _ | LV | 200 kVA :Kiosk Substation | 0.2 | --> | 0.2 | 0 | 0 | Constrained,otherwise capacity available =148kVA. | --> | 0.19 | 0 | 0.011856 | 0.20775 | 0 |  | --> | C18 ex MOUNTGORRY | Mountgorry [T41,T42] | GRANGE (DR) |  | 53.4446 | -6.1844
MV/LV Substation PA***133X |  | 20 kV | _ | LV | 400 kVA :Kiosk Substation | 0.4 | --> | 0.4 | 0.314 | 0.9 |  | --> | 0.38 | 0 | 0.019266 | 0.41285 | 0 |  | --> | E19 ex KENMARE | Kenmare [T421] | KNOCKEARAGH |  | 51.8828 | -9.6005
MV/LV Substation PA***133Z |  | 10 kV | _ | LV | 400 kVA :Kiosk Substation | 0.4 | --> | 0.4 | 0 | 0 | Constrained,otherwise capacity available =368kVA. | --> | 0.38 | 0 | 0.004446 | 0.40483 | 0 |  | --> | C18 ex MOUNTGORRY | Mountgorry [T41,T42] | GRANGE (DR) |  | 53.4443 | -6.1825
MV/LV Substation PA***134Z |  | 10 kV | _ | LV | 400 kVA :Kiosk Substation | 0.4 | --> | 0.4 | 0 | 0 | Constrained,otherwise capacity available =279kVA. | --> | 0.38 | 0 | 0.026676 | 0.41797 | 0 |  | --> | C18 ex MOUNTGORRY | Mountgorry [T41,T42] | GRANGE (DR) |  | 53.4439 | -6.1778
MV/LV Substation PA***136X |  | 10 kV | _ | LV | 630 kVA :Kiosk Substation | 0.63 | --> | 0.63 | 0 | 0 | Constrained,otherwise capacity available =431kVA. | --> | 0.5985 | 0 | 0.003705 | 0.5 | 0 |  | --> | C18 ex PHIBSBORO | Phibsboro [T41,T42] | FINGLAS |  | 53.3546 | -6.2721
MV/LV Substation PA***137Z |  | 10 kV | _ | LV | 400 kVA :Kiosk Substation | 0.4 | --> | 0.4 | 0 | 0 | Constrained,otherwise capacity available =232kVA. | --> | 0.38 | 0 | 0.042978 | 0.42474 | 0 |  | --> | C15 ex CASTLEKNOCK | Castleknock [T41,T42] | FINGLAS |  | 53.3705 | -6.3478
MV/LV Substation PA***140X |  | 20 kV | _ | LV | 400 kVA :Kiosk Substation | 0.4 | --> | 0.4 | 0.358 | 0.9 |  | --> | 0.38 | 0 | 0.008892 | 0.40633 | 0 |  | --> | E19 ex KENMARE | Kenmare [T421] | KNOCKEARAGH |  | 51.8882 | -9.5835
MV/LV Substation PA***141 |  | 10 kV | _ | LV | 200 kVA :Kiosk Substation | 0.2 | --> | 0.2 | 0 | 0 | Constrained,otherwise capacity available =117kVA. | --> | 0.19 | 0 | 0.004446 | 0.21223 | 0 |  | --> | C19 ex POLLERTON | Pollerton [T41,T42] | CARLOW |  | 52.8354 | -6.9216
MV/LV Substation PA***142 |  | 10 kV | _ | LV | 50 kVA :Pole Substation | 0.05 | --> | 0.05 | 0.035 | 0.8 |  | --> | 0.0475 | 0 | 0.00741 | 0.052228 | 0 |  | --> | C18 ex MILLTOWN MALBAY | Milltown Malbay [T42] | TULLABRACK |  | 52.8474 | -9.4196
MV/LV Substation PA***142X |  | 10 kV | _ | LV | 100 kVA :Pole Substation | 0.1 | --> | 0.1 | 0 | 0 | Constrained,otherwise capacity available =90kVA. | --> | 0.095 | 0 | 0 | 0 | 0 | Constrained,otherwise capacity available =101.5kW. | --> | C16 ex PALLAS | Pallas [T41,T42] | PORTLAOISE |  | 53.0344 | -7.3414
MV/LV Substation PA***142X |  | 20 kV | _ | LV | 400 kVA :Kiosk Substation | 0.4 | --> | 0.4 | 0 | 0 | Constrained,otherwise capacity available =369kVA. | --> | 0.38 | 0 | 0 | 0.40468 | 0 |  | --> | E18 ex PATRICKSWELL | Patrickswell [T421,T422] | LIMERICK |  | 52.5969 | -8.7118
MV/LV Substation PA***146X |  | 10 kV | _ | LV | 400 kVA :Building Structure | 0.4 | --> | 0.4 | 0 | 0 | Constrained,otherwise capacity available =386kVA. | --> | 0.38 | 0 | 0 | 0.40212 | 0 |  | --> | C13 ex BALLYMOUNT | Ballymount [T41,T42] | INCHICORE 220KV |  | 53.3179 | -6.3414
MV/LV Substation PA***147Z |  | 10 kV | _ | LV | 400 kVA :Kiosk Substation | 0.4 | --> | 0.4 | 0 | 0 | Constrained,otherwise capacity available =400kVA. | --> | 0.38 | 0 | 0 | 0.4 | 0 |  | --> | C31 ex SEMPERIT | Semperit [T41,T42,T43] | GRANGE CASTLE |  | 53.3296 | -6.3766
MV/LV Substation PA***148Y |  | 10 kV | _ | LV | 400 kVA :Kiosk Substation | 0.4 | --> | 0.4 | 0 | 0 | Constrained,otherwise capacity available =330kVA. | --> | 0.38 | 0 | 0.004446 | 0.41049 | 0 |  | --> | C14 ex SWORDS | Swords [T41,T42] | GLASMORE |  | 53.4593 | -6.2544
MV/LV Substation PA***149Z |  | 10 kV | _ | LV | 1000 kVA :Building Structure | 1 | --> | 1 | 0 | 0 | Constrained,otherwise capacity available =500kVA. | --> | 0.95 | 0 | 0 | 0 | 0 | Constrained,otherwise capacity available =500kW. | --> | E16 ex PORTLAOISE | Portlaoise [T423,T424] | PORTLAOISE |  | 53.0257 | -7.3002
MV/LV Substation PA***150Z |  | 10 kV | _ | LV | 1000 kVA :Building Structure | 1 | --> | 1 | 0 | 0 | Constrained,otherwise capacity available =500kVA. | --> | 0.95 | 0 | 0 | 0 | 0 | Constrained,otherwise capacity available =500kW. | --> | E16 ex PORTLAOISE | Portlaoise [T423,T424] | PORTLAOISE |  | 53.027 | -7.301
MV/LV Substation PA***152X |  | 10 kV | _ | LV | 400 kVA :Building Structure | 0.4 | --> | 0.4 | 0 | 0 | Constrained,otherwise capacity available =400kVA. | --> | 0.38 | 0 | 0 | 0.4 | 0 |  | --> | C18 ex PARKMORE | Parkmore [T41,T42] | GALWAY 110KV |  | 53.302 | -8.9976
MV/LV Substation PA***153Z |  | 10 kV | _ | LV | 1000 kVA :Building Structure | 1 | --> | 1 | 0 | 0 | Constrained,otherwise capacity available =500kVA. | --> | 0.95 | 0 | 0.045201 | 0.5 | 0 |  | --> | C21 ex SEMPERIT | Semperit [T41,T42,T43] | GRANGE CASTLE |  | 53.3306 | -6.3639
MV/LV Substation PA***154Z |  | 10 kV | _ | LV | 630 kVA :Building Structure | 0.63 | --> | 0.63 | 0 | 0 | Constrained,otherwise capacity available =500kVA. | --> | 0.5985 | 0 | 0.00741 | 0.5 | 0 |  | --> | C31 ex SEMPERIT | Semperit [T41,T42,T43] | GRANGE CASTLE |  | 53.3295 | -6.3708
MV/LV Substation PA***158Z |  | 10 kV | _ | LV | 200 kVA :Kiosk Substation | 0.2 | --> | 0.2 | 0.142 | 6 |  | --> | 0.19 | 0 | 0.015561 | 0.20862 | 0 |  | --> | C23 ex PELLETSTOWN | Pelletstown [T101,T102] | FINGLAS |  | 53.3725 | -6.3812
MV/LV Substation PA***160 |  | 20 kV | _ | LV | 50 kVA :Pole Substation | 0.05 | --> | 0.05 | 0 | 0 | Constrained,otherwise capacity available =38kVA. | --> | 0.0475 | 0 | 0.003705 | 0.05179 | 0 |  | --> | C23 ex TUAM NORTH | Tuam North [T41,T42] | CLOON |  | 53.5315 | -8.8492
MV/LV Substation PA***165Z |  | 10 kV | _ | LV | 630 kVA :Kiosk Substation | 0.63 | --> | 0.63 | 0 | 0 | Constrained,otherwise capacity available =500kVA. | --> | 0.5985 | 0 | 0 | 0.5 | 0 |  | --> | C28 ex ACADEMY STREET | Academy Street [T421,T422,T44] | NAVAN |  | 53.6499 | -6.6956
MV/LV Substation PA***166X |  | 10 kV | _ | LV | 630 kVA :Kiosk Substation | 0.63 | --> | 0.63 | 0.474 | 5.7 |  | --> | 0.5985 | 0 | 0 | 0.5 | 0 |  | --> | C14 ex RAMPARTS | Ramparts [T41,T42] | DUNDALK |  | 54.0017 | -6.4034
MV/LV Substation PA***168 |  | 10 kV | _ | LV | 200 kVA :Kiosk Substation | 0.2 | --> | 0.2 | 0 | 0 | Constrained,otherwise capacity available =98kVA. | --> | 0.19 | 0 | 0 | 0 | 0 | Constrained,otherwise capacity available =214.9kW. | --> | C16 ex RATHDRUM | Rathdrum [T42] | ARKLOW |  | 52.9306 | -6.2354
MV/LV Substation PA***170 |  | 10 kV | _ | LV | 630 kVA :Kiosk Substation | 0.63 | --> | 0.63 | 0.5 | 14.2 |  | --> | 0.5985 | 0 | 0 | 0.5 | 0 |  | --> | C23 ex COOKSTOWN | Cookstown [T101,T102] | CARRICKMINES |  | 53.2871 | -6.3895
MV/LV Substation PA***172Z |  | 10 kV | _ | LV | 630 kVA :Building Structure | 0.63 | --> | 0.63 | 0 | 0 | Constrained,otherwise capacity available =500kVA. | --> | 0.5985 | 0 | 0 | 0.5 | 0 |  | --> | C12 ex MOUNTGORRY | Mountgorry [T41,T42] | GRANGE (DR) |  | 53.4544 | -6.2208
MV/LV Substation PA***173Z |  | 10 kV | _ | LV | 630 kVA :Building Structure | 0.63 | --> | 0.63 | 0 | 0 | Constrained,otherwise capacity available =463kVA. | --> | 0.5985 | 0 | 0 | 0.5 | 0 |  | --> | C12 ex MOUNTGORRY | Mountgorry [T41,T42] | GRANGE (DR) |  | 53.4544 | -6.2209
MV/LV Substation PA***174Z |  | 10 kV | _ | LV | 400 kVA :Kiosk Substation | 0.4 | --> | 0.4 | 0 | 0 | Constrained,otherwise capacity available =338kVA. | --> | 0.38 | 0 | 0.010374 | 0.40931 | 0 |  | --> | C15 ex LOUGHSHINNY | Loughshinny [T41,T42] | GLASMORE |  | 53.5318 | -6.0958
MV/LV Substation PA***175Z |  | 10 kV | _ | LV | 630 kVA :Building Structure | 0.63 | --> | 0.63 | 0 | 0 | Constrained,otherwise capacity available =442kVA. | --> | 0.5985 | 0 | 0 | 0.5 | 0 |  | --> | C12 ex MOUNTGORRY | Mountgorry [T41,T42] | GRANGE (DR) |  | 53.4539 | -6.2186
MV/LV Substation PA***176Z |  | 10 kV | _ | LV | 630 kVA :Building Structure | 0.63 | --> | 0.63 | 0 | 0 | Constrained,otherwise capacity available =500kVA. | --> | 0.5985 | 0 | 0 | 0.5 | 0 |  | --> | C11 ex MOUNTGORRY | Mountgorry [T41,T42] | GRANGE (DR) |  | 53.454 | -6.2186
MV/LV Substation PA***179 |  | 10 kV | _ | LV | 50 kVA :Pole Substation | 0.05 | --> | 0.05 | 0 | 0 | Constrained,otherwise capacity available =50kVA. | --> | 0.0475 | 0 | 0 | 0 | 0 | Constrained,otherwise capacity available =50kW. | --> | C23 ex TINAHASK | Tinahask [T41,T42] | ARKLOW |  | 52.749 | -6.3347
MV/LV Substation PA***181X |  | 10 kV | _ | LV | 1000 kVA :Building Structure | 1 | --> | 1 | 0 | 0 | Constrained,otherwise capacity available =500kVA. | --> | 0.95 | 0 | 0 | 0.5 | 0 |  | --> | C17 ex PARKMORE | Parkmore [T41,T42] | GALWAY 110KV |  | 53.3031 | -8.9873
MV/LV Substation PA***181X |  | 20 kV | _ | LV | 200 kVA :Pole Substation | 0.2 | --> | 0.2 | 0.157 | 0.5 |  | --> | 0.19 | 0 | 0.02223 | 0.20643 | 0 |  | --> | E11 ex ARDFINNAN | Ardfinnan [T421] | CAHIR |  | 52.2811 | -7.9923
MV/LV Substation PA***182 |  | 10 kV | _ | LV | 100 kVA :Pole Substation | 0.1 | --> | 0.1 | 0 | 0 | Constrained,otherwise capacity available =27kVA. | --> | 0.095 | 0 | 0.002223 | 0.1105 | 0 |  | --> | C17 ex ATHGARVAN | Athgarvan [T41,T44] | NEWBRIDGE |  | 53.1806 | -6.8033
MV/LV Substation PA***185Z |  | 20 kV | _ | LV | 100 kVA :Pole Substation | 0.1 | --> | 0.1 | 0.094 | 1 |  | --> | 0.095 | 0 | 0 | 0.10091 | 0 |  | --> | E12 ex LONGFORD | Longford [T421,T422] | RICHMOND |  | 53.8213 | -7.7735
MV/LV Substation PA***186 |  | 10 kV | _ | LV | 630 kVA :Kiosk Substation | 0.63 | --> | 0.63 | 0.378 | 0.8 |  | --> | 0.5985 | 0 | 0.019266 | 0.5 | 0 |  | --> | C17 ex DONNYBROOK | Donnybrook [T41,T42] | MILLTOWN (DR) |  | 53.3245 | -6.2117
MV/LV Substation PA***187Z |  | 10 kV | _ | LV | 1000 kVA :Building Structure | 1 | --> | 1 | 0 | 0 | Constrained,otherwise capacity available =500kVA. | --> | 0.95 | 0 | 0 | 0.5 | 0 |  | --> | C31 ex SEMPERIT | Semperit [T41,T42,T43] | GRANGE CASTLE |  | 53.3326 | -6.3754
MV/LV Substation PA***189 |  | 10 kV | _ | LV | 50 kVA :Pole Substation | 0.05 | --> | 0.05 | 0.021 | 1.4 |  | --> | 0.0475 | 0 | 0.002223 | 0.05422 | 0 |  | --> | C23 ex SRAH | Srah [T43] | THORNSBERRY |  | 53.2829 | -7.4864
MV/LV Substation PA***190Z |  | 10 kV | _ | LV | 400 kVA :Building Structure | 0.4 | --> | 0.4 | 0 | 0 | Constrained,otherwise capacity available =333kVA. | --> | 0.38 | 0 | 0 | 0.41005 | 0 |  | --> | C28 ex GRANGE CASTLE | Grange Castle [T101,T102] | INCHICORE 220KV |  | 53.2965 | -6.4802
MV/LV Substation PA***193Z |  | 10 kV | _ | LV | 1000 kVA :Building Structure | 1 | --> | 1 | 0 | 0 | Constrained,otherwise capacity available =500kVA. | --> | 0.95 | 0 | 0 | 0.5 | 0 |  | --> | C15 ex SEMPERIT | Semperit [T41,T42,T43] | GRANGE CASTLE |  | 53.3338 | -6.3567
MV/LV Substation PA***194X |  | 20 kV | _ | LV | 200 kVA :Pole Substation | 0.2 | --> | 0.2 | 0 | 0 | Constrained,otherwise capacity available =191kVA. | --> | 0.19 | 0 | 0.005928 | 0.20136 | 0 |  | --> | E25 ex PATRICKSWELL | Patrickswell [T421,T422] | LIMERICK |  | 52.6392 | -8.8669
MV/LV Substation PA***194Z |  | 20 kV | _ | LV | 400 kVA :Kiosk Substation | 0.4 | --> | 0.4 | 0.335 | 1.4 |  | --> | 0.38 | 0 | 0.005928 | 0.40975 | 0 |  | --> | E12 ex KILLINICK | Killinick [T421,T422] | WEXFORD |  | 52.2488 | -6.3421
MV/LV Substation PA***200 |  | 10 kV | _ | LV | 200 kVA :Building Structure | 0.2 | --> | 0.2 | 0.168 | 6 |  | --> | 0.19 | 0 | 0 | 0.2048 | 0 |  | --> | C20 ex PELLETSTOWN | Pelletstown [T101,T102] | FINGLAS |  | 53.3837 | -6.3179
MV/LV Substation PA***200X |  | 10 kV | _ | LV | 630 kVA :Building Structure | 0.63 | --> | 0.63 | 0.38033 | 0.4 | Constrained,otherwise capacity available =450kVA. | --> | 0.5985 | 0 | 0 | 0.5 | 0 |  | --> | C13 ex CARRICKMINES | Carrickmines [T41,T42] | CARRICKMINES |  | 53.2513 | -6.1875
MV/LV Substation PA***201 |  | 10 kV | _ | LV | 50 kVA :Pole Substation | 0.05 | --> | 0.05 | 0 | 0 | Constrained,otherwise capacity available =18kVA. | --> | 0.0475 | 0 | 0.017784 | 0.054636 | 0 |  | --> | C12 ex MORNINGTON ROAD | Mornington Road [T41,T42] | DRYBRIDGE |  | 53.697 | -6.3109
MV/LV Substation PA***202 |  | 10 kV | _ | LV | 50 kVA :Pole Substation | 0.05 | --> | 0.05 | 0 | 0 | Constrained,otherwise capacity available =18kVA. | --> | 0.0475 | 0 | 0 | 0 | 0 | Constrained,otherwise capacity available =54.6kW. | --> | C17 ex ROSCREA | Roscrea [T41,T42] | IKERRIN |  | 52.9435 | -7.7985
MV/LV Substation PA***206 |  | 10 kV | _ | LV | 200 kVA :Building Structure | 0.2 | --> | 0.2 | 0.2 | 0.9 |  | --> | 0.19 | 0 | 0 | 0.2 | 0 |  | --> | C11 ex WOODFORD | Woodford [T41,T42] | KNOCKEARAGH |  | 52.0581 | -9.5047
MV/LV Substation PA***206X |  | 20 kV | _ | LV | 50 kVA :Pole Substation | 0.05 | --> | 0.05 | 0.03 | 1.3 |  | --> | 0.0475 | 0 | 0.011115 | 0.052949 | 0 |  | --> | E23 ex ATHBOY | Athboy [T423] | NAVAN |  | 53.5342 | -6.9545
MV/LV Substation PA***208X |  | 20 kV | _ | LV | 200 kVA :Kiosk Substation | 0.2 | --> | 0.2 | 0.162 | 0.9 |  | --> | 0.19 | 0 | 0 | 0.20569 | 0 |  | --> | E19 ex KENMARE | Kenmare [T421] | KNOCKEARAGH |  | 51.8183 | -9.8722
MV/LV Substation PA***209 |  | 10 kV | _ | LV | 200 kVA :Pole Substation | 0.2 | --> | 0.2 | 0 | 0 | Constrained,otherwise capacity available =133kVA. | --> | 0.19 | 0 | 0.011115 | 0 | 0 | Constrained,otherwise capacity available =209.9kW. | --> | C19 ex LISMORE | Lismore [T41,T42] | DUNGARVAN |  | 52.1355 | -7.925
MV/LV Substation PA***212X |  | 10 kV | _ | LV | 400 kVA :Kiosk Substation | 0.4 | --> | 0.4 | 0 | 0 | Constrained,otherwise capacity available =197kVA. | --> | 0.38 | 0 | 0.020748 | 0.4297 | 0 |  | --> | C18 ex CASTLEKNOCK | Castleknock [T41,T42] | FINGLAS |  | 53.3751 | -6.3645
MV/LV Substation PA***212X |  | 20 kV | _ | LV | 50 kVA :Pole Substation | 0.05 | --> | 0.05 | 0 | 0 | Constrained,otherwise capacity available =50kVA. | --> | 0.0475 | 0 | 0 | 0.05 | 0 |  | --> | E11 ex KILCOLGAN | Kilcolgan [T42,T421] | GALWAY 110KV |  | 53.1507 | -9.0742
MV/LV Substation PA***215X |  | 10 kV | _ | LV | 200 kVA :Kiosk Substation | 0.2 | --> | 0.2 | 0 | 0 | Constrained,otherwise capacity available =103kVA. | --> | 0.19 | 0 | 0.018525 | 0.21421 | 0 |  | --> | C14 ex CLONDALKIN | Clondalkin [T41,T42,T44] | INCHICORE 220KV |  | 53.336 | -6.3947
MV/LV Substation PA***216X |  | 10 kV | _ | LV | 400 kVA :Kiosk Substation | 0.4 | --> | 0.4 | 0 | 0 | Constrained,otherwise capacity available =213kVA. | --> | 0.38 | 0 | 0.020007 | 0.42744 | 0 |  | --> | C14 ex CLONDALKIN | Clondalkin [T41,T42,T44] | INCHICORE 220KV |  | 53.3371 | -6.3915
MV/LV Substation PA***217X |  | 10 kV | _ | LV | 630 kVA :Kiosk Substation | 0.63 | --> | 0.63 | 0 | 0 | Constrained,otherwise capacity available =500kVA. | --> | 0.5985 | 0 | 0.00741 | 0.5 | 0 |  | --> | C13 ex PALMERSTOWN | Palmerstown [T41,T42] | FINGLAS |  | 53.3487 | -6.3786
MV/LV Substation PA***218X |  | 10 kV | _ | LV | 400 kVA :Kiosk Substation | 0.4 | --> | 0.4 | 0 | 0 | Constrained,otherwise capacity available =345kVA. | --> | 0.38 | 0 | 0.015561 | 0.40827 | 0 |  | --> | C13 ex PALMERSTOWN | Palmerstown [T41,T42] | FINGLAS |  | 53.3495 | -6.3819
MV/LV Substation PA***221Z |  | 10 kV | _ | LV | 630 kVA :Building Structure | 0.63 | --> | 0.63 | 0 | 0 | Constrained,otherwise capacity available =500kVA. | --> | 0.5985 | 0 | 0.008892 | 0.5 | 0 |  | --> | C21 ex SEMPERIT | Semperit [T41,T42,T43] | GRANGE CASTLE |  | 53.3312 | -6.3592
MV/LV Substation PA***223Z |  | 10 kV | _ | LV | 400 kVA :Kiosk Substation | 0.4 | --> | 0.4 | 0 | 0 | Constrained,otherwise capacity available =350kVA. | --> | 0.38 | 0 | 0 | 0.40752 | 0 |  | --> | C17 ex PALMERSTOWN | Palmerstown [T41,T42] | FINGLAS |  | 53.3506 | -6.3817
MV/LV Substation PA***224Y |  | 10 kV | _ | LV | 100 kVA :Pole Substation | 0.1 | --> | 0.1 | 0 | 0 | Constrained,otherwise capacity available =83kVA. | --> | 0.095 | 0 | 0 | 0.10255 | 0 |  | --> | C23 ex GORESBRIDGE | Goresbridge [T41,T42] | KILKENNY |  | 52.6803 | -7.024
MV/LV Substation PA***226X |  | 10 kV | _ | LV | 400 kVA :Building Structure | 0.4 | --> | 0.4 | 0.296 | 0.8 |  | --> | 0.38 | 0 | 0.011856 | 0.41549 | 0 |  | --> | C16 ex MANOR STREET | Manor Street [T41,T42] | WATERFORD |  | 52.2569 | -7.1015
MV/LV Substation PA***227X |  | 10 kV | _ | LV | 200 kVA :Kiosk Substation | 0.2 | --> | 0.2 | 0 | 0 | Constrained,otherwise capacity available =169kVA. | --> | 0.19 | 0 | 0.004446 | 0.20465 | 0 |  | --> | C13 ex SUTTON | Sutton [T41,T42] | GRANGE (DR) |  | 53.3933 | -6.1335
MV/LV Substation PA***228Z |  | 10 kV | _ | LV | 1000 kVA :Building Structure | 1 | --> | 1 | 0 | 0 | Constrained,otherwise capacity available =500kVA. | --> | 0.95 | 0 | 0 | 0.5 | 0 |  | --> | C31 ex SEMPERIT | Semperit [T41,T42,T43] | GRANGE CASTLE |  | 53.3318 | -6.3709
MV/LV Substation PA***228Z |  | 10 kV | _ | LV | 200 kVA :Kiosk Substation | 0.2 | --> | 0.2 | 0.155 | 13.8 |  | --> | 0.19 | 0 | 0 | 0.20672 | 0 |  | --> | C13 ex SINGLAND | Singland [T101,T102] | SINGLAND |  | 52.6648 | -8.602
MV/LV Substation PA***229Z |  | 10 kV | _ | LV | 1000 kVA :Building Structure | 1 | --> | 1 | 0 | 0 | Constrained,otherwise capacity available =500kVA. | --> | 0.95 | 0 | 0 | 0.5 | 0 |  | --> | C31 ex SEMPERIT | Semperit [T41,T42,T43] | GRANGE CASTLE |  | 53.3306 | -6.3708
MV/LV Substation PA***230Y |  | 10 kV | _ | LV | 630 kVA :Building Structure | 0.63 | --> | 0.63 | 0.5 | 0.8 |  | --> | 0.5985 | 0 | 0 | 0.5 | 0 |  | --> | C17 ex MANOR STREET | Manor Street [T41,T42] | WATERFORD |  | 52.2576 | -7.1099
MV/LV Substation PA***230Z |  | 10 kV | _ | LV | 1000 kVA :Building Structure | 1 | --> | 1 | 0 | 0 | Constrained,otherwise capacity available =500kVA. | --> | 0.95 | 0 | 0 | 0.5 | 0 |  | --> | C31 ex SEMPERIT | Semperit [T41,T42,T43] | GRANGE CASTLE |  | 53.3316 | -6.3727
MV/LV Substation PA***232 |  | 10 kV | _ | LV | 50 kVA :Pole Substation | 0.05 | --> | 0.05 | 0.038 | 5.3 |  | --> | 0.0475 | 0 | 0.003705 | 0.05179 | 0 |  | --> | C15 ex BALLYTIVNAN | Ballytivnan [T41,T42] | SLIGO |  | 54.2656 | -8.3332
MV/LV Substation PA***233 |  | 10 kV | _ | LV | 400 kVA :Kiosk Substation | 0.4 | --> | 0.4 | 0.163 | 2.8 |  | --> | 0.38 | 0 | 0.031863 | 0.43445 | 0 |  | --> | C17 ex MOUNT MERRION | Mount Merrion [T41,T42] | CARRICKMINES |  | 53.2964 | -6.1981
MV/LV Substation PA***234X |  | 20 kV | _ | LV | 630 kVA :Kiosk Substation | 0.63 | --> | 0.63 | 0 | 0 | Constrained,otherwise capacity available =500kVA. | --> | 0.5985 | 0 | 0.020748 | 0 | 0 | Constrained,otherwise capacity available =500kW. | --> | E14 ex FOXHOLE | Foxhole [T421,T422] | DUNGARVAN |  | 51.9536 | -7.8576
MV/LV Substation PA***240X |  | 10 kV | _ | LV | 400 kVA :Kiosk Substation | 0.4 | --> | 0.4 | 0 | 0 | Constrained,otherwise capacity available =363kVA. | --> | 0.38 | 0 | 0.003705 | 0.40558 | 0 |  | --> | C22 ex BALLINCOLLIG | Ballincollig [T41,T42] | KILBARRY |  | 51.8847 | -8.5985
MV/LV Substation PA***249X |  | 20 kV | _ | LV | 630 kVA :Kiosk Substation | 0.63 | --> | 0.63 | 0.5 | 2.5 |  | --> | 0.5985 | 0 | 0.016302 | 0.5 | 0 |  | --> | E18 ex EDGEWORTHSTOWN | Edgeworthstown [T421,T422] | RICHMOND |  | 53.6949 | -7.6101
MV/LV Substation PA***253Y |  | 10 kV | _ | LV | 400 kVA :Kiosk Substation | 0.4 | --> | 0.4 | 0 | 0 | Constrained,otherwise capacity available =363kVA. | --> | 0.38 | 0 | 0.012597 | 0.40558 | 0 |  | --> | C20 ex MONEYCOOLEY | Moneycooley [T41,T42,T44] | GRIFFINRATH |  | 53.3772 | -6.5944
MV/LV Substation PA***255Z |  | 20 kV | _ | LV | 50 kVA :Pole Substation | 0.05 | --> | 0.05 | 0 | 0 | Constrained,otherwise capacity available =41kVA. | --> | 0.0475 | 0 | 0 | 0.051348 | 0 |  | --> | E18 ex WHITECHURCH | Whitechurch [T421,T422] | KILBARRY |  | 51.9961 | -8.7158
MV/LV Substation PA***255Z |  | 10 kV | _ | LV | 1000 kVA :Building Structure | 1 | --> | 1 | 0.5 | 13.8 |  | --> | 0.95 | 0 | 0.00741 | 0.5 | 0 |  | --> | C19 ex SINGLAND | Singland [T101,T102] | SINGLAND |  | 52.6647 | -8.5847
MV/LV Substation PA***259X |  | 10 kV | _ | LV | 1000 kVA :Building Structure | 1 | --> | 1 | 0.38033 | 0.4 | Constrained,otherwise capacity available =500kVA. | --> | 0.95 | 0 | 0 | 0.5 | 0 |  | --> | C13 ex CARRICKMINES | Carrickmines [T41,T42] | CARRICKMINES |  | 53.2512 | -6.184
MV/LV Substation PA***261Y |  | 10 kV | _ | LV | 30 kVA :Pole Substation | 0.03 | --> | 0.03 | 0 | 0 | Constrained,otherwise capacity available =14kVA. | --> | 0.0285 | 0 | 0 | 0.032336 | 0 |  | --> | C23 ex GORESBRIDGE | Goresbridge [T41,T42] | KILKENNY |  | 52.6628 | -7.0241
MV/LV Substation PA***262Z |  | 10 kV | _ | LV | 630 kVA :Kiosk Substation | 0.63 | --> | 0.63 | 0 | 0 | Constrained,otherwise capacity available =500kVA. | --> | 0.5985 | 0 | 0 | 0.5 | 0 |  | --> | C31 ex STEPHENSTOWN | Stephenstown [T101,T102] | FINGLAS |  | 53.6034 | -6.1896
MV/LV Substation PA***264Y |  | 10 kV | _ | LV | 200 kVA :Kiosk Substation | 0.2 | --> | 0.2 | 0.171 | 4 |  | --> | 0.19 | 0 | 0.015561 | 0.20436 | 0 |  | --> | C17 ex BALLYJAMESDUFF | Ballyjamesduff [T41,T42] | SHANKILL |  | 53.8606 | -7.2081
MV/LV Substation PA***266X |  | 10 kV | _ | LV | 1000 kVA :Building Structure | 1 | --> | 1 | 0.38033 | 0.4 | Constrained,otherwise capacity available =500kVA. | --> | 0.95 | 0 | 0 | 0.5 | 0 |  | --> | C14 ex CARRICKMINES | Carrickmines [T41,T42] | CARRICKMINES |  | 53.2598 | -6.2219
MV/LV Substation PA***267X |  | 10 kV | _ | LV | 1000 kVA :Building Structure | 1 | --> | 1 | 0.38033 | 0.4 | Constrained,otherwise capacity available =500kVA. | --> | 0.95 | 0 | 0 | 0.5 | 0 |  | --> | C14 ex CARRICKMINES | Carrickmines [T41,T42] | CARRICKMINES |  | 53.2598 | -6.2218
MV/LV Substation PA***271 |  | 10 kV | _ | LV | 200 kVA :Kiosk Substation | 0.2 | --> | 0.2 | 0 | 0 | Constrained,otherwise capacity available =166kVA. | --> | 0.19 | 0 | 0 | 0.2051 | 0 |  | --> | C11 ex CHARLESTOWN | Charlestown [T41] | TONROE |  | 53.9594 | -8.8012
MV/LV Substation PA***272 |  | 10 kV | _ | LV | 400 kVA :Kiosk Substation | 0.4 | --> | 0.4 | 0.332 | 6 |  | --> | 0.38 | 0 | 0.008892 | 0.4102 | 0 |  | --> | C24 ex PELLETSTOWN | Pelletstown [T101,T102] | FINGLAS |  | 53.3724 | -6.323
MV/LV Substation PA***272Y |  | 10 kV | _ | LV | 200 kVA :Kiosk Substation | 0.2 | --> | 0.2 | 0.171 | 18.7 |  | --> | 0.19 | 0 | 0 | 0.20436 | 0 |  | --> | C22 ex ARKLOW | Arklow [T101,T102] | ARKLOW |  | 52.7934 | -6.1745
MV/LV Substation PA***275Z |  | 10 kV | _ | LV | 50 kVA :Pole Substation | 0.05 | --> | 0.05 | 0 | 0 | Constrained,otherwise capacity available =50kVA. | --> | 0.0475 | 0 | 0 | 0.05 | 0 |  | --> | C23 ex GORESBRIDGE | Goresbridge [T41,T42] | KILKENNY |  | 52.6723 | -7.0227
MV/LV Substation PA***277X |  | 10 kV | _ | LV | 100 kVA :Pole Substation | 0.1 | --> | 0.1 | 0.097 | 3 |  | --> | 0.095 | 0 | 0 | 0 | 0 | Constrained,otherwise capacity available =100.5kW. | --> | C21 ex BALLYRAINE | Ballyraine [T41,T42] | LETTERKENNY |  | 54.999 | -7.6615
MV/LV Substation PA***278 |  | 10 kV | _ | LV | 50 kVA :Pole Substation | 0.05 | --> | 0.05 | 0.029 | 0.9 |  | --> | 0.0475 | 0 | 0 | 0.053092 | 0 |  | --> | C14 ex WOODFORD | Woodford [T41,T42] | KNOCKEARAGH |  | 52.0648 | -9.4739
MV/LV Substation PA***278X |  | 10 kV | _ | LV | 1000 kVA :Building Structure | 1 | --> | 1 | 0.5 | 2.2 |  | --> | 0.95 | 0 | 0 | 0.5 | 0 |  | --> | C18 ex KINGSBRIDGE | Kingsbridge [T41,T42] | INCHICORE 220KV |  | 53.3476 | -6.2955
MV/LV Substation PA***283 |  | 10 kV | _ | LV | 200 kVA :Pole Substation | 0.2 | --> | 0.2 | 0 | 0 | Constrained,otherwise capacity available =141kVA. | --> | 0.19 | 0 | 0.011856 | 0.20877 | 0 |  | --> | C18 ex PALMERSTOWN | Palmerstown [T41,T42] | FINGLAS |  | 53.3524 | -6.3598
MV/LV Substation PA***283 |  | 10 kV | _ | LV | 1000 kVA :Building Structure | 1 | --> | 1 | 0.5 | 18.8 |  | --> | 0.95 | 0 | 0.02964 | 0.5 | 0 |  | --> | C14 ex BEDFORD ROW | Bedford Row [T41,T42,T43,T44] | FRANCIS STREET |  | 53.3457 | -6.2605
MV/LV Substation PA***285Y |  | 10 kV | _ | LV | 50 kVA :Pole Substation | 0.05 | --> | 0.05 | 0 | 0 | Constrained,otherwise capacity available =35kVA. | --> | 0.0475 | 0 | 0 | 0.052228 | 0 |  | --> | C23 ex GORESBRIDGE | Goresbridge [T41,T42] | KILKENNY |  | 52.6618 | -7.0218
MV/LV Substation PA***288 |  | 10 kV | _ | LV | 400 kVA :Building Structure | 0.4 | --> | 0.4 | 0 | 0 | Constrained,otherwise capacity available =381kVA. | --> | 0.38 | 0 | 0.02964 | 0.40287 | 0 |  | --> | C15 ex TALBOTS INCH | Talbots Inch [T41,T42] | KILKENNY |  | 52.6931 | -7.511
MV/LV Substation PA***293X |  | 10 kV | _ | LV | 400 kVA :Building Structure | 0.4 | --> | 0.4 | 0 | 0 | Constrained,otherwise capacity available =213kVA. | --> | 0.38 | 0 | 0.023712 | 0.42744 | 0 |  | --> | C18 ex PALMERSTOWN | Palmerstown [T41,T42] | FINGLAS |  | 53.3523 | -6.3769
MV/LV Substation PA***295 |  | 20 kV | _ | LV | 200 kVA :Pole Substation | 0.2 | --> | 0.2 | 0 | 0 | Constrained,otherwise capacity available =146kVA. | --> | 0.19 | 0 | 0.026676 | 0.20804 | 0 |  | --> | C19 ex ENNISTYMON | Ennistymon [T41,T42] | ENNIS |  | 53.029 | -9.2927
MV/LV Substation PA***299 |  | 10 kV | _ | LV | 200 kVA :Pole Substation | 0.2 | --> | 0.2 | 0 | 0 | Constrained,otherwise capacity available =135kVA. | --> | 0.19 | 0 | 0 | 0.20964 | 0 |  | --> | C12 ex AGHAMORE | Aghamore [T41,T42] | LANESBORO |  | 53.6777 | -8.0127
MV/LV Substation PA***303 |  | 20 kV | _ | LV | 50 kVA :Pole Substation | 0.05 | --> | 0.05 | 0.049 | 3.1 |  | --> | 0.0475 | 0 | 0 | 0.050152 | 0 |  | --> | E14 ex LUMCLOON | Lumcloon [T421,T422] | DALLOW |  | 53.2287 | -7.6176
MV/LV Substation PA***309X |  | 10 kV | _ | LV | 1000 kVA :Building Structure | 1 | --> | 1 | 0.38033 | 0.4 | Constrained,otherwise capacity available =500kVA. | --> | 0.95 | 0 | 0 | 0.5 | 0 |  | --> | C20 ex CARRICKMINES | Carrickmines [T41,T42] | CARRICKMINES |  | 53.252 | -6.187
MV/LV Substation PA***310 |  | 10 kV | _ | LV | 400 kVA :Kiosk Substation | 0.4 | --> | 0.4 | 0.288 | 1.5 |  | --> | 0.38 | 0 | 0.054834 | 0.41666 | 0 |  | --> | C21 ex MONKSTOWN | Monkstown [T41,T42] | BLACKROCK |  | 53.2811 | -6.1721
MV/LV Substation PA***312Y |  | 10 kV | _ | LV | 400 kVA :Building Structure | 0.4 | --> | 0.4 | 0 | 0 | Constrained,otherwise capacity available =390kVA. | --> | 0.38 | 0 | 0 | 0.40151 | 0 |  | --> | C17 ex MIDLETON | Midleton [T101,T102] | MIDLETON |  | 51.9145 | -8.1785
MV/LV Substation PA***313 |  | 20 kV | _ | LV | 50 kVA :Pole Substation | 0.05 | --> | 0.05 | 0.047 | 8.5 |  | --> | 0.0475 | 0 | 0 | 0 | 0 | Constrained,otherwise capacity available =50.5kW. | --> | E14 ex ARIGNA | Arigna [T121] | ARIGNA |  | 54.0358 | -7.9491
MV/LV Substation PA***322X |  | 10 kV | _ | LV | 400 kVA :Kiosk Substation | 0.4 | --> | 0.4 | 0 | 0 | Constrained,otherwise capacity available =327kVA. | --> | 0.38 | 0 | 0.031863 | 0.41094 | 0 |  | --> | C20 ex ROSEHILL | Rosehill [T41,T42] | KILKENNY |  | 52.6386 | -7.2437
MV/LV Substation PA***326Y |  | 10 kV | _ | LV | 100 kVA :Pole Substation | 0.1 | --> | 0.1 | 0 | 0 | Constrained,otherwise capacity available =70kVA. | --> | 0.095 | 0 | 0 | 0.10446 | 0 |  | --> | C12 ex LOUGHTAGALLA | Loughtagalla [T41,T42] | THURLES |  | 52.6157 | -7.7748
MV/LV Substation PA***328Z |  | 20 kV | _ | LV | 100 kVA :Pole Substation | 0.1 | --> | 0.1 | 0 | 0 | Constrained,otherwise capacity available =74kVA. | --> | 0.095 | 0 | 0 | 0.10387 | 0 |  | --> | E23 ex BALTRASNA | Baltrasna [T121,T122] | BALTRASNA |  | 53.5652 | -6.4674
MV/LV Substation PA***329Y |  | 10 kV | _ | LV | 50 kVA :Pole Substation | 0.05 | --> | 0.05 | 0 | 0 | Constrained,otherwise capacity available =43kVA. | --> | 0.0475 | 0 | 0 | 0.051052 | 0 |  | --> | C12 ex LOUGHTAGALLA | Loughtagalla [T41,T42] | THURLES |  | 52.6176 | -7.7685
MV/LV Substation PA***330 |  | 10 kV | _ | LV | 400 kVA :Kiosk Substation | 0.4 | --> | 0.4 | 0.3 | 4 |  | --> | 0.38 | 0 | 0.025935 | 0.41491 | 0 |  | --> | C19 ex BALLINCLEA | Ballinclea [T41] | CHERRYWOOD |  | 53.2694 | -6.1355
MV/LV Substation PA***331Y |  | 10 kV | _ | LV | 50 kVA :Pole Substation | 0.05 | --> | 0.05 | 0 | 0 | Constrained,otherwise capacity available =50kVA. | --> | 0.0475 | 0 | 0 | 0.05 | 0 |  | --> | C12 ex LOUGHTAGALLA | Loughtagalla [T41,T42] | THURLES |  | 52.622 | -7.766
MV/LV Substation PA***331Z |  | 10 kV | _ | LV | 200 kVA :Kiosk Substation | 0.2 | --> | 0.2 | 0 | 0 | Constrained,otherwise capacity available =198kVA. | --> | 0.19 | 0 | 0 | 0.2003 | 0 |  | --> | C18 ex PALMERSTOWN | Palmerstown [T41,T42] | FINGLAS |  | 53.347 | -6.3642
MV/LV Substation PA***332Y |  | 10 kV | _ | LV | 50 kVA :Pole Substation | 0.05 | --> | 0.05 | 0 | 0 | Constrained,otherwise capacity available =47kVA. | --> | 0.0475 | 0 | 0 | 0.050453 | 0 |  | --> | C12 ex LOUGHTAGALLA | Loughtagalla [T41,T42] | THURLES |  | 52.6249 | -7.7637
MV/LV Substation PA***339Y |  | 20 kV | _ | LV | 400 kVA :Kiosk Substation | 0.4 | --> | 0.4 | 0 | 0 | Constrained,otherwise capacity available =383kVA. | --> | 0.38 | 0 | 0.004446 | 0 | 0 | Constrained,otherwise capacity available =402.6kW. | --> | E17 ex SPRINGS | Springs [T421,T422] | DUNGARVAN |  | 52.104 | -7.5761
MV/LV Substation PA***346Z |  | 20 kV | _ | LV | 50 kVA :Pole Substation | 0.05 | --> | 0.05 | 0 | 0 | Constrained,otherwise capacity available =36kVA. | --> | 0.0475 | 0 | 0 | 0.052083 | 0 |  | --> | E15 ex JULIANSTOWN | Julianstown [T421,T422] | DRYBRIDGE |  | 53.6355 | -6.2197
MV/LV Substation PA***347 |  | 10 kV | _ | LV | 400 kVA :Kiosk Substation | 0.4 | --> | 0.4 | 0.346 | 4.6 |  | --> | 0.38 | 0 | 0.001482 | 0.40812 | 0 |  | --> | C14 ex DUN LAOGHAIRE | Dun Laoghaire [T41,T42] | BLACKROCK |  | 53.2921 | -6.1521
MV/LV Substation PA***349X |  | 10 kV | _ | LV | 100 kVA :Pole Substation | 0.1 | --> | 0.1 | 0.091 | 3.7 |  | --> | 0.095 | 0 | 0 | 0.10136 | 0 |  | --> | C12 ex KILFLYNN | Kilflynn [T41,T42] | TRALEE |  | 52.3783 | -9.5474
MV/LV Substation PA***351Z |  | 10 kV | _ | LV | 400 kVA :Kiosk Substation | 0.4 | --> | 0.4 | 0.293 | 4.6 |  | --> | 0.38 | 0 | 0 | 0.41593 | 0 |  | --> | C11 ex RINGASKIDDY 110KV | Ringaskiddy 110kv [T42] | BARNAHELY |  | 51.8716 | -8.3364
MV/LV Substation PA***357 |  | 10 kV | _ | LV | 100 kVA :Pole Substation | 0.1 | --> | 0.1 | 0.097 | 9.5 |  | --> | 0.095 | 0 | 0 | 0.10045 | 0 |  | --> | C18 ex BANDON | Bandon [T101,T42] | BANDON |  | 51.7885 | -8.6794
MV/LV Substation PA***362X |  | 10 kV | _ | LV | 630 kVA :Building Structure | 0.63 | --> | 0.63 | 0 | 0 | Constrained,otherwise capacity available =500kVA. | --> | 0.5985 | 0 | 0 | 0.5 | 0 |  | --> | C18 ex PARKMORE | Parkmore [T41,T42] | GALWAY 110KV |  | 53.3009 | -8.9964
MV/LV Substation PA***362Y |  | 10 kV | _ | LV | 400 kVA :Kiosk Substation | 0.4 | --> | 0.4 | 0 | 0 | Constrained,otherwise capacity available =376kVA. | --> | 0.38 | 0 | 0 | 0.40363 | 0 |  | --> | C30 ex WATERFORD IND EST | Waterford Ind Est [T41,T42,T44] | BUTLERSTOWN |  | 52.2508 | -7.138
MV/LV Substation PA***370 |  | 10 kV | _ | LV | 200 kVA :Pole Substation | 0.2 | --> | 0.2 | 0 | 0 | Constrained,otherwise capacity available =159kVA. | --> | 0.19 | 0 | 0.011856 | 0 | 0 | Constrained,otherwise capacity available =206.1kW. | --> | C18 ex KNOCKMULLEN | Knockmullen [T42,T421] | GREAT ISLAND |  | 52.3897 | -6.9478
MV/LV Substation PA***372Z |  | 10 kV | _ | LV | 630 kVA :Building Structure | 0.63 | --> | 0.63 | 0 | 0 | Constrained,otherwise capacity available =500kVA. | --> | 0.5985 | 0 | 0 | 0.5 | 0 |  | --> | C17 ex MACETOWN | Macetown [T101,T102] | MACETOWN |  | 53.4084 | -6.4006
MV/LV Substation PA***373 |  | 10 kV | _ | LV | 630 kVA :Kiosk Substation | 0.63 | --> | 0.63 | 0.5 | 4.5 |  | --> | 0.5985 | 0 | 0 | 0.5 | 0 |  | --> | C22 ex MALLOW | Mallow [T41,T42] | MALLOW |  | 52.1361 | -8.646
MV/LV Substation PA***377 |  | 10 kV | _ | LV | 400 kVA :Kiosk Substation | 0.4 | --> | 0.4 | 0.397 | 0.8 |  | --> | 0.38 | 0 | 0.003705 | 0.40046 | 0 |  | --> | C19 ex MANOR STREET | Manor Street [T41,T42] | WATERFORD |  | 52.2551 | -7.1
MV/LV Substation PA***377Y |  | 10 kV | _ | LV | 400 kVA :Kiosk Substation | 0.4 | --> | 0.4 | 0.256 | 6 |  | --> | 0.38 | 0 | 0.017043 | 0.4213 | 0 |  | --> | C18 ex TRABEG | Trabeg [T101,T102] | TRABEG |  | 51.8685 | -8.4596
MV/LV Substation PA***380 |  | 10 kV | _ | LV | 400 kVA :Kiosk Substation | 0.4 | --> | 0.4 | 0.264 | 4.5 |  | --> | 0.38 | 0 | 0.011115 | 0.42014 | 0 |  | --> | C14 ex TEMPLEOGUE | Templeogue [T41,T42] | MILLTOWN (DR) |  | 53.2972 | -6.3233
MV/LV Substation PA***381 |  | 10 kV | _ | LV | 630 kVA :Kiosk Substation | 0.63 | --> | 0.63 | 0.464 | 4.5 |  | --> | 0.5985 | 0 | 0.018525 | 0.5 | 0 |  | --> | C14 ex TEMPLEOGUE | Templeogue [T41,T42] | MILLTOWN (DR) |  | 53.3005 | -6.3226
MV/LV Substation PA***385X |  | 10 kV | _ | LV | 200 kVA :Kiosk Substation | 0.2 | --> | 0.2 | 0 | 0 | Constrained,otherwise capacity available =132kVA. | --> | 0.19 | 0 | 0.01482 | 0.21007 | 0 |  | --> | C18 ex CASTLEKNOCK | Castleknock [T41,T42] | FINGLAS |  | 53.3732 | -6.3685
MV/LV Substation PA***390 |  | 10 kV | _ | LV | 400 kVA :Kiosk Substation | 0.4 | --> | 0.4 | 0 | 0 | Constrained,otherwise capacity available =380kVA. | --> | 0.38 | 0 | 0.003705 | 0.40302 | 0 |  | --> | C15 ex CARRIGSHANE | Carrigshane [T41] | MIDLETON |  | 51.912 | -8.1572
MV/LV Substation PA***391Y |  | 10 kV | _ | LV | 400 kVA :Kiosk Substation | 0.4 | --> | 0.4 | 0 | 0 | Constrained,otherwise capacity available =400kVA. | --> | 0.38 | 0 | 0 | 0.4 | 0 |  | --> | C12 ex TUAM SOUTH | Tuam South [T42] | CLOON |  | 53.5235 | -8.8487
MV/LV Substation PA***392 |  | 10 kV | _ | LV | 50 kVA :Pole Substation | 0.05 | --> | 0.05 | 0.04 | 3.9 |  | --> | 0.0475 | 0 | 0.004446 | 0.051496 | 0 |  | --> | C17 ex GALWAY 110KV | Galway 110kv [T102,T103] | GALWAY 110KV |  | 53.297 | -9.0134
MV/LV Substation PA***393X |  | 10 kV | _ | LV | 400 kVA :Building Structure | 0.4 | --> | 0.4 | 0 | 0 | Constrained,otherwise capacity available =341kVA. | --> | 0.38 | 0 | 0.012597 | 0.40886 | 0 |  | --> | C13 ex PALMERSTOWN | Palmerstown [T41,T42] | FINGLAS |  | 53.346 | -6.3807
MV/LV Substation PA***397 |  | 20 kV | _ | LV | 50 kVA :Pole Substation | 0.05 | --> | 0.05 | 0.023 | 1.3 |  | --> | 0.0475 | 0 | 0 | 0.05394 | 0 |  | --> | C24 ex CLIFDEN | Clifden [T41,T42] | SCREEB |  | 53.5454 | -10.1451
MV/LV Substation PA***397Z |  | 10 kV | _ | LV | 400 kVA :Kiosk Substation | 0.4 | --> | 0.4 | 0.269 | 0.3 |  | --> | 0.38 | 0 | 0.047424 | 0.41942 | 0 |  | --> | C17 ex SANTRY | Santry [T41,T42] | FINGLAS |  | 53.4057 | -6.2501
MV/LV Substation PA***4015 |  | 10 kV | _ | LV | 50 kVA :Pole Substation | 0.05 | --> | 0.05 | 0.05 | 3.3 |  | --> | 0.0475 | 0 | 0 | 0 | 0 | Constrained,otherwise capacity available =50kW. | --> | C20 ex ENNISKEANE | Enniskeane [T41,T42] | BANDON |  | 51.7435 | -8.9006
MV/LV Substation PA***401Y |  | 20 kV | _ | LV | 50 kVA :Pole Substation | 0.05 | --> | 0.05 | 0 | 0 | Constrained,otherwise capacity available =34kVA. | --> | 0.0475 | 0 | 0 | 0.052373 | 0 |  | --> | E18 ex CREAGH | Creagh [T421,T422] | ATHLONE |  | 53.4368 | -8.431
MV/LV Substation PA***4022 |  | 10 kV | _ | LV | 1000 kVA :Building Structure | 1 | --> | 1 | 0.5 | 8.1 |  | --> | 0.95 | 0 | 0 | 0.5 | 0 |  | --> | C22 ex MILLTOWN (DR) | Milltown (dr) [T101,T102] | INCHICORE 220KV |  | 53.313 | -6.2602
MV/LV Substation PA***4025 |  | 10 kV | _ | LV | 200 kVA :Kiosk Substation | 0.2 | --> | 0.2 | 0.2 | 13.2 |  | --> | 0.19 | 0 | 0 | 0.2 | 0 |  | --> | C28 ex ARTANE | Artane [T101,T102] | FINGLAS |  | 53.3881 | -6.2017
MV/LV Substation PA***402X |  | 20 kV | _ | LV | 50 kVA :Pole Substation | 0.05 | --> | 0.05 | 0.038 | 13.8 |  | --> | 0.0475 | 0 | 0.003705 | 0.05179 | 0 |  | --> | C14 ex SINGLAND | Singland [T101,T102] | SINGLAND |  | 52.5928 | -8.4677
MV/LV Substation PA***4034 |  | 10 kV | _ | LV | 100 kVA :Pole Substation | 0.1 | --> | 0.1 | 0 | 0 | Constrained,otherwise capacity available =89kVA. | --> | 0.095 | 0 | 0 | 0.10166 | 0 |  | --> | C16 ex ATHENRY | Athenry [T41,T42] | GALWAY 110KV |  | 53.3171 | -8.762
MV/LV Substation PA***4035 |  | 10 kV | _ | LV | 50 kVA :Pole Substation | 0.05 | --> | 0.05 | 0.048 | 1.9 |  | --> | 0.0475 | 0 | 0 | 0 | 0 | Constrained,otherwise capacity available =50.3kW. | --> | C18 ex TURLOUGH ROAD | Turlough Road [T41,T42] | CASTLEBAR |  | 53.9345 | -9.2
MV/LV Substation PA***4045 |  | 10 kV | _ | LV | 400 kVA :Kiosk Substation | 0.4 | --> | 0.4 | 0 | 0 | Constrained,otherwise capacity available =261kVA. | --> | 0.38 | 0 | 0.1482 | 0.42058 | 0 |  | --> | C13 ex GRANGE (DR) | Grange (dr) [T41,T42] | GRANGE (DR) |  | 53.4063 | -6.168
MV/LV Substation PA***4047 |  | 10 kV | _ | LV | 400 kVA :Kiosk Substation | 0.4 | --> | 0.4 | 0 | 0 | Constrained,otherwise capacity available =296kVA. | --> | 0.38 | 0 | 0.017784 | 0.41549 | 0 |  | --> | C13 ex GRANGE (DR) | Grange (dr) [T41,T42] | GRANGE (DR) |  | 53.4065 | -6.1576
MV/LV Substation PA***405 |  | 10 kV | _ | LV | 100 kVA :Pole Substation | 0.1 | --> | 0.1 | 0.1 | 3.7 |  | --> | 0.095 | 0 | 0 | 0.1 | 0 |  | --> | C12 ex KILFLYNN | Kilflynn [T41,T42] | TRALEE |  | 52.379 | -9.5456
MV/LV Substation PA***4051 |  | 10 kV | _ | LV | 400 kVA :Building Structure | 0.4 | --> | 0.4 | 0 | 0 | Constrained,otherwise capacity available =295kVA. | --> | 0.38 | 0 | 0 | 0.41564 | 0 |  | --> | C14 ex MACETOWN | Macetown [T101,T102] | MACETOWN |  | 53.4026 | -6.3992
MV/LV Substation PA***4052 |  | 10 kV | _ | LV | 1000 kVA :Building Structure | 1 | --> | 1 | 0.5 | 1.2 |  | --> | 0.95 | 0 | 0 | 0.5 | 0 |  | --> | C20 ex SALLYNOGGIN ROAD | Sallynoggin Road [T41,T42] | CHERRYWOOD |  | 53.2823 | -6.1447
MV/LV Substation PA***4057 |  | 10 kV | _ | LV | 50 kVA :Pole Substation | 0.05 | --> | 0.05 | 0 | 0 | Constrained,otherwise capacity available =50kVA. | --> | 0.0475 | 0 | 0 | 0.05 | 0 |  | --> | C23 ex GORESBRIDGE | Goresbridge [T41,T42] | KILKENNY |  | 52.6795 | -7.0396
MV/LV Substation PA***4058 |  | 10 kV | _ | LV | 50 kVA :Pole Substation | 0.05 | --> | 0.05 | 0 | 0 | Constrained,otherwise capacity available =50kVA. | --> | 0.0475 | 0 | 0 | 0.05 | 0 |  | --> | C13 ex SPIDDAL | Spiddal [T42] | SCREEB |  | 53.2479 | -9.2611
MV/LV Substation PA***405X |  | 10 kV | _ | LV | 50 kVA :Pole Substation | 0.05 | --> | 0.05 | 0 | 0 | Constrained,otherwise capacity available =44kVA. | --> | 0.0475 | 0 | 0.002223 | 0.050903 | 0 |  | --> | C16 ex KANTURK | Kanturk [T41,T42] | GLENLARA |  | 52.1651 | -8.9185
MV/LV Substation PA***4066 |  | 10 kV | _ | LV | 400 kVA :Kiosk Substation | 0.4 | --> | 0.4 | 0 | 0 | Constrained,otherwise capacity available =344kVA. | --> | 0.38 | 0 | 0.091884 | 0.40841 | 0 |  | --> | C13 ex GRANGE (DR) | Grange (dr) [T41,T42] | GRANGE (DR) |  | 53.4067 | -6.1687
MV/LV Substation PA***4067 |  | 10 kV | _ | LV | 400 kVA :Kiosk Substation | 0.4 | --> | 0.4 | 0 | 0 | Constrained,otherwise capacity available =266kVA. | --> | 0.38 | 0 | 0.15857 | 0.41985 | 0 |  | --> | C13 ex GRANGE (DR) | Grange (dr) [T41,T42] | GRANGE (DR) |  | 53.4068 | -6.1651
MV/LV Substation PA***406Z |  | 10 kV | _ | LV | 630 kVA :Building Structure | 0.63 | --> | 0.63 | 0 | 0 | Constrained,otherwise capacity available =500kVA. | --> | 0.5985 | 0 | 0.02964 | 0.5 | 0 |  | --> | C23 ex COLLEGE PARK | College Park [T101,T102,T103] | COLLEGE PARK |  | 53.4147 | -6.3522
MV/LV Substation PA***4083 |  | 20 kV | _ | LV | 200 kVA :Pole Substation | 0.2 | --> | 0.2 | 0.197 | 0.4 |  | --> | 0.19 | 0 | 0 | 0.20045 | 0 |  | --> | E15 ex TULLOW | Tullow [T421,T422] | CARLOW |  | 52.8043 | -6.7445
MV/LV Substation PA***4087 |  | 10 kV | _ | LV | 400 kVA :Kiosk Substation | 0.4 | --> | 0.4 | 0 | 0 | Constrained,otherwise capacity available =329kVA. | --> | 0.38 | 0 | 0.080028 | 0.41064 | 0 |  | --> | C13 ex GRANGE (DR) | Grange (dr) [T41,T42] | GRANGE (DR) |  | 53.406 | -6.164
MV/LV Substation PA***4101 |  | 10 kV | _ | LV | 630 kVA :Building Structure | 0.63 | --> | 0.63 | 0 | 0 | Constrained,otherwise capacity available =500kVA. | --> | 0.5985 | 0 | 0 | 0.5 | 0 |  | --> | C25 ex BALLYCOOLIN | Ballycoolin [T41,T42,T43] | FINGLAS |  | 53.4027 | -6.3436
MV/LV Substation PA***4109 |  | 10 kV | _ | LV | 630 kVA :Building Structure | 0.63 | --> | 0.63 | 0 | 0 | Constrained,otherwise capacity available =500kVA. | --> | 0.5985 | 0 | 0 | 0.5 | 0 |  | --> | C17 ex PARKMORE | Parkmore [T41,T42] | GALWAY 110KV |  | 53.3011 | -8.9844
MV/LV Substation PA***410Y |  | 20 kV | _ | LV | 400 kVA :Kiosk Substation | 0.4 | --> | 0.4 | 0 | 0 | Constrained,otherwise capacity available =323kVA. | --> | 0.38 | 0 | 0.020748 | 0 | 0 | Constrained,otherwise capacity available =411.5kW. | --> | E17 ex SPRINGS | Springs [T421,T422] | DUNGARVAN |  | 52.1048 | -7.5778
MV/LV Substation PA***411 |  | 20 kV | _ | LV | 50 kVA :Pole Substation | 0.05 | --> | 0.05 | 0 | 0 | Constrained,otherwise capacity available =49kVA. | --> | 0.0475 | 0 | 0 | 0 | 0 | Constrained,otherwise capacity available =50.2kW. | --> | E20 ex FOXHOLE | Foxhole [T421,T422] | DUNGARVAN |  | 51.9719 | -7.9432
MV/LV Substation PA***4111 |  | 10 kV | _ | LV | 630 kVA :Building Structure | 0.63 | --> | 0.63 | 0.5 | 10 |  | --> | 0.5985 | 0 | 0 | 0.5 | 0 |  | --> | C21 ex HAROLDS CROSS | Harolds Cross [T101,T102] | POOLBEG |  | 53.3305 | -6.2865
MV/LV Substation PA***4123 |  | 10 kV | _ | LV | 400 kVA :Building Structure | 0.4 | --> | 0.4 | 0 | 0 | Constrained,otherwise capacity available =147kVA. | --> | 0.38 | 0 | 0.02223 | 0.43012 | 0 |  | --> | C17 ex PARKMORE | Parkmore [T41,T42] | GALWAY 110KV |  | 53.3014 | -8.9826
MV/LV Substation PA***4128 |  | 10 kV | _ | LV | 50 kVA :Pole Substation | 0.05 | --> | 0.05 | 0 | 0 | Constrained,otherwise capacity available =50kVA. | --> | 0.0475 | 0 | 0 | 0.05 | 0 |  | --> | C14 ex MACETOWN | Macetown [T101,T102] | MACETOWN |  | 53.4051 | -6.3987
MV/LV Substation PA***413 |  | 10 kV | _ | LV | 200 kVA :Kiosk Substation | 0.2 | --> | 0.2 | 0 | 0 | Constrained,otherwise capacity available =134kVA. | --> | 0.19 | 0 | 0.003705 | 0.20978 | 0 |  | --> | C14 ex MACETOWN | Macetown [T101,T102] | MACETOWN |  | 53.4066 | -6.3958
MV/LV Substation PA***4130 |  | 10 kV | _ | LV | 400 kVA :Kiosk Substation | 0.4 | --> | 0.4 | 0 | 0 | Constrained,otherwise capacity available =400kVA. | --> | 0.38 | 0 | 0 | 0.4 | 0 |  | --> | C15 ex TUAM NORTH | Tuam North [T41,T42] | CLOON |  | 53.5142 | -8.8646
MV/LV Substation PA***4137 |  | 10 kV | _ | LV | 630 kVA :Kiosk Substation | 0.63 | --> | 0.63 | 0 | 0 | Constrained,otherwise capacity available =500kVA. | --> | 0.5985 | 0 | 0 | 0.5 | 0 |  | --> | C23 ex CITYWEST | Citywest [T101,T102] | INCHICORE 220KV |  | 53.2884 | -6.433
MV/LV Substation PA***4138 |  | 10 kV | _ | LV | 630 kVA :Kiosk Substation | 0.63 | --> | 0.63 | 0 | 0 | Constrained,otherwise capacity available =500kVA. | --> | 0.5985 | 0 | 0 | 0.5 | 0 |  | --> | C23 ex CITYWEST | Citywest [T101,T102] | INCHICORE 220KV |  | 53.287 | -6.4346
MV/LV Substation PA***4139 |  | 10 kV | _ | LV | 630 kVA :Kiosk Substation | 0.63 | --> | 0.63 | 0 | 0 | Constrained,otherwise capacity available =500kVA. | --> | 0.5985 | 0 | 0 | 0.5 | 0 |  | --> | C23 ex CITYWEST | Citywest [T101,T102] | INCHICORE 220KV |  | 53.2857 | -6.4339
MV/LV Substation PA***4142 |  | 10 kV | _ | LV | 50 kVA :Pole Substation | 0.05 | --> | 0.05 | 0 | 0 | Constrained,otherwise capacity available =50kVA. | --> | 0.0475 | 0 | 0 | 0.05 | 0 |  | --> | C16 ex LOUGHSHINNY | Loughshinny [T41,T42] | GLASMORE |  | 53.56 | -6.1728
MV/LV Substation PA***415Z |  | 10 kV | _ | LV | 400 kVA :Kiosk Substation | 0.4 | --> | 0.4 | 0 | 0 | Constrained,otherwise capacity available =352kVA. | --> | 0.38 | 0 | 0 | 0.40722 | 0 |  | --> | C13 ex LIFFEY VALLEY | Liffey Valley [T41,T42] | INCHICORE 220KV |  | 53.3558 | -6.4134
MV/LV Substation PA***4160 |  | 10 kV | _ | LV | 630 kVA :Building Structure | 0.63 | --> | 0.63 | 0.5 | 4.2 |  | --> | 0.5985 | 0 | 0 | 0.5 | 0 |  | --> | C11 ex CRUMLIN | Crumlin [T41,T42] | INCHICORE 220KV |  | 53.3302 | -6.3052
MV/LV Substation PA***4161 |  | 20 kV | _ | LV | 50 kVA :Pole Substation | 0.05 | --> | 0.05 | 0 | 0 | Constrained,otherwise capacity available =50kVA. | --> | 0.0475 | 0 | 0 | 0.05 | 0 |  | --> | E23 ex BALTRASNA | Baltrasna [T121,T122] | BALTRASNA |  | 53.5636 | -6.4663
MV/LV Substation PA***4166 |  | 10 kV | _ | LV | 1000 kVA :Building Structure | 1 | --> | 1 | 0.492 | 10 |  | --> | 0.95 | 0 | 0 | 0.5 | 0 |  | --> | C11 ex HAROLDS CROSS | Harolds Cross [T101,T102] | POOLBEG |  | 53.3335 | -6.2607
MV/LV Substation PA***4167 |  | 10 kV | _ | LV | 50 kVA :Pole Substation | 0.05 | --> | 0.05 | 0 | 0 | Constrained,otherwise capacity available =50kVA. | --> | 0.0475 | 0 | 0 | 0.05 | 0 |  | --> | C18 ex KILCOLGAN | Kilcolgan [T42,T421] | GALWAY 110KV |  | 53.2506 | -8.9083
MV/LV Substation PA***4168 |  | 10 kV | _ | LV | 200 kVA :Pole Substation | 0.2 | --> | 0.2 | 0 | 0 | Constrained,otherwise capacity available =173kVA. | --> | 0.19 | 0 | 0 | 0.20406 | 0 |  | --> | C14 ex CARRICK ON SHANNON | Carrick On Shannon [T41,T42] | CARRICK ON SHANNON |  | 53.9506 | -8.0882
MV/LV Substation PA***4174 |  | 10 kV | _ | LV | 100 kVA :Pole Substation | 0.1 | --> | 0.1 | 0 | 0 | Constrained,otherwise capacity available =70kVA. | --> | 0.095 | 0 | 0 | 0.10446 | 0 |  | --> | C16 ex KANTURK | Kanturk [T41,T42] | GLENLARA |  | 52.1728 | -8.9177
MV/LV Substation PA***4174 |  | 10 kV | _ | LV | 630 kVA :Kiosk Substation | 0.63 | --> | 0.63 | 0 | 0 | Constrained,otherwise capacity available =500kVA. | --> | 0.5985 | 0 | 0 | 0.5 | 0 |  | --> | C23 ex CITYWEST | Citywest [T101,T102] | INCHICORE 220KV |  | 53.2867 | -6.4374
MV/LV Substation PA***4180 |  | 10 kV | _ | LV | 400 kVA :Kiosk Substation | 0.4 | --> | 0.4 | 0 | 0 | Constrained,otherwise capacity available =334kVA. | --> | 0.38 | 0 | 0.006669 | 0.4099 | 0 |  | --> | C15 ex CLONAKILTY | Clonakilty [T41,T42] | DUNMANWAY |  | 51.6195 | -8.9026
MV/LV Substation PA***4180 |  | 10 kV | _ | LV | 630 kVA :Kiosk Substation | 0.63 | --> | 0.63 | 0.38033 | 0.4 | Constrained,otherwise capacity available =500kVA. | --> | 0.5985 | 0 | 0.017784 | 0.5 | 0 |  | --> | C17 ex CARRICKMINES | Carrickmines [T41,T42] | CARRICKMINES |  | 53.2378 | -6.1991
MV/LV Substation PA***418Y |  | 10 kV | _ | LV | 630 kVA :Kiosk Substation | 0.63 | --> | 0.63 | 0 | 0 | Constrained,otherwise capacity available =449kVA. | --> | 0.5985 | 0 | 0.009633 | 0.5 | 0 |  | --> | C14 ex MULGANNON | Mulgannon [T41,T42] | WEXFORD |  | 52.334 | -6.4573
MV/LV Substation PA***4192 |  | 10 kV | _ | LV | 400 kVA :Kiosk Substation | 0.4 | --> | 0.4 | 0 | 0 | Constrained,otherwise capacity available =257kVA. | --> | 0.38 | 0 | 0.013338 | 0.42115 | 0 |  | --> | C15 ex MORRISTOWN | Morristown [T41,T42] | NEWBRIDGE |  | 53.1834 | -6.8143
MV/LV Substation PA***4204 |  | 10 kV | _ | LV | 50 kVA :Pole Substation | 0.05 | --> | 0.05 | 0 | 0 | Constrained,otherwise capacity available =50kVA. | --> | 0.0475 | 0 | 0 | 0 | 0 | Constrained,otherwise capacity available =50kW. | --> | C23 ex TINAHASK | Tinahask [T41,T42] | ARKLOW |  | 52.7467 | -6.3275
MV/LV Substation PA***4206 |  | 10 kV | _ | LV | 1000 kVA :Building Structure | 1 | --> | 1 | 0 | 0 | Constrained,otherwise capacity available =500kVA. | --> | 0.95 | 0 | 0.013338 | 0.5 | 0 |  | --> | C14 ex COOLMINE | Coolmine [T41,T42] | FINGLAS |  | 53.3877 | -6.4401
MV/LV Substation PA***4207 |  | 10 kV | _ | LV | 1000 kVA :Building Structure | 1 | --> | 1 | 0 | 0 | Constrained,otherwise capacity available =500kVA. | --> | 0.95 | 0 | 0 | 0.5 | 0 |  | --> | C14 ex COOLMINE | Coolmine [T41,T42] | FINGLAS |  | 53.3877 | -6.4401
MV/LV Substation PA***421 |  | 10 kV | _ | LV | 400 kVA :Kiosk Substation | 0.4 | --> | 0.4 | 0.175 | 0.9 |  | --> | 0.38 | 0 | 0.035568 | 0.43278 | 0 |  | --> | C22 ex KIMMAGE | Kimmage [T41,T42] | INCHICORE 220KV |  | 53.3009 | -6.3189
MV/LV Substation PA***4211 |  | 10 kV | _ | LV | 1000 kVA :Building Structure | 1 | --> | 1 | 0.5 | 4 |  | --> | 0.95 | 0 | 0 | 0.5 | 0 |  | --> | C19 ex BALLINCLEA | Ballinclea [T41] | CHERRYWOOD |  | 53.2652 | -6.1343
MV/LV Substation PA***4228 |  | 10 kV | _ | LV | 400 kVA :Kiosk Substation | 0.4 | --> | 0.4 | 0.37 | 13.8 |  | --> | 0.38 | 0 | 0 | 0.40453 | 0 |  | --> | C20 ex SINGLAND | Singland [T101,T102] | SINGLAND |  | 52.6633 | -8.5933
MV/LV Substation PA***4235 |  | 20 kV | _ | LV | 100 kVA :Pole Substation | 0.1 | --> | 0.1 | 0.09 | 1.8 |  | --> | 0.095 | 0 | 0 | 0.10151 | 0 |  | --> | E13 ex BIRDHILL | Birdhill [T421,T422] | ARDNACRUSHA |  | 52.7626 | -8.4791
MV/LV Substation PA***423X |  | 10 kV | _ | LV | 200 kVA :Kiosk Substation | 0.2 | --> | 0.2 | 0 | 0 | Constrained,otherwise capacity available =125kVA. | --> | 0.19 | 0 | 0.003705 | 0.21108 | 0 |  | --> | C18 ex CASTLEKNOCK | Castleknock [T41,T42] | FINGLAS |  | 53.3746 | -6.3669
MV/LV Substation PA***4244 |  | 20 kV | _ | LV | 200 kVA :Kiosk Substation | 0.2 | --> | 0.2 | 0 | 0 | Constrained,otherwise capacity available =175kVA. | --> | 0.19 | 0 | 0 | 0.20376 | 0 |  | --> | C11 ex RIVERSTOWN | Riverstown [T41,T42] | KILBARRY |  | 52.0135 | -8.3395
MV/LV Substation PA***424X |  | 10 kV | _ | LV | 400 kVA :Kiosk Substation | 0.4 | --> | 0.4 | 0.291 | 6 |  | --> | 0.38 | 0 | 0.008151 | 0.41622 | 0 |  | --> | C22 ex PELLETSTOWN | Pelletstown [T101,T102] | FINGLAS |  | 53.3761 | -6.3671
MV/LV Substation PA***4258 |  | 10 kV | _ | LV | 630 kVA :Kiosk Substation | 0.63 | --> | 0.63 | 0.5 | 3.1 |  | --> | 0.5985 | 0 | 0 | 0.5 | 0 |  | --> | C14 ex BELLFIELD | Bellfield [T41,T42] | CRANE |  | 52.5154 | -6.5785
MV/LV Substation PA***425Z |  | 10 kV | _ | LV | 1000 kVA :Building Structure | 1 | --> | 1 | 0 | 0 | Constrained,otherwise capacity available =500kVA. | --> | 0.95 | 0 | 0 | 0.5 | 0 |  | --> | C31 ex SEMPERIT | Semperit [T41,T42,T43] | GRANGE CASTLE |  | 53.3319 | -6.3782
MV/LV Substation PA***426Z |  | 10 kV | _ | LV | 1000 kVA :Building Structure | 1 | --> | 1 | 0 | 0 | Constrained,otherwise capacity available =500kVA. | --> | 0.95 | 0 | 0 | 0.5 | 0 |  | --> | C31 ex SEMPERIT | Semperit [T41,T42,T43] | GRANGE CASTLE |  | 53.3333 | -6.3773
MV/LV Substation PA***4274 |  | 10 kV | _ | LV | 1000 kVA :Building Structure | 1 | --> | 1 | 0 | 0 | Constrained,otherwise capacity available =500kVA. | --> | 0.95 | 0 | 0 | 0.5 | 0 |  | --> | C11 ex PALMERSTOWN | Palmerstown [T41,T42] | FINGLAS |  | 53.3563 | -6.3734
MV/LV Substation PA***4276 |  | 10 kV | _ | LV | 630 kVA :Building Structure | 0.63 | --> | 0.63 | 0 | 0 | Constrained,otherwise capacity available =484kVA. | --> | 0.5985 | 0 | 0 | 0.5 | 0 |  | --> | C23 ex COLLEGE PARK | College Park [T101,T102,T103] | COLLEGE PARK |  | 53.4188 | -6.35
MV/LV Substation PA***4279 |  | 20 kV | _ | LV | 50 kVA :Pole Substation | 0.05 | --> | 0.05 | 0.024 | 13.8 |  | --> | 0.0475 | 0 | 0 | 0.0538 | 0 |  | --> | C14 ex SINGLAND | Singland [T101,T102] | SINGLAND |  | 52.5997 | -8.6077
MV/LV Substation PA***427X |  | 10 kV | _ | LV | 100 kVA :Pole Substation | 0.1 | --> | 0.1 | 0.083 | 1.1 |  | --> | 0.095 | 0 | 0 | 0 | 0 | Constrained,otherwise capacity available =102.5kW. | --> | C19 ex NEWCASTLEWEST | Newcastlewest [T41,T42] | RATHKEALE |  | 52.3696 | -9.0231
MV/LV Substation PA***427Z |  | 10 kV | _ | LV | 400 kVA :Building Structure | 0.4 | --> | 0.4 | 0 | 0 | Constrained,otherwise capacity available =190kVA. | --> | 0.38 | 0 | 0 | 0.43068 | 0 |  | --> | C21 ex BISHOPSTOWN | Bishopstown [T41,T42] | KILBARRY |  | 51.8886 | -8.5348
MV/LV Substation PA***4281 |  | 10 kV | _ | LV | 1000 kVA :Building Structure | 1 | --> | 1 | 0 | 0 | Constrained,otherwise capacity available =500kVA. | --> | 0.95 | 0 | 0.018525 | 0.5 | 0 |  | --> | C22 ex GRANGE (DR) | Grange (dr) [T41,T42] | GRANGE (DR) |  | 53.4036 | -6.1684
MV/LV Substation PA***4282 |  | 10 kV | _ | LV | 1000 kVA :Building Structure | 1 | --> | 1 | 0 | 0 | Constrained,otherwise capacity available =500kVA. | --> | 0.95 | 0 | 0.013338 | 0.5 | 0 |  | --> | C22 ex GRANGE (DR) | Grange (dr) [T41,T42] | GRANGE (DR) |  | 53.4034 | -6.1676
MV/LV Substation PA***4283 |  | 10 kV | _ | LV | 630 kVA :Building Structure | 0.63 | --> | 0.63 | 0 | 0 | Constrained,otherwise capacity available =500kVA. | --> | 0.5985 | 0 | 0 | 0.5 | 0 |  | --> | C22 ex GRANGE (DR) | Grange (dr) [T41,T42] | GRANGE (DR) |  | 53.403 | -6.1653
MV/LV Substation PA***4284 |  | 10 kV | _ | LV | 400 kVA :Kiosk Substation | 0.4 | --> | 0.4 | 0 | 0 | Constrained,otherwise capacity available =339kVA. | --> | 0.38 | 0 | 0.000741 | 0.40916 | 0 |  | --> | C22 ex GRANGE (DR) | Grange (dr) [T41,T42] | GRANGE (DR) |  | 53.4037 | -6.168
MV/LV Substation PA***4285 |  | 10 kV | _ | LV | 1000 kVA :Building Structure | 1 | --> | 1 | 0 | 0 | Constrained,otherwise capacity available =500kVA. | --> | 0.95 | 0 | 0.013338 | 0.5 | 0 |  | --> | C22 ex GRANGE (DR) | Grange (dr) [T41,T42] | GRANGE (DR) |  | 53.404 | -6.1695
MV/LV Substation PA***4288 |  | 10 kV | _ | LV | 50 kVA :Pole Substation | 0.05 | --> | 0.05 | 0.048 | 1.1 |  | --> | 0.0475 | 0 | 0 | 0 | 0 | Constrained,otherwise capacity available =50.3kW. | --> | C16 ex NEWCASTLEWEST | Newcastlewest [T41,T42] | RATHKEALE |  | 52.5002 | -9.0608
MV/LV Substation PA***4296 |  | 10 kV | _ | LV | 400 kVA :Building Structure | 0.4 | --> | 0.4 | 0 | 0 | Constrained,otherwise capacity available =297kVA. | --> | 0.38 | 0 | 0 | 0.41535 | 0 |  | --> | C23 ex POLLERTON | Pollerton [T41,T42] | CARLOW |  | 52.8101 | -6.92
MV/LV Substation PA***430 |  | 20 kV | _ | LV | 100 kVA :Pole Substation | 0.1 | --> | 0.1 | 0 | 0 |  | --> | 0.095 | 0 | 0 | 0.11513 | 0 |  | --> | E18 ex PATRICKSWELL | Patrickswell [T421,T422] | LIMERICK |  | 52.5961 | -8.7145
MV/LV Substation PA***4301 |  | 20 kV | _ | LV | 400 kVA :Kiosk Substation | 0.4 | --> | 0.4 | 0 | 0 | Constrained,otherwise capacity available =400kVA. | --> | 0.38 | 0 | 0 | 0.4 | 0 |  | --> | E18 ex EDENDERRY | Edenderry [T421,T422] | BLAKE |  | 53.3376 | -7.0506
MV/LV Substation PA***4321 |  | 10 kV | _ | LV | 630 kVA :Kiosk Substation | 0.63 | --> | 0.63 | 0.5 | 3 |  | --> | 0.5985 | 0 | 0 | 0.5 | 0 |  | --> | C18 ex RAMSTOWN | Ramstown [T41,T42] | CRANE |  | 52.674 | -6.2932
MV/LV Substation PA***4329 |  | 10 kV | _ | LV | 50 kVA :Pole Substation | 0.05 | --> | 0.05 | 0 | 0 | Constrained,otherwise capacity available =50kVA. | --> | 0.0475 | 0 | 0 | 0.05 | 0 |  | --> | C16 ex JOHNSTOWN | Johnstown [T41,T42] | KILTEEL |  | 53.2482 | -6.6231
MV/LV Substation PA***433 |  | 20 kV | _ | LV | 630 kVA :Kiosk Substation | 0.63 | --> | 0.63 | 0 | 0 | Constrained,otherwise capacity available =495kVA. | --> | 0.5985 | 0 | 0.018525 | 0.5 | 0 |  | --> | E18 ex PATRICKSWELL | Patrickswell [T421,T422] | LIMERICK |  | 52.5988 | -8.7103
MV/LV Substation PA***433Y |  | 10 kV | _ | LV | 200 kVA :Kiosk Substation | 0.2 | --> | 0.2 | 0.166 | 3 |  | --> | 0.19 | 0 | 0.00741 | 0.2051 | 0 |  | --> | C21 ex NENAGH | Nenagh [T41,T42] | NENAGH |  | 52.8808 | -8.294
MV/LV Substation PA***4359 |  | 10 kV | _ | LV | 200 kVA :Pole Substation | 0.2 | --> | 0.2 | 0 | 0 | Constrained,otherwise capacity available =200kVA. | --> | 0.19 | 0 | 0 | 0 | 0 | Constrained,otherwise capacity available =200kW. | --> | C15 ex MOUNTMELLICK | Mountmellick [T41,T42] | PORTLAOISE |  | 53.1219 | -7.3338
MV/LV Substation PA***435X |  | 20 kV | _ | LV | 50 kVA :Pole Substation | 0.05 | --> | 0.05 | 0.048 | 1.8 |  | --> | 0.0475 | 0 | 0 | 0.050303 | 0 |  | --> | E18 ex BIRDHILL | Birdhill [T421,T422] | ARDNACRUSHA |  | 52.6973 | -8.5045
MV/LV Substation PA***4360 |  | 20 kV | _ | LV | 630 kVA :Kiosk Substation | 0.63 | --> | 0.63 | 0 | 0 | Constrained,otherwise capacity available =500kVA. | --> | 0.5985 | 0 | 0 | 0.5 | 0 |  | --> | E54 ex GRANGE CASTLE | Grange Castle [T124] | INCHICORE 220KV |  | 53.331 | -6.4135
MV/LV Substation PA***4365 |  | 20 kV | _ | LV | 630 kVA :Kiosk Substation | 0.63 | --> | 0.63 | 0 | 0 | Constrained,otherwise capacity available =500kVA. | --> | 0.5985 | 0 | 0.00741 | 0.5 | 0 |  | --> | E21 ex ADAMSTOWN | Adamstown [T121,T122] | INCHICORE 220KV |  | 53.3319 | -6.4107
MV/LV Substation PA***4366 |  | 20 kV | _ | LV | 400 kVA :Kiosk Substation | 0.4 | --> | 0.4 | 0 | 0 | Constrained,otherwise capacity available =383kVA. | --> | 0.38 | 0 | 0 | 0.40257 | 0 |  | --> | E54 ex GRANGE CASTLE | Grange Castle [T124] | INCHICORE 220KV |  | 53.3309 | -6.4094
MV/LV Substation PA***4367 |  | 10 kV | _ | LV | 200 kVA :Pole Substation | 0.2 | --> | 0.2 | 0 | 0 | Constrained,otherwise capacity available =200kVA. | --> | 0.19 | 0 | 0 | 0.2 | 0 |  | --> | C15 ex LOUGHSHINNY | Loughshinny [T41,T42] | GLASMORE |  | 53.5311 | -6.0984
MV/LV Substation PA***4379 |  | 20 kV | _ | LV | 400 kVA :Kiosk Substation | 0.4 | --> | 0.4 | 0 | 0 | Constrained,otherwise capacity available =362kVA. | --> | 0.38 | 0 | 0 | 0.40573 | 0 |  | --> | C22 ex ATHLONE | Athlone [T41,T42] | ATHLONE |  | 53.4294 | -7.9996
MV/LV Substation PA***437Z |  | 10 kV | _ | LV | 400 kVA :Building Structure | 0.4 | --> | 0.4 | 0 | 0 | Constrained,otherwise capacity available =282kVA. | --> | 0.38 | 0 | 0 | 0.41753 | 0 |  | --> | C22 ex MACETOWN | Macetown [T101,T102] | MACETOWN |  | 53.3958 | -6.439
MV/LV Substation PA***438 |  | 10 kV | _ | LV | 630 kVA :Building Structure | 0.63 | --> | 0.63 | 0.042007 | 0 | Constrained,otherwise capacity available =500kVA. | --> | 0.5985 | 0 | 0 | 0.5 | 0 |  | --> | C16 ex SHANNON | Shannon [T41,T42] | DRUMLINE |  | 52.6989 | -8.9078
MV/LV Substation PA***4385 |  | 20 kV | _ | LV | 400 kVA :Kiosk Substation | 0.4 | --> | 0.4 | 0 | 0 | Constrained,otherwise capacity available =374kVA. | --> | 0.38 | 0 | 0 | 0.40393 | 0 |  | --> | E21 ex ADAMSTOWN | Adamstown [T121,T122] | INCHICORE 220KV |  | 53.333 | -6.412
MV/LV Substation PA***4387 |  | 10 kV | _ | LV | 400 kVA :Kiosk Substation | 0.4 | --> | 0.4 | 0 | 0 | Constrained,otherwise capacity available =348kVA. | --> | 0.38 | 0 | 0.008892 | 0.40782 | 0 |  | --> | C13 ex MALAHIDE | Malahide [T41,T42] | GLASMORE |  | 53.4386 | -6.1784
MV/LV Substation PA***4393 |  | 10 kV | _ | LV | 50 kVA :Pole Substation | 0.05 | --> | 0.05 | 0 | 0 | Constrained,otherwise capacity available =50kVA. | --> | 0.0475 | 0 | 0 | 0 | 0 | Constrained,otherwise capacity available =50kW. | --> | C18 ex MOUNTRATH | Mountrath [T41,T42] | PORTLAOISE |  | 53.0241 | -7.5149
MV/LV Substation PA***440 |  | 20 kV | _ | LV | 50 kVA :Pole Substation | 0.05 | --> | 0.05 | 0 | 0 | Constrained,otherwise capacity available =44kVA. | --> | 0.0475 | 0 | 0 | 0.050903 | 0 |  | --> | E20 ex COLLOONEY | Collooney [T421,T422] | SLIGO |  | 54.2027 | -8.5
MV/LV Substation PA***4407 |  | 20 kV | _ | LV | 400 kVA :Kiosk Substation | 0.4 | --> | 0.4 | 0 | 0 | Constrained,otherwise capacity available =400kVA. | --> | 0.38 | 0 | 0 | 0.4 | 0 |  | --> | E21 ex ADAMSTOWN | Adamstown [T121,T122] | INCHICORE 220KV |  | 53.3328 | -6.4144
MV/LV Substation PA***440Z |  | 10 kV | _ | LV | 400 kVA :Kiosk Substation | 0.4 | --> | 0.4 | 0 | 0 | Constrained,otherwise capacity available =366kVA. | --> | 0.38 | 0 | 0.011115 | 0.40513 | 0 |  | --> | C15 ex LOUGHSHINNY | Loughshinny [T41,T42] | GLASMORE |  | 53.5328 | -6.097
MV/LV Substation PA***441X |  | 10 kV | _ | LV | 50 kVA :Pole Substation | 0.05 | --> | 0.05 | 0 | 0 | Constrained,otherwise capacity available =49kVA. | --> | 0.0475 | 0 | 0.004446 | 0.050152 | 0 |  | --> | C13 ex SPIDDAL | Spiddal [T42] | SCREEB |  | 53.2472 | -9.2685
MV/LV Substation PA***4424 |  | 10 kV | _ | LV | 630 kVA :Kiosk Substation | 0.63 | --> | 0.63 | 0 | 0 | Constrained,otherwise capacity available =500kVA. | --> | 0.5985 | 0 | 0 | 0.5 | 0 |  | --> | C11 ex MORRISTOWN | Morristown [T41,T42] | NEWBRIDGE |  | 53.1656 | -6.8167
MV/LV Substation PA***4425 |  | 10 kV | _ | LV | 630 kVA :Kiosk Substation | 0.63 | --> | 0.63 | 0 | 0 | Constrained,otherwise capacity available =500kVA. | --> | 0.5985 | 0 | 0 | 0.5 | 0 |  | --> | C11 ex MORRISTOWN | Morristown [T41,T42] | NEWBRIDGE |  | 53.1648 | -6.8133
MV/LV Substation PA***443Y |  | 20 kV | _ | LV | 400 kVA :Kiosk Substation | 0.4 | --> | 0.4 | 0 | 0 | Constrained,otherwise capacity available =232kVA. | --> | 0.38 | 0 | 0.031122 | 0 | 0 | Constrained,otherwise capacity available =424.7kW. | --> | E11 ex CASTLELYONS | Castlelyons [T421,T422] | BARRYMORE |  | 52.075 | -8.2845
MV/LV Substation PA***4441 |  | 10 kV | _ | LV | 50 kVA :Pole Substation | 0.05 | --> | 0.05 | 0 | 0 | Constrained,otherwise capacity available =50kVA. | --> | 0.0475 | 0 | 0 | 0.05 | 0 |  | --> | C22 ex TERMONFECKIN ROAD | Termonfeckin Road [T41,T42] | DRYBRIDGE |  | 53.7379 | -6.346
MV/LV Substation PA***4450 |  | 20 kV | _ | LV | 50 kVA :Pole Substation | 0.05 | --> | 0.05 | 0 | 0 | Constrained,otherwise capacity available =50kVA. | --> | 0.0475 | 0 | 0 | 0.05 | 0 |  | --> | E21 ex SLANE | Slane [T421] | DRYBRIDGE |  | 53.6747 | -6.5545
MV/LV Substation PA***4457 |  | 10 kV | _ | LV | 1000 kVA :Building Structure | 1 | --> | 1 | 0.5 | 10 |  | --> | 0.95 | 0 | 0.02223 | 0.5 | 0 |  | --> | C24 ex HAROLDS CROSS | Harolds Cross [T101,T102] | POOLBEG |  | 53.3331 | -6.2607
MV/LV Substation PA***4458 |  | 10 kV | _ | LV | 1000 kVA :Building Structure | 1 | --> | 1 | 0.5 | 10 |  | --> | 0.95 | 0 | 0 | 0.5 | 0 |  | --> | C24 ex HAROLDS CROSS | Harolds Cross [T101,T102] | POOLBEG |  | 53.3331 | -6.2608
MV/LV Substation PA***449Y |  | 20 kV | _ | LV | 50 kVA :Pole Substation | 0.05 | --> | 0.05 | 0 | 0 | Constrained,otherwise capacity available =7kVA. | --> | 0.0475 | 0 | 0 | 0 | 0 | Constrained,otherwise capacity available =56.1kW. | --> | E12 ex PORTLAOISE | Portlaoise [T423,T424] | PORTLAOISE |  | 53.0232 | -7.1789
MV/LV Substation PA***453 |  | 10 kV | _ | LV | 1000 kVA :Building Structure | 1 | --> | 1 | 0.5 | 0.9 |  | --> | 0.95 | 0 | 0.002964 | 0.5 | 0 |  | --> | C17 ex GARVILLE AVENUE | Garville Avenue [T42] | MILLTOWN (DR) |  | 53.325 | -6.2646
MV/LV Substation PA***453Z |  | 10 kV | _ | LV | 630 kVA :Building Structure | 0.63 | --> | 0.63 | 0 | 0 | Constrained,otherwise capacity available =500kVA. | --> | 0.5985 | 0 | 0 | 0.5 | 0 |  | --> | C31 ex STEPHENSTOWN | Stephenstown [T101,T102] | FINGLAS |  | 53.6004 | -6.1913
MV/LV Substation PA***4556 |  | 10 kV | _ | LV | 1000 kVA :Building Structure | 1 | --> | 1 | 0.5 | 10 |  | --> | 0.95 | 0 | 0 | 0.5 | 0 |  | --> | C11 ex HAROLDS CROSS | Harolds Cross [T101,T102] | POOLBEG |  | 53.3339 | -6.2619
MV/LV Substation PA***457X |  | 10 kV | _ | LV | 200 kVA :Kiosk Substation | 0.2 | --> | 0.2 | 0 | 0 | Constrained,otherwise capacity available =74kVA. | --> | 0.19 | 0 | 0.021489 | 0.21827 | 0 |  | --> | C17 ex TYMON | Tymon [T41,T42] | COOKSTOWN |  | 53.3027 | -6.3522
MV/LV Substation PA***462 |  | 10 kV | _ | LV | 100 kVA :Pole Substation | 0.1 | --> | 0.1 | 0 | 0 | Constrained,otherwise capacity available =60kVA. | --> | 0.095 | 0 | 0 | 0.1059 | 0 |  | --> | C13 ex SPIDDAL | Spiddal [T42] | SCREEB |  | 53.2479 | -9.2653
MV/LV Substation PA***464X |  | 10 kV | _ | LV | 100 kVA :Pole Substation | 0.1 | --> | 0.1 | 0.029 | 4 |  | --> | 0.095 | 0 | 0.003705 | 0.11023 | 0 |  | --> | C14 ex BALLYJAMESDUFF | Ballyjamesduff [T41,T42] | SHANKILL |  | 53.8361 | -7.0942
MV/LV Substation PA***474X |  | 20 kV | _ | LV | 400 kVA :Kiosk Substation | 0.4 | --> | 0.4 | 0.24583 | 0.2 | Constrained,otherwise capacity available =340kVA. | --> | 0.38 | 0 | 0.001482 | 0 | 0 | Constrained,otherwise capacity available =409kW. | --> | C12 ex ROSSGEIR | Rossgeir [T41,T42] | LETTERKENNY |  | 54.8051 | -7.5915
MV/LV Substation PA***475X |  | 10 kV | _ | LV | 630 kVA :Kiosk Substation | 0.63 | --> | 0.63 | 0.5 | 3 |  | --> | 0.5985 | 0 | 0 | 0 | 0 | Constrained,otherwise capacity available =500kW. | --> | C12 ex BALLYRAINE | Ballyraine [T41,T42] | LETTERKENNY |  | 54.9541 | -7.7091
MV/LV Substation PA***476Y |  | 10 kV | _ | LV | 400 kVA :Kiosk Substation | 0.4 | --> | 0.4 | 0.288 | 6 |  | --> | 0.38 | 0 | 0.020007 | 0.41666 | 0 |  | --> | C18 ex TRABEG | Trabeg [T101,T102] | TRABEG |  | 51.8705 | -8.4605
MV/LV Substation PA***476Z |  | 20 kV | _ | LV | 200 kVA :Pole Substation | 0.2 | --> | 0.2 | 0 | 0 | Constrained,otherwise capacity available =185kVA. | --> | 0.19 | 0 | 0 | 0.20226 | 0 |  | --> | C23 ex TUAM NORTH | Tuam North [T41,T42] | CLOON |  | 53.5922 | -8.773
MV/LV Substation PA***478X |  | 20 kV | _ | LV | 50 kVA :Pole Substation | 0.05 | --> | 0.05 | 0 | 0 | Constrained,otherwise capacity available =50kVA. | --> | 0.0475 | 0 | 0 | 0.05 | 0 |  | --> | E14 ex EDENDERRY | Edenderry [T421,T422] | BLAKE |  | 53.3434 | -6.9288
MV/LV Substation PA***482 |  | 10 kV | _ | LV | 100 kVA :Pole Substation | 0.1 | --> | 0.1 | 0.09 | 0.3 |  | --> | 0.095 | 0 | 0 | 0.10151 | 0 |  | --> | C20 ex ABBEYFEALE | Abbeyfeale [T42] | TRIEN |  | 52.4675 | -9.2516
MV/LV Substation PA***494Z |  | 10 kV | _ | LV | 630 kVA :Kiosk Substation | 0.63 | --> | 0.63 | 0 | 0 | Constrained,otherwise capacity available =500kVA. | --> | 0.5985 | 0 | 0.031122 | 0.5 | 0 |  | --> | C20 ex ROSEHILL | Rosehill [T41,T42] | KILKENNY |  | 52.6369 | -7.2467
MV/LV Substation PA***495 |  | 10 kV | _ | LV | 50 kVA :Pole Substation | 0.05 | --> | 0.05 | 0 | 0 | Constrained,otherwise capacity available =36kVA. | --> | 0.0475 | 0 | 0 | 0 | 0 | Constrained,otherwise capacity available =52.1kW. | --> | E19 ex FOXHOLE | Foxhole [T421,T422] | DUNGARVAN |  | 52.0916 | -7.9865
MV/LV Substation PA***495 |  | 10 kV | _ | LV | 630 kVA :Building Structure | 0.63 | --> | 0.63 | 0 | 0 | Constrained,otherwise capacity available =337kVA. | --> | 0.5985 | 0 | 0.003705 | 0.5 | 0 |  | --> | C21 ex GRANBY ROW | Granby Row [T41] | MCDERMOTT |  | 53.351 | -6.2655
MV/LV Substation PA***496X |  | 20 kV | _ | LV | 100 kVA :Building Structure | 0.1 | --> | 0.1 | 0.085 | 1.8 |  | --> | 0.095 | 0 | 0 | 0.10225 | 0 |  | --> | E13 ex BIRDHILL | Birdhill [T421,T422] | ARDNACRUSHA |  | 52.7611 | -8.4771
MV/LV Substation PA***498X |  | 10 kV | _ | LV | 50 kVA :Pole Substation | 0.05 | --> | 0.05 | 0.039 | 1.1 |  | --> | 0.0475 | 0 | 0.002964 | 0.051643 | 0 |  | --> | C16 ex GILLOGUE | Gillogue [T41,T42] | ARDNACRUSHA |  | 52.6929 | -8.6237
MV/LV Substation PA***503Z |  | 10 kV | _ | LV | 630 kVA :Building Structure | 0.63 | --> | 0.63 | 0.5 | 9.1 |  | --> | 0.5985 | 0 | 0 | 0.5 | 0 |  | --> | C28 ex CENTRE PARK ROAD | Marina [T105,T106] | MARINA |  | 51.8918 | -8.4355
MV/LV Substation PA***509 |  | 20 kV | _ | LV | 50 kVA :Pole Substation | 0.05 | --> | 0.05 | 0 | 0 | Constrained,otherwise capacity available =44kVA. | --> | 0.0475 | 0 | 0 | 0.050903 | 0 |  | --> | E17 ex DULEEK | Duleek [T421,T422] | DRYBRIDGE |  | 53.663 | -6.5577
MV/LV Substation PA***509 |  | 20 kV | _ | LV | 400 kVA :Building Structure | 0.4 | --> | 0.4 | 0.4 | 0.9 |  | --> | 0.38 | 0 | 0 | 0.4 | 0 |  | --> | E19 ex KENMARE | Kenmare [T421] | KNOCKEARAGH |  | 51.8158 | -9.8747
MV/LV Substation PA***514Y |  | 10 kV | _ | LV | 400 kVA :Kiosk Substation | 0.4 | --> | 0.4 | 0 | 0 | Constrained,otherwise capacity available =151kVA. | --> | 0.38 | 0 | 0.022971 | 0 | 0 | Constrained,otherwise capacity available =436.1kW. | --> | C32 ex CLOYNE | Cloyne [T41] | MIDLETON |  | 51.8653 | -8.1192
MV/LV Substation PA***516Y |  | 10 kV | _ | LV | 630 kVA :Kiosk Substation | 0.63 | --> | 0.63 | 0 | 0 | Constrained,otherwise capacity available =447kVA. | --> | 0.5985 | 0 | 0.011856 | 0.5 | 0 |  | --> | C17 ex CELBRIDGE | Celbridge [T41,T42] | GRIFFINRATH |  | 53.341 | -6.5451
MV/LV Substation PA***520Z |  | 10 kV | _ | LV | 400 kVA :Kiosk Substation | 0.4 | --> | 0.4 | 0 | 0 | Constrained,otherwise capacity available =318kVA. | --> | 0.38 | 0 | 0.002223 | 0.41226 | 0 |  | --> | C20 ex UNIDARE | Unidare [T41,T42] | FINGLAS |  | 53.3981 | -6.2894
MV/LV Substation PA***521X |  | 10 kV | _ | LV | 1000 kVA :Building Structure | 1 | --> | 1 | 0 | 0 | Constrained,otherwise capacity available =500kVA. | --> | 0.95 | 0 | 0 | 0.5 | 0 |  | --> | C13 ex PALMERSTOWN | Palmerstown [T41,T42] | FINGLAS |  | 53.35 | -6.3786
MV/LV Substation PA***521Z |  | 10 kV | _ | LV | 400 kVA :Kiosk Substation | 0.4 | --> | 0.4 | 0 | 0 | Constrained,otherwise capacity available =335kVA. | --> | 0.38 | 0 | 0 | 0.40975 | 0 |  | --> | C20 ex UNIDARE | Unidare [T41,T42] | FINGLAS |  | 53.3979 | -6.2884
MV/LV Substation PA***522X |  | 20 kV | _ | LV | 50 kVA :Pole Substation | 0.05 | --> | 0.05 | 0 | 0 | Constrained,otherwise capacity available =40kVA. | --> | 0.0475 | 0 | 0 | 0.051496 | 0 |  | --> | E13 ex BALLINROBE | Ballinrobe [T421,T422] | DALTON |  | 53.6986 | -9.2802
MV/LV Substation PA***522Z |  | 10 kV | _ | LV | 400 kVA :Kiosk Substation | 0.4 | --> | 0.4 | 0 | 0 | Constrained,otherwise capacity available =359kVA. | --> | 0.38 | 0 | 0 | 0.40618 | 0 |  | --> | C20 ex UNIDARE | Unidare [T41,T42] | FINGLAS |  | 53.3978 | -6.2875
MV/LV Substation PA***523Z |  | 20 kV | _ | LV | 400 kVA :Kiosk Substation | 0.4 | --> | 0.4 | 0 | 0 | Constrained,otherwise capacity available =265kVA. | --> | 0.38 | 0 | 0.005928 | 0.42 | 0 |  | --> | E20 ex ADAMSTOWN | Adamstown [T121,T122] | INCHICORE 220KV |  | 53.3468 | -6.4599
MV/LV Substation PA***524Z |  | 20 kV | _ | LV | 630 kVA :Kiosk Substation | 0.63 | --> | 0.63 | 0 | 0 | Constrained,otherwise capacity available =500kVA. | --> | 0.5985 | 0 | 0.013338 | 0.5 | 0 |  | --> | E20 ex ADAMSTOWN | Adamstown [T121,T122] | INCHICORE 220KV |  | 53.3477 | -6.4602
MV/LV Substation PA***526 |  | 10 kV | _ | LV | 50 kVA :Pole Substation | 0.05 | --> | 0.05 | 0 | 0 | Constrained,otherwise capacity available =48kVA. | --> | 0.0475 | 0 | 0 | 0.050303 | 0 |  | --> | C18 ex KINSALE | Kinsale [T41,T42] | BANDON |  | 51.7306 | -8.4967
MV/LV Substation PA***528Y |  | 10 kV | _ | LV | 400 kVA :Kiosk Substation | 0.4 | --> | 0.4 | 0 | 0 | Constrained,otherwise capacity available =340kVA. | --> | 0.38 | 0 | 0.003705 | 0.40901 | 0 |  | --> | C19 ex DOUGLAS | Douglas [T41,T42] | TRABEG |  | 51.8866 | -8.4269
MV/LV Substation PA***537X |  | 10 kV | _ | LV | 630 kVA :Building Structure | 0.63 | --> | 0.63 | 0 | 0 | Constrained,otherwise capacity available =500kVA. | --> | 0.5985 | 0 | 0.028158 | 0.5 | 0 |  | --> | C11 ex CLONTARF | Clontarf [T42] | FINGLAS |  | 53.3727 | -6.2149
MV/LV Substation PA***541Z |  | 10 kV | _ | LV | 200 kVA :Kiosk Substation | 0.2 | --> | 0.2 | 0 | 0 | Constrained,otherwise capacity available =134kVA. | --> | 0.19 | 0 | 0 | 0.20978 | 0 |  | --> | C24 ex GORESBRIDGE | Goresbridge [T41,T42] | KILKENNY |  | 52.631 | -7.0656
MV/LV Substation PA***542Z |  | 10 kV | _ | LV | 630 kVA :Kiosk Substation | 0.63 | --> | 0.63 | 0 | 0 | Constrained,otherwise capacity available =500kVA. | --> | 0.5985 | 0 | 0.003705 | 0.5 | 0 |  | --> | C14 ex MACETOWN | Macetown [T101,T102] | MACETOWN |  | 53.407 | -6.399
MV/LV Substation PA***543Z |  | 10 kV | _ | LV | 630 kVA :Kiosk Substation | 0.63 | --> | 0.63 | 0 | 0 | Constrained,otherwise capacity available =500kVA. | --> | 0.5985 | 0 | 0.004446 | 0.5 | 0 |  | --> | C14 ex MACETOWN | Macetown [T101,T102] | MACETOWN |  | 53.4048 | -6.3979
MV/LV Substation PA***544Y |  | 20 kV | _ | LV | 200 kVA :Kiosk Substation | 0.2 | --> | 0.2 | 0 | 0 | Constrained,otherwise capacity available =168kVA. | --> | 0.19 | 0 | 0.00741 | 0 | 0 | Constrained,otherwise capacity available =204.8kW. | --> | E11 ex CASTLELYONS | Castlelyons [T421,T422] | BARRYMORE |  | 52.0758 | -8.2846
MV/LV Substation PA***551 |  | 10 kV | _ | LV | 100 kVA :Pole Substation | 0.1 | --> | 0.1 | 0 | 0 | Constrained,otherwise capacity available =37kVA. | --> | 0.095 | 0 | 0 | 0.10913 | 0 |  | --> | C15 ex DRUMQUIN | Drumquin [T42] | ENNIS |  | 52.671 | -9.1071
MV/LV Substation PA***555Y |  | 10 kV | _ | LV | 100 kVA :Pole Substation | 0.1 | --> | 0.1 | 0 | 0 | Constrained,otherwise capacity available =88kVA. | --> | 0.095 | 0 | 0.000741 | 0.10181 | 0 |  | --> | C12 ex LOUGHTAGALLA | Loughtagalla [T41,T42] | THURLES |  | 52.633 | -7.7788
MV/LV Substation PA***558 |  | 20 kV | _ | LV | 100 kVA :Pole Substation | 0.1 | --> | 0.1 | 0 | 0 | Constrained,otherwise capacity available =74kVA. | --> | 0.095 | 0 | 0 | 0.10387 | 0 |  | --> | C16 ex CARRICK ON SHANNON | Carrick On Shannon [T41,T42] | CARRICK ON SHANNON |  | 53.8493 | -8.1906
MV/LV Substation PA***560 |  | 20 kV | _ | LV | 100 kVA :Pole Substation | 0.1 | --> | 0.1 | 0.1 | 4.2 |  | --> | 0.095 | 0 | 0 | 0.1 | 0 |  | --> | E18 ex JENKINSTOWN | Jenkinstown [T421,T422] | DUNDALK |  | 54.0955 | -6.2729
MV/LV Substation PA***561Y |  | 20 kV | _ | LV | 400 kVA :Kiosk Substation | 0.4 | --> | 0.4 | 0 | 0 | Constrained,otherwise capacity available =270kVA. | --> | 0.38 | 0 | 0.02223 | 0 | 0 | Constrained,otherwise capacity available =419.3kW. | --> | C14 ex FERMOY NORTH | Fermoy North [T41,T42] | BARRYMORE |  | 52.1742 | -8.24
MV/LV Substation PA***564Y |  | 10 kV | _ | LV | 200 kVA :Kiosk Substation | 0.2 | --> | 0.2 | 0.103 | 0.1 |  | --> | 0.19 | 0 | 0.048165 | 0.21421 | 0 |  | --> | C15 ex CARRIGLAWN | Carriglawn [T41,T42] | WEXFORD |  | 52.3456 | -6.4825
MV/LV Substation PA***565 |  | 10 kV | _ | LV | 400 kVA :Kiosk Substation | 0.4 | --> | 0.4 | 0.223 | 0.9 |  | --> | 0.38 | 0 | 0.04446 | 0.42602 | 0 |  | --> | C21 ex KIMMAGE | Kimmage [T41,T42] | INCHICORE 220KV |  | 53.3115 | -6.2926
MV/LV Substation PA***565X |  | 10 kV | _ | LV | 200 kVA :Pole Substation | 0.2 | --> | 0.2 | 0.15 | 1.1 |  | --> | 0.19 | 0 | 0.008151 | 0.20745 | 0 |  | --> | C16 ex GILLOGUE | Gillogue [T41,T42] | ARDNACRUSHA |  | 52.6979 | -8.6132
MV/LV Substation PA***571X |  | 10 kV | _ | LV | 200 kVA :Kiosk Substation | 0.2 | --> | 0.2 | 0 | 0 | Constrained,otherwise capacity available =124kVA. | --> | 0.19 | 0 | 0.02223 | 0.21122 | 0 |  | --> | C13 ex PALMERSTOWN | Palmerstown [T41,T42] | FINGLAS |  | 53.3479 | -6.3812
MV/LV Substation PA***572 |  | 20 kV | _ | LV | 50 kVA :Pole Substation | 0.05 | --> | 0.05 | 0 | 0 | Constrained,otherwise capacity available =42kVA. | --> | 0.0475 | 0 | 0 | 0.0512 | 0 |  | --> | C15 ex KILMONEY | Kilmoney [T41,T42] | TRABEG |  | 51.8123 | -8.5199
MV/LV Substation PA***572X |  | 10 kV | _ | LV | 200 kVA :Kiosk Substation | 0.2 | --> | 0.2 | 0 | 0 | Constrained,otherwise capacity available =123kVA. | --> | 0.19 | 0 | 0.011115 | 0.21137 | 0 |  | --> | C17 ex PALMERSTOWN | Palmerstown [T41,T42] | FINGLAS |  | 53.3478 | -6.3834
MV/LV Substation PA***572Z |  | 10 kV | _ | LV | 400 kVA :Kiosk Substation | 0.4 | --> | 0.4 | 0 | 0 | Constrained,otherwise capacity available =372kVA. | --> | 0.38 | 0 | 0.014079 | 0.40423 | 0 |  | --> | C29 ex GRANGE CASTLE | Grange Castle [T101,T102] | INCHICORE 220KV |  | 53.296 | -6.494
MV/LV Substation PA***574 |  | 20 kV | _ | LV | 50 kVA :Pole Substation | 0.05 | --> | 0.05 | 0 | 0 | Constrained,otherwise capacity available =42kVA. | --> | 0.0475 | 0 | 0.002964 | 0.0512 | 0 |  | --> | E17 ex BALTINGLASS | Baltinglass [T421,T422] | STRATFORD |  | 52.8807 | -6.6824
MV/LV Substation PA***579Y |  | 20 kV | _ | LV | 50 kVA :Pole Substation | 0.05 | --> | 0.05 | 0 | 3.1 |  | --> | 0.0475 | 0 | 0 | 0.057306 | 0 |  | --> | E14 ex LUMCLOON | Lumcloon [T421,T422] | DALLOW |  | 53.2285 | -7.6144
MV/LV Substation PA***581Z |  | 10 kV | _ | LV | 400 kVA :Building Structure | 0.4 | --> | 0.4 | 0 | 0 | Constrained,otherwise capacity available =400kVA. | --> | 0.38 | 0 | 0 | 0.4 | 0 |  | --> | C11 ex PALMERSTOWN | Palmerstown [T41,T42] | FINGLAS |  | 53.3575 | -6.3757
MV/LV Substation PA***583X |  | 10 kV | _ | LV | 50 kVA :Pole Substation | 0.05 | --> | 0.05 | 0.028 | 1.1 |  | --> | 0.0475 | 0 | 0.02223 | 0.053235 | 0 |  | --> | C16 ex GILLOGUE | Gillogue [T41,T42] | ARDNACRUSHA |  | 52.6955 | -8.6121
MV/LV Substation PA***585Z |  | 10 kV | _ | LV | 200 kVA :Pole Substation | 0.2 | --> | 0.2 | 0 | 0 | Constrained,otherwise capacity available =179kVA. | --> | 0.19 | 0 | 0.003705 | 0.20316 | 0 |  | --> | C23 ex GORESBRIDGE | Goresbridge [T41,T42] | KILKENNY |  | 52.6789 | -7.0185
MV/LV Substation PA***588 |  | 10 kV | _ | LV | 400 kVA :Kiosk Substation | 0.4 | --> | 0.4 | 0.373 | 0.8 |  | --> | 0.38 | 0 | 0 | 0.40408 | 0 |  | --> | C17 ex DONNYBROOK | Donnybrook [T41,T42] | MILLTOWN (DR) |  | 53.3237 | -6.2133
MV/LV Substation PA***588X |  | 20 kV | _ | LV | 50 kVA :Pole Substation | 0.05 | --> | 0.05 | 0 | 0 | Constrained,otherwise capacity available =44kVA. | --> | 0.0475 | 0 | 0.003705 | 0.050903 | 0 |  | --> | E11 ex KILCARRAGH | Kilcarragh [T421,T422] | BUTLERSTOWN |  | 52.262 | -7.0216
MV/LV Substation PA***590 |  | 10 kV | _ | LV | 400 kVA :Building Structure | 0.4 | --> | 0.4 | 0.339 | 10 |  | --> | 0.38 | 0 | 0.00741 | 0.40916 | 0 |  | --> | C16 ex HAROLDS CROSS | Harolds Cross [T101,T102] | POOLBEG |  | 53.329 | -6.2808
MV/LV Substation PA***591 |  | 20 kV | _ | LV | 100 kVA :Pole Substation | 0.1 | --> | 0.1 | 0 | 0 | Constrained,otherwise capacity available =16kVA. | --> | 0.095 | 0 | 0.00741 | 0.11199 | 0 |  | --> | E25 ex PATRICKSWELL | Patrickswell [T421,T422] | LIMERICK |  | 52.6429 | -8.8666
MV/LV Substation PA***591Y |  | 20 kV | _ | LV | 200 kVA :Kiosk Substation | 0.2 | --> | 0.2 | 0 | 0 | Constrained,otherwise capacity available =182kVA. | --> | 0.19 | 0 | 0.003705 | 0.20271 | 0 |  | --> | E18 ex CREAGH | Creagh [T421,T422] | ATHLONE |  | 53.4746 | -8.5006
MV/LV Substation PA***596X |  | 20 kV | _ | LV | 200 kVA :Pole Substation | 0.2 | --> | 0.2 | 0 | 0 | Constrained,otherwise capacity available =162kVA. | --> | 0.19 | 0 | 0 | 0.20569 | 0 |  | --> | E13 ex BALTINGLASS | Baltinglass [T421,T422] | STRATFORD |  | 52.9349 | -6.7023
MV/LV Substation PA***599 |  | 10 kV | _ | LV | 33 kVA :Pole Substation | 0.033 | --> | 0.033 | 0.022 | 1.9 |  | --> | 0.03135 | 0 | 0 | 0 | 0 | Constrained,otherwise capacity available =34.6kW. | --> | C18 ex TURLOUGH ROAD | Turlough Road [T41,T42] | CASTLEBAR |  | 53.909 | -9.1976
MV/LV Substation PA***601Z |  | 10 kV | _ | LV | 400 kVA :Building Structure | 0.4 | --> | 0.4 | 0 | 0 | Constrained,otherwise capacity available =362kVA. | --> | 0.38 | 0 | 0.00741 | 0.40573 | 0 |  | --> | C23 ex COLLEGE PARK | College Park [T101,T102,T103] | COLLEGE PARK |  | 53.4197 | -6.3487
MV/LV Substation PA***607Y |  | 10 kV | _ | LV | 400 kVA :Kiosk Substation | 0.4 | --> | 0.4 | 0.286 | 3.3 |  | --> | 0.38 | 0 | 0.003705 | 0.41695 | 0 |  | --> | C17 ex GLEBE | Glebe [T41,T42] | RICHMOND |  | 53.7276 | -7.78
MV/LV Substation PA***612X |  | 10 kV | _ | LV | 50 kVA :Pole Substation | 0.05 | --> | 0.05 | 0 | 0 | Constrained,otherwise capacity available =39kVA. | --> | 0.0475 | 0 | 0.020007 | 0.051643 | 0 |  | --> | C11 ex ROSEHILL | Rosehill [T41,T42] | KILKENNY |  | 52.6582 | -7.2798
MV/LV Substation PA***613 |  | 20 kV | _ | LV | 100 kVA :Pole Substation | 0.1 | --> | 0.1 | 0 | 0 | Constrained,otherwise capacity available =87kVA. | --> | 0.095 | 0 | 0.008151 | 0.10195 | 0 |  | --> | E33 ex CAPPAMORE | Cappamore [T41,T42] | ARDNACRUSHA |  | 52.5524 | -8.3489
MV/LV Substation PA***622Y |  | 10 kV | _ | LV | 50 kVA :Pole Substation | 0.05 | --> | 0.05 | 0 | 0 | Constrained,otherwise capacity available =45kVA. | --> | 0.0475 | 0 | 0.003705 | 0.050753 | 0 |  | --> | C23 ex GORESBRIDGE | Goresbridge [T41,T42] | KILKENNY |  | 52.6825 | -7.0262
MV/LV Substation PA***624 |  | 10 kV | _ | LV | 200 kVA :Pole Substation | 0.2 | --> | 0.2 | 0 | 0 | Constrained,otherwise capacity available =178kVA. | --> | 0.19 | 0 | 0 | 0.20331 | 0 |  | --> | C14 ex MACETOWN | Macetown [T101,T102] | MACETOWN |  | 53.4076 | -6.4014
MV/LV Substation PA***627X |  | 10 kV | _ | LV | 50 kVA :Pole Substation | 0.05 | --> | 0.05 | 0.008 | 5.9 |  | --> | 0.0475 | 0 | 0.00741 | 0.055993 | 0 |  | --> | C13 ex CASHEL | Cashel [T41,T42] | CAHIR |  | 52.5202 | -7.8842
MV/LV Substation PA***628 |  | 10 kV | _ | LV | 400 kVA :Kiosk Substation | 0.4 | --> | 0.4 | 0 | 0 | Constrained,otherwise capacity available =240kVA. | --> | 0.38 | 0 | 0.002964 | 0.42359 | 0 |  | --> | C14 ex MACETOWN | Macetown [T101,T102] | MACETOWN |  | 53.4079 | -6.3934
MV/LV Substation PA***629 |  | 10 kV | _ | LV | 200 kVA :Kiosk Substation | 0.2 | --> | 0.2 | 0 | 0 | Constrained,otherwise capacity available =120kVA. | --> | 0.19 | 0 | 0.013338 | 0.2118 | 0 |  | --> | C19 ex BELGARD | Belgard [T41,T42] | COOKSTOWN |  | 53.2988 | -6.3677
MV/LV Substation PA***630X |  | 10 kV | _ | LV | 630 kVA :Kiosk Substation | 0.63 | --> | 0.63 | 0.459 | 5.9 |  | --> | 0.5985 | 0 | 0 | 0.5 | 0 |  | --> | C20 ex CASHEL | Cashel [T41,T42] | CAHIR |  | 52.5168 | -7.8885
MV/LV Substation PA***630X |  | 10 kV | _ | LV | 1000 kVA :Building Structure | 1 | --> | 1 | 0.5 | 10 |  | --> | 0.95 | 0 | 0 | 0.5 | 0 |  | --> | C11 ex HAROLDS CROSS | Harolds Cross [T101,T102] | POOLBEG |  | 53.3339 | -6.2618
MV/LV Substation PA***631X |  | 10 kV | _ | LV | 1000 kVA :Building Structure | 1 | --> | 1 | 0.5 | 10 |  | --> | 0.95 | 0 | 0 | 0.5 | 0 |  | --> | C11 ex HAROLDS CROSS | Harolds Cross [T101,T102] | POOLBEG |  | 53.3339 | -6.2618
MV/LV Substation PA***631X |  | 20 kV | _ | LV | 50 kVA :Pole Substation | 0.05 | --> | 0.05 | 0.047 | 1.6 |  | --> | 0.0475 | 0 | 0.004446 | 0.050453 | 0 |  | --> | C17 ex CURRA | Curra [T41] | SOMERSET |  | 53.1339 | -8.3707
MV/LV Substation PA***632 |  | 10 kV | _ | LV | 400 kVA :Kiosk Substation | 0.4 | --> | 0.4 | 0 | 0 | Constrained,otherwise capacity available =361kVA. | --> | 0.38 | 0 | 0 | 0.40588 | 0 |  | --> | C14 ex MACETOWN | Macetown [T101,T102] | MACETOWN |  | 53.4087 | -6.3974
MV/LV Substation PA***632X |  | 10 kV | _ | LV | 1000 kVA :Building Structure | 1 | --> | 1 | 0.5 | 10 |  | --> | 0.95 | 0 | 0 | 0.5 | 0 |  | --> | C11 ex HAROLDS CROSS | Harolds Cross [T101,T102] | POOLBEG |  | 53.3339 | -6.2618
MV/LV Substation PA***634X |  | 10 kV | _ | LV | 400 kVA :Kiosk Substation | 0.4 | --> | 0.4 | 0 | 0 | Constrained,otherwise capacity available =349kVA. | --> | 0.38 | 0 | 0.003705 | 0.40767 | 0 |  | --> | C17 ex PALMERSTOWN | Palmerstown [T41,T42] | FINGLAS |  | 53.3517 | -6.3793
MV/LV Substation PA***636 |  | 10 kV | _ | LV | 50 kVA :Pole Substation | 0.05 | --> | 0.05 | 0.032 | 4.6 |  | --> | 0.0475 | 0 | 0.004446 | 0.052662 | 0 |  | --> | C19 ex RINGASKIDDY 110KV | Ringaskiddy 110kv [T42] | BARNAHELY |  | 51.8538 | -8.3426
MV/LV Substation PA***640X |  | 20 kV | _ | LV | 400 kVA :Kiosk Substation | 0.4 | --> | 0.4 | 0 | 0 | Constrained,otherwise capacity available =400kVA. | --> | 0.38 | 0 | 0.034827 | 0.4 | 0 |  | --> | E11 ex ACADEMY STREET | Academy Street [T421,T422,T44] | NAVAN |  | 53.6246 | -6.5953
MV/LV Substation PA***642Z |  | 10 kV | _ | LV | 50 kVA :Pole Substation | 0.05 | --> | 0.05 | 0 | 0 | Constrained,otherwise capacity available =49kVA. | --> | 0.0475 | 0 | 0 | 0.050152 | 0 |  | --> | C16 ex JOHNSTOWN | Johnstown [T41,T42] | KILTEEL |  | 53.248 | -6.6186
MV/LV Substation PA***643Y |  | 10 kV | _ | LV | 400 kVA :Building Structure | 0.4 | --> | 0.4 | 0.4 | 13.8 |  | --> | 0.38 | 0 | 0 | 0.4 | 0 |  | --> | C21 ex SINGLAND | Singland [T101,T102] | SINGLAND |  | 52.6618 | -8.5939
MV/LV Substation PA***644X |  | 10 kV | _ | LV | 400 kVA :Building Structure | 0.4 | --> | 0.4 | 0 | 0 | Constrained,otherwise capacity available =318kVA. | --> | 0.38 | 0 | 0 | 0.41226 | 0 |  | --> | C16 ex COOLCORCORAN | Coolcorcoran [T41,T42] | KNOCKEARAGH |  | 52.0579 | -9.5096
MV/LV Substation PA***644Y |  | 10 kV | _ | LV | 630 kVA :Building Structure | 0.63 | --> | 0.63 | 0.5 | 13.8 |  | --> | 0.5985 | 0 | 0 | 0.5 | 0 |  | --> | C21 ex SINGLAND | Singland [T101,T102] | SINGLAND |  | 52.6615 | -8.5933
MV/LV Substation PA***645 |  | 20 kV | _ | LV | 50 kVA :Pole Substation | 0.05 | --> | 0.05 | 0 | 0 | Constrained,otherwise capacity available =36kVA. | --> | 0.0475 | 0 | 0.017784 | 0.052083 | 0 |  | --> | E17 ex JULIANSTOWN | Julianstown [T421,T422] | DRYBRIDGE |  | 53.698 | -6.3074
MV/LV Substation PA***645X |  | 10 kV | _ | LV | 200 kVA :Pole Substation | 0.2 | --> | 0.2 | 0.16 | 1 |  | --> | 0.19 | 0 | 0 | 0.20598 | 0 |  | --> | E19 ex LONGFORD | Longford [T421,T422] | RICHMOND |  | 53.7163 | -7.8158
MV/LV Substation PA***651Y |  | 10 kV | _ | LV | 400 kVA :Kiosk Substation | 0.4 | --> | 0.4 | 0 | 0 | Constrained,otherwise capacity available =259kVA. | --> | 0.38 | 0 | 0.03705 | 0.42086 | 0 |  | --> | C21 ex MONEYCOOLEY | Moneycooley [T41,T42,T44] | GRIFFINRATH |  | 53.3783 | -6.5824
MV/LV Substation PA***652Y |  | 10 kV | _ | LV | 400 kVA :Kiosk Substation | 0.4 | --> | 0.4 | 0 | 0 | Constrained,otherwise capacity available =317kVA. | --> | 0.38 | 0 | 0.028899 | 0.41241 | 0 |  | --> | C21 ex MONEYCOOLEY | Moneycooley [T41,T42,T44] | GRIFFINRATH |  | 53.3787 | -6.5792
MV/LV Substation PA***657Z |  | 20 kV | _ | LV | 100 kVA :Pole Substation | 0.1 | --> | 0.1 | 0 | 0 | Constrained,otherwise capacity available =100kVA. | --> | 0.095 | 0 | 0 | 0.1 | 0 |  | --> | C21 ex MACETOWN | Macetown [T101,T102] | MACETOWN |  | 53.4337 | -6.4718
MV/LV Substation PA***662X |  | 20 kV | _ | LV | 400 kVA :Building Structure | 0.4 | --> | 0.4 | 0 | 0 | Constrained,otherwise capacity available =259kVA. | --> | 0.38 | 0 | 0.008892 | 0.42086 | 0 |  | --> | E21 ex ASHBOURNE | Ashbourne [T421,T422] | FINGLAS |  | 53.5184 | -6.2677
MV/LV Substation PA***663 |  | 20 kV | _ | LV | 50 kVA :Pole Substation | 0.05 | --> | 0.05 | 0.025 | 1.8 |  | --> | 0.0475 | 0 | 0 | 0.053659 | 0 |  | --> | E13 ex BIRDHILL | Birdhill [T421,T422] | ARDNACRUSHA |  | 52.7611 | -8.4732
MV/LV Substation PA***663X |  | 10 kV | _ | LV | 630 kVA :Building Structure | 0.63 | --> | 0.63 | 0 | 0 | Constrained,otherwise capacity available =428kVA. | --> | 0.5985 | 0 | 0 | 0.5 | 0 |  | --> | C16 ex COOLCORCORAN | Coolcorcoran [T41,T42] | KNOCKEARAGH |  | 52.0616 | -9.5112
MV/LV Substation PA***665 |  | 10 kV | _ | LV | 630 kVA :Kiosk Substation | 0.63 | --> | 0.63 | 0.5 | 0.9 |  | --> | 0.5985 | 0 | 0.030381 | 0.5 | 0 |  | --> | C16 ex KENMARE | Kenmare [T42] | KNOCKEARAGH |  | 51.878 | -9.5817
MV/LV Substation PA***666 |  | 20 kV | _ | LV | 100 kVA :Pole Substation | 0.1 | --> | 0.1 | 0.077 | 1.6 |  | --> | 0.095 | 0 | 0 | 0 | 0 | Constrained,otherwise capacity available =103.4kW. | --> | C17 ex BALLYSHANNON | Ballyshannon [T41,T42] | CATHALEENS FALL |  | 54.5215 | -8.166
MV/LV Substation PA***668 |  | 10 kV | _ | LV | 400 kVA :Kiosk Substation | 0.4 | --> | 0.4 | 0.314 | 13.4 |  | --> | 0.38 | 0 | 0.016302 | 0.41285 | 0 |  | --> | C19 ex POTTERY ROAD | Pottery Road [T101,T102] | CARRICKMINES |  | 53.2761 | -6.1495
MV/LV Substation PA***669 |  | 20 kV | _ | LV | 50 kVA :Pole Substation | 0.05 | --> | 0.05 | 0 | 0 | Constrained,otherwise capacity available =50kVA. | --> | 0.0475 | 0 | 0 | 0.05 | 0 |  | --> | E13 ex BALLINROBE | Ballinrobe [T421,T422] | DALTON |  | 53.6981 | -9.2843
MV/LV Substation PA***676 |  | 20 kV | _ | LV | 50 kVA :Pole Substation | 0.05 | --> | 0.05 | 0.036 | 2 |  | --> | 0.0475 | 0 | 0 | 0 | 0 | Constrained,otherwise capacity available =52.1kW. | --> | E12 ex RATHKEALE | Rathkeale [T421,T422] | RATHKEALE |  | 52.4342 | -8.9333
MV/LV Substation PA***677 |  | 10 kV | _ | LV | 100 kVA :Pole Substation | 0.1 | --> | 0.1 | 0 | 0 | Constrained,otherwise capacity available =85kVA. | --> | 0.095 | 0 | 0.005928 | 0.10225 | 0 |  | --> | C17 ex ROSEHILL | Rosehill [T41,T42] | KILKENNY |  | 52.6164 | -7.2943
MV/LV Substation PA***678 |  | 20 kV | _ | LV | 400 kVA :Kiosk Substation | 0.4 | --> | 0.4 | 0.172 | 1.3 |  | --> | 0.38 | 0 | 0.00741 | 0.4332 | 0 |  | --> | E16 ex BALLYCROSSAUN | Ballycrossaun [T421,T422] | SOMERSET |  | 53.0919 | -8.2184
MV/LV Substation PA***678 |  | 10 kV | _ | LV | 630 kVA :Kiosk Substation | 0.63 | --> | 0.63 | 0.5 | 10 |  | --> | 0.5985 | 0 | 0.002964 | 0.5 | 0 |  | --> | C21 ex HAROLDS CROSS | Harolds Cross [T101,T102] | POOLBEG |  | 53.3303 | -6.2853
MV/LV Substation PA***678 |  | 10 kV | _ | LV | 100 kVA :Pole Substation | 0.1 | --> | 0.1 | 0 | 0 | Constrained,otherwise capacity available =62kVA. | --> | 0.095 | 0 | 0.005928 | 0.10561 | 0 |  | --> | C24 ex POLLERTON | Pollerton [T41,T42] | CARLOW |  | 52.8631 | -6.8615
MV/LV Substation PA***687 |  | 20 kV | _ | LV | 50 kVA :Pole Substation | 0.05 | --> | 0.05 | 0 | 0 | Constrained,otherwise capacity available =39kVA. | --> | 0.0475 | 0 | 0.018525 | 0 | 0 | Constrained,otherwise capacity available =51.6kW. | --> | E19 ex FOXHOLE | Foxhole [T421,T422] | DUNGARVAN |  | 52.0075 | -8.016
MV/LV Substation PA***690 |  | 10 kV | _ | LV | 400 kVA :Kiosk Substation | 0.4 | --> | 0.4 | 0.263 | 0.4 |  | --> | 0.38 | 0 | 0.02964 | 0.42029 | 0 |  | --> | C13 ex CARRICKMINES | Carrickmines [T41,T42] | CARRICKMINES |  | 53.2637 | -6.1644
MV/LV Substation PA***693 |  | 20 kV | _ | LV | 200 kVA :Kiosk Substation | 0.2 | --> | 0.2 | 0 | 0 | Constrained,otherwise capacity available =117kVA. | --> | 0.19 | 0 | 0.011115 | 0.21223 | 0 |  | --> | E25 ex PATRICKSWELL | Patrickswell [T421,T422] | LIMERICK |  | 52.6454 | -8.8673
MV/LV Substation PA***694 |  | 20 kV | _ | LV | 200 kVA :Kiosk Substation | 0.2 | --> | 0.2 | 0 | 0 | Constrained,otherwise capacity available =132kVA. | --> | 0.19 | 0 | 0.012597 | 0.21007 | 0 |  | --> | E18 ex PATRICKSWELL | Patrickswell [T421,T422] | LIMERICK |  | 52.6017 | -8.7136
MV/LV Substation PA***694X |  | 10 kV | _ | LV | 50 kVA :Pole Substation | 0.05 | --> | 0.05 | 0 | 0 | Constrained,otherwise capacity available =28kVA. | --> | 0.0475 | 0 | 0 | 0.053235 | 0 |  | --> | C16 ex STICKILLEN | Stickillen [T41,T42] | DRYBRIDGE |  | 53.8374 | -6.4795
MV/LV Substation PA***698Z |  | 10 kV | _ | LV | 630 kVA :Building Structure | 0.63 | --> | 0.63 | 0 | 0 | Constrained,otherwise capacity available =500kVA. | --> | 0.5985 | 0 | 0 | 0.5 | 0 |  | --> | C11 ex MOUNTGORRY | Mountgorry [T41,T42] | GRANGE (DR) |  | 53.4555 | -6.2196
MV/LV Substation PA***699Z |  | 10 kV | _ | LV | 630 kVA :Building Structure | 0.63 | --> | 0.63 | 0 | 0 | Constrained,otherwise capacity available =500kVA. | --> | 0.5985 | 0 | 0 | 0.5 | 0 |  | --> | C11 ex MOUNTGORRY | Mountgorry [T41,T42] | GRANGE (DR) |  | 53.4554 | -6.2196
MV/LV Substation PA***702X |  | 10 kV | _ | LV | 1000 kVA :Building Structure | 1 | --> | 1 | 0.5 | 7 |  | --> | 0.95 | 0 | 0 | 0.5 | 0 |  | --> | C28 ex NORTH QUAYS | North Quays [T101,T102,T103] | POOLBEG |  | 53.3502 | -6.2379
MV/LV Substation PA***704X |  | 20 kV | _ | LV | 100 kVA :Pole Substation | 0.1 | --> | 0.1 | 0 | 0 | Constrained,otherwise capacity available =60kVA. | --> | 0.095 | 0 | 0.003705 | 0.1059 | 0 |  | --> | E17 ex BALTINGLASS | Baltinglass [T421,T422] | STRATFORD |  | 52.8798 | -6.6888
MV/LV Substation PA***712X |  | 10 kV | _ | LV | 400 kVA :Kiosk Substation | 0.4 | --> | 0.4 | 0 | 0 | Constrained,otherwise capacity available =310kVA. | --> | 0.38 | 0 | 0.065208 | 0.41344 | 0 |  | --> | E12 ex KILCARRAGH | Kilcarragh [T421,T422] | BUTLERSTOWN |  | 52.2351 | -7.0641
MV/LV Substation PA***733 |  | 10 kV | _ | LV | 100 kVA :Pole Substation | 0.1 | --> | 0.1 | 0 | 0 |  | --> | 0.095 | 0 | 0.090402 | 0.1169 | 0 |  | --> | C21 ex LITTLE BRAY | Little Bray [T41,T42] | FASSAROE |  | 53.1954 | -6.1913
MV/LV Substation PA***733X |  | 10 kV | _ | LV | 400 kVA :Kiosk Substation | 0.4 | --> | 0.4 | 0 | 0 | Constrained,otherwise capacity available =396kVA. | --> | 0.38 | 0 | 0 | 0 | 0 | Constrained,otherwise capacity available =400.6kW. | --> | C13 ex KNOCKAPHUNTA | Knockaphunta [T41,T42] | CASTLEBAR |  | 53.8506 | -9.2974
MV/LV Substation PA***734 |  | 10 kV | _ | LV | 100 kVA :Pole Substation | 0.1 | --> | 0.1 | 0 | 0 | Constrained,otherwise capacity available =76kVA. | --> | 0.095 | 0 | 0 | 0.10358 | 0 |  | --> | C21 ex LITTLE BRAY | Little Bray [T41,T42] | FASSAROE |  | 53.1951 | -6.1873
MV/LV Substation PA***739X |  | 10 kV | _ | LV | 100 kVA :Pole Substation | 0.1 | --> | 0.1 | 0.087 | 1.4 |  | --> | 0.095 | 0 | 0 | 0.10195 | 0 |  | --> | C23 ex KELLS | Kells [T41,T42] | NAVAN |  | 53.7191 | -6.8833
MV/LV Substation PA***739X |  | 10 kV | _ | LV | 100 kVA :Pole Substation | 0.1 | --> | 0.1 | 0 | 0 | Constrained,otherwise capacity available =82kVA. | --> | 0.095 | 0 | 0.014079 | 0.1027 | 0 |  | --> | C19 ex ENNIS NORTH | Ennis North [T41,T42] | ENNIS |  | 52.8668 | -8.9763
MV/LV Substation PA***740 |  | 10 kV | _ | LV | 630 kVA :Building Structure | 0.63 | --> | 0.63 | 0.497 | 1.2 |  | --> | 0.5985 | 0 | 0.005928 | 0.5 | 0 |  | --> | C21 ex SALLYNOGGIN ROAD | Sallynoggin Road [T41,T42] | CHERRYWOOD |  | 53.2901 | -6.1385
MV/LV Substation PA***742 |  | 10 kV | _ | LV | 50 kVA :Pole Substation | 0.05 | --> | 0.05 | 0 | 0 | Constrained,otherwise capacity available =32kVA. | --> | 0.0475 | 0 | 0 | 0 | 0 | Constrained,otherwise capacity available =52.7kW. | --> | C23 ex TINAHASK | Tinahask [T41,T42] | ARKLOW |  | 52.7461 | -6.3287
MV/LV Substation PA***742X |  | 20 kV | _ | LV | 100 kVA :Pole Substation | 0.1 | --> | 0.1 | 0.099 | 11.9 |  | --> | 0.095 | 0 | 0 | 0.10015 | 0 |  | --> | C27 ex SALTHILL | Salthill [T101,T102] | SALTHILL |  | 53.2756 | -9.1586
MV/LV Substation PA***749X |  | 10 kV | _ | LV | 400 kVA :Building Structure | 0.4 | --> | 0.4 | 0 | 0 | Constrained,otherwise capacity available =400kVA. | --> | 0.38 | 0 | 0 | 0.4 | 0 |  | --> | C19 ex HEADFORD ROAD | Headford Road [T41,T42] | GALWAY 110KV |  | 53.2746 | -9.046
MV/LV Substation PA***751X |  | 10 kV | _ | LV | 630 kVA :Kiosk Substation | 0.63 | --> | 0.63 | 0 | 0 | Constrained,otherwise capacity available =405kVA. | --> | 0.5985 | 0 | 0.039273 | 0.5 | 0 |  | --> | C17 ex TYMON | Tymon [T41,T42] | COOKSTOWN |  | 53.3018 | -6.3672
MV/LV Substation PA***752Y |  | 10 kV | _ | LV | 400 kVA :Kiosk Substation | 0.4 | --> | 0.4 | 0.318 | 13.8 |  | --> | 0.38 | 0 | 0 | 0.41226 | 0 |  | --> | C13 ex SINGLAND | Singland [T101,T102] | SINGLAND |  | 52.6643 | -8.6007
MV/LV Substation PA***754Z |  | 20 kV | _ | LV | 400 kVA :Kiosk Substation | 0.4 | --> | 0.4 | 0.323 | 0.4 |  | --> | 0.38 | 0 | 0.057798 | 0.41153 | 0 |  | --> | E16 ex TULLOW | Tullow [T421,T422] | CARLOW |  | 52.8073 | -6.7214
MV/LV Substation PA***759X |  | 10 kV | _ | LV | 400 kVA :Kiosk Substation | 0.4 | --> | 0.4 | 0 | 0 | Constrained,otherwise capacity available =267kVA. | --> | 0.38 | 0 | 0.010374 | 0.41971 | 0 |  | --> | C12 ex BISHOPSTOWN | Bishopstown [T41,T42] | KILBARRY |  | 51.8868 | -8.5271
MV/LV Substation PA***760Y |  | 10 kV | _ | LV | 200 kVA :Kiosk Substation | 0.2 | --> | 0.2 | 0.174 | 1 |  | --> | 0.19 | 0 | 0 | 0.20391 | 0 |  | --> | E19 ex LONGFORD | Longford [T421,T422] | RICHMOND |  | 53.7145 | -7.817
MV/LV Substation PA***761 |  | 20 kV | _ | LV | 1000 kVA :Building Structure | 1 | --> | 1 | 0 | 0 | Constrained,otherwise capacity available =500kVA. | --> | 0.95 | 0 | 0 | 0.5 | 0 |  | --> | E11 ex FINEA | Finea [T421,T422] | SHANKILL |  | 53.7777 | -7.4987
MV/LV Substation PA***762 |  | 10 kV | _ | LV | 50 kVA :Pole Substation | 0.05 | --> | 0.05 | 0 | 1.5 |  | --> | 0.0475 | 0 | 0.003705 | 0.057177 | 0 |  | --> | C11 ex BALLYARD | Ballyard [T41,T42] | TRALEE |  | 52.265 | -9.7022
MV/LV Substation PA***764X |  | 10 kV | _ | LV | 200 kVA :Kiosk Substation | 0.2 | --> | 0.2 | 0 | 0 | Constrained,otherwise capacity available =43kVA. | --> | 0.19 | 0 | 0.032604 | 0.2225 | 0 |  | --> | C16 ex KINSALE | Kinsale [T41,T42] | BANDON |  | 51.7077 | -8.527
MV/LV Substation PA***764X |  | 10 kV | _ | LV | 400 kVA :Kiosk Substation | 0.4 | --> | 0.4 | 0 | 0 | Constrained,otherwise capacity available =280kVA. | --> | 0.38 | 0 | 0.009633 | 0.41782 | 0 |  | --> | C14 ex TOGHER | Togher [T41,T42] | TRABEG |  | 51.8715 | -8.4939
MV/LV Substation PA***767Y |  | 10 kV | _ | LV | 400 kVA :Building Structure | 0.4 | --> | 0.4 | 0.394 | 13.8 |  | --> | 0.38 | 0 | 0 | 0.40091 | 0 |  | --> | C21 ex SINGLAND | Singland [T101,T102] | SINGLAND |  | 52.6611 | -8.5912
MV/LV Substation PA***770X |  | 20 kV | _ | LV | 100 kVA :Pole Substation | 0.1 | --> | 0.1 | 0 | 0 | Constrained,otherwise capacity available =88kVA. | --> | 0.095 | 0 | 0 | 0.10181 | 0 |  | --> | E18 ex GURRANEBANE | Gurranebane [T421,T422] | OUGHTRAGH |  | 51.924 | -10.2927
MV/LV Substation PA***771X |  | 10 kV | _ | LV | 200 kVA :Kiosk Substation | 0.2 | --> | 0.2 | 0 | 0 | Constrained,otherwise capacity available =115kVA. | --> | 0.19 | 0 | 0.002964 | 0.21251 | 0 |  | --> | C19 ex POLLERTON | Pollerton [T41,T42] | CARLOW |  | 52.8327 | -6.9236
MV/LV Substation PA***775 |  | 10 kV | _ | LV | 1000 kVA :Building Structure | 1 | --> | 1 | 0.5 | 8.1 |  | --> | 0.95 | 0 | 0 | 0.5 | 0 |  | --> | C22 ex MILLTOWN (DR) | Milltown (dr) [T101,T102] | INCHICORE 220KV |  | 53.3128 | -6.2607
MV/LV Substation PA***779Y |  | 10 kV | _ | LV | 200 kVA :Pole Substation | 0.2 | --> | 0.2 | 0.16 | 1.7 |  | --> | 0.19 | 0 | 0 | 0.20598 | 0 |  | --> | C23 ex ATHY | Athy [T101,T102] | ATHY |  | 52.9882 | -6.9907
MV/LV Substation PA***782X |  | 10 kV | _ | LV | 400 kVA :Kiosk Substation | 0.4 | --> | 0.4 | 0 | 0 | Constrained,otherwise capacity available =347kVA. | --> | 0.38 | 0 | 0.018525 | 0.40797 | 0 |  | --> | C19 ex ENNIS NORTH | Ennis North [T41,T42] | ENNIS |  | 52.8828 | -8.9645
MV/LV Substation PA***791 |  | 10 kV | _ | LV | 200 kVA :Kiosk Substation | 0.2 | --> | 0.2 | 0 | 0 | Constrained,otherwise capacity available =104kVA. | --> | 0.19 | 0 | 0.009633 | 0.21407 | 0 |  | --> | C41 ex COLLEGE PARK | College Park [T101,T102,T103] | COLLEGE PARK |  | 53.4058 | -6.4238
MV/LV Substation PA***791X |  | 10 kV | _ | LV | 200 kVA :Kiosk Substation | 0.2 | --> | 0.2 | 0.196 | 1.1 |  | --> | 0.19 | 0 | 0 | 0.20061 | 0 |  | --> | C25 ex KILKEE | Kilkee [T41] | TULLABRACK |  | 52.6758 | -9.653
MV/LV Substation PA***792Z |  | 10 kV | _ | LV | 400 kVA :Building Structure | 0.4 | --> | 0.4 | 0 | 0 | Constrained,otherwise capacity available =327kVA. | --> | 0.38 | 0 | 0 | 0.41094 | 0 |  | --> | C18 ex SALLINS | Sallins [T41,T42] | GRIFFINRATH |  | 53.2484 | -6.6276
MV/LV Substation PA***795 |  | 10 kV | _ | LV | 200 kVA :Kiosk Substation | 0.2 | --> | 0.2 | 0 | 0 | Constrained,otherwise capacity available =152kVA. | --> | 0.19 | 0 | 0.011115 | 0.20716 | 0 |  | --> | C16 ex LITTLE BRAY | Little Bray [T41,T42] | FASSAROE |  | 53.2402 | -6.1301
MV/LV Substation PA***795X |  | 10 kV | _ | LV | 100 kVA :Pole Substation | 0.1 | --> | 0.1 | 0 | 0 | Constrained,otherwise capacity available =75kVA. | --> | 0.095 | 0 | 0.011115 | 0.10373 | 0 |  | --> | C12 ex MORNINGTON ROAD | Mornington Road [T41,T42] | DRYBRIDGE |  | 53.6995 | -6.3127
MV/LV Substation PA***798Y |  | 10 kV | _ | LV | 400 kVA :Kiosk Substation | 0.4 | --> | 0.4 | 0 | 0 | Constrained,otherwise capacity available =375kVA. | --> | 0.38 | 0 | 0 | 0.40378 | 0 |  | --> | C21 ex CARRICKMACROSS | Carrickmacross [T41,T42] | MEATH HILL |  | 53.9668 | -6.7192
MV/LV Substation PA***802 |  | 10 kV | _ | LV | 200 kVA :Pole Substation | 0.2 | --> | 0.2 | 0.176 | 1.1 |  | --> | 0.19 | 0 | 0.016302 | 0.20361 | 0 |  | --> | C16 ex GILLOGUE | Gillogue [T41,T42] | ARDNACRUSHA |  | 52.6957 | -8.6164
MV/LV Substation PA***804X |  | 10 kV | _ | LV | 400 kVA :Kiosk Substation | 0.4 | --> | 0.4 | 0.358 | 0.9 |  | --> | 0.38 | 0 | 0.008892 | 0.40633 | 0 |  | --> | C12 ex ROSS CARBERY | Ross Carbery [T41,T42] | DUNMANWAY |  | 51.5788 | -9.0298
MV/LV Substation PA***804X |  | 10 kV | _ | LV | 50 kVA :Pole Substation | 0.05 | --> | 0.05 | 0 | 0 | Constrained,otherwise capacity available =48kVA. | --> | 0.0475 | 0 | 0 | 0.050303 | 0 |  | --> | C12 ex MORNINGTON ROAD | Mornington Road [T41,T42] | DRYBRIDGE |  | 53.699 | -6.3085
MV/LV Substation PA***805 |  | 10 kV | _ | LV | 50 kVA :Pole Substation | 0.05 | --> | 0.05 | 0.034 | 1.1 |  | --> | 0.0475 | 0 | 0.003705 | 0.052373 | 0 |  | --> | C16 ex GILLOGUE | Gillogue [T41,T42] | ARDNACRUSHA |  | 52.6981 | -8.6101
MV/LV Substation PA***806Y |  | 20 kV | _ | LV | 100 kVA :Pole Substation | 0.1 | --> | 0.1 | 0 | 0 | Constrained,otherwise capacity available =79kVA. | --> | 0.095 | 0 | 0.005928 | 0 | 0 | Constrained,otherwise capacity available =103.1kW. | --> | C18 ex PORTARLINGTON | Portarlington [T41,T42] | PORTLAOISE |  | 53.2641 | -7.3361
MV/LV Substation PA***813 |  | 10 kV | _ | LV | 50 kVA :Pole Substation | 0.05 | --> | 0.05 | 0 | 0 | Constrained,otherwise capacity available =41kVA. | --> | 0.0475 | 0 | 0 | 0.051348 | 0 |  | --> | C17 ex HOLYCROSS ROAD | Holycross Road [T41,T42] | THURLES |  | 52.7252 | -7.9663
MV/LV Substation PA***817X |  | 10 kV | _ | LV | 630 kVA :Building Structure | 0.63 | --> | 0.63 | 0.5 | 2.2 |  | --> | 0.5985 | 0 | 0 | 0.5 | 0 |  | --> | C11 ex KINGSBRIDGE | Kingsbridge [T41,T42] | INCHICORE 220KV |  | 53.3525 | -6.298
MV/LV Substation PA***818 |  | 10 kV | _ | LV | 100 kVA :Pole Substation | 0.1 | --> | 0.1 | 0 | 0 | Constrained,otherwise capacity available =76kVA. | --> | 0.095 | 0 | 0 | 0.10358 | 0 |  | --> | C24 ex POLLERTON | Pollerton [T41,T42] | CARLOW |  | 52.8663 | -6.8619
MV/LV Substation PA***818Z |  | 10 kV | _ | LV | 630 kVA :Building Structure | 0.63 | --> | 0.63 | 0 | 0 | Constrained,otherwise capacity available =454kVA. | --> | 0.5985 | 0 | 0 | 0.5 | 0 |  | --> | C11 ex MOUNTGORRY | Mountgorry [T41,T42] | GRANGE (DR) |  | 53.4554 | -6.2196
MV/LV Substation PA***819 |  | 20 kV | _ | LV | 400 kVA :Kiosk Substation | 0.4 | --> | 0.4 | 0.338 | 1.8 |  | --> | 0.38 | 0 | 0.020748 | 0.40931 | 0 |  | --> | E17 ex BIRDHILL | Birdhill [T421,T422] | ARDNACRUSHA |  | 52.8181 | -8.4423
MV/LV Substation PA***824X |  | 10 kV | _ | LV | 630 kVA :Kiosk Substation | 0.63 | --> | 0.63 | 0 | 0 | Constrained,otherwise capacity available =442kVA. | --> | 0.5985 | 0 | 0.011856 | 0.5 | 0 |  | --> | C22 ex BALLINCOLLIG | Ballincollig [T41,T42] | KILBARRY |  | 51.8845 | -8.6096
MV/LV Substation PA***830 |  | 20 kV | _ | LV | 50 kVA :Pole Substation | 0.05 | --> | 0.05 | 0.038 | 2.6 |  | --> | 0.0475 | 0 | 0.005928 | 0.05179 | 0 |  | --> | C18 ex KILLESHANDRA | Killeshandra [T41,T42] | GORTAWEE |  | 54.0075 | -7.5228
MV/LV Substation PA***836 |  | 10 kV | _ | LV | 630 kVA :Building Structure | 0.63 | --> | 0.63 | 0.5 | 9.1 |  | --> | 0.5985 | 0 | 0 | 0.5 | 0 |  | --> | C19 ex CENTRE PARK ROAD | Marina [T105,T106] | MARINA |  | 51.8998 | -8.4674
MV/LV Substation PA***836X |  | 20 kV | _ | LV | 50 kVA :Pole Substation | 0.05 | --> | 0.05 | 0 | 0 | Constrained,otherwise capacity available =48kVA. | --> | 0.0475 | 0 | 0 | 0.050303 | 0 |  | --> | E18 ex CREAGH | Creagh [T421,T422] | ATHLONE |  | 53.4067 | -8.4132
MV/LV Substation PA***837 |  | 20 kV | _ | LV | 630 kVA :Building Structure | 0.63 | --> | 0.63 | 0.5 | 1.8 |  | --> | 0.5985 | 0 | 0 | 0.5 | 0 |  | --> | E18 ex BIRDHILL | Birdhill [T421,T422] | ARDNACRUSHA |  | 52.7314 | -8.4756
MV/LV Substation PA***840X |  | 10 kV | _ | LV | 100 kVA :Pole Substation | 0.1 | --> | 0.1 | 0 | 0 | Constrained,otherwise capacity available =46kVA. | --> | 0.095 | 0 | 0.008151 | 0 | 0 | Constrained,otherwise capacity available =107.9kW. | --> | C20 ex TEMPLEMORE | Templemore [T41,T42] | IKERRIN |  | 52.8002 | -7.8327
MV/LV Substation PA***851 |  | 20 kV | _ | LV | 100 kVA :Pole Substation | 0.1 | --> | 0.1 | 0.1 | 0.9 |  | --> | 0.095 | 0 | 0 | 0.1 | 0 |  | --> | E11 ex KILGARVAN | Kilgarvan [T421] | KNOCKEARAGH |  | 51.8035 | -9.7565
MV/LV Substation PA***851Y |  | 10 kV | _ | LV | 150 kVA :Pole Substation | 0.15 | --> | 0.15 | 0 | 0 | Constrained,otherwise capacity available =148kVA. | --> | 0.1425 | 0 | 0 | 0 | 0 | Constrained,otherwise capacity available =150.3kW. | --> | C16 ex PALLAS | Pallas [T41,T42] | PORTLAOISE |  | 53.0422 | -7.3382
MV/LV Substation PA***867 |  | 10 kV | _ | LV | 400 kVA :Kiosk Substation | 0.4 | --> | 0.4 | 0 | 0 | Constrained,otherwise capacity available =341kVA. | --> | 0.38 | 0 | 0.014079 | 0 | 0 | Constrained,otherwise capacity available =408.9kW. | --> | C20 ex ROSCREA | Roscrea [T41,T42] | IKERRIN |  | 52.9479 | -7.8021
MV/LV Substation PA***867X |  | 10 kV | _ | LV | 50 kVA :Pole Substation | 0.05 | --> | 0.05 | 0 | 0 | Constrained,otherwise capacity available =47kVA. | --> | 0.0475 | 0 | 0.018525 | 0.050453 | 0 |  | --> | C16 ex STICKILLEN | Stickillen [T41,T42] | DRYBRIDGE |  | 53.8292 | -6.4801
MV/LV Substation PA***870Y |  | 10 kV | _ | LV | 50 kVA :Pole Substation | 0.05 | --> | 0.05 | 0.027 | 11 |  | --> | 0.0475 | 0 | 0 | 0.053377 | 0 |  | --> | C22 ex CLOON | Cloon [T42,T421] | CLOON |  | 53.513 | -8.8384
MV/LV Substation PA***872X |  | 10 kV | _ | LV | 50 kVA :Pole Substation | 0.05 | --> | 0.05 | 0.044 | 1.9 |  | --> | 0.0475 | 0 | 0 | 0 | 0 | Constrained,otherwise capacity available =50.9kW. | --> | C18 ex TURLOUGH ROAD | Turlough Road [T41,T42] | CASTLEBAR |  | 53.9329 | -9.208
MV/LV Substation PA***874 |  | 10 kV | _ | LV | 100 kVA :Pole Substation | 0.1 | --> | 0.1 | 0.098 | 4.6 |  | --> | 0.095 | 0 | 0.028158 | 0.1003 | 0 |  | --> | C11 ex RINGASKIDDY 110KV | Ringaskiddy 110kv [T42] | BARNAHELY |  | 51.8507 | -8.3493
MV/LV Substation PA***875 |  | 20 kV | _ | LV | 50 kVA :Pole Substation | 0.05 | --> | 0.05 | 0.045 | 2.8 |  | --> | 0.0475 | 0 | 0 | 0.050753 | 0 |  | --> | E13 ex BALLYRAGGET | Ballyragget [T421,T422] | BALLYRAGGET |  | 52.7897 | -7.3532
MV/LV Substation PA***890Y |  | 10 kV | _ | LV | 630 kVA :Building Structure | 0.63 | --> | 0.63 | 0.5 | 13.8 |  | --> | 0.5985 | 0 | 0 | 0.5 | 0 |  | --> | C21 ex SINGLAND | Singland [T101,T102] | SINGLAND |  | 52.661 | -8.5901
MV/LV Substation PA***893 |  | 10 kV | _ | LV | 400 kVA :Kiosk Substation | 0.4 | --> | 0.4 | 0.4 | 8.1 |  | --> | 0.38 | 0 | 0 | 0.4 | 0 |  | --> | C15 ex MILLTOWN (DR) | Milltown (dr) [T101,T102] | POOLBEG |  | 53.3167 | -6.2513
MV/LV Substation PA***897 |  | 20 kV | _ | LV | 200 kVA :Pole Substation | 0.2 | --> | 0.2 | 0 | 0 | Constrained,otherwise capacity available =87kVA. | --> | 0.19 | 0 | 0.026676 | 0.21646 | 0 |  | --> | E33 ex CAPPAMORE | Cappamore [T41,T42] | ARDNACRUSHA |  | 52.5689 | -8.3394
MV/LV Substation PA***902X |  | 10 kV | _ | LV | 50 kVA :Pole Substation | 0.05 | --> | 0.05 | 0.048 | 0.1 |  | --> | 0.0475 | 0 | 0 | 0.050303 | 0 |  | --> | C16 ex CARRIGLAWN | Carriglawn [T41,T42] | WEXFORD |  | 52.3524 | -6.4839
MV/LV Substation PA***904 |  | 10 kV | _ | LV | 200 kVA :Kiosk Substation | 0.2 | --> | 0.2 | 0 | 0 | Constrained,otherwise capacity available =61kVA. | --> | 0.19 | 0 | 0.023712 | 0.22005 | 0 |  | --> | C21 ex OLDBAWN | Oldbawn [T41,T42] | COOKSTOWN |  | 53.278 | -6.3595
MV/LV Substation PA***904Z |  | 10 kV | _ | LV | 1000 kVA :Building Structure | 1 | --> | 1 | 0 | 0 | Constrained,otherwise capacity available =500kVA. | --> | 0.95 | 0 | 0 | 0.5 | 0 |  | --> | C14 ex MULGANNON | Mulgannon [T41,T42] | WEXFORD |  | 52.3364 | -6.4591
MV/LV Substation PA***907Y |  | 10 kV | _ | LV | 400 kVA :Kiosk Substation | 0.4 | --> | 0.4 | 0 | 0 | Constrained,otherwise capacity available =335kVA. | --> | 0.38 | 0 | 0 | 0.40975 | 0 |  | --> | C14 ex ROSEHILL | Rosehill [T41,T42] | KILKENNY |  | 52.6494 | -7.2525
MV/LV Substation PA***908 |  | 20 kV | _ | LV | 400 kVA :Kiosk Substation | 0.4 | --> | 0.4 | 0.301 | 3.3 |  | --> | 0.38 | 0 | 0.00741 | 0.41476 | 0 |  | --> | E18 ex BALLYBUNION | Ballybunion [T421,T422] | TRIEN |  | 52.5029 | -9.6707
MV/LV Substation PA***909Y |  | 10 kV | _ | LV | 630 kVA :Building Structure | 0.63 | --> | 0.63 | 0 | 0 | Constrained,otherwise capacity available =500kVA. | --> | 0.5985 | 0 | 0.011115 | 0.5 | 0 |  | --> | C16 ex NEWBROOK | Newbrook [T42] | MULLINGAR |  | 53.5177 | -7.3596
MV/LV Substation PA***912 |  | 20 kV | _ | LV | 100 kVA :Pole Substation | 0.1 | --> | 0.1 | 0 | 0 | Constrained,otherwise capacity available =81kVA. | --> | 0.095 | 0 | 0.00741 | 0.10284 | 0 |  | --> | C21 ex CASTLEISLAND | Castleisland [T41,T42] | TRALEE |  | 52.1851 | -9.4891
MV/LV Substation PA***912X |  | 10 kV | _ | LV | 400 kVA :Kiosk Substation | 0.4 | --> | 0.4 | 0 | 0 | Constrained,otherwise capacity available =225kVA. | --> | 0.38 | 0 | 0 | 0 | 0 | Constrained,otherwise capacity available =425.7kW. | --> | C13 ex DRUMBEAR | Drumbear [T41,T42] | LISDRUM |  | 54.2465 | -6.9737
MV/LV Substation PA***915 |  | 10 kV | _ | LV | 400 kVA :Kiosk Substation | 0.4 | --> | 0.4 | 0 | 0 | Constrained,otherwise capacity available =324kVA. | --> | 0.38 | 0 | 0.025935 | 0.41138 | 0 |  | --> | C20 ex COOLCORCORAN | Coolcorcoran [T41,T42] | KNOCKEARAGH |  | 52.0933 | -9.4746
MV/LV Substation PA***929X |  | 10 kV | _ | LV | 400 kVA :Kiosk Substation | 0.4 | --> | 0.4 | 0 | 0 | Constrained,otherwise capacity available =277kVA. | --> | 0.38 | 0 | 0 | 0.41826 | 0 |  | --> | C22 ex OLDBAWN | Oldbawn [T41,T42] | COOKSTOWN |  | 53.2744 | -6.3408
MV/LV Substation PA***931X |  | 20 kV | _ | LV | 50 kVA :Pole Substation | 0.05 | --> | 0.05 | 0 | 0 | Constrained,otherwise capacity available =50kVA. | --> | 0.0475 | 0 | 0 | 0.05 | 0 |  | --> | E18 ex CREAGH | Creagh [T421,T422] | ATHLONE |  | 53.4104 | -8.4214
MV/LV Substation PA***936 |  | 10 kV | _ | LV | 200 kVA :Building Structure | 0.2 | --> | 0.2 | 0.145 | 2.9 |  | --> | 0.19 | 0 | 0 | 0.20818 | 0 |  | --> | C19 ex BREWERY ROAD | Brewery Road [T41,T42] | CARRICKMINES |  | 53.2747 | -6.2077
MV/LV Substation PA***938 |  | 10 kV | _ | LV | 400 kVA :Building Structure | 0.4 | --> | 0.4 | 0 | 0 | Constrained,otherwise capacity available =293kVA. | --> | 0.38 | 0 | 0.004446 | 0.41593 | 0 |  | --> | C15 ex PARKMORE | Parkmore [T41,T42] | GALWAY 110KV |  | 53.3038 | -8.9979
MV/LV Substation PA***942 |  | 10 kV | _ | LV | 50 kVA :Pole Substation | 0.05 | --> | 0.05 | 0.03 | 1.3 |  | --> | 0.0475 | 0 | 0.002964 | 0.052949 | 0 |  | --> | C17 ex LOUGHANALLA | Loughanalla [T41,T42] | MULLINGAR |  | 53.6808 | -7.307
MV/LV Substation PA***947X |  | 10 kV | _ | LV | 400 kVA :Kiosk Substation | 0.4 | --> | 0.4 | 0 | 0 | Constrained,otherwise capacity available =376kVA. | --> | 0.38 | 0 | 0.010374 | 0.40363 | 0 |  | --> | C17 ex SKIBBEREEN | Skibbereen [T41,T42] | DUNMANWAY |  | 51.558 | -9.1445
MV/LV Substation PA***948X |  | 20 kV | _ | LV | 50 kVA :Pole Substation | 0.05 | --> | 0.05 | 0 | 0 | Constrained,otherwise capacity available =39kVA. | --> | 0.0475 | 0 | 0 | 0 | 0 | Constrained,otherwise capacity available =51.6kW. | --> | E22 ex ROSCREA | Roscrea [T41,T42] | IKERRIN |  | 52.9464 | -7.8007
MV/LV Substation PA***949 |  | 10 kV | _ | LV | 100 kVA :Pole Substation | 0.1 | --> | 0.1 | 0.098 | 1.6 |  | --> | 0.095 | 0 | 0 | 0 | 0 | Constrained,otherwise capacity available =100.3kW. | --> | C16 ex BALLYSHANNON | Ballyshannon [T41,T42] | CATHALEENS FALL |  | 54.5282 | -8.2369
MV/LV Substation PA***949Y |  | 10 kV | _ | LV | 400 kVA :Kiosk Substation | 0.4 | --> | 0.4 | 0.14262 | 0.1 | Constrained,otherwise capacity available =369kVA. | --> | 0.38 | 0 | 0.010374 | 0.40468 | 0 |  | --> | C16 ex CARRIGLAWN | Carriglawn [T41,T42] | WEXFORD |  | 52.3495 | -6.4929
MV/LV Substation PA***952 |  | 10 kV | _ | LV | 50 kVA :Pole Substation | 0.05 | --> | 0.05 | 0.037 | 1.3 |  | --> | 0.0475 | 0 | 0 | 0.051937 | 0 |  | --> | C17 ex LOUGHANALLA | Loughanalla [T41,T42] | MULLINGAR |  | 53.6809 | -7.3338
MV/LV Substation PA***955 |  | 10 kV | _ | LV | 400 kVA :Kiosk Substation | 0.4 | --> | 0.4 | 0 | 0 | Constrained,otherwise capacity available =400kVA. | --> | 0.38 | 0 | 0 | 0.4 | 0 |  | --> | C11 ex ROSEHILL | Rosehill [T41,T42] | KILKENNY |  | 52.6589 | -7.274
MV/LV Substation PA***959 |  | 10 kV | _ | LV | 100 kVA :Pole Substation | 0.1 | --> | 0.1 | 0.083 | 0.1 |  | --> | 0.095 | 0 | 0.005187 | 0.10255 | 0 |  | --> | C16 ex CARRIGLAWN | Carriglawn [T41,T42] | WEXFORD |  | 52.3507 | -6.499
MV/LV Substation PA***969Z |  | 10 kV | _ | LV | 1000 kVA :Building Structure | 1 | --> | 1 | 0.5 | 7.2 |  | --> | 0.95 | 0 | 0 | 0.5 | 0 |  | --> | C21 ex LIBERTY STREET | Liberty Street [T101,T102] | LIBERTY STREET |  | 51.9003 | -8.4741
MV/LV Substation PA***970Z |  | 10 kV | _ | LV | 1000 kVA :Building Structure | 1 | --> | 1 | 0.5 | 7.2 |  | --> | 0.95 | 0 | 0 | 0.5 | 0 |  | --> | C21 ex LIBERTY STREET | Liberty Street [T101,T102] | LIBERTY STREET |  | 51.9003 | -8.4741
MV/LV Substation PA***972 |  | 10 kV | _ | LV | 400 kVA :Building Structure | 0.4 | --> | 0.4 | 0 | 0 | Constrained,otherwise capacity available =400kVA. | --> | 0.38 | 0 | 0 | 0.4 | 0 |  | --> | C18 ex PARKMORE | Parkmore [T41,T42] | GALWAY 110KV |  | 53.3013 | -8.996
MV/LV Substation PA***975Y |  | 10 kV | _ | LV | 200 kVA :Kiosk Substation | 0.2 | --> | 0.2 | 0 | 0 | Constrained,otherwise capacity available =191kVA. | --> | 0.19 | 0 | 0 | 0.20136 | 0 |  | --> | C17 ex TOGHER | Togher [T41,T42] | TRABEG |  | 51.8785 | -8.4675
MV/LV Substation PA***975Z |  | 10 kV | _ | LV | 400 kVA :Building Structure | 0.4 | --> | 0.4 | 0.357 | 6 |  | --> | 0.38 | 0 | 0 | 0.40648 | 0 |  | --> | C12 ex TRABEG | Trabeg [T101,T102] | TRABEG |  | 51.8849 | -8.4583
MV/LV Substation PA***986 |  | 20 kV | _ | LV | 50 kVA :Pole Substation | 0.05 | --> | 0.05 | 0.046 | 9.1 |  | --> | 0.0475 | 0 | 0 | 0.050604 | 0 |  | --> | E11 ex ARDNAREE | Ardnaree [T42,T421] | MOY |  | 54.1024 | -9.0315
MV/LV Substation PA***987 |  | 20 kV | _ | LV | 100 kVA :Pole Substation | 0.1 | --> | 0.1 | 0 | 0 | Constrained,otherwise capacity available =55kVA. | --> | 0.095 | 0 | 0.002223 | 0.10661 | 0 |  | --> | E19 ex KILCOCK | Kilcock [T421,T422] | GRIFFINRATH |  | 53.3342 | -6.6925
MV/LV Substation PA***998X |  | 20 kV | _ | LV | 50 kVA :Pole Substation | 0.05 | --> | 0.05 | 0 | 0 | Constrained,otherwise capacity available =50kVA. | --> | 0.0475 | 0 | 0 | 0.05 | 0 |  | --> | E21 ex DALTON | Dalton [T421,T422] | DALTON |  | 53.7468 | -9.0243
MV/LV Substation PB***469Y |  | 20 kV | _ | LV | 400 kVA :Building Structure | 0.4 | --> | 0.4 | 0.4 | 2.5 |  | --> | 0.38 | 0 | 0 | 0.4 | 0 |  | --> | E12 ex BAGENALSTOWN | Bagenalstown [T421,T422] | CARLOW |  | 52.6961 | -6.9737
MV/LV Substation PB***909X |  | 20 kV | _ | LV | 50 kVA :Pole Substation | 0.05 | --> | 0.05 | 0.05 | 1.1 |  | --> | 0.0475 | 0 | 0 | 0.05 | 0 |  | --> | E12 ex BIRR | Birr [T41,T422] | DALLOW |  | 53.107 | -7.6356
MV/LV Substation PC***4116 |  | 10 kV | _ | LV | 630 kVA :Kiosk Substation | 0.63 | --> | 0.63 | 0 | 0 | Constrained,otherwise capacity available =500kVA. | --> | 0.5985 | 0 | 0 | 0 | 0 | Constrained,otherwise capacity available =500kW. | --> | C11 ex DONEGAL | Donegal [T41,T42] | CATHALEENS FALL |  | 54.6603 | -8.091
MV/LV Substation PD***307 |  | 10 kV | _ | LV | 100 kVA :Pole Substation | 0.1 | --> | 0.1 | 0 | 0 | Constrained,otherwise capacity available =97kVA. | --> | 0.095 | 0 | 0 | 0.10045 | 0 |  | --> | C12 ex SAGGART | Saggart [T41,T42] | GRANGE CASTLE |  | 53.2468 | -6.5337
MV/LV Substation PD***308 |  | 10 kV | _ | LV | 400 kVA :Building Structure | 0.4 | --> | 0.4 | 0 | 0 | Constrained,otherwise capacity available =400kVA. | --> | 0.38 | 0 | 0 | 0.4 | 0 |  | --> | C12 ex SAGGART | Saggart [T41,T42] | GRANGE CASTLE |  | 53.2444 | -6.5363
MV/LV Substation PE***002 |  | 10 kV | _ | LV | 630 kVA :Kiosk Substation | 0.63 | --> | 0.63 | 0 | 0 | Constrained,otherwise capacity available =407kVA. | --> | 0.5985 | 0 | 0 | 0 | 0 | Constrained,otherwise capacity available =500kW. | --> | C15 ex MOUNTMELLICK | Mountmellick [T41,T42] | PORTLAOISE |  | 53.1166 | -7.3268
MV/LV Substation PE***003 |  | 10 kV | _ | LV | 630 kVA :Kiosk Substation | 0.63 | --> | 0.63 | 0 | 0 | Constrained,otherwise capacity available =443kVA. | --> | 0.5985 | 0 | 0.004446 | 0.5 | 0 |  | --> | C11 ex CRANMORE | Cranmore [T41,T42] | SLIGO |  | 54.2689 | -8.471
MV/LV Substation PE***005 |  | 10 kV | _ | LV | 630 kVA :Kiosk Substation | 0.63 | --> | 0.63 | 0.308 | 1.2 |  | --> | 0.5985 | 0 | 0.023712 | 0.5 | 0 |  | --> | C22 ex SALLYNOGGIN ROAD | Sallynoggin Road [T41,T42] | CHERRYWOOD |  | 53.2899 | -6.1292
MV/LV Substation PE***014 |  | 10 kV | _ | LV | 200 kVA :Pole Substation | 0.2 | --> | 0.2 | 0.2 | 1.7 |  | --> | 0.19 | 0 | 0 | 0.2 | 0 |  | --> | C19 ex ATHY | Athy [T101,T102] | ATHY |  | 52.9935 | -6.9857
MV/LV Substation PE***015 |  | 10 kV | _ | LV | 400 kVA :Building Structure | 0.4 | --> | 0.4 | 0 | 0 | Constrained,otherwise capacity available =396kVA. | --> | 0.38 | 0 | 0 | 0.40061 | 0 |  | --> | C17 ex CRANMORE | Cranmore [T41,T42] | SLIGO |  | 54.2714 | -8.4765
MV/LV Substation PE***019 |  | 10 kV | _ | LV | 100 kVA :Pole Substation | 0.1 | --> | 0.1 | 0.064 | 0.7 |  | --> | 0.095 | 0 | 0.001482 | 0.10532 | 0 |  | --> | C14 ex KILRUSH | Kilrush [T41,T42] | TULLABRACK |  | 52.6377 | -9.497
MV/LV Substation PE***020 |  | 10 kV | _ | LV | 630 kVA :Kiosk Substation | 0.63 | --> | 0.63 | 0.5 | 3.3 |  | --> | 0.5985 | 0 | 0.001482 | 0.5 | 0 |  | --> | C15 ex PEMBROKE | Pembroke [T41,T42,T43,T44] | RINGSEND |  | 53.3392 | -6.2315
MV/LV Substation PE***023 |  | 10 kV | _ | LV | 630 kVA :Building Structure | 0.63 | --> | 0.63 | 0 | 0 | Constrained,otherwise capacity available =441kVA. | --> | 0.5985 | 0 | 0.008151 | 0.5 | 0 |  | --> | C12 ex KANTURK | Kanturk [T41,T42] | GLENLARA |  | 52.1757 | -8.9116
MV/LV Substation PE***024Y |  | 10 kV | _ | LV | 400 kVA :Building Structure | 0.4 | --> | 0.4 | 0 | 0 | Constrained,otherwise capacity available =400kVA. | --> | 0.38 | 0 | 0 | 0.4 | 0 |  | --> | C18 ex CELBRIDGE | Celbridge [T41,T42] | GRIFFINRATH |  | 53.319 | -6.4794
MV/LV Substation PE***027 |  | 10 kV | _ | LV | 200 kVA :Pole Substation | 0.2 | --> | 0.2 | 0.123 | 3.1 |  | --> | 0.19 | 0 | 0.009633 | 0.21137 | 0 |  | --> | C11 ex BELLFIELD | Bellfield [T41,T42] | CRANE |  | 52.4993 | -6.5727
MV/LV Substation PE***028Y |  | 10 kV | _ | LV | 630 kVA :Kiosk Substation | 0.63 | --> | 0.63 | 0 | 0 | Constrained,otherwise capacity available =500kVA. | --> | 0.5985 | 0 | 0.003705 | 0.5 | 0 |  | --> | C16 ex TRAMORE | Tramore [T41,T42] | BUTLERSTOWN |  | 52.1631 | -7.1427
MV/LV Substation PE***031Y |  | 10 kV | _ | LV | 200 kVA :Kiosk Substation | 0.2 | --> | 0.2 | 0 | 0 | Constrained,otherwise capacity available =174kVA. | --> | 0.19 | 0 | 0 | 0.20391 | 0 |  | --> | C18 ex CELBRIDGE | Celbridge [T41,T42] | GRIFFINRATH |  | 53.3153 | -6.4812
MV/LV Substation PE***033X |  | 10 kV | _ | LV | 630 kVA :Building Structure | 0.63 | --> | 0.63 | 0.5 | 4.6 |  | --> | 0.5985 | 0 | 0 | 0.5 | 0 |  | --> | C36 ex CASTLEVIEW | Castleview [T101,T102] | CASTLEVIEW |  | 51.8996 | -8.3488
MV/LV Substation PE***034X |  | 20 kV | _ | LV | 50 kVA :Pole Substation | 0.05 | --> | 0.05 | 0.04 | 1.6 |  | --> | 0.0475 | 0 | 0 | 0 | 0 | Constrained,otherwise capacity available =51.5kW. | --> | C17 ex BALLYSHANNON | Ballyshannon [T41,T42] | CATHALEENS FALL |  | 54.5436 | -7.8551
MV/LV Substation PE***044 |  | 10 kV | _ | LV | 400 kVA :Kiosk Substation | 0.4 | --> | 0.4 | 0 | 0 | Constrained,otherwise capacity available =281kVA. | --> | 0.38 | 0 | 0.004446 | 0 | 0 | Constrained,otherwise capacity available =417.7kW. | --> | C15 ex FERMOY NORTH | Fermoy North [T41,T42] | BARRYMORE |  | 52.1447 | -8.2821
MV/LV Substation PE***054Z |  | 10 kV | _ | LV | 200 kVA :Kiosk Substation | 0.2 | --> | 0.2 | 0 | 0 | Constrained,otherwise capacity available =105kVA. | --> | 0.19 | 0 | 0.025194 | 0.21393 | 0 |  | --> | C17 ex BALLINDERRY | Ballinderry [T41,T422] | MULLINGAR |  | 53.5234 | -7.3186
MV/LV Substation PE***055Z |  | 10 kV | _ | LV | 400 kVA :Kiosk Substation | 0.4 | --> | 0.4 | 0 | 0 | Constrained,otherwise capacity available =243kVA. | --> | 0.38 | 0 | 0.052611 | 0.42316 | 0 |  | --> | C17 ex BALLINDERRY | Ballinderry [T41,T422] | MULLINGAR |  | 53.5213 | -7.3208
MV/LV Substation PE***058X |  | 20 kV | _ | LV | 50 kVA :Pole Substation | 0.05 | --> | 0.05 | 0 | 0 | Constrained,otherwise capacity available =33kVA. | --> | 0.0475 | 0 | 0 | 0 | 0 | Constrained,otherwise capacity available =52.5kW. | --> | C21 ex MILFORD (NR) | Milford (nr) [T41,T42] | LETTERKENNY |  | 55.1756 | -7.7861
MV/LV Substation PE***060 |  | 10 kV | _ | LV | 400 kVA :Building Structure | 0.4 | --> | 0.4 | 0.2 | 6 |  | --> | 0.38 | 0 | 0.005928 | 0 | 0 | Constrained,otherwise capacity available =429.3kW. | --> | C11 ex ARDGEEHA | Ardgeeha [T41,T42] | DOON |  | 52.3576 | -7.7068
MV/LV Substation PE***061Z |  | 20 kV | _ | LV | 100 kVA :Pole Substation | 0.1 | --> | 0.1 | 0 | 0 | Constrained,otherwise capacity available =81kVA. | --> | 0.095 | 0 | 0.003705 | 0.10284 | 0 |  | --> | E15 ex BATTER LANE TEMPORARY | Batter Lane Temporary 38kv [T421] | GLASMORE |  | 53.5187 | -6.1667
MV/LV Substation PE***063Y |  | 10 kV | _ | LV | 630 kVA :Kiosk Substation | 0.63 | --> | 0.63 | 0 | 0 | Constrained,otherwise capacity available =500kVA. | --> | 0.5985 | 0 | 0 | 0.5 | 0 |  | --> | C14 ex ATHLONE | Athlone [T41,T42] | ATHLONE |  | 53.4221 | -7.9448
MV/LV Substation PE***064Y |  | 10 kV | _ | LV | 630 kVA :Kiosk Substation | 0.63 | --> | 0.63 | 0 | 0 | Constrained,otherwise capacity available =500kVA. | --> | 0.5985 | 0 | 0.008151 | 0 | 0 | Constrained,otherwise capacity available =500kW. | --> | C11 ex GARDEN CITY | Garden City [T41,T42] | ARKLOW |  | 52.6789 | -6.3047
MV/LV Substation PE***072 |  | 10 kV | _ | LV | 400 kVA :Kiosk Substation | 0.4 | --> | 0.4 | 0 | 0 | Constrained,otherwise capacity available =320kVA. | --> | 0.38 | 0 | 0.005928 | 0.41197 | 0 |  | --> | E16 ex GARRANACANTY | Garranacanty [T421,T422] | TIPPERARY |  | 52.474 | -8.1525
MV/LV Substation PE***075 |  | 10 kV | _ | LV | 200 kVA :Pole Substation | 0.2 | --> | 0.2 | 0 | 0 | Constrained,otherwise capacity available =138kVA. | --> | 0.19 | 0 | 0.003705 | 0.2092 | 0 |  | --> | C14 ex LITTLE BRAY | Little Bray [T41,T42] | FASSAROE |  | 53.2026 | -6.1193
MV/LV Substation PE***076 |  | 10 kV | _ | LV | 400 kVA :Building Structure | 0.4 | --> | 0.4 | 0 | 0 | Constrained,otherwise capacity available =164kVA. | --> | 0.38 | 0 | 0.01482 | 0.43431 | 0 |  | --> | C16 ex KINSALE | Kinsale [T41,T42] | BANDON |  | 51.7051 | -8.5214
MV/LV Substation PE***084 |  | 10 kV | _ | LV | 400 kVA :Kiosk Substation | 0.4 | --> | 0.4 | 0.39 | 2 |  | --> | 0.38 | 0 | 0 | 0 | 0 | Constrained,otherwise capacity available =401.5kW. | --> | E18 ex RATHKEALE | Rathkeale [T421,T422] | RATHKEALE |  | 52.5226 | -8.9359
MV/LV Substation PE***090 |  | 10 kV | _ | LV | 200 kVA :Pole Substation | 0.2 | --> | 0.2 | 0.161 | 3.5 |  | --> | 0.19 | 0 | 0.003705 | 0.20584 | 0 |  | --> | C21 ex DUNDALK | Dundalk [T41,T42] | DUNDALK |  | 54.0031 | -6.4105
MV/LV Substation PE***092Y |  | 10 kV | _ | LV | 50 kVA :Pole Substation | 0.05 | --> | 0.05 | 0 | 0 | Constrained,otherwise capacity available =42kVA. | --> | 0.0475 | 0 | 0.004446 | 0.0512 | 0 |  | --> | C18 ex CELBRIDGE | Celbridge [T41,T42] | GRIFFINRATH |  | 53.3189 | -6.4738
MV/LV Substation PE***095 |  | 10 kV | _ | LV | 400 kVA :Kiosk Substation | 0.4 | --> | 0.4 | 0 | 0 | Constrained,otherwise capacity available =295kVA. | --> | 0.38 | 0 | 0.018525 | 0.41564 | 0 |  | --> | C18 ex MONEENAGEISHA | Moneenageisha [T41,T42] | GALWAY 110KV |  | 53.2775 | -9.0266
MV/LV Substation PE***098Y |  | 10 kV | _ | LV | 200 kVA :Pole Substation | 0.2 | --> | 0.2 | 0 | 0 | Constrained,otherwise capacity available =172kVA. | --> | 0.19 | 0 | 0 | 0.20421 | 0 |  | --> | C18 ex CELBRIDGE | Celbridge [T41,T42] | GRIFFINRATH |  | 53.3162 | -6.4837
MV/LV Substation PE***107 |  | 10 kV | _ | LV | 630 kVA :Kiosk Substation | 0.63 | --> | 0.63 | 0.42 | 0.8 |  | --> | 0.5985 | 0 | 0.01482 | 0.5 | 0 |  | --> | C11 ex MANOR STREET | Manor Street [T41,T42] | WATERFORD |  | 52.2478 | -7.1124
MV/LV Substation PE***110X |  | 10 kV | _ | LV | 400 kVA :Building Structure | 0.4 | --> | 0.4 | 0 | 0 | Constrained,otherwise capacity available =400kVA. | --> | 0.38 | 0 | 0 | 0.4 | 0 |  | --> | C22 ex ROCHES STREET | Roches Street [T41,T42] | LIMERICK |  | 52.6642 | -8.6265
MV/LV Substation PE***121 |  | 10 kV | _ | LV | 630 kVA :Building Structure | 0.63 | --> | 0.63 | 0.365 | 7.2 |  | --> | 0.5985 | 0 | 0 | 0.5 | 0 |  | --> | C23 ex LIBERTY STREET | Liberty Street [T101,T102] | LIBERTY STREET |  | 51.9 | -8.4715
MV/LV Substation PE***121X |  | 10 kV | _ | LV | 1000 kVA :Building Structure | 1 | --> | 1 | 0.5 | 11 |  | --> | 0.95 | 0 | 0 | 0.5 | 0 |  | --> | C24 ex MISERY HILL | Misery Hill [T101,T102] | POOLBEG |  | 53.3389 | -6.237
MV/LV Substation PE***124Z |  | 10 kV | _ | LV | 50 kVA :Pole Substation | 0.05 | --> | 0.05 | 0 | 0 | Constrained,otherwise capacity available =46kVA. | --> | 0.0475 | 0 | 0 | 0.050604 | 0 |  | --> | C13 ex MALAHIDE | Malahide [T41,T42] | GLASMORE |  | 53.4403 | -6.1978
MV/LV Substation PE***125X |  | 10 kV | _ | LV | 50 kVA :Pole Substation | 0.05 | --> | 0.05 | 0 | 0 | Constrained,otherwise capacity available =24kVA. | --> | 0.0475 | 0 | 0 | 0 | 0 | Constrained,otherwise capacity available =53.8kW. | --> | C23 ex GLENTIES | Glenties [T41,T42] | BINBANE |  | 54.7601 | -8.4193
MV/LV Substation PE***128 |  | 10 kV | _ | LV | 630 kVA :Building Structure | 0.63 | --> | 0.63 | 0.5 | 7.2 |  | --> | 0.5985 | 0 | 0 | 0.5 | 0 |  | --> | C24 ex LIBERTY STREET | Liberty Street [T101,T102] | LIBERTY STREET |  | 51.8977 | -8.4702
MV/LV Substation PE***129 |  | 10 kV | _ | LV | 400 kVA :Kiosk Substation | 0.4 | --> | 0.4 | 0 | 0 | Constrained,otherwise capacity available =320kVA. | --> | 0.38 | 0 | 0.011115 | 0.41197 | 0 |  | --> | C12 ex LUCAN EAST | Lucan East [T41,T42] | GRANGE CASTLE |  | 53.3565 | -6.4464
MV/LV Substation PE***150 |  | 10 kV | _ | LV | 400 kVA :Building Structure | 0.4 | --> | 0.4 | 0.237 | 6 |  | --> | 0.38 | 0 | 0.004446 | 0.42402 | 0 |  | --> | C13 ex TRABEG | Trabeg [T101,T102] | TRABEG |  | 51.882 | -8.4743
MV/LV Substation PE***166Z |  | 10 kV | _ | LV | 400 kVA :Building Structure | 0.4 | --> | 0.4 | 0.276 | 4.6 |  | --> | 0.38 | 0 | 0.033345 | 0.4184 | 0 |  | --> | C11 ex RINGASKIDDY 110KV | Ringaskiddy 110kv [T42] | BARNAHELY |  | 51.8733 | -8.3483
MV/LV Substation PE***171 |  | 10 kV | _ | LV | 200 kVA :Kiosk Substation | 0.2 | --> | 0.2 | 0.114 | 2.4 |  | --> | 0.19 | 0 | 0.018525 | 0.21265 | 0 |  | --> | C11 ex GRAIGUE | Graigue [T41,T42] | CARLOW |  | 52.8345 | -6.9349
MV/LV Substation PE***207X |  | 10 kV | _ | LV | 400 kVA :Kiosk Substation | 0.4 | --> | 0.4 | 0.358 | 13.4 |  | --> | 0.38 | 0 | 0.003705 | 0.40633 | 0 |  | --> | C17 ex POTTERY ROAD | Pottery Road [T101,T102] | CARRICKMINES |  | 53.2768 | -6.1406
MV/LV Substation PE***211 |  | 10 kV | _ | LV | 630 kVA :Kiosk Substation | 0.63 | --> | 0.63 | 0.5 | 1.2 |  | --> | 0.5985 | 0 | 0.006669 | 0.5 | 0 |  | --> | C25 ex SALLYNOGGIN ROAD | Sallynoggin Road [T41,T42] | CHERRYWOOD |  | 53.2782 | -6.1377
MV/LV Substation PE***226 |  | 10 kV | _ | LV | 400 kVA :Kiosk Substation | 0.4 | --> | 0.4 | 0 | 0 | Constrained,otherwise capacity available =233kVA. | --> | 0.38 | 0 | 0.013338 | 0.42459 | 0 |  | --> | C17 ex GARRYOWEN | Garryowen [T41,T42] | LIMERICK |  | 52.664 | -8.614
MV/LV Substation PE***227X |  | 20 kV | _ | LV | 50 kVA :Pole Substation | 0.05 | --> | 0.05 | 0.043 | 0.3 |  | --> | 0.0475 | 0 | 0 | 0.051052 | 0 |  | --> | E33 ex TRIM | Trim [T421] | NAVAN |  | 53.4415 | -6.8066
MV/LV Substation PE***244Z |  | 10 kV | _ | LV | 630 kVA :Building Structure | 0.63 | --> | 0.63 | 0.5 | 9.1 |  | --> | 0.5985 | 0 | 0 | 0.5 | 0 |  | --> | C17 ex CENTRE PARK ROAD | Marina [T105,T106] | MARINA |  | 51.9009 | -8.4636
MV/LV Substation PE***250X |  | 10 kV | _ | LV | 630 kVA :Building Structure | 0.63 | --> | 0.63 | 0 | 0 | Constrained,otherwise capacity available =500kVA. | --> | 0.5985 | 0 | 0 | 0.5 | 0 |  | --> | C11 ex MULGANNON | Mulgannon [T41,T42] | WEXFORD |  | 52.3326 | -6.4678
MV/LV Substation PE***253X |  | 10 kV | _ | LV | 630 kVA :Kiosk Substation | 0.63 | --> | 0.63 | 0 | 0 | Constrained,otherwise capacity available =428kVA. | --> | 0.5985 | 0 | 0 | 0.5 | 0 |  | --> | C13 ex GARRYOWEN | Garryowen [T41,T42] | LIMERICK |  | 52.6587 | -8.6262
MV/LV Substation PE***253Z |  | 10 kV | _ | LV | 400 kVA :Kiosk Substation | 0.4 | --> | 0.4 | 0.271 | 4.6 |  | --> | 0.38 | 0 | 0.030381 | 0.41913 | 0 |  | --> | C11 ex RINGASKIDDY 110KV | Ringaskiddy 110kv [T42] | BARNAHELY |  | 51.8704 | -8.3499
MV/LV Substation PE***254Z |  | 10 kV | _ | LV | 630 kVA :Building Structure | 0.63 | --> | 0.63 | 0.492 | 4.6 |  | --> | 0.5985 | 0 | 0.015561 | 0.5 | 0 |  | --> | C11 ex RINGASKIDDY 110KV | Ringaskiddy 110kv [T42] | BARNAHELY |  | 51.8709 | -8.3464
MV/LV Substation PE***256Y |  | 20 kV | _ | LV | 50 kVA :Pole Substation | 0.05 | --> | 0.05 | 0.031 | 5.9 |  | --> | 0.0475 | 0 | 0 | 0.052806 | 0 |  | --> | C14 ex CASHEL | Cashel [T41,T42] | CAHIR |  | 52.5883 | -7.8706
MV/LV Substation PE***256Z |  | 10 kV | _ | LV | 630 kVA :Building Structure | 0.63 | --> | 0.63 | 0 | 0 | Constrained,otherwise capacity available =500kVA. | --> | 0.5985 | 0 | 0 | 0.5 | 0 |  | --> | C16 ex COLLEGE PARK | College Park [T101,T102,T103] | COLLEGE PARK |  | 53.3912 | -6.3901
MV/LV Substation PE***258 |  | 10 kV | _ | LV | 400 kVA :Kiosk Substation | 0.4 | --> | 0.4 | 0.24 | 13.8 |  | --> | 0.38 | 0 | 0.014079 | 0.42359 | 0 |  | --> | C20 ex SINGLAND | Singland [T101,T102] | SINGLAND |  | 52.6588 | -8.6023
MV/LV Substation PE***259Y |  | 10 kV | _ | LV | 100 kVA :Pole Substation | 0.1 | --> | 0.1 | 0.067 | 12.2 |  | --> | 0.095 | 0 | 0 | 0.10489 | 0 |  | --> | C14 ex BALLYBEG | Ballybeg [T101,T102] | CARRICKMINES |  | 52.9961 | -6.0843
MV/LV Substation PE***275Z |  | 10 kV | _ | LV | 50 kVA :Pole Substation | 0.05 | --> | 0.05 | 0 | 0 | Constrained,otherwise capacity available =50kVA. | --> | 0.0475 | 0 | 0 | 0.05 | 0 |  | --> | C18 ex CELBRIDGE | Celbridge [T41,T42] | GRIFFINRATH |  | 53.3206 | -6.4814
MV/LV Substation PE***283Z |  | 10 kV | _ | LV | 400 kVA :Kiosk Substation | 0.4 | --> | 0.4 | 0 | 0 | Constrained,otherwise capacity available =336kVA. | --> | 0.38 | 0 | 0 | 0.4096 | 0 |  | --> | C27 ex POPPINTREE | Poppintree [T101,T102] | FINGLAS |  | 53.3983 | -6.3063
MV/LV Substation PE***297 |  | 20 kV | _ | LV | 200 kVA :Pole Substation | 0.2 | --> | 0.2 | 0.112 | 2 |  | --> | 0.19 | 0 | 0.001482 | 0 | 0 | Constrained,otherwise capacity available =212.9kW. | --> | E17 ex BALLYMACARRY | Ballymacarry [T421] | TRILLICK |  | 55.1142 | -7.4619
MV/LV Substation PE***301Y |  | 10 kV | _ | LV | 630 kVA :Building Structure | 0.63 | --> | 0.63 | 0.5 | 18.7 |  | --> | 0.5985 | 0 | 0 | 0.5 | 0 |  | --> | C22 ex ARKLOW | Arklow [T101,T102] | ARKLOW |  | 52.7932 | -6.1644
MV/LV Substation PE***321X |  | 10 kV | _ | LV | 1000 kVA :Building Structure | 1 | --> | 1 | 0.5 | 2.3 |  | --> | 0.95 | 0 | 0 | 0.5 | 0 |  | --> | E18 ex MOY | Moy [T421,T422] | MOY |  | 54.1145 | -9.1548
MV/LV Substation PE***336Y |  | 10 kV | _ | LV | 200 kVA :Kiosk Substation | 0.2 | --> | 0.2 | 0.067 | 12.2 |  | --> | 0.19 | 0 | 0.041496 | 0.21923 | 0 |  | --> | C20 ex BALLYBEG | Ballybeg [T101,T102] | CARRICKMINES |  | 52.9818 | -6.0624
MV/LV Substation PE***339X |  | 10 kV | _ | LV | 1000 kVA :Building Structure | 1 | --> | 1 | 0 | 0 | Constrained,otherwise capacity available =500kVA. | --> | 0.95 | 0 | 0 | 0.5 | 0 |  | --> | C14 ex CRANMORE | Cranmore [T41,T42] | SLIGO |  | 54.2672 | -8.4704
MV/LV Substation PE***343Y |  | 10 kV | _ | LV | 400 kVA :Kiosk Substation | 0.4 | --> | 0.4 | 0 | 0 | Constrained,otherwise capacity available =389kVA. | --> | 0.38 | 0 | 0 | 0 | 0 | Constrained,otherwise capacity available =400kW. | --> | C24 ex TINAHASK | Tinahask [T41,T42] | ARKLOW |  | 52.7883 | -6.1669
MV/LV Substation PE***347Y |  | 10 kV | _ | LV | 400 kVA :Kiosk Substation | 0.4 | --> | 0.4 | 0 | 0 | Constrained,otherwise capacity available =196kVA. | --> | 0.38 | 0 | 0.045942 | 0.42984 | 0 |  | --> | C13 ex MIDLETON | Midleton [T101,T102] | MIDLETON |  | 51.9244 | -8.166
MV/LV Substation PE***363X |  | 10 kV | _ | LV | 630 kVA :Building Structure | 0.63 | --> | 0.63 | 0.5 | 1.5 |  | --> | 0.5985 | 0 | 0 | 0.5 | 0 |  | --> | C16 ex BALLYARD | Ballyard [T41,T42] | TRALEE |  | 52.27 | -9.7052
MV/LV Substation PE***368X |  | 10 kV | _ | LV | 630 kVA :Building Structure | 0.63 | --> | 0.63 | 0 | 0 | Constrained,otherwise capacity available =389kVA. | --> | 0.5985 | 0 | 0.025194 | 0.5 | 0 |  | --> | C28 ex CLONDALKIN | Clondalkin [T41,T42,T44] | INCHICORE 220KV |  | 53.3323 | -6.3864
MV/LV Substation PE***388Y |  | 10 kV | _ | LV | 200 kVA :Kiosk Substation | 0.2 | --> | 0.2 | 0.186 | 3.8 |  | --> | 0.19 | 0 | 0 | 0.20211 | 0 |  | --> | C13 ex WATERFORD | Waterford [T41,T42] | WATERFORD |  | 52.2627 | -7.1187
MV/LV Substation PE***389 |  | 10 kV | _ | LV | 400 kVA :Kiosk Substation | 0.4 | --> | 0.4 | 0.321 | 2.3 |  | --> | 0.38 | 0 | 0.00741 | 0.41182 | 0 |  | --> | C19 ex BALLYRICKARD | Ballyrickard [T41,T42] | TRALEE |  | 52.2719 | -9.7129
MV/LV Substation PE***4005 |  | 10 kV | _ | LV | 400 kVA :Building Structure | 0.4 | --> | 0.4 | 0 | 0 | Constrained,otherwise capacity available =385kVA. | --> | 0.38 | 0 | 0 | 0 | 0 | Constrained,otherwise capacity available =402.3kW. | --> | C15 ex GARDEN CITY | Garden City [T41,T42] | ARKLOW |  | 52.6767 | -6.2935
MV/LV Substation PE***4007 |  | 10 kV | _ | LV | 630 kVA :Building Structure | 0.63 | --> | 0.63 | 0 | 0 | Constrained,otherwise capacity available =500kVA. | --> | 0.5985 | 0 | 0 | 0.5 | 0 |  | --> | C12 ex COOLCORCORAN | Coolcorcoran [T41,T42] | KNOCKEARAGH |  | 52.0605 | -9.5087
MV/LV Substation PE***4016 |  | 10 kV | _ | LV | 630 kVA :Building Structure | 0.63 | --> | 0.63 | 0.5 | 0.8 |  | --> | 0.5985 | 0 | 0 | 0.5 | 0 |  | --> | C17 ex MANOR STREET | Manor Street [T41,T42] | WATERFORD |  | 52.2611 | -7.1107
MV/LV Substation PE***401X |  | 20 kV | _ | LV | 50 kVA :Pole Substation | 0.05 | --> | 0.05 | 0 | 0 | Constrained,otherwise capacity available =44kVA. | --> | 0.0475 | 0 | 0.00741 | 0.050903 | 0 |  | --> | E18 ex GARRANACANTY | Garranacanty [T421,T422] | TIPPERARY |  | 52.4898 | -8.1693
MV/LV Substation PE***404 |  | 10 kV | _ | LV | 1000 kVA :Building Structure | 1 | --> | 1 | 0 | 0 | Constrained,otherwise capacity available =500kVA. | --> | 0.95 | 0 | 0 | 0.5 | 0 |  | --> | C22 ex LEESON STREET | Leeson Street [T41,T42] | MILLTOWN (DR) |  | 53.336 | -6.2526
MV/LV Substation PE***4059 |  | 20 kV | _ | LV | 630 kVA :Building Structure | 0.63 | --> | 0.63 | 0 | 0 | Constrained,otherwise capacity available =500kVA. | --> | 0.5985 | 0 | 0 | 0.5 | 0 |  | --> | C11 ex KILDARE | Kildare [T41,T42] | NEWBRIDGE |  | 53.1453 | -7.0131
MV/LV Substation PE***4062 |  | 10 kV | _ | LV | 50 kVA :Pole Substation | 0.05 | --> | 0.05 | 0.043 | 1.5 |  | --> | 0.0475 | 0 | 0 | 0.051052 | 0 |  | --> | C15 ex SCREEB | Screeb [T41] | SCREEB |  | 53.3888 | -9.6186
MV/LV Substation PE***4073 |  | 10 kV | _ | LV | 400 kVA :Kiosk Substation | 0.4 | --> | 0.4 | 0.308 | 3.3 |  | --> | 0.38 | 0 | 0 | 0.41373 | 0 |  | --> | C06 ex PEMBROKE | Pembroke [T41,T42,T43,T44] | RINGSEND |  | 53.3287 | -6.2327
MV/LV Substation PE***4076 |  | 10 kV | _ | LV | 50 kVA :Pole Substation | 0.05 | --> | 0.05 | 0 | 0 | Constrained,otherwise capacity available =49kVA. | --> | 0.0475 | 0 | 0.00741 | 0.050152 | 0 |  | --> | C18 ex TRAMORE | Tramore [T41,T42] | BUTLERSTOWN |  | 52.2074 | -7.2132
MV/LV Substation PE***4081 |  | 10 kV | _ | LV | 630 kVA :Building Structure | 0.63 | --> | 0.63 | 0 | 0 | Constrained,otherwise capacity available =500kVA. | --> | 0.5985 | 0 | 0 | 0.5 | 0 |  | --> | C12 ex GLOUCESTER PLACE | Gloucester Place [T41,T42] | MCDERMOTT |  | 53.3525 | -6.2528
MV/LV Substation PE***4115 |  | 10 kV | _ | LV | 400 kVA :Building Structure | 0.4 | --> | 0.4 | 0 | 0 | Constrained,otherwise capacity available =294kVA. | --> | 0.38 | 0 | 0 | 0.41578 | 0 |  | --> | C18 ex CELBRIDGE | Celbridge [T41,T42] | GRIFFINRATH |  | 53.3178 | -6.478
MV/LV Substation PE***4173 |  | 10 kV | _ | LV | 1000 kVA :Kiosk Substation | 1 | --> | 1 | 0.5 | 16.1 |  | --> | 0.95 | 0 | 0 | 0.5 | 0 |  | --> | C24 ex RINGSEND | Ringsend [T101,T102] | POOLBEG |  | 53.3409 | -6.2131
MV/LV Substation PE***4175 |  | 10 kV | _ | LV | 400 kVA :Building Structure | 0.4 | --> | 0.4 | 0 | 0 | Constrained,otherwise capacity available =400kVA. | --> | 0.38 | 0 | 0 | 0 | 0 | Constrained,otherwise capacity available =400kW. | --> | C15 ex GARDEN CITY | Garden City [T41,T42] | ARKLOW |  | 52.6771 | -6.2927
MV/LV Substation PE***4185 |  | 10 kV | _ | LV | 1000 kVA :Building Structure | 1 | --> | 1 | 0 | 0 | Constrained,otherwise capacity available =500kVA. | --> | 0.95 | 0 | 0 | 0.5 | 0 |  | --> | C19 ex FORTUNESTOWN | Fortunestown [T101,T102] | INCHICORE 220KV |  | 53.2821 | -6.4187
MV/LV Substation PE***4210 |  | 10 kV | _ | LV | 1000 kVA :Building Structure | 1 | --> | 1 | 0.5 | 9.1 |  | --> | 0.95 | 0 | 0 | 0.5 | 0 |  | --> | C32 ex CENTRE PARK ROAD | Marina [T105,T106] | MARINA |  | 51.9003 | -8.4624
MV/LV Substation PE***4211 |  | 10 kV | _ | LV | 1000 kVA :Building Structure | 1 | --> | 1 | 0.5 | 9.1 |  | --> | 0.95 | 0 | 0 | 0.5 | 0 |  | --> | C32 ex CENTRE PARK ROAD | Marina [T105,T106] | MARINA |  | 51.9008 | -8.4622
MV/LV Substation PE***4212 |  | 10 kV | _ | LV | 1000 kVA :Building Structure | 1 | --> | 1 | 0.5 | 9.1 |  | --> | 0.95 | 0 | 0 | 0.5 | 0 |  | --> | C32 ex CENTRE PARK ROAD | Marina [T105,T106] | MARINA |  | 51.9011 | -8.4619
MV/LV Substation PE***4291 |  | 10 kV | _ | LV | 400 kVA :Building Structure | 0.4 | --> | 0.4 | 0 | 0 | Constrained,otherwise capacity available =328kVA. | --> | 0.38 | 0 | 0.02223 | 0 | 0 | Constrained,otherwise capacity available =410.8kW. | --> | C14 ex DRUMBEAR | Drumbear [T41,T42] | LISDRUM |  | 54.2513 | -6.9669
MV/LV Substation PE***4320 |  | 10 kV | _ | LV | 400 kVA :Building Structure | 0.4 | --> | 0.4 | 0 | 0 | Constrained,otherwise capacity available =364kVA. | --> | 0.38 | 0 | 0 | 0.40543 | 0 |  | --> | C16 ex RAHEEN | Raheen [T41,T42] | LIMERICK |  | 52.6166 | -8.6563
MV/LV Substation PE***4376 |  | 10 kV | _ | LV | 400 kVA :Kiosk Substation | 0.4 | --> | 0.4 | 0.336 | 5 |  | --> | 0.38 | 0 | 0 | 0.4096 | 0 |  | --> | C18 ex MCDONAGH | Mcdonagh [T41,T42] | KILKENNY |  | 52.6573 | -7.2419
MV/LV Substation PE***4481 |  | 10 kV | _ | LV | 1000 kVA :Building Structure | 1 | --> | 1 | 0.5 | 3.4 |  | --> | 0.95 | 0 | 0 | 0.5 | 0 |  | --> | C11 ex MERRION SQUARE | Merrion Square [T41,T42] | RINGSEND |  | 53.3343 | -6.2467
MV/LV Substation PE***4577 |  | 20 kV | _ | LV | 630 kVA :Kiosk Substation | 0.63 | --> | 0.63 | 0.43064 | 0.4 | Constrained,otherwise capacity available =500kVA. | --> | 0.5985 | 0 | 0.002964 | 0.5 | 0 |  | --> | E18 ex TULLOW | Tullow [T421,T422] | CARLOW |  | 52.8656 | -6.561
MV/LV Substation PE***464 |  | 20 kV | _ | LV | 200 kVA :Pole Substation | 0.2 | --> | 0.2 | 0.133 | 2.1 |  | --> | 0.19 | 0 | 0 | 0 | 0 | Constrained,otherwise capacity available =209.9kW. | --> | C18 ex NEWTOWNCUNNINGHAM | Newtowncunningham [T41,T42] | LETTERKENNY |  | 55.0392 | -7.3761
MV/LV Substation PE***472 |  | 10 kV | _ | LV | 50 kVA :Pole Substation | 0.05 | --> | 0.05 | 0 | 0 | Constrained,otherwise capacity available =43kVA. | --> | 0.0475 | 0 | 0 | 0 | 0 | Constrained,otherwise capacity available =51.1kW. | --> | C18 ex DUNGLOE | Dungloe [T41,T42] | ARDNAGAPPARY |  | 54.9561 | -8.3566
MV/LV Substation PE***477 |  | 10 kV | _ | LV | 50 kVA :Pole Substation | 0.05 | --> | 0.05 | 0 | 0 | Constrained,otherwise capacity available =11kVA. | --> | 0.0475 | 0 | 0.008151 | 0.05559 | 0 |  | --> | C20 ex MULGANNON | Mulgannon [T41,T42] | WEXFORD |  | 52.3231 | -6.4744
MV/LV Substation PE***479 |  | 10 kV | _ | LV | 1000 kVA :Building Structure | 1 | --> | 1 | 0.5 | 3.4 |  | --> | 0.95 | 0 | 0 | 0.5 | 0 |  | --> | C14 ex MERRION SQUARE | Merrion Square [T41,T42] | RINGSEND |  | 53.3366 | -6.2518
MV/LV Substation PE***482X |  | 10 kV | _ | LV | 50 kVA :Pole Substation | 0.05 | --> | 0.05 | 0 | 0 | Constrained,otherwise capacity available =42kVA. | --> | 0.0475 | 0 | 0.011115 | 0.0512 | 0 |  | --> | C18 ex TRAMORE | Tramore [T41,T42] | BUTLERSTOWN |  | 52.2095 | -7.2099
MV/LV Substation PE***491Z |  | 20 kV | _ | LV | 200 kVA :Pole Substation | 0.2 | --> | 0.2 | 0 | 0 | Constrained,otherwise capacity available =158kVA. | --> | 0.19 | 0 | 0 | 0.20628 | 0 |  | --> | E18 ex GLASMORE | Glasmore [T421,T422] | GLASMORE |  | 53.564 | -6.2104
MV/LV Substation PE***499X |  | 20 kV | _ | LV | 630 kVA :Kiosk Substation | 0.63 | --> | 0.63 | 0 | 0 | Constrained,otherwise capacity available =500kVA. | --> | 0.5985 | 0 | 0 | 0 | 0 | Constrained,otherwise capacity available =500kW. | --> | E13 ex ABBEYLEIX | Abbeyleix [T422] | PORTLAOISE |  | 53.0015 | -7.3219
MV/LV Substation PE***507Y |  | 20 kV | _ | LV | 200 kVA :Pole Substation | 0.2 | --> | 0.2 | 0.158 | 1.3 |  | --> | 0.19 | 0 | 0 | 0.20628 | 0 |  | --> | C17 ex ROOSKY | Roosky [T41] | RICHMOND |  | 53.7755 | -8.1049
MV/LV Substation PE***516X |  | 10 kV | _ | LV | 630 kVA :Building Structure | 0.63 | --> | 0.63 | 0 | 0 | Constrained,otherwise capacity available =500kVA. | --> | 0.5985 | 0 | 0 | 0.5 | 0 |  | --> | C11 ex CAMDEN ROW | Camden Row [T41] | FRANCIS STREET |  | 53.3392 | -6.2667
MV/LV Substation PE***519 |  | 10 kV | _ | LV | 1000 kVA :Building Structure | 1 | --> | 1 | 0.5 | 3.3 |  | --> | 0.95 | 0 | 0.012597 | 0.5 | 0 |  | --> | C23 ex PEMBROKE | Pembroke [T41,T42,T43,T44] | RINGSEND |  | 53.3354 | -6.2418
MV/LV Substation PE***528X |  | 10 kV | _ | LV | 630 kVA :Kiosk Substation | 0.63 | --> | 0.63 | 0 | 0 | Constrained,otherwise capacity available =500kVA. | --> | 0.5985 | 0 | 0 | 0 | 0 | Constrained,otherwise capacity available =500kW. | --> | C13 ex CULLION | Cullion [T41,T42] | LETTERKENNY |  | 54.9515 | -7.7309
MV/LV Substation PE***530X |  | 10 kV | _ | LV | 100 kVA :Pole Substation | 0.1 | --> | 0.1 | 0 | 0 | Constrained,otherwise capacity available =94kVA. | --> | 0.095 | 0 | 0 | 0.10091 | 0 |  | --> | C18 ex CELBRIDGE | Celbridge [T41,T42] | GRIFFINRATH |  | 53.3207 | -6.4721
MV/LV Substation PE***539X |  | 10 kV | _ | LV | 1000 kVA :Building Structure | 1 | --> | 1 | 0.5 | 6 |  | --> | 0.95 | 0 | 0 | 0.5 | 0 |  | --> | C29 ex PELLETSTOWN | Pelletstown [T101,T102] | FINGLAS |  | 53.3781 | -6.3261
MV/LV Substation PE***556 |  | 20 kV | _ | LV | 100 kVA :Pole Substation | 0.1 | --> | 0.1 | 0.033 | 1.6 |  | --> | 0.095 | 0 | 0 | 0 | 0 | Constrained,otherwise capacity available =109.7kW. | --> | C17 ex BALLYSHANNON | Ballyshannon [T41,T42] | CATHALEENS FALL |  | 54.5489 | -7.8351
MV/LV Substation PE***571X |  | 10 kV | _ | LV | 630 kVA :Kiosk Substation | 0.63 | --> | 0.63 | 0.5 | 6 |  | --> | 0.5985 | 0 | 0 | 0.5 | 0 |  | --> | C28 ex PELLETSTOWN | Pelletstown [T101,T102] | FINGLAS |  | 53.3777 | -6.3236
MV/LV Substation PE***598X |  | 10 kV | _ | LV | 200 kVA :Building Structure | 0.2 | --> | 0.2 | 0.17 | 11.9 |  | --> | 0.19 | 0 | 0 | 0.2045 | 0 |  | --> | C24 ex SALTHILL | Salthill [T101,T102] | SALTHILL |  | 53.2626 | -9.0847
MV/LV Substation PE***604Z |  | 10 kV | _ | LV | 400 kVA :Kiosk Substation | 0.4 | --> | 0.4 | 0 | 0 | Constrained,otherwise capacity available =326kVA. | --> | 0.38 | 0 | 0.090402 | 0.41108 | 0 |  | --> | C13 ex MALAHIDE | Malahide [T41,T42] | GLASMORE |  | 53.4408 | -6.2033
MV/LV Substation PE***606 |  | 10 kV | _ | LV | 400 kVA :Kiosk Substation | 0.4 | --> | 0.4 | 0 | 0 | Constrained,otherwise capacity available =290kVA. | --> | 0.38 | 0 | 0.004446 | 0.41637 | 0 |  | --> | C12 ex SAGGART | Saggart [T41,T42] | GRANGE CASTLE |  | 53.2777 | -6.4704
MV/LV Substation PE***623X |  | 10 kV | _ | LV | 100 kVA :Pole Substation | 0.1 | --> | 0.1 | 0.079 | 5 |  | --> | 0.095 | 0 | 0.005928 | 0.10166 | 0 |  | --> | C20 ex MCDONAGH | Mcdonagh [T41,T42] | KILKENNY |  | 52.6661 | -7.2243
MV/LV Substation PE***644X |  | 10 kV | _ | LV | 50 kVA :Pole Substation | 0.05 | --> | 0.05 | 0 | 0 | Constrained,otherwise capacity available =36kVA. | --> | 0.0475 | 0 | 0.004446 | 0.052083 | 0 |  | --> | C15 ex TULLA | Tulla [T41,T42] | ENNIS |  | 52.9308 | -8.636
MV/LV Substation PE***649Y |  | 20 kV | _ | LV | 50 kVA :Pole Substation | 0.05 | --> | 0.05 | 0 | 0 | Constrained,otherwise capacity available =42kVA. | --> | 0.0475 | 0 | 0.02964 | 0.0512 | 0 |  | --> | E17 ex CREAGH | Creagh [T421,T422] | ATHLONE |  | 53.3289 | -8.3135
MV/LV Substation PE***686Z |  | 10 kV | _ | LV | 400 kVA :Building Structure | 0.4 | --> | 0.4 | 0 | 0 | Constrained,otherwise capacity available =381kVA. | --> | 0.38 | 0 | 0 | 0.40287 | 0 |  | --> | C19 ex MULGANNON | Mulgannon [T41,T42] | WEXFORD |  | 52.3366 | -6.4612
MV/LV Substation PE***698Y |  | 20 kV | _ | LV | 400 kVA :Building Structure | 0.4 | --> | 0.4 | 0 | 0 | Constrained,otherwise capacity available =400kVA. | --> | 0.38 | 0 | 0 | 0.4 | 0 |  | --> | E12 ex ACADEMY STREET | Academy Street [T421,T422,T44] | NAVAN |  | 53.6413 | -6.662
MV/LV Substation PE***712 |  | 10 kV | _ | LV | 50 kVA :Pole Substation | 0.05 | --> | 0.05 | 0 | 0 | Constrained,otherwise capacity available =30kVA. | --> | 0.0475 | 0 | 0 | 0.052949 | 0 |  | --> | C18 ex TRAMORE | Tramore [T41,T42] | BUTLERSTOWN |  | 52.2053 | -7.2044
MV/LV Substation PE***737Y |  | 10 kV | _ | LV | 400 kVA :Kiosk Substation | 0.4 | --> | 0.4 | 0.343 | 4.4 |  | --> | 0.38 | 0 | 0.00741 | 0.40856 | 0 |  | --> | E11 ex CRANE | Crane [T122] | CRANE |  | 52.5285 | -6.5559
MV/LV Substation PE***765Z |  | 10 kV | _ | LV | 400 kVA :Building Structure | 0.4 | --> | 0.4 | 0.345 | 6 |  | --> | 0.38 | 0 | 0 | 0.40827 | 0 |  | --> | C23 ex TRABEG | Trabeg [T101,T102] | TRABEG |  | 51.8512 | -8.4825
MV/LV Substation PE***816X |  | 10 kV | _ | LV | 1000 kVA :Building Structure | 1 | --> | 1 | 0.5 | 7.9 |  | --> | 0.95 | 0 | 0 | 0.5 | 0 |  | --> | C21 ex TRINITY | Trinity [T101,T102] | POOLBEG |  | 53.3435 | -6.2481
MV/LV Substation PE***826X |  | 10 kV | _ | LV | 400 kVA :Kiosk Substation | 0.4 | --> | 0.4 | 0 | 0 | Constrained,otherwise capacity available =384kVA. | --> | 0.38 | 0 | 0.003705 | 0.40242 | 0 |  | --> | C16 ex CLONAKILTY | Clonakilty [T41,T42] | DUNMANWAY |  | 51.6227 | -8.89
MV/LV Substation PE***842Z |  | 10 kV | _ | LV | 200 kVA :Pole Substation | 0.2 | --> | 0.2 | 0 | 0 | Constrained,otherwise capacity available =174kVA. | --> | 0.19 | 0 | 0.008151 | 0.20391 | 0 |  | --> | C17 ex BALLINDERRY | Ballinderry [T41,T422] | MULLINGAR |  | 53.524 | -7.313
MV/LV Substation PE***871 |  | 10 kV | _ | LV | 400 kVA :Kiosk Substation | 0.4 | --> | 0.4 | 0.366 | 18.8 |  | --> | 0.38 | 0 | 0.000741 | 0.40513 | 0 |  | --> | C21 ex BEDFORD ROW | Bedford Row [T41,T42,T43,T44] | FRANCIS STREET |  | 53.3461 | -6.2479
MV/LV Substation PE***877Z |  | 10 kV | _ | LV | 630 kVA :Building Structure | 0.63 | --> | 0.63 | 0.5 | 7.2 |  | --> | 0.5985 | 0 | 0 | 0.5 | 0 |  | --> | C24 ex LIBERTY STREET | Liberty Street [T101,T102] | LIBERTY STREET |  | 51.8977 | -8.4702
MV/LV Substation PE***897 |  | 10 kV | _ | LV | 200 kVA :Pole Substation | 0.2 | --> | 0.2 | 0 | 0 | Constrained,otherwise capacity available =190kVA. | --> | 0.19 | 0 | 0 | 0.20151 | 0 |  | --> | C15 ex BALLYBAILIE | Ballybailie [T41,T42] | DUNDALK |  | 53.8898 | -6.5511
MV/LV Substation PE***899 |  | 10 kV | _ | LV | 400 kVA :Building Structure | 0.4 | --> | 0.4 | 0 | 0 | Constrained,otherwise capacity available =374kVA. | --> | 0.38 | 0 | 0 | 0.40393 | 0 |  | --> | C11 ex CAMDEN ROW | Camden Row [T41] | FRANCIS STREET |  | 53.3392 | -6.269
MV/LV Substation PE***901Y |  | 10 kV | _ | LV | 50 kVA :Pole Substation | 0.05 | --> | 0.05 | 0.05 | 8.2 |  | --> | 0.0475 | 0 | 0 | 0.05 | 0 |  | --> | C12 ex MOUNT MISERY | Mount Misery [T41,T42] | WATERFORD |  | 52.2689 | -7.074
MV/LV Substation PE***911X |  | 10 kV | _ | LV | 100 kVA :Pole Substation | 0.1 | --> | 0.1 | 0 | 0 | Constrained,otherwise capacity available =87kVA. | --> | 0.095 | 0 | 0 | 0.10195 | 0 |  | --> | C18 ex BALLYBAILIE | Ballybailie [T41,T42] | DUNDALK |  | 53.8863 | -6.5261
MV/LV Substation PE***915X |  | 10 kV | _ | LV | 50 kVA :Pole Substation | 0.05 | --> | 0.05 | 0 | 0 | Constrained,otherwise capacity available =49kVA. | --> | 0.0475 | 0 | 0 | 0.050152 | 0 |  | --> | C18 ex BALLYBAILIE | Ballybailie [T41,T42] | DUNDALK |  | 53.8864 | -6.5394
MV/LV Substation PE***920Y |  | 10 kV | _ | LV | 200 kVA :Pole Substation | 0.2 | --> | 0.2 | 0.109 | 1.7 |  | --> | 0.19 | 0 | 0 | 0.21336 | 0 |  | --> | C20 ex ATHY | Athy [T101,T102] | ATHY |  | 53.001 | -6.9943
MV/LV Substation PE***930X |  | 10 kV | _ | LV | 400 kVA :Building Structure | 0.4 | --> | 0.4 | 0 | 0 | Constrained,otherwise capacity available =400kVA. | --> | 0.38 | 0 | 0 | 0.4 | 0 |  | --> | C13 ex FORTUNESTOWN | Fortunestown [T101,T102] | INCHICORE 220KV |  | 53.2816 | -6.4135
MV/LV Substation PE***930Z |  | 10 kV | _ | LV | 630 kVA :Kiosk Substation | 0.63 | --> | 0.63 | 0 | 0 | Constrained,otherwise capacity available =500kVA. | --> | 0.5985 | 0 | 0 | 0.5 | 0 |  | --> | C14 ex MULGANNON | Mulgannon [T41,T42] | WEXFORD |  | 52.3376 | -6.4602
MV/LV Substation PE***941Z |  | 10 kV | _ | LV | 630 kVA :Kiosk Substation | 0.63 | --> | 0.63 | 0.5 | 4.6 |  | --> | 0.5985 | 0 | 0 | 0.5 | 0 |  | --> | C11 ex RINGASKIDDY 110KV | Ringaskiddy 110kv [T42] | BARNAHELY |  | 51.8768 | -8.3497
MV/LV Substation PE***969 |  | 10 kV | _ | LV | 200 kVA :Kiosk Substation | 0.2 | --> | 0.2 | 0.074 | 2.4 |  | --> | 0.19 | 0 | 0.045201 | 0.21827 | 0 |  | --> | C14 ex BRAY | Bray [T41,T42] | FASSAROE |  | 53.1911 | -6.1324
MV/LV Substation PE***981Y |  | 10 kV | _ | LV | 1000 kVA :Building Structure | 1 | --> | 1 | 0 | 0 | Constrained,otherwise capacity available =500kVA. | --> | 0.95 | 0 | 0 | 0.5 | 0 |  | --> | C14 ex ROSEHILL | Rosehill [T41,T42] | KILKENNY |  | 52.6506 | -7.2532
MV/LV Substation PF***067X |  | 10 kV | _ | LV | 100 kVA :Pole Substation | 0.1 | --> | 0.1 | 0.1 | 4.6 |  | --> | 0.095 | 0 | 0 | 0.1 | 0 |  | --> | C11 ex RINGASKIDDY 110KV | Ringaskiddy 110kv [T42] | BARNAHELY |  | 51.8334 | -8.3452
MV/LV Substation PF***322Z |  | 10 kV | _ | LV | 50 kVA :Pole Substation | 0.05 | --> | 0.05 | 0.031 | 4.6 |  | --> | 0.0475 | 0 | 0 | 0.052806 | 0 |  | --> | C11 ex RINGASKIDDY 110KV | Ringaskiddy 110kv [T42] | BARNAHELY |  | 51.8329 | -8.3465
MV/LV Substation PF***559Z |  | 10 kV | _ | LV | 400 kVA :Building Structure | 0.4 | --> | 0.4 | 0 | 0 | Constrained,otherwise capacity available =310kVA. | --> | 0.38 | 0 | 0 | 0.4 | 0 |  | --> | C13 ex MULGANNON | Mulgannon [T41,T42] | WEXFORD |  | 52.3094 | -6.462
MV/LV Substation PF***873X |  | 10 kV | _ | LV | 200 kVA :Pole Substation | 0.2 | --> | 0.2 | 0.16 | 4.6 |  | --> | 0.19 | 0 | 0.02964 | 0.20598 | 0 |  | --> | C11 ex RINGASKIDDY 110KV | Ringaskiddy 110kv [T42] | BARNAHELY |  | 51.8338 | -8.3526
MV/LV Substation PH***058 |  | 10 kV | _ | LV | 630 kVA :Kiosk Substation | 0.63 | --> | 0.63 | 0.319 | 1.9 |  | --> | 0.5985 | 0 | 0.054093 | 0.5 | 0 |  | --> | C14 ex FAIRVIEW | Fairview [T41] | MCDERMOTT |  | 53.3715 | -6.2374
MV/LV Substation PH***072Z |  | 10 kV | _ | LV | 400 kVA :Kiosk Substation | 0.4 | --> | 0.4 | 0 | 0 | Constrained,otherwise capacity available =202kVA. | --> | 0.38 | 0 | 0.055575 | 0.42899 | 0 |  | --> | C41 ex COLLEGE PARK | College Park [T101,T102,T103] | COLLEGE PARK |  | 53.4052 | -6.4176
MV/LV Substation PH***088 |  | 10 kV | _ | LV | 630 kVA :Kiosk Substation | 0.63 | --> | 0.63 | 0.423 | 3.8 |  | --> | 0.5985 | 0 | 0.00741 | 0.5 | 0 |  | --> | C20 ex WATERFORD | Waterford [T41,T42] | WATERFORD |  | 52.2605 | -7.1207
MV/LV Substation PH***104 |  | 10 kV | _ | LV | 630 kVA :Building Structure | 0.63 | --> | 0.63 | 0 | 0 | Constrained,otherwise capacity available =397kVA. | --> | 0.5985 | 0 | 0.002964 | 0.5 | 0 |  | --> | C12 ex DENNEHYS CROSS | Dennehys Cross [T41,T42] | TRABEG |  | 51.8925 | -8.4843
MV/LV Substation PH***117X |  | 10 kV | _ | LV | 100 kVA :Pole Substation | 0.1 | --> | 0.1 | 0 | 0 | Constrained,otherwise capacity available =67kVA. | --> | 0.095 | 0 | 0.003705 | 0.10489 | 0 |  | --> | C15 ex BALLYBAILIE | Ballybailie [T41,T42] | DUNDALK |  | 53.9369 | -6.5641
MV/LV Substation PH***175X |  | 10 kV | _ | LV | 400 kVA :Kiosk Substation | 0.4 | --> | 0.4 | 0.359 | 2.9 |  | --> | 0.38 | 0 | 0 | 0.40543 | 0 |  | --> | C19 ex BREWERY ROAD | Brewery Road [T41,T42] | CARRICKMINES |  | 53.2751 | -6.2044
MV/LV Substation PH***187X |  | 10 kV | _ | LV | 400 kVA :Building Structure | 0.4 | --> | 0.4 | 0.22 | 20.8 |  | --> | 0.38 | 0 | 0 | 0.42644 | 0 |  | --> | C19 ex HEUSTON SQUARE | Heuston Square [T101,T102] | INCHICORE 220KV |  | 53.3432 | -6.2919
MV/LV Substation PH***310Z |  | 10 kV | _ | LV | 400 kVA :Building Structure | 0.4 | --> | 0.4 | 0 | 0 | Constrained,otherwise capacity available =400kVA. | --> | 0.38 | 0 | 0 | 0.4 | 0 |  | --> | C14 ex LIFFEY VALLEY | Liffey Valley [T41,T42] | INCHICORE 220KV |  | 53.3524 | -6.4087
MV/LV Substation PH***325 |  | 10 kV | _ | LV | 100 kVA :Pole Substation | 0.1 | --> | 0.1 | 0.077 | 2.8 |  | --> | 0.095 | 0 | 0 | 0.10343 | 0 |  | --> | C19 ex RECESS | Recess [T41] | SCREEB |  | 53.3267 | -9.9044
MV/LV Substation PH***348Z |  | 10 kV | _ | LV | 50 kVA :Pole Substation | 0.05 | --> | 0.05 | 0 | 0 | Constrained,otherwise capacity available =46kVA. | --> | 0.0475 | 0 | 0 | 0.050604 | 0 |  | --> | C26 ex MONEYCOOLEY | Moneycooley [T41,T42,T44] | GRIFFINRATH |  | 53.3825 | -6.6049
MV/LV Substation PH***367X |  | 10 kV | _ | LV | 200 kVA :Kiosk Substation | 0.2 | --> | 0.2 | 0.198 | 20.8 |  | --> | 0.19 | 0 | 0 | 0.2003 | 0 |  | --> | C21 ex HEUSTON SQUARE | Heuston Square [T101,T102] | INCHICORE 220KV |  | 53.3484 | -6.3279
MV/LV Substation PH***374X |  | 10 kV | _ | LV | 1000 kVA :Building Structure | 1 | --> | 1 | 0.5 | 4.6 |  | --> | 0.95 | 0 | 0.004446 | 0.5 | 0 |  | --> | C18 ex WATLING STREET | Watling Street [T41,T42] | FRANCIS STREET |  | 53.347 | -6.2772
MV/LV Substation PH***386Z |  | 10 kV | _ | LV | 630 kVA :Building Structure | 0.63 | --> | 0.63 | 0.456 | 6 |  | --> | 0.5985 | 0 | 0 | 0.5 | 0 |  | --> | C29 ex PELLETSTOWN | Pelletstown [T101,T102] | FINGLAS |  | 53.3734 | -6.3371
MV/LV Substation PH***387Z |  | 10 kV | _ | LV | 630 kVA :Building Structure | 0.63 | --> | 0.63 | 0.472 | 6 |  | --> | 0.5985 | 0 | 0 | 0.5 | 0 |  | --> | C29 ex PELLETSTOWN | Pelletstown [T101,T102] | FINGLAS |  | 53.3728 | -6.335
MV/LV Substation PH***390X |  | 10 kV | _ | LV | 400 kVA :Kiosk Substation | 0.4 | --> | 0.4 | 0.238 | 6 |  | --> | 0.38 | 0 | 0.026676 | 0.42388 | 0 |  | --> | C26 ex PELLETSTOWN | Pelletstown [T101,T102] | FINGLAS |  | 53.3781 | -6.3543
MV/LV Substation PH***4002 |  | 10 kV | _ | LV | 630 kVA :Building Structure | 0.63 | --> | 0.63 | 0.5 | 9.1 |  | --> | 0.5985 | 0 | 0 | 0.5 | 0 |  | --> | C20 ex CENTRE PARK ROAD | Marina [T105,T106] | MARINA |  | 51.895 | -8.4494
MV/LV Substation PH***4079 |  | 10 kV | _ | LV | 630 kVA :Building Structure | 0.63 | --> | 0.63 | 0.5 | 11.1 |  | --> | 0.5985 | 0 | 0 | 0.5 | 0 |  | --> | C11 ex CABRA | Cabra [T101,T102] | FINGLAS |  | 53.3636 | -6.3021
MV/LV Substation PH***4129 |  | 10 kV | _ | LV | 400 kVA :Kiosk Substation | 0.4 | --> | 0.4 | 0.292 | 11.1 |  | --> | 0.38 | 0 | 0.020007 | 0.41608 | 0 |  | --> | C12 ex CABRA | Cabra [T101,T102] | FINGLAS |  | 53.3764 | -6.3147
MV/LV Substation PH***4131 |  | 10 kV | _ | LV | 630 kVA :Kiosk Substation | 0.63 | --> | 0.63 | 0.5 | 6 |  | --> | 0.5985 | 0 | 0.005928 | 0.5 | 0 |  | --> | C29 ex PELLETSTOWN | Pelletstown [T101,T102] | FINGLAS |  | 53.3722 | -6.3391
MV/LV Substation PH***4185 |  | 10 kV | _ | LV | 630 kVA :Kiosk Substation | 0.63 | --> | 0.63 | 0.5 | 6 |  | --> | 0.5985 | 0 | 0.026676 | 0.5 | 0 |  | --> | C29 ex PELLETSTOWN | Pelletstown [T101,T102] | FINGLAS |  | 53.3735 | -6.344
MV/LV Substation PH***4285 |  | 10 kV | _ | LV | 630 kVA :Building Structure | 0.63 | --> | 0.63 | 0.5 | 6 |  | --> | 0.5985 | 0 | 0 | 0.5 | 0 |  | --> | C29 ex PELLETSTOWN | Pelletstown [T101,T102] | FINGLAS |  | 53.3732 | -6.3404
MV/LV Substation PH***430Y |  | 20 kV | _ | LV | 50 kVA :Pole Substation | 0.05 | --> | 0.05 | 0 | 0 | Constrained,otherwise capacity available =50kVA. | --> | 0.0475 | 0 | 0 | 0.05 | 0 |  | --> | E20 ex COLLOONEY | Collooney [T421,T422] | SLIGO |  | 54.2253 | -8.6363
MV/LV Substation PH***432Z |  | 10 kV | _ | LV | 630 kVA :Kiosk Substation | 0.63 | --> | 0.63 | 0 | 0 | Constrained,otherwise capacity available =500kVA. | --> | 0.5985 | 0 | 0 | 0.5 | 0 |  | --> | C22 ex MACETOWN | Macetown [T101,T102] | MACETOWN |  | 53.3996 | -6.4361
MV/LV Substation PH***449 |  | 10 kV | _ | LV | 630 kVA :Kiosk Substation | 0.63 | --> | 0.63 | 0 | 0 | Constrained,otherwise capacity available =111kVA. | --> | 0.5985 | 0 | 0.022971 | 0.5 | 0 |  | --> | C11 ex PHIBSBORO | Phibsboro [T41,T42] | FINGLAS |  | 53.3603 | -6.2783
MV/LV Substation PH***453 |  | 10 kV | _ | LV | 1000 kVA :Building Structure | 1 | --> | 1 | 0 | 0 | Constrained,otherwise capacity available =302kVA. | --> | 0.95 | 0 | 0.011856 | 0.5 | 0 |  | --> | C14 ex PHIBSBORO | Phibsboro [T41,T42] | FINGLAS |  | 53.3567 | -6.2752
MV/LV Substation PH***480 |  | 10 kV | _ | LV | 630 kVA :Building Structure | 0.63 | --> | 0.63 | 0 | 0 | Constrained,otherwise capacity available =445kVA. | --> | 0.5985 | 0 | 0 | 0.5 | 0 |  | --> | C16 ex GLASNEVIN | Glasnevin [T41] | FINGLAS |  | 53.3619 | -6.2733
MV/LV Substation PH***535X |  | 10 kV | _ | LV | 1000 kVA :Building Structure | 1 | --> | 1 | 0.5 | 11.1 |  | --> | 0.95 | 0 | 0 | 0.5 | 0 |  | --> | C12 ex CABRA | Cabra [T101,T102] | FINGLAS |  | 53.3771 | -6.3157
MV/LV Substation PH***543Y |  | 20 kV | _ | LV | 200 kVA :Pole Substation | 0.2 | --> | 0.2 | 0 | 0 | Constrained,otherwise capacity available =134kVA. | --> | 0.19 | 0 | 0 | 0.20978 | 0 |  | --> | E20 ex CLONMINCH | Clonminch [T41,T422] | THORNSBERRY |  | 53.2936 | -7.2831
MV/LV Substation PH***561 |  | 10 kV | _ | LV | 400 kVA :Kiosk Substation | 0.4 | --> | 0.4 | 0 | 0 | Constrained,otherwise capacity available =245kVA. | --> | 0.38 | 0 | 0.017784 | 0.42288 | 0 |  | --> | C16 ex CAHIRCALLA | Cahircalla [T41,T42] | ENNIS |  | 52.8376 | -8.9895
MV/LV Substation PH***565Z |  | 10 kV | _ | LV | 400 kVA :Kiosk Substation | 0.4 | --> | 0.4 | 0 | 0 | Constrained,otherwise capacity available =315kVA. | --> | 0.38 | 0 | 0.011856 | 0.41271 | 0 |  | --> | C22 ex MACETOWN | Macetown [T101,T102] | MACETOWN |  | 53.3981 | -6.4377
MV/LV Substation PH***601Z |  | 10 kV | _ | LV | 630 kVA :Kiosk Substation | 0.63 | --> | 0.63 | 0.368 | 6 |  | --> | 0.5985 | 0 | 0.017784 | 0.5 | 0 |  | --> | C29 ex PELLETSTOWN | Pelletstown [T101,T102] | FINGLAS |  | 53.3726 | -6.3407
MV/LV Substation PH***615Y |  | 20 kV | _ | LV | 100 kVA :Pole Substation | 0.1 | --> | 0.1 | 0 | 0 | Constrained,otherwise capacity available =82kVA. | --> | 0.095 | 0 | 0 | 0.1027 | 0 |  | --> | E11 ex ACADEMY STREET | Academy Street [T421,T422,T44] | NAVAN |  | 53.602 | -6.6183
MV/LV Substation PH***627X |  | 10 kV | _ | LV | 1000 kVA :Building Structure | 1 | --> | 1 | 0.5 | 6 |  | --> | 0.95 | 0 | 0.002223 | 0.5 | 0 |  | --> | C29 ex PELLETSTOWN | Pelletstown [T101,T102] | FINGLAS |  | 53.3724 | -6.3334
MV/LV Substation PH***645Z |  | 10 kV | _ | LV | 200 kVA :Building Structure | 0.2 | --> | 0.2 | 0 | 0 | Constrained,otherwise capacity available =105kVA. | --> | 0.19 | 0 | 0 | 0.21393 | 0 |  | --> | C22 ex MACETOWN | Macetown [T101,T102] | MACETOWN |  | 53.3984 | -6.4353
MV/LV Substation PH***692 |  | 10 kV | _ | LV | 50 kVA :Pole Substation | 0.05 | --> | 0.05 | 0 | 0 | Constrained,otherwise capacity available =41kVA. | --> | 0.0475 | 0 | 0 | 0.051348 | 0 |  | --> | C11 ex JOHNSTOWN | Johnstown [T41,T42] | KILTEEL |  | 53.1946 | -6.5607
MV/LV Substation PH***727X |  | 20 kV | _ | LV | 50 kVA :Pole Substation | 0.05 | --> | 0.05 | 0 | 0 | Constrained,otherwise capacity available =50kVA. | --> | 0.0475 | 0 | 0 | 0 | 0 | Constrained,otherwise capacity available =50kW. | --> | C14 ex KNOCKAPHUNTA | Knockaphunta [T41,T42] | CASTLEBAR |  | 53.8309 | -9.3454
MV/LV Substation PH***731 |  | 20 kV | _ | LV | 50 kVA :Pole Substation | 0.05 | --> | 0.05 | 0 | 0 | Constrained,otherwise capacity available =38kVA. | --> | 0.0475 | 0 | 0.002964 | 0 | 0 | Constrained,otherwise capacity available =51.8kW. | --> | C14 ex KNOCKAPHUNTA | Knockaphunta [T41,T42] | CASTLEBAR |  | 53.8297 | -9.3456
MV/LV Substation PH***742 |  | 10 kV | _ | LV | 50 kVA :Pole Substation | 0.05 | --> | 0.05 | 0 | 0 | Constrained,otherwise capacity available =31kVA. | --> | 0.0475 | 0 | 0 | 0.052806 | 0 |  | --> | C23 ex MACETOWN | Macetown [T101,T102] | MACETOWN |  | 53.3996 | -6.4407
MV/LV Substation PH***786 |  | 20 kV | _ | LV | 50 kVA :Pole Substation | 0.05 | --> | 0.05 | 0 | 0 | Constrained,otherwise capacity available =45kVA. | --> | 0.0475 | 0 | 0 | 0.050753 | 0 |  | --> | C12 ex BALLYHAUNIS | Ballyhaunis [T41,T42] | DALTON |  | 53.7561 | -8.7651
MV/LV Substation PH***795X |  | 20 kV | _ | LV | 50 kVA :Pole Substation | 0.05 | --> | 0.05 | 0 | 0 | Constrained,otherwise capacity available =46kVA. | --> | 0.0475 | 0 | 0.00741 | 0.050604 | 0 |  | --> | E13 ex KILCOCK | Kilcock [T421,T422] | GRIFFINRATH |  | 53.4437 | -6.6586
MV/LV Substation PH***834 |  | 10 kV | _ | LV | 400 kVA :Building Structure | 0.4 | --> | 0.4 | 0.255 | 6 |  | --> | 0.38 | 0 | 0 | 0.42144 | 0 |  | --> | C29 ex PELLETSTOWN | Pelletstown [T101,T102] | FINGLAS |  | 53.3734 | -6.3348
MV/LV Substation PH***898 |  | 10 kV | _ | LV | 100 kVA :Pole Substation | 0.1 | --> | 0.1 | 0 | 0 | Constrained,otherwise capacity available =59kVA. | --> | 0.095 | 0 | 0.040014 | 0.10604 | 0 |  | --> | C16 ex STICKILLEN | Stickillen [T41,T42] | DRYBRIDGE |  | 53.8235 | -6.4695
MV/LV Substation PH***922Y |  | 10 kV | _ | LV | 100 kVA :Pole Substation | 0.1 | --> | 0.1 | 0 | 0 | Constrained,otherwise capacity available =93kVA. | --> | 0.095 | 0 | 0 | 0.10106 | 0 |  | --> | C21 ex ATHLONE | Athlone [T41,T42] | ATHLONE |  | 53.4208 | -7.9823
MV/LV Substation PI***003Z |  | 10 kV | _ | LV | 50 kVA :Pole Substation | 0.05 | --> | 0.05 | 0 | 0.9 |  | --> | 0.0475 | 0 | 0 | 0.057435 | 0 |  | --> | C19 ex CLONARD | Clonard [T41,T42] | WEXFORD |  | 52.2847 | -6.4888
MV/LV Substation PI***004Z |  | 10 kV | _ | LV | 50 kVA :Pole Substation | 0.05 | --> | 0.05 | 0 | 0 | Constrained,otherwise capacity available =41kVA. | --> | 0.0475 | 0 | 0 | 0.051348 | 0 |  | --> | C15 ex MONEYCOOLEY | Moneycooley [T41,T42,T44] | GRIFFINRATH |  | 53.3402 | -6.5862
MV/LV Substation PI***008 |  | 10 kV | _ | LV | 400 kVA :Kiosk Substation | 0.4 | --> | 0.4 | 0.15247 | 0.2 | Constrained,otherwise capacity available =297kVA. | --> | 0.38 | 0 | 0.032604 | 0.41535 | 0 |  | --> | C19 ex SANDYFORD | Sandyford [T41,T42] | CARRICKMINES |  | 53.2738 | -6.261
MV/LV Substation PI***009 |  | 10 kV | _ | LV | 630 kVA :Kiosk Substation | 0.63 | --> | 0.63 | 0.15247 | 0.2 | Constrained,otherwise capacity available =460kVA. | --> | 0.5985 | 0 | 0.049647 | 0.5 | 0 |  | --> | C13 ex SANDYFORD | Sandyford [T41,T42] | CARRICKMINES |  | 53.2703 | -6.2557
MV/LV Substation PI***015Y |  | 10 kV | _ | LV | 400 kVA :Kiosk Substation | 0.4 | --> | 0.4 | 0.219 | 9.1 |  | --> | 0.38 | 0 | 0.023712 | 0.42659 | 0 |  | --> | C28 ex CENTRE PARK ROAD | Marina [T105,T106] | MARINA |  | 51.8894 | -8.4479
MV/LV Substation PI***018Y |  | 20 kV | _ | LV | 50 kVA :Pole Substation | 0.05 | --> | 0.05 | 0 | 0 | Constrained,otherwise capacity available =29kVA. | --> | 0.0475 | 0 | 0 | 0.053092 | 0 |  | --> | E14 ex DALTON | Dalton [T421,T422] | DALTON |  | 53.7888 | -8.9278
MV/LV Substation PI***018Y |  | 10 kV | _ | LV | 630 kVA :Kiosk Substation | 0.63 | --> | 0.63 | 0 | 0 | Constrained,otherwise capacity available =500kVA. | --> | 0.5985 | 0 | 0 | 0.5 | 0 |  | --> | C15 ex MORRISTOWN | Morristown [T41,T42] | NEWBRIDGE |  | 53.1853 | -6.8117
MV/LV Substation PI***034 |  | 10 kV | _ | LV | 200 kVA :Kiosk Substation | 0.2 | --> | 0.2 | 0.107 | 13.5 |  | --> | 0.19 | 0 | 0.023712 | 0.21365 | 0 |  | --> | C17 ex ENNIS | Ennis [T101,T102] | ENNIS |  | 52.8561 | -8.9838
MV/LV Substation PI***035 |  | 10 kV | _ | LV | 400 kVA :Kiosk Substation | 0.4 | --> | 0.4 | 0 | 0 | Constrained,otherwise capacity available =241kVA. | --> | 0.38 | 0 | 0.005187 | 0.42345 | 0 |  | --> | C15 ex TRIM | Trim [T41,T42] | NAVAN |  | 53.5612 | -6.796
MV/LV Substation PI***040 |  | 20 kV | _ | LV | 200 kVA :Pole Substation | 0.2 | --> | 0.2 | 0 | 0 | Constrained,otherwise capacity available =168kVA. | --> | 0.19 | 0 | 0.004446 | 0.2048 | 0 |  | --> | E11 ex BALLYHALE | Ballyhale [T42,T421] | KILKENNY |  | 52.5212 | -7.1406
MV/LV Substation PI***045 |  | 10 kV | _ | LV | 50 kVA :Pole Substation | 0.05 | --> | 0.05 | 0.031 | 1.9 |  | --> | 0.0475 | 0 | 0 | 0 | 0 | Constrained,otherwise capacity available =52.8kW. | --> | C13 ex TURLOUGH ROAD | Turlough Road [T41,T42] | CASTLEBAR |  | 53.8603 | -9.2885
MV/LV Substation PI***058X |  | 10 kV | _ | LV | 400 kVA :Kiosk Substation | 0.4 | --> | 0.4 | 0 | 0 | Constrained,otherwise capacity available =255kVA. | --> | 0.38 | 0 | 0.001482 | 0.42144 | 0 |  | --> | C16 ex DOUGLAS | Douglas [T41,T42] | TRABEG |  | 51.8894 | -8.4192
MV/LV Substation PI***060Z |  | 20 kV | _ | LV | 50 kVA :Pole Substation | 0.05 | --> | 0.05 | 0 | 0 | Constrained,otherwise capacity available =50kVA. | --> | 0.0475 | 0 | 0 | 0.05 | 0 |  | --> | C21 ex MACETOWN | Macetown [T101,T102] | MACETOWN |  | 53.4805 | -6.5558
MV/LV Substation PI***063X |  | 10 kV | _ | LV | 630 kVA :Building Structure | 0.63 | --> | 0.63 | 0 | 0 | Constrained,otherwise capacity available =474kVA. | --> | 0.5985 | 0 | 0 | 0 | 0 | Constrained,otherwise capacity available =500kW. | --> | C14 ex DONEGAL | Donegal [T41,T42] | CATHALEENS FALL |  | 54.6533 | -8.1118
MV/LV Substation PI***068 |  | 10 kV | _ | LV | 400 kVA :Kiosk Substation | 0.4 | --> | 0.4 | 0.289 | 13.2 |  | --> | 0.38 | 0 | 0.011115 | 0.41651 | 0 |  | --> | C23 ex ARTANE | Artane [T101,T102] | FINGLAS |  | 53.3814 | -6.2124
MV/LV Substation PI***077 |  | 10 kV | _ | LV | 400 kVA :Kiosk Substation | 0.4 | --> | 0.4 | 0.378 | 0.9 |  | --> | 0.38 | 0 | 0 | 0.40333 | 0 |  | --> | C15 ex CLONARD | Clonard [T41,T42] | WEXFORD |  | 52.3278 | -6.4817
MV/LV Substation PI***077X |  | 10 kV | _ | LV | 400 kVA :Kiosk Substation | 0.4 | --> | 0.4 | 0.331 | 1.5 |  | --> | 0.38 | 0 | 0 | 0.41034 | 0 |  | --> | C11 ex BALLYARD | Ballyard [T41,T42] | TRALEE |  | 52.2637 | -9.7049
MV/LV Substation PI***084 |  | 20 kV | _ | LV | 50 kVA :Pole Substation | 0.05 | --> | 0.05 | 0.047 | 0.4 |  | --> | 0.0475 | 0 | 0.001482 | 0.050453 | 0 |  | --> | C16 ex CARRAROE | Carraroe [T42] | SCREEB |  | 53.1228 | -9.6664
MV/LV Substation PI***085 |  | 20 kV | _ | LV | 50 kVA :Pole Substation | 0.05 | --> | 0.05 | 0 | 0.4 |  | --> | 0.0475 | 0 | 0 | 0.058575 | 0 |  | --> | C16 ex CARRAROE | Carraroe [T42] | SCREEB |  | 53.1205 | -9.6676
MV/LV Substation PI***088 |  | 10 kV | _ | LV | 400 kVA :Kiosk Substation | 0.4 | --> | 0.4 | 0 | 0 | Constrained,otherwise capacity available =301kVA. | --> | 0.38 | 0 | 0.005928 | 0.41476 | 0 |  | --> | C25 ex STEPHENSTOWN | Stephenstown [T101,T102] | FINGLAS |  | 53.6028 | -6.1699
MV/LV Substation PI***089X |  | 10 kV | _ | LV | 100 kVA :Pole Substation | 0.1 | --> | 0.1 | 0.1 | 0.4 |  | --> | 0.095 | 0 | 0 | 0.1 | 0 |  | --> | C17 ex CARRICKMINES | Carrickmines [T41,T42] | CARRICKMINES |  | 53.2374 | -6.2055
MV/LV Substation PI***089X |  | 10 kV | _ | LV | 400 kVA :Kiosk Substation | 0.4 | --> | 0.4 | 0 | 0 | Constrained,otherwise capacity available =242kVA. | --> | 0.38 | 0 | 0.042237 | 0.42331 | 0 |  | --> | C14 ex SWORDS | Swords [T41,T42] | GLASMORE |  | 53.4656 | -6.2338
MV/LV Substation PI***090 |  | 10 kV | _ | LV | 400 kVA :Kiosk Substation | 0.4 | --> | 0.4 | 0.264 | 4.1 |  | --> | 0.38 | 0 | 0.036309 | 0.42014 | 0 |  | --> | C19 ex BALLYMUN | Ballymun [T41,T42] | FINGLAS |  | 53.3932 | -6.273
MV/LV Substation PI***097 |  | 10 kV | _ | LV | 400 kVA :Kiosk Substation | 0.4 | --> | 0.4 | 0.326 | 0.9 |  | --> | 0.38 | 0 | 0.040755 | 0.41108 | 0 |  | --> | C15 ex CLONARD | Clonard [T41,T42] | WEXFORD |  | 52.3271 | -6.4804
MV/LV Substation PI***101 |  | 10 kV | _ | LV | 400 kVA :Kiosk Substation | 0.4 | --> | 0.4 | 0 | 0 | Constrained,otherwise capacity available =285kVA. | --> | 0.38 | 0 | 0.003705 | 0.4171 | 0 |  | --> | C25 ex STEPHENSTOWN | Stephenstown [T101,T102] | FINGLAS |  | 53.6022 | -6.1713
MV/LV Substation PI***102 |  | 10 kV | _ | LV | 400 kVA :Kiosk Substation | 0.4 | --> | 0.4 | 0.347 | 12.2 |  | --> | 0.38 | 0 | 0.011115 | 0.40797 | 0 |  | --> | C20 ex BALLYBEG | Ballybeg [T101,T102] | CARRICKMINES |  | 52.9744 | -6.0412
MV/LV Substation PI***105 |  | 20 kV | _ | LV | 50 kVA :Pole Substation | 0.05 | --> | 0.05 | 0.039 | 2 |  | --> | 0.0475 | 0 | 0 | 0.051643 | 0 |  | --> | E15 ex MOHILL | Mohill [T421,T422] | CARRICK ON SHANNON |  | 54.02 | -7.8297
MV/LV Substation PI***111Y |  | 10 kV | _ | LV | 630 kVA :Kiosk Substation | 0.63 | --> | 0.63 | 0.433 | 3.1 |  | --> | 0.5985 | 0 | 0 | 0.5 | 0 |  | --> | C17 ex BELLFIELD | Bellfield [T41,T42] | CRANE |  | 52.5023 | -6.5716
MV/LV Substation PI***112 |  | 10 kV | _ | LV | 200 kVA :Pole Substation | 0.2 | --> | 0.2 | 0.122 | 0.9 |  | --> | 0.19 | 0 | 0.06669 | 0.21151 | 0 |  | --> | C16 ex KENMARE | Kenmare [T42] | KNOCKEARAGH |  | 51.8813 | -9.6
MV/LV Substation PI***113X |  | 10 kV | _ | LV | 400 kVA :Kiosk Substation | 0.4 | --> | 0.4 | 0.339 | 1.8 |  | --> | 0.38 | 0 | 0 | 0.40916 | 0 |  | --> | C11 ex MOYLISH | Moylish [T41,T42] | ARDNACRUSHA |  | 52.6823 | -8.6546
MV/LV Substation PI***116Y |  | 20 kV | _ | LV | 50 kVA :Pole Substation | 0.05 | --> | 0.05 | 0 | 0 | Constrained,otherwise capacity available =34kVA. | --> | 0.0475 | 0 | 0 | 0.052373 | 0 |  | --> | C19 ex TRAMORE | Tramore [T41,T42] | BUTLERSTOWN |  | 52.1853 | -7.1308
MV/LV Substation PI***134 |  | 20 kV | _ | LV | 50 kVA :Pole Substation | 0.05 | --> | 0.05 | 0.046 | 1.6 |  | --> | 0.0475 | 0 | 0 | 0.050604 | 0 |  | --> | E13 ex CARRIGALLEN | Carrigallen [T421] | CARRICK ON SHANNON |  | 53.977 | -7.6338
MV/LV Substation PI***139 |  | 10 kV | _ | LV | 630 kVA :Building Structure | 0.63 | --> | 0.63 | 0.5 | 4.5 |  | --> | 0.5985 | 0 | 0 | 0.5 | 0 |  | --> | C20 ex BOGHALL ROAD | Boghall Road [T41,T42] | FASSAROE |  | 53.1876 | -6.106
MV/LV Substation PI***150X |  | 10 kV | _ | LV | 50 kVA :Pole Substation | 0.05 | --> | 0.05 | 0.039 | 0.3 |  | --> | 0.0475 | 0 | 0 | 0.051643 | 0 |  | --> | C12 ex ABBEYFEALE | Abbeyfeale [T42] | TRIEN |  | 52.3616 | -9.3092
MV/LV Substation PI***151 |  | 10 kV | _ | LV | 400 kVA :Kiosk Substation | 0.4 | --> | 0.4 | 0 | 0 | Constrained,otherwise capacity available =297kVA. | --> | 0.38 | 0 | 0.006669 | 0.41535 | 0 |  | --> | C19 ex ROSEHILL | Rosehill [T41,T42] | KILKENNY |  | 52.6425 | -7.243
MV/LV Substation PI***158X |  | 20 kV | _ | LV | 630 kVA :Kiosk Substation | 0.63 | --> | 0.63 | 0 | 0 | Constrained,otherwise capacity available =500kVA. | --> | 0.5985 | 0 | 0 | 0 | 0 | Constrained,otherwise capacity available =500kW. | --> | E18 ex KILLYBEGS | Killybegs [T422] | BINBANE |  | 54.6369 | -8.4404
MV/LV Substation PI***164Y |  | 10 kV | _ | LV | 400 kVA :Kiosk Substation | 0.4 | --> | 0.4 | 0 | 0 | Constrained,otherwise capacity available =362kVA. | --> | 0.38 | 0 | 0.011856 | 0 | 0 | Constrained,otherwise capacity available =405.7kW. | --> | C13 ex FERMOY NORTH | Fermoy North [T41,T42] | BARRYMORE |  | 52.148 | -8.274
MV/LV Substation PI***173Y |  | 20 kV | _ | LV | 50 kVA :Pole Substation | 0.05 | --> | 0.05 | 0 | 0 | Constrained,otherwise capacity available =48kVA. | --> | 0.0475 | 0 | 0 | 0.050303 | 0 |  | --> | C19 ex TRAMORE | Tramore [T41,T42] | BUTLERSTOWN |  | 52.1774 | -7.1411
MV/LV Substation PI***209Y |  | 20 kV | _ | LV | 50 kVA :Pole Substation | 0.05 | --> | 0.05 | 0.049 | 1.1 |  | --> | 0.0475 | 0 | 0 | 0.050152 | 0 |  | --> | E20 ex BIRR | Birr [T41,T422] | DALLOW |  | 53.0395 | -7.9959
MV/LV Substation PI***212X |  | 20 kV | _ | LV | 1000 kVA :Building Structure | 1 | --> | 1 | 0 | 0 | Constrained,otherwise capacity available =500kVA. | --> | 0.95 | 0 | 0 | 0 | 0 | Constrained,otherwise capacity available =500kW. | --> | E14 ex FOXHOLE | Foxhole [T421,T422] | DUNGARVAN |  | 51.9553 | -7.8472
MV/LV Substation PI***212Z |  | 10 kV | _ | LV | 400 kVA :Kiosk Substation | 0.4 | --> | 0.4 | 0 | 0 | Constrained,otherwise capacity available =355kVA. | --> | 0.38 | 0 | 0 | 0.40677 | 0 |  | --> | C14 ex MULGANNON | Mulgannon [T41,T42] | WEXFORD |  | 52.3361 | -6.4582
MV/LV Substation PI***213Y |  | 20 kV | _ | LV | 100 kVA :Pole Substation | 0.1 | --> | 0.1 | 0 | 0 | Constrained,otherwise capacity available =28kVA. | --> | 0.095 | 0 | 0.002964 | 0.11037 | 0 |  | --> | C21 ex PORTARLINGTON | Portarlington [T43] | BLAKE |  | 53.1662 | -7.1852
MV/LV Substation PI***218Z |  | 10 kV | _ | LV | 630 kVA :Building Structure | 0.63 | --> | 0.63 | 0 | 0 | Constrained,otherwise capacity available =318kVA. | --> | 0.5985 | 0 | 0 | 0.5 | 0 |  | --> | C12 ex FAIRHILL | Fairhill [T42] | KILBARRY |  | 51.9018 | -8.4719
MV/LV Substation PI***230X |  | 20 kV | _ | LV | 50 kVA :Pole Substation | 0.05 | --> | 0.05 | 0 | 0 | Constrained,otherwise capacity available =5kVA. | --> | 0.0475 | 0 | 0 | 0.056391 | 0 |  | --> | E21 ex CURRALEIGH | Curraleigh [T421,T422] | KILBARRY |  | 51.9374 | -8.618
MV/LV Substation PI***240Y |  | 20 kV | _ | LV | 50 kVA :Pole Substation | 0.05 | --> | 0.05 | 0 | 0 | Constrained,otherwise capacity available =44kVA. | --> | 0.0475 | 0 | 0 | 0.050903 | 0 |  | --> | E21 ex WHITECHURCH | Whitechurch [T421,T422] | KILBARRY |  | 51.9523 | -8.4527
MV/LV Substation PI***255 |  | 10 kV | _ | LV | 400 kVA :Kiosk Substation | 0.4 | --> | 0.4 | 0 | 0 | Constrained,otherwise capacity available =299kVA. | --> | 0.38 | 0 | 0.013338 | 0.41505 | 0 |  | --> | C11 ex COOLCORCORAN | Coolcorcoran [T41,T42] | KNOCKEARAGH |  | 52.0609 | -9.4899
MV/LV Substation PI***258X |  | 10 kV | _ | LV | 400 kVA :Kiosk Substation | 0.4 | --> | 0.4 | 0 | 0 | Constrained,otherwise capacity available =139kVA. | --> | 0.38 | 0 | 0.033345 | 0.43777 | 0 |  | --> | C17 ex TYMON | Tymon [T41,T42] | COOKSTOWN |  | 53.3005 | -6.3716
MV/LV Substation PI***271 |  | 20 kV | _ | LV | 200 kVA :Pole Substation | 0.2 | --> | 0.2 | 0 | 0 | Constrained,otherwise capacity available =113kVA. | --> | 0.19 | 0 | 0.003705 | 0 | 0 | Constrained,otherwise capacity available =212.8kW. | --> | E14 ex BUNCRANA | Buncrana [T421,T422] | TRILLICK |  | 55.1462 | -7.4588
MV/LV Substation PI***277Z |  | 10 kV | _ | LV | 400 kVA :Building Structure | 0.4 | --> | 0.4 | 0 | 0 | Constrained,otherwise capacity available =315kVA. | --> | 0.38 | 0 | 0 | 0.41271 | 0 |  | --> | C18 ex DENNEHYS CROSS | Dennehys Cross [T41,T42] | TRABEG |  | 51.8893 | -8.5199
MV/LV Substation PI***288X |  | 10 kV | _ | LV | 400 kVA :Kiosk Substation | 0.4 | --> | 0.4 | 0.399 | 4.1 |  | --> | 0.38 | 0 | 0 | 0.40015 | 0 |  | --> | C13 ex AGHAGAD | Aghagad [T41,T42] | SLIGO |  | 54.4671 | -8.4481
MV/LV Substation PI***364 |  | 10 kV | _ | LV | 50 kVA :Pole Substation | 0.05 | --> | 0.05 | 0 | 0 | Constrained,otherwise capacity available =48kVA. | --> | 0.0475 | 0 | 0 | 0.050303 | 0 |  | --> | C15 ex SCARTEEN | Scarteen [T41,T42] | MALLOW |  | 52.1119 | -8.6632
MV/LV Substation PI***372Y |  | 10 kV | _ | LV | 50 kVA :Pole Substation | 0.05 | --> | 0.05 | 0 | 0 | Constrained,otherwise capacity available =48kVA. | --> | 0.0475 | 0 | 0 | 0.050303 | 0 |  | --> | C23 ex CREGG ROAD | Cregg Road [T41,T42] | BALLYDINE |  | 52.3478 | -7.3186
MV/LV Substation PI***382 |  | 20 kV | _ | LV | 50 kVA :Pole Substation | 0.05 | --> | 0.05 | 0 | 0 | Constrained,otherwise capacity available =44kVA. | --> | 0.0475 | 0 | 0 | 0.050903 | 0 |  | --> | C18 ex KANTURK | Kanturk [T41,T42] | GLENLARA |  | 52.1031 | -8.9744
MV/LV Substation PI***384 |  | 20 kV | _ | LV | 100 kVA :Pole Substation | 0.1 | --> | 0.1 | 0 | 0 | Constrained,otherwise capacity available =57kVA. | --> | 0.095 | 0 | 0 | 0.10633 | 0 |  | --> | E14 ex KILCOCK | Kilcock [T421,T422] | GRIFFINRATH |  | 53.4034 | -6.6743
MV/LV Substation PI***4016 |  | 10 kV | _ | LV | 400 kVA :Building Structure | 0.4 | --> | 0.4 | 0 | 0 | Constrained,otherwise capacity available =297kVA. | --> | 0.38 | 0 | 0.004446 | 0.41535 | 0 |  | --> | C18 ex NAAS | Naas [T41,T42] | KILTEEL |  | 53.1962 | -6.6702
MV/LV Substation PI***401X |  | 10 kV | _ | LV | 50 kVA :Pole Substation | 0.05 | --> | 0.05 | 0 | 0 | Constrained,otherwise capacity available =49kVA. | --> | 0.0475 | 0 | 0 | 0.050152 | 0 |  | --> | C23 ex CREGG ROAD | Cregg Road [T41,T42] | BALLYDINE |  | 52.3454 | -7.3173
MV/LV Substation PI***403X |  | 20 kV | _ | LV | 50 kVA :Pole Substation | 0.05 | --> | 0.05 | 0 | 0 | Constrained,otherwise capacity available =38kVA. | --> | 0.0475 | 0 | 0 | 0 | 0 | Constrained,otherwise capacity available =51.8kW. | --> | E13 ex FOXHOLE | Foxhole [T421,T422] | DUNGARVAN |  | 51.9765 | -7.8049
MV/LV Substation PI***4052 |  | 10 kV | _ | LV | 50 kVA :Pole Substation | 0.05 | --> | 0.05 | 0 | 0 | Constrained,otherwise capacity available =47kVA. | --> | 0.0475 | 0 | 0 | 0 | 0 | Constrained,otherwise capacity available =50.5kW. | --> | C19 ex ROSCREA | Roscrea [T41,T42] | IKERRIN |  | 52.9437 | -7.8174
MV/LV Substation PI***4070 |  | 10 kV | _ | LV | 50 kVA :Pole Substation | 0.05 | --> | 0.05 | 0 | 0 | Constrained,otherwise capacity available =50kVA. | --> | 0.0475 | 0 | 0 | 0.05 | 0 |  | --> | C11 ex SCARIFF | Scariff [T42] | ENNIS |  | 52.8522 | -8.4784
MV/LV Substation PI***412Y |  | 10 kV | _ | LV | 200 kVA :Pole Substation | 0.2 | --> | 0.2 | 0.18 | 0.9 |  | --> | 0.19 | 0 | 0 | 0.20301 | 0 |  | --> | C19 ex CLONARD | Clonard [T41,T42] | WEXFORD |  | 52.2836 | -6.4915
MV/LV Substation PI***4138 |  | 10 kV | _ | LV | 630 kVA :Kiosk Substation | 0.63 | --> | 0.63 | 0 | 0 | Constrained,otherwise capacity available =286kVA. | --> | 0.5985 | 0 | 0.16228 | 0.5 | 0 |  | --> | C18 ex NAAS | Naas [T41,T42] | KILTEEL |  | 53.1987 | -6.6672
MV/LV Substation PI***4144 |  | 10 kV | _ | LV | 400 kVA :Kiosk Substation | 0.4 | --> | 0.4 | 0 | 0 | Constrained,otherwise capacity available =385kVA. | --> | 0.38 | 0 | 0.01482 | 0.40227 | 0 |  | --> | C25 ex STEPHENSTOWN | Stephenstown [T101,T102] | FINGLAS |  | 53.6013 | -6.1675
MV/LV Substation PI***415X |  | 10 kV | _ | LV | 200 kVA :Kiosk Substation | 0.2 | --> | 0.2 | 0 | 0 | Constrained,otherwise capacity available =89kVA. | --> | 0.19 | 0 | 0.008892 | 0.21618 | 0 |  | --> | C19 ex CLONDALKIN | Clondalkin [T41,T42,T44] | INCHICORE 220KV |  | 53.3137 | -6.4062
MV/LV Substation PI***4187 |  | 10 kV | _ | LV | 630 kVA :Kiosk Substation | 0.63 | --> | 0.63 | 0 | 0 | Constrained,otherwise capacity available =500kVA. | --> | 0.5985 | 0 | 0 | 0.5 | 0 |  | --> | C14 ex COOLMINE | Coolmine [T41,T42] | FINGLAS |  | 53.3858 | -6.4357
MV/LV Substation PI***4230 |  | 20 kV | _ | LV | 50 kVA :Pole Substation | 0.05 | --> | 0.05 | 0.05 | 6.4 |  | --> | 0.0475 | 0 | 0 | 0.05 | 0 |  | --> | C22 ex BUSHFIELD | Bushfield [T41,T42] | ATHLONE |  | 53.489 | -7.8085
MV/LV Substation PI***4269 |  | 10 kV | _ | LV | 1000 kVA :Building Structure | 1 | --> | 1 | 0 | 0 | Constrained,otherwise capacity available =500kVA. | --> | 0.95 | 0 | 0 | 0.5 | 0 |  | --> | C27 ex POPPINTREE | Poppintree [T101,T102] | FINGLAS |  | 53.4018 | -6.3046
MV/LV Substation PI***4270 |  | 10 kV | _ | LV | 1000 kVA :Building Structure | 1 | --> | 1 | 0 | 0 | Constrained,otherwise capacity available =500kVA. | --> | 0.95 | 0 | 0 | 0.5 | 0 |  | --> | C27 ex POPPINTREE | Poppintree [T101,T102] | FINGLAS |  | 53.4017 | -6.3046
MV/LV Substation PI***4297 |  | 10 kV | _ | LV | 400 kVA :Kiosk Substation | 0.4 | --> | 0.4 | 0 | 0 | Constrained,otherwise capacity available =400kVA. | --> | 0.38 | 0 | 0 | 0.4 | 0 |  | --> | C23 ex CREGG ROAD | Cregg Road [T41,T42] | BALLYDINE |  | 52.3521 | -7.3317
MV/LV Substation PI***452 |  | 10 kV | _ | LV | 200 kVA :Pole Substation | 0.2 | --> | 0.2 | 0.191 | 3.4 |  | --> | 0.19 | 0 | 0 | 0.20136 | 0 |  | --> | C15 ex GLENGOOLE | Glengoole [T41] | THURLES |  | 52.6877 | -7.6023
MV/LV Substation PI***454Y |  | 10 kV | _ | LV | 50 kVA :Pole Substation | 0.05 | --> | 0.05 | 0 | 0 | Constrained,otherwise capacity available =23kVA. | --> | 0.0475 | 0 | 0 | 0 | 0 | Constrained,otherwise capacity available =53.9kW. | --> | C19 ex ROSCREA | Roscrea [T41,T42] | IKERRIN |  | 52.941 | -7.84
MV/LV Substation PI***457Z |  | 10 kV | _ | LV | 50 kVA :Pole Substation | 0.05 | --> | 0.05 | 0 | 0 | Constrained,otherwise capacity available =15kVA. | --> | 0.0475 | 0 | 0.005187 | 0.055047 | 0 |  | --> | C20 ex KILDARE | Kildare [T41,T42] | NEWBRIDGE |  | 53.1689 | -6.9003
MV/LV Substation PI***468X |  | 10 kV | _ | LV | 50 kVA :Pole Substation | 0.05 | --> | 0.05 | 0 | 0 | Constrained,otherwise capacity available =39kVA. | --> | 0.0475 | 0 | 0 | 0.051643 | 0 |  | --> | C19 ex LOUGHSHINNY | Loughshinny [T41,T42] | GLASMORE |  | 53.5585 | -6.1043
MV/LV Substation PI***495 |  | 20 kV | _ | LV | 50 kVA :Pole Substation | 0.05 | --> | 0.05 | 0.024 | 2 |  | --> | 0.0475 | 0 | 0 | 0 | 0 | Constrained,otherwise capacity available =53.8kW. | --> | E17 ex BALLYMACARRY | Ballymacarry [T421] | TRILLICK |  | 55.0656 | -7.4454
MV/LV Substation PI***501X |  | 10 kV | _ | LV | 400 kVA :Kiosk Substation | 0.4 | --> | 0.4 | 0 | 0 | Constrained,otherwise capacity available =321kVA. | --> | 0.38 | 0 | 0.00741 | 0.41182 | 0 |  | --> | C16 ex CREGG ROAD | Cregg Road [T41,T42] | BALLYDINE |  | 52.3498 | -7.3276
MV/LV Substation PI***515Z |  | 10 kV | _ | LV | 630 kVA :Building Structure | 0.63 | --> | 0.63 | 0 | 0 | Constrained,otherwise capacity available =500kVA. | --> | 0.5985 | 0 | 0 | 0.5 | 0 |  | --> | C12 ex FAIRHILL | Fairhill [T42] | KILBARRY |  | 51.9016 | -8.4721
MV/LV Substation PI***519 |  | 20 kV | _ | LV | 100 kVA :Pole Substation | 0.1 | --> | 0.1 | 0.07 | 3 |  | --> | 0.095 | 0 | 0.003705 | 0 | 0 | Constrained,otherwise capacity available =104.5kW. | --> | E17 ex CHARLEVILLE | Charleville [T421,T422] | CHARLEVILLE |  | 52.3603 | -8.666
MV/LV Substation PI***523 |  | 20 kV | _ | LV | 100 kVA :Pole Substation | 0.1 | --> | 0.1 | 0 | 0 | Constrained,otherwise capacity available =95kVA. | --> | 0.095 | 0 | 0 | 0 | 0 | Constrained,otherwise capacity available =100.8kW. | --> | E17 ex WINDSOR | Windsor [T421,T422] | CASTLEBAR |  | 53.8125 | -9.1497
MV/LV Substation PI***547 |  | 10 kV | _ | LV | 100 kVA :Pole Substation | 0.1 | --> | 0.1 | 0 | 0 | Constrained,otherwise capacity available =83kVA. | --> | 0.095 | 0 | 0.002964 | 0.10255 | 0 |  | --> | C23 ex CREGG ROAD | Cregg Road [T41,T42] | BALLYDINE |  | 52.3558 | -7.3352
MV/LV Substation PI***549 |  | 20 kV | _ | LV | 50 kVA :Pole Substation | 0.05 | --> | 0.05 | 0 | 0 | Constrained,otherwise capacity available =31kVA. | --> | 0.0475 | 0 | 0 | 0.052806 | 0 |  | --> | C21 ex MACETOWN | Macetown [T101,T102] | MACETOWN |  | 53.4562 | -6.4766
MV/LV Substation PI***554 |  | 20 kV | _ | LV | 50 kVA :Pole Substation | 0.05 | --> | 0.05 | 0.049 | 0.2 |  | --> | 0.0475 | 0 | 0 | 0 | 0 | Constrained,otherwise capacity available =50.2kW. | --> | C12 ex ROSSGEIR | Rossgeir [T41,T42] | LETTERKENNY |  | 54.8348 | -7.5754
MV/LV Substation PI***593 |  | 10 kV | _ | LV | 200 kVA :Kiosk Substation | 0.2 | --> | 0.2 | 0 | 0 | Constrained,otherwise capacity available =137kVA. | --> | 0.19 | 0 | 0.008892 | 0.20935 | 0 |  | --> | C14 ex LOUGHLINSTOWN | Loughlinstown [T41,T42] | CARRICKMINES |  | 53.256 | -6.1315
MV/LV Substation PI***603 |  | 10 kV | _ | LV | 200 kVA :Kiosk Substation | 0.2 | --> | 0.2 | 0 | 0 | Constrained,otherwise capacity available =69kVA. | --> | 0.19 | 0 | 0.002964 | 0 | 0 | Constrained,otherwise capacity available =219kW. | --> | C19 ex MILFORD (NR) | Milford (nr) [T41,T42] | LETTERKENNY |  | 55.0959 | -7.5341
MV/LV Substation PI***603 |  | 20 kV | _ | LV | 200 kVA :Pole Substation | 0.2 | --> | 0.2 | 0 | 0 | Constrained,otherwise capacity available =153kVA. | --> | 0.19 | 0 | 0.008151 | 0 | 0 | Constrained,otherwise capacity available =207kW. | --> | E13 ex FOXHOLE | Foxhole [T421,T422] | DUNGARVAN |  | 51.9701 | -7.8094
MV/LV Substation PI***612Z |  | 20 kV | _ | LV | 200 kVA :Kiosk Substation | 0.2 | --> | 0.2 | 0 | 0 | Constrained,otherwise capacity available =147kVA. | --> | 0.19 | 0 | 0.021489 | 0.20789 | 0 |  | --> | E21 ex CURRALEIGH | Curraleigh [T421,T422] | KILBARRY |  | 51.9279 | -8.6112
MV/LV Substation PI***622Y |  | 10 kV | _ | LV | 200 kVA :Pole Substation | 0.2 | --> | 0.2 | 0.148 | 0.9 |  | --> | 0.19 | 0 | 0.001482 | 0.20775 | 0 |  | --> | C19 ex CLONARD | Clonard [T41,T42] | WEXFORD |  | 52.288 | -6.4874
MV/LV Substation PI***632 |  | 20 kV | _ | LV | 50 kVA :Pole Substation | 0.05 | --> | 0.05 | 0.047 | 1.6 |  | --> | 0.0475 | 0 | 0 | 0 | 0 | Constrained,otherwise capacity available =50.5kW. | --> | C17 ex BALLYSHANNON | Ballyshannon [T41,T42] | CATHALEENS FALL |  | 54.5373 | -8.0853
MV/LV Substation PI***644Y |  | 10 kV | _ | LV | 200 kVA :Pole Substation | 0.2 | --> | 0.2 | 0 | 0 | Constrained,otherwise capacity available =116kVA. | --> | 0.19 | 0 | 0.03705 | 0.21237 | 0 |  | --> | C14 ex GORESBRIDGE | Goresbridge [T41,T42] | KILKENNY |  | 52.6113 | -6.9604
MV/LV Substation PI***667 |  | 20 kV | _ | LV | 200 kVA :Pole Substation | 0.2 | --> | 0.2 | 0 | 0 | Constrained,otherwise capacity available =200kVA. | --> | 0.19 | 0 | 0.0741 | 0.2 | 0 |  | --> | E19 ex GARRANACANTY | Garranacanty [T421,T422] | TIPPERARY |  | 52.4238 | -8.0414
MV/LV Substation PI***668Y |  | 10 kV | _ | LV | 100 kVA :Pole Substation | 0.1 | --> | 0.1 | 0 | 0 | Constrained,otherwise capacity available =39kVA. | --> | 0.095 | 0 | 0 | 0.10886 | 0 |  | --> | C12 ex GRANAGH | Granagh [T41,T42] | WATERFORD |  | 52.3345 | -7.3187
MV/LV Substation PI***699 |  | 10 kV | _ | LV | 50 kVA :Pole Substation | 0.05 | --> | 0.05 | 0.05 | 0.1 |  | --> | 0.0475 | 0 | 0 | 0.05 | 0 |  | --> | C15 ex TUBBERCURRY | Tubbercurry [T41,T42] | TONROE |  | 54.1007 | -8.7473
MV/LV Substation PI***703X |  | 10 kV | _ | LV | 100 kVA :Pole Substation | 0.1 | --> | 0.1 | 0.1 | 0.3 |  | --> | 0.095 | 0 | 0 | 0.1 | 0 |  | --> | C18 ex BALLYMOTE | Ballymote [T41] | SLIGO |  | 54.1226 | -8.5355
MV/LV Substation PI***704X |  | 20 kV | _ | LV | 50 kVA :Pole Substation | 0.05 | --> | 0.05 | 0.044 | 1.1 |  | --> | 0.0475 | 0 | 0 | 0.050903 | 0 |  | --> | E18 ex BIRR | Birr [T41,T422] | DALLOW |  | 53.1054 | -8.0504
MV/LV Substation PI***722 |  | 10 kV | _ | LV | 400 kVA :Kiosk Substation | 0.4 | --> | 0.4 | 0.236 | 3 |  | --> | 0.38 | 0 | 0.054834 | 0 | 0 | Constrained,otherwise capacity available =424.2kW. | --> | C21 ex BALLYRAINE | Ballyraine [T41,T42] | LETTERKENNY |  | 54.9776 | -7.7252
MV/LV Substation PI***725 |  | 20 kV | _ | LV | 200 kVA :Pole Substation | 0.2 | --> | 0.2 | 0 | 0 | Constrained,otherwise capacity available =112kVA. | --> | 0.19 | 0 | 0.11115 | 0 | 0 | Constrained,otherwise capacity available =212.9kW. | --> | E20 ex FOXHOLE | Foxhole [T421,T422] | DUNGARVAN |  | 51.9401 | -8.0391
MV/LV Substation PI***728 |  | 10 kV | _ | LV | 630 kVA :Building Structure | 0.63 | --> | 0.63 | 0 | 0 | Constrained,otherwise capacity available =500kVA. | --> | 0.5985 | 0 | 0 | 0.5 | 0 |  | --> | C15 ex SCARTEEN | Scarteen [T41,T42] | MALLOW |  | 52.1171 | -8.6595
MV/LV Substation PI***728Y |  | 10 kV | _ | LV | 100 kVA :Pole Substation | 0.1 | --> | 0.1 | 0 | 0 | Constrained,otherwise capacity available =100kVA. | --> | 0.095 | 0 | 0 | 0.1 | 0 |  | --> | C21 ex CARRIGTWOHILL | Carrigtwohill [T42] | COW CROSS |  | 51.9082 | -8.2804
MV/LV Substation PI***755X |  | 20 kV | _ | LV | 50 kVA :Pole Substation | 0.05 | --> | 0.05 | 0 | 0 | Constrained,otherwise capacity available =28kVA. | --> | 0.0475 | 0 | 0 | 0.053235 | 0 |  | --> | E14 ex KILCOCK | Kilcock [T421,T422] | GRIFFINRATH |  | 53.4048 | -6.6779
MV/LV Substation PI***767 |  | 10 kV | _ | LV | 200 kVA :Kiosk Substation | 0.2 | --> | 0.2 | 0.11 | 4.3 |  | --> | 0.19 | 0 | 0.004446 | 0.21322 | 0 |  | --> | C14 ex DEANSGRANGE | Deansgrange [T41,T42] | CARRICKMINES |  | 53.2736 | -6.1789
MV/LV Substation PI***784X |  | 10 kV | _ | LV | 50 kVA :Pole Substation | 0.05 | --> | 0.05 | 0 | 0 | Constrained,otherwise capacity available =32kVA. | --> | 0.0475 | 0 | 0.008151 | 0.052662 | 0 |  | --> | C23 ex CREGG ROAD | Cregg Road [T41,T42] | BALLYDINE |  | 52.3508 | -7.3241
MV/LV Substation PI***788 |  | 20 kV | _ | LV | 200 kVA :Pole Substation | 0.2 | --> | 0.2 | 0 | 0 | Constrained,otherwise capacity available =156kVA. | --> | 0.19 | 0 | 0.015561 | 0.20657 | 0 |  | --> | C19 ex TRAMORE | Tramore [T41,T42] | BUTLERSTOWN |  | 52.1755 | -7.1387
MV/LV Substation PI***810X |  | 10 kV | _ | LV | 50 kVA :Pole Substation | 0.05 | --> | 0.05 | 0 | 0 | Constrained,otherwise capacity available =44kVA. | --> | 0.0475 | 0 | 0 | 0 | 0 | Constrained,otherwise capacity available =50.9kW. | --> | C11 ex CLOONLOUGH | Cloonlough [T41,T42] | BARRYMORE |  | 52.2685 | -8.2779
MV/LV Substation PI***820Y |  | 10 kV | _ | LV | 400 kVA :Kiosk Substation | 0.4 | --> | 0.4 | 0 | 0 | Constrained,otherwise capacity available =313kVA. | --> | 0.38 | 0 | 0.017784 | 0.413 | 0 |  | --> | C11 ex MULGANNON | Mulgannon [T41,T42] | WEXFORD |  | 52.3326 | -6.4706
MV/LV Substation PI***825X |  | 10 kV | _ | LV | 200 kVA :Pole Substation | 0.2 | --> | 0.2 | 0 | 0 | Constrained,otherwise capacity available =200kVA. | --> | 0.19 | 0 | 0 | 0.2 | 0 |  | --> | C16 ex CREGG ROAD | Cregg Road [T41,T42] | BALLYDINE |  | 52.3434 | -7.3213
MV/LV Substation PI***853 |  | 10 kV | _ | LV | 400 kVA :Kiosk Substation | 0.4 | --> | 0.4 | 0 | 0 | Constrained,otherwise capacity available =375kVA. | --> | 0.38 | 0 | 0 | 0.40378 | 0 |  | --> | C20 ex OLDBAWN | Oldbawn [T41,T42] | COOKSTOWN |  | 53.2746 | -6.3655
MV/LV Substation PI***858 |  | 10 kV | _ | LV | 50 kVA :Pole Substation | 0.05 | --> | 0.05 | 0.05 | 2 |  | --> | 0.0475 | 0 | 0 | 0.05 | 0 |  | --> | C14 ex CAUSEWAY | Causeway [T41,T42] | TRALEE |  | 52.411 | -9.713
MV/LV Substation PI***877X |  | 10 kV | _ | LV | 200 kVA :Pole Substation | 0.2 | --> | 0.2 | 0 | 0 | Constrained,otherwise capacity available =193kVA. | --> | 0.19 | 0 | 0.003705 | 0.20106 | 0 |  | --> | C22 ex CARRIGTWOHILL | Carrigtwohill [T42] | COW CROSS |  | 51.8889 | -8.2274
MV/LV Substation PI***878 |  | 10 kV | _ | LV | 50 kVA :Pole Substation | 0.05 | --> | 0.05 | 0.041 | 0.4 |  | --> | 0.0475 | 0 | 0 | 0.051348 | 0 |  | --> | C17 ex CARRICKMINES | Carrickmines [T41,T42] | CARRICKMINES |  | 53.2446 | -6.1912
MV/LV Substation PI***878 |  | 20 kV | _ | LV | 100 kVA :Pole Substation | 0.1 | --> | 0.1 | 0 | 0 | Constrained,otherwise capacity available =100kVA. | --> | 0.095 | 0 | 0 | 0 | 0 | Constrained,otherwise capacity available =100kW. | --> | C21 ex KNOCKAPHUNTA | Knockaphunta [T41,T42] | CASTLEBAR |  | 53.8065 | -9.2786
MV/LV Substation PI***954 |  | 10 kV | _ | LV | 200 kVA :Pole Substation | 0.2 | --> | 0.2 | 0 | 0 | Constrained,otherwise capacity available =178kVA. | --> | 0.19 | 0 | 0.003705 | 0.20331 | 0 |  | --> | C23 ex CREGG ROAD | Cregg Road [T41,T42] | BALLYDINE |  | 52.3471 | -7.3229
MV/LV Substation PI***973 |  | 10 kV | _ | LV | 400 kVA :Kiosk Substation | 0.4 | --> | 0.4 | 0.272 | 11.1 |  | --> | 0.38 | 0 | 0.014079 | 0.41898 | 0 |  | --> | C11 ex CABRA | Cabra [T101,T102] | FINGLAS |  | 53.3624 | -6.2995
MV/LV Substation PJ***088Z |  | 10 kV | _ | LV | 400 kVA :Building Structure | 0.4 | --> | 0.4 | 0 | 0 | Constrained,otherwise capacity available =400kVA. | --> | 0.38 | 0 | 0 | 0.4 | 0 |  | --> | C22 ex GRANGE (DR) | Grange (dr) [T41,T42] | GRANGE (DR) |  | 53.4052 | -6.182
MV/LV Substation PJ***511Z |  | 10 kV | _ | LV | 200 kVA :Kiosk Substation | 0.2 | --> | 0.2 | 0 | 0 | Constrained,otherwise capacity available =200kVA. | --> | 0.19 | 0 | 0 | 0.2 | 0 |  | --> | C19 ex CLONDALKIN | Clondalkin [T41,T42,T44] | INCHICORE 220KV |  | 53.3215 | -6.3985
MV/LV Substation PK***298 |  | 20 kV | _ | LV | 200 kVA :Pole Substation | 0.2 | --> | 0.2 | 0 | 0 | Constrained,otherwise capacity available =168kVA. | --> | 0.19 | 0 | 0 | 0.2048 | 0 |  | --> | E13 ex BALTINGLASS | Baltinglass [T421,T422] | STRATFORD |  | 52.8834 | -6.8156
MV/LV Substation PL***003 |  | 10 kV | _ | LV | 200 kVA :Building Structure | 0.2 | --> | 0.2 | 0.127 | 2.9 |  | --> | 0.19 | 0 | 0 | 0 | 0 | Constrained,otherwise capacity available =210.8kW. | --> | E21 ex TELAYDON | Telaydon [T42,T421] | LISDRUM |  | 54.2534 | -6.9696
MV/LV Substation PL***007X |  | 10 kV | _ | LV | 200 kVA :Kiosk Substation | 0.2 | --> | 0.2 | 0.178 | 13.8 |  | --> | 0.19 | 0 | 0.004446 | 0.20331 | 0 |  | --> | C18 ex SINGLAND | Singland [T101,T102] | SINGLAND |  | 52.673 | -8.5665
MV/LV Substation PL***028X |  | 20 kV | _ | LV | 100 kVA :Pole Substation | 0.1 | --> | 0.1 | 0 | 0 | Constrained,otherwise capacity available =100kVA. | --> | 0.095 | 0 | 0 | 0.1 | 0 |  | --> | E11 ex MANORHAMILTON | Manorhamilton [T422] | SLIGO |  | 54.3105 | -8.2043
MV/LV Substation PL***052Z |  | 10 kV | _ | LV | 50 kVA :Pole Substation | 0.05 | --> | 0.05 | 0.043 | 3.9 |  | --> | 0.0475 | 0 | 0 | 0.051052 | 0 |  | --> | C21 ex MARSHES | Marshes [T41,T42] | DUNDALK |  | 53.9613 | -6.3944
MV/LV Substation PL***062Z |  | 10 kV | _ | LV | 1000 kVA :Building Structure | 1 | --> | 1 | 0 | 0 | Constrained,otherwise capacity available =500kVA. | --> | 0.95 | 0 | 0 | 0.5 | 0 |  | --> | C11 ex MOUNTGORRY | Mountgorry [T41,T42] | GRANGE (DR) |  | 53.4563 | -6.2201
MV/LV Substation PL***066 |  | 10 kV | _ | LV | 400 kVA :Building Structure | 0.4 | --> | 0.4 | 0 | 0 | Constrained,otherwise capacity available =209kVA. | --> | 0.38 | 0 | 0.003705 | 0.428 | 0 |  | --> | C20 ex MERVILLE | Merville [T41,T42] | FINGLAS |  | 53.3974 | -6.3133
MV/LV Substation PL***108 |  | 10 kV | _ | LV | 400 kVA :Kiosk Substation | 0.4 | --> | 0.4 | 0 | 0 | Constrained,otherwise capacity available =204kVA. | --> | 0.38 | 0 | 0.012597 | 0.42871 | 0 |  | --> | C27 ex POPPINTREE | Poppintree [T101,T102] | FINGLAS |  | 53.3988 | -6.3097
MV/LV Substation PL***109Y |  | 10 kV | _ | LV | 50 kVA :Pole Substation | 0.05 | --> | 0.05 | 0 | 0 | Constrained,otherwise capacity available =44kVA. | --> | 0.0475 | 0 | 0 | 0.050903 | 0 |  | --> | C15 ex CAHIRCALLA | Cahircalla [T41,T42] | ENNIS |  | 52.8249 | -8.9757
MV/LV Substation PL***145Z |  | 10 kV | _ | LV | 200 kVA :Kiosk Substation | 0.2 | --> | 0.2 | 0 | 0 | Constrained,otherwise capacity available =114kVA. | --> | 0.19 | 0 | 0.034827 | 0.21265 | 0 |  | --> | C23 ex MACETOWN | Macetown [T101,T102] | MACETOWN |  | 53.4252 | -6.4836
MV/LV Substation PL***190 |  | 10 kV | _ | LV | 400 kVA :Kiosk Substation | 0.4 | --> | 0.4 | 0.335 | 13.9 |  | --> | 0.38 | 0 | 0 | 0.40975 | 0 |  | --> | C26 ex CENTRAL PARK | Central Park [T101,T102] | CARRICKMINES |  | 53.276 | -6.2114
MV/LV Substation PL***201Z |  | 10 kV | _ | LV | 630 kVA :Building Structure | 0.63 | --> | 0.63 | 0 | 0 | Constrained,otherwise capacity available =498kVA. | --> | 0.5985 | 0 | 0.051129 | 0.5 | 0 |  | --> | C17 ex MACETOWN | Macetown [T101,T102] | MACETOWN |  | 53.4084 | -6.4047
MV/LV Substation PL***202Z |  | 10 kV | _ | LV | 630 kVA :Building Structure | 0.63 | --> | 0.63 | 0 | 0 | Constrained,otherwise capacity available =500kVA. | --> | 0.5985 | 0 | 0.008151 | 0.5 | 0 |  | --> | C17 ex MACETOWN | Macetown [T101,T102] | MACETOWN |  | 53.408 | -6.4019
MV/LV Substation PL***224X |  | 10 kV | _ | LV | 400 kVA :Kiosk Substation | 0.4 | --> | 0.4 | 0.223 | 13.8 |  | --> | 0.38 | 0 | 0 | 0.42602 | 0 |  | --> | C18 ex SINGLAND | Singland [T101,T102] | SINGLAND |  | 52.6671 | -8.5732
MV/LV Substation PL***232Y |  | 10 kV | _ | LV | 50 kVA :Pole Substation | 0.05 | --> | 0.05 | 0 | 0 | Constrained,otherwise capacity available =50kVA. | --> | 0.0475 | 0 | 0 | 0.05 | 0 |  | --> | C17 ex BISHOPSTOWN | Bishopstown [T41,T42] | KILBARRY |  | 51.8909 | -8.5681
MV/LV Substation PL***235Z |  | 10 kV | _ | LV | 50 kVA :Pole Substation | 0.05 | --> | 0.05 | 0 | 0 | Constrained,otherwise capacity available =50kVA. | --> | 0.0475 | 0 | 0 | 0.05 | 0 |  | --> | C15 ex LOUGHSHINNY | Loughshinny [T41,T42] | GLASMORE |  | 53.5342 | -6.0902
MV/LV Substation PL***301X |  | 10 kV | _ | LV | 50 kVA :Pole Substation | 0.05 | --> | 0.05 | 0.05 | 5.8 |  | --> | 0.0475 | 0 | 0 | 0.05 | 0 |  | --> | C14 ex OAKFIELD | Oakfield [T41,T42] | SLIGO |  | 54.2572 | -8.4785
MV/LV Substation PL***325X |  | 10 kV | _ | LV | 400 kVA :Kiosk Substation | 0.4 | --> | 0.4 | 0 | 0 | Constrained,otherwise capacity available =376kVA. | --> | 0.38 | 0 | 0 | 0 | 0 | Constrained,otherwise capacity available =403.6kW. | --> | E16 ex BUNCRANA | Buncrana [T421,T422] | TRILLICK |  | 55.1358 | -7.4533
MV/LV Substation PL***340 |  | 10 kV | _ | LV | 50 kVA :Pole Substation | 0.05 | --> | 0.05 | 0 | 0 | Constrained,otherwise capacity available =50kVA. | --> | 0.0475 | 0 | 0 | 0 | 0 | Constrained,otherwise capacity available =50kW. | --> | C16 ex MILFORD (NR) | Milford (nr) [T41,T42] | LETTERKENNY |  | 55.0584 | -7.8059
MV/LV Substation PL***346 |  | 20 kV | _ | LV | 200 kVA :Pole Substation | 0.2 | --> | 0.2 | 0 | 0 | Constrained,otherwise capacity available =198kVA. | --> | 0.19 | 0 | 0 | 0.20015 | 0 |  | --> | E17 ex BALLYHALE | Ballyhale [T42,T421] | KILKENNY |  | 52.4885 | -7.1369
MV/LV Substation PL***4034 |  | 10 kV | _ | LV | 400 kVA :Building Structure | 0.4 | --> | 0.4 | 0.391 | 1.6 |  | --> | 0.38 | 0 | 0 | 0.4 | 0 |  | --> | C17 ex TULLYNAMALRA | Tullynamalra [T41,T42] | MEATH HILL |  | 54.059 | -6.8137
MV/LV Substation PL***4038 |  | 20 kV | _ | LV | 50 kVA :Pole Substation | 0.05 | --> | 0.05 | 0 | 0 | Constrained,otherwise capacity available =43kVA. | --> | 0.0475 | 0 | 0 | 0.051052 | 0 |  | --> | E17 ex CREAGH | Creagh [T421,T422] | ATHLONE |  | 53.3165 | -8.2459
MV/LV Substation PL***4108 |  | 10 kV | _ | LV | 100 kVA :Pole Substation | 0.1 | --> | 0.1 | 0 | 0 | Constrained,otherwise capacity available =32kVA. | --> | 0.095 | 0 | 0.03705 | 0.10982 | 0 |  | --> | C20 ex RATHMULLAN | Rathmullan [T41,T42] | DRYBRIDGE |  | 53.6885 | -6.3945
MV/LV Substation PL***4145 |  | 10 kV | _ | LV | 50 kVA :Pole Substation | 0.05 | --> | 0.05 | 0 | 0 | Constrained,otherwise capacity available =40kVA. | --> | 0.0475 | 0 | 0 | 0.051496 | 0 |  | --> | C20 ex POLLERTON | Pollerton [T41,T42] | CARLOW |  | 52.8018 | -6.8828
MV/LV Substation PL***4205 |  | 10 kV | _ | LV | 1000 kVA :Building Structure | 1 | --> | 1 | 0 | 0 | Constrained,otherwise capacity available =500kVA. | --> | 0.95 | 0 | 0 | 0.5 | 0 |  | --> | C19 ex LOUGHLINSTOWN | Loughlinstown [T41,T42] | CARRICKMINES |  | 53.2449 | -6.1465
MV/LV Substation PL***4206 |  | 10 kV | _ | LV | 400 kVA :Building Structure | 0.4 | --> | 0.4 | 0 | 0 | Constrained,otherwise capacity available =313kVA. | --> | 0.38 | 0 | 0 | 0.413 | 0 |  | --> | C13 ex GRANGE (DR) | Grange (dr) [T41,T42] | GRANGE (DR) |  | 53.4081 | -6.163
MV/LV Substation PL***4284 |  | 20 kV | _ | LV | 400 kVA :Kiosk Substation | 0.4 | --> | 0.4 | 0.4 | 1.4 |  | --> | 0.38 | 0 | 0 | 0.4 | 0 |  | --> | E20 ex KILLINICK | Killinick [T421,T422] | WEXFORD |  | 52.2315 | -6.5514
MV/LV Substation PL***4298 |  | 20 kV | _ | LV | 50 kVA :Pole Substation | 0.05 | --> | 0.05 | 0 | 0 | Constrained,otherwise capacity available =50kVA. | --> | 0.0475 | 0 | 0 | 0.05 | 0 |  | --> | E18 ex WHITECHURCH | Whitechurch [T421,T422] | KILBARRY |  | 52.0011 | -8.6864
MV/LV Substation PL***4425 |  | 20 kV | _ | LV | 50 kVA :Pole Substation | 0.05 | --> | 0.05 | 0 | 0 | Constrained,otherwise capacity available =42kVA. | --> | 0.0475 | 0 | 0 | 0.0512 | 0 |  | --> | E15 ex DULEEK | Duleek [T421,T422] | DRYBRIDGE |  | 53.6829 | -6.3807
MV/LV Substation PL***497 |  | 10 kV | _ | LV | 200 kVA :Pole Substation | 0.2 | --> | 0.2 | 0 | 0 | Constrained,otherwise capacity available =178kVA. | --> | 0.19 | 0 | 0.03705 | 0.20331 | 0 |  | --> | C20 ex RATHMULLAN | Rathmullan [T41,T42] | DRYBRIDGE |  | 53.6876 | -6.3944
MV/LV Substation PL***534 |  | 20 kV | _ | LV | 200 kVA :Pole Substation | 0.2 | --> | 0.2 | 0 | 0 | Constrained,otherwise capacity available =181kVA. | --> | 0.19 | 0 | 0 | 0.20286 | 0 |  | --> | E18 ex CREAGH | Creagh [T421,T422] | ATHLONE |  | 53.4725 | -8.5109
MV/LV Substation PL***537X |  | 10 kV | _ | LV | 50 kVA :Pole Substation | 0.05 | --> | 0.05 | 0 | 0 | Constrained,otherwise capacity available =39kVA. | --> | 0.0475 | 0 | 0 | 0.051643 | 0 |  | --> | C16 ex MORRISTOWN | Morristown [T41,T42] | NEWBRIDGE |  | 53.2385 | -6.8815
MV/LV Substation PL***586Y |  | 20 kV | _ | LV | 50 kVA :Pole Substation | 0.05 | --> | 0.05 | 0 | 0 | Constrained,otherwise capacity available =50kVA. | --> | 0.0475 | 0 | 0 | 0.05 | 0 |  | --> | E19 ex EDENDERRY | Edenderry [T421,T422] | BLAKE |  | 53.4478 | -7.0868
MV/LV Substation PL***588Y |  | 20 kV | _ | LV | 50 kVA :Pole Substation | 0.05 | --> | 0.05 | 0 | 0 | Constrained,otherwise capacity available =50kVA. | --> | 0.0475 | 0 | 0 | 0.05 | 0 |  | --> | E19 ex EDENDERRY | Edenderry [T421,T422] | BLAKE |  | 53.449 | -7.0972
MV/LV Substation PL***594X |  | 10 kV | _ | LV | 400 kVA :Kiosk Substation | 0.4 | --> | 0.4 | 0.368 | 8.2 |  | --> | 0.38 | 0 | 0 | 0.40483 | 0 |  | --> | C13 ex MOUNT MISERY | Mount Misery [T41,T42] | WATERFORD |  | 52.266 | -7.1169
MV/LV Substation PL***607X |  | 20 kV | _ | LV | 50 kVA :Pole Substation | 0.05 | --> | 0.05 | 0 | 0 | Constrained,otherwise capacity available =48kVA. | --> | 0.0475 | 0 | 0 | 0.050303 | 0 |  | --> | E17 ex BALLYHALE | Ballyhale [T42,T421] | KILKENNY |  | 52.4938 | -7.1343
MV/LV Substation PL***622Z |  | 10 kV | _ | LV | 630 kVA :Building Structure | 0.63 | --> | 0.63 | 0 | 0 | Constrained,otherwise capacity available =500kVA. | --> | 0.5985 | 0 | 0 | 0.5 | 0 |  | --> | C16 ex COLLEGE PARK | College Park [T101,T102,T103] | COLLEGE PARK |  | 53.3955 | -6.3896
MV/LV Substation PL***625X |  | 20 kV | _ | LV | 50 kVA :Pole Substation | 0.05 | --> | 0.05 | 0.015 | 2 |  | --> | 0.0475 | 0 | 0.003705 | 0 | 0 | Constrained,otherwise capacity available =55kW. | --> | E14 ex RATHKEALE | Rathkeale [T421,T422] | RATHKEALE |  | 52.5101 | -8.7418
MV/LV Substation PL***637 |  | 20 kV | _ | LV | 400 kVA :Building Structure | 0.4 | --> | 0.4 | 0 | 0 | Constrained,otherwise capacity available =384kVA. | --> | 0.38 | 0 | 0 | 0.40242 | 0 |  | --> | E11 ex GLASMORE | Glasmore [T421,T422] | GLASMORE |  | 53.4713 | -6.2091
MV/LV Substation PL***709X |  | 10 kV | _ | LV | 1000 kVA :Building Structure | 1 | --> | 1 | 0.5 | 14.2 |  | --> | 0.95 | 0 | 0 | 0.5 | 0 |  | --> | C18 ex COOKSTOWN | Cookstown [T101,T102] | CARRICKMINES |  | 53.2861 | -6.368
MV/LV Substation PL***719 |  | 10 kV | _ | LV | 1000 kVA :Building Structure | 1 | --> | 1 | 0.5 | 13.9 |  | --> | 0.95 | 0 | 0.039718 | 0.5 | 0 |  | --> | C21 ex CENTRAL PARK | Central Park [T101,T102] | CARRICKMINES |  | 53.2882 | -6.198
MV/LV Substation PL***727X |  | 10 kV | _ | LV | 50 kVA :Pole Substation | 0.05 | --> | 0.05 | 0.038 | 4.6 |  | --> | 0.0475 | 0 | 0 | 0.05179 | 0 |  | --> | C18 ex CASTLEVIEW | Castleview [T101,T102] | CASTLEVIEW |  | 51.9067 | -8.3941
MV/LV Substation PL***750Z |  | 10 kV | _ | LV | 200 kVA :Pole Substation | 0.2 | --> | 0.2 | 0 | 0 | Constrained,otherwise capacity available =195kVA. | --> | 0.19 | 0 | 0 | 0.20076 | 0 |  | --> | C16 ex MORRISTOWN | Morristown [T41,T42] | NEWBRIDGE |  | 53.2319 | -6.8831
MV/LV Substation PL***751X |  | 10 kV | _ | LV | 630 kVA :Building Structure | 0.63 | --> | 0.63 | 0 | 0 | Constrained,otherwise capacity available =475kVA. | --> | 0.5985 | 0 | 0 | 0.5 | 0 |  | --> | C13 ex HEADFORD ROAD | Headford Road [T41,T42] | GALWAY 110KV |  | 53.2845 | -9.0516
MV/LV Substation PL***752X |  | 10 kV | _ | LV | 630 kVA :Building Structure | 0.63 | --> | 0.63 | 0 | 0 | Constrained,otherwise capacity available =500kVA. | --> | 0.5985 | 0 | 0 | 0.5 | 0 |  | --> | C13 ex HEADFORD ROAD | Headford Road [T41,T42] | GALWAY 110KV |  | 53.2848 | -9.0514
MV/LV Substation PL***768Z |  | 20 kV | _ | LV | 50 kVA :Pole Substation | 0.05 | --> | 0.05 | 0 | 0 | Constrained,otherwise capacity available =47kVA. | --> | 0.0475 | 0 | 0 | 0.050453 | 0 |  | --> | E14 ex BALLINDERRY | Ballinderry [T41,T422] | MULLINGAR |  | 53.4552 | -7.119
MV/LV Substation PL***787Y |  | 20 kV | _ | LV | 100 kVA :Pole Substation | 0.1 | --> | 0.1 | 0.093 | 3.5 |  | --> | 0.095 | 0 | 0.004446 | 0.10106 | 0 |  | --> | C26 ex DUNDALK | Dundalk [T41,T42] | DUNDALK |  | 54.0082 | -6.4714
MV/LV Substation PL***788 |  | 10 kV | _ | LV | 1000 kVA :Building Structure | 1 | --> | 1 | 0 | 0 | Constrained,otherwise capacity available =500kVA. | --> | 0.95 | 0 | 0 | 0.5 | 0 |  | --> | C14 ex CAMDEN ROW | Camden Row [T41] | FRANCIS STREET |  | 53.3358 | -6.2667
MV/LV Substation PL***788Y |  | 10 kV | _ | LV | 50 kVA :Pole Substation | 0.05 | --> | 0.05 | 0.049 | 13.1 |  | --> | 0.0475 | 0 | 0 | 0.050152 | 0 |  | --> | C22 ex MONREAD | Monread [T101,T102] | MONREAD |  | 53.2177 | -6.6783
MV/LV Substation PL***788Z |  | 10 kV | _ | LV | 50 kVA :Pole Substation | 0.05 | --> | 0.05 | 0 | 0 | Constrained,otherwise capacity available =41kVA. | --> | 0.0475 | 0 | 0 | 0.051348 | 0 |  | --> | C21 ex TALBOTS INCH | Talbots Inch [T41,T42] | KILKENNY |  | 52.6755 | -7.2379
MV/LV Substation PL***789Y |  | 10 kV | _ | LV | 400 kVA :Building Structure | 0.4 | --> | 0.4 | 0 | 0 | Constrained,otherwise capacity available =355kVA. | --> | 0.38 | 0 | 0 | 0.40677 | 0 |  | --> | C20 ex DOCK ROAD | Dock Road [T41,T42] | LIMERICK |  | 52.6503 | -8.6633
MV/LV Substation PL***789Z |  | 10 kV | _ | LV | 50 kVA :Pole Substation | 0.05 | --> | 0.05 | 0.045 | 5 |  | --> | 0.0475 | 0 | 0 | 0.050753 | 0 |  | --> | C20 ex MCDONAGH | Mcdonagh [T41,T42] | KILKENNY |  | 52.6692 | -7.2297
MV/LV Substation PL***790Z |  | 10 kV | _ | LV | 50 kVA :Pole Substation | 0.05 | --> | 0.05 | 0.045 | 5 |  | --> | 0.0475 | 0 | 0 | 0.050753 | 0 |  | --> | C20 ex MCDONAGH | Mcdonagh [T41,T42] | KILKENNY |  | 52.6645 | -7.2276
MV/LV Substation PL***794Z |  | 20 kV | _ | LV | 50 kVA :Pole Substation | 0.05 | --> | 0.05 | 0 | 0 | Constrained,otherwise capacity available =43kVA. | --> | 0.0475 | 0 | 0 | 0.051052 | 0 |  | --> | E19 ex EDENDERRY | Edenderry [T421,T422] | BLAKE |  | 53.4507 | -7.1091
MV/LV Substation PL***816Y |  | 10 kV | _ | LV | 200 kVA :Pole Substation | 0.2 | --> | 0.2 | 0 | 0 | Constrained,otherwise capacity available =184kVA. | --> | 0.19 | 0 | 0 | 0.20241 | 0 |  | --> | E18 ex FINEA | Finea [T421,T422] | SHANKILL |  | 53.7535 | -7.3122
MV/LV Substation PL***832X |  | 20 kV | _ | LV | 100 kVA :Pole Substation | 0.1 | --> | 0.1 | 0 | 0 | Constrained,otherwise capacity available =85kVA. | --> | 0.095 | 0 | 0 | 0.10225 | 0 |  | --> | E18 ex JULIANSTOWN | Julianstown [T421,T422] | DRYBRIDGE |  | 53.6941 | -6.3696
MV/LV Substation PL***895Y |  | 20 kV | _ | LV | 50 kVA :Pole Substation | 0.05 | --> | 0.05 | 0.05 | 4.2 |  | --> | 0.0475 | 0 | 0 | 0.05 | 0 |  | --> | E15 ex JENKINSTOWN | Jenkinstown [T421,T422] | DUNDALK |  | 54.0659 | -6.3509
MV/LV Substation PL***943Y |  | 10 kV | _ | LV | 50 kVA :Pole Substation | 0.05 | --> | 0.05 | 0.05 | 3.9 |  | --> | 0.0475 | 0 | 0 | 0.05 | 0 |  | --> | C18 ex MARSHES | Marshes [T41,T42] | DUNDALK |  | 53.9813 | -6.3854
MV/LV Substation PL***967 |  | 10 kV | _ | LV | 100 kVA :Pole Substation | 0.1 | --> | 0.1 | 0 | 0 | Constrained,otherwise capacity available =75kVA. | --> | 0.095 | 0 | 0.002964 | 0.10373 | 0 |  | --> | C16 ex MORRISTOWN | Morristown [T41,T42] | NEWBRIDGE |  | 53.2368 | -6.8642
MV/LV Substation PM***330Y |  | 10 kV | _ | LV | 50 kVA :Pole Substation | 0.05 | --> | 0.05 | 0 | 0 | Constrained,otherwise capacity available =47kVA. | --> | 0.0475 | 0 | 0 | 0.050453 | 0 |  | --> | C15 ex CAHIRCALLA | Cahircalla [T41,T42] | ENNIS |  | 52.8173 | -8.9587
MV/LV Substation PM***781 |  | 10 kV | _ | LV | 100 kVA :Pole Substation | 0.1 | --> | 0.1 | 0.1 | 2 |  | --> | 0.095 | 0 | 0 | 0.1 | 0 |  | --> | C15 ex CAUSEWAY | Causeway [T41,T42] | TRALEE |  | 52.3338 | -9.7868
MV/LV Substation PM***798 |  | 20 kV | _ | LV | 50 kVA :Pole Substation | 0.05 | --> | 0.05 | 0.032 | 3.5 |  | --> | 0.0475 | 0 | 0 | 0.052662 | 0 |  | --> | C26 ex DUNDALK | Dundalk [T41,T42] | DUNDALK |  | 54.0038 | -6.5885
MV/LV Substation PM***957 |  | 20 kV | _ | LV | 50 kVA :Pole Substation | 0.05 | --> | 0.05 | 0.024 | 0.1 |  | --> | 0.0475 | 0 | 0 | 0.0538 | 0 |  | --> | C12 ex CARRIGLAWN | Carriglawn [T41,T42] | WEXFORD |  | 52.3498 | -6.4568
MV/LV Substation PO***001 |  | 10 kV | _ | LV | 400 kVA :Kiosk Substation | 0.4 | --> | 0.4 | 0 | 0 | Constrained,otherwise capacity available =174kVA. | --> | 0.38 | 0 | 0.025194 | 0.43292 | 0 |  | --> | C16 ex TRAMORE | Tramore [T41,T42] | BUTLERSTOWN |  | 52.1628 | -7.1506
MV/LV Substation PO***001 |  | 10 kV | _ | LV | 400 kVA :Kiosk Substation | 0.4 | --> | 0.4 | 0.261 | 2 |  | --> | 0.38 | 0 | 0 | 0 | 0 | Constrained,otherwise capacity available =420.6kW. | --> | E18 ex RATHKEALE | Rathkeale [T421,T422] | RATHKEALE |  | 52.5244 | -8.9364
MV/LV Substation PO***001 |  | 10 kV | _ | LV | 630 kVA :Kiosk Substation | 0.63 | --> | 0.63 | 0 | 0 | Constrained,otherwise capacity available =104kVA. | --> | 0.5985 | 0 | 0.02223 | 0.5 | 0 |  | --> | C13 ex CARRICK ON SHANNON | Carrick On Shannon [T41,T42] | CARRICK ON SHANNON |  | 53.9456 | -8.0958
MV/LV Substation PO***002 |  | 10 kV | _ | LV | 630 kVA :Building Structure | 0.63 | --> | 0.63 | 0.5 | 4.9 |  | --> | 0.5985 | 0 | 0.002964 | 0.5 | 0 |  | --> | C21 ex COOLOCK | Coolock [T41,T42] | FINGLAS |  | 53.3948 | -6.1956
MV/LV Substation PO***003Z |  | 10 kV | _ | LV | 630 kVA :Building Structure | 0.63 | --> | 0.63 | 0 | 0 | Constrained,otherwise capacity available =500kVA. | --> | 0.5985 | 0 | 0 | 0.5 | 0 |  | --> | C26 ex ACADEMY STREET | Academy Street [T421,T422,T44] | NAVAN |  | 53.655 | -6.6813
MV/LV Substation PO***006X |  | 20 kV | _ | LV | 200 kVA :Pole Substation | 0.2 | --> | 0.2 | 0 | 0 | Constrained,otherwise capacity available =113kVA. | --> | 0.19 | 0 | 0 | 0 | 0 | Constrained,otherwise capacity available =212.8kW. | --> | E17 ex BUNCRANA | Buncrana [T421,T422] | TRILLICK |  | 55.1266 | -7.1971
MV/LV Substation PO***008 |  | 10 kV | _ | LV | 200 kVA :Building Structure | 0.2 | --> | 0.2 | 0.097 | 0.7 |  | --> | 0.19 | 0 | 0 | 0.21506 | 0 |  | --> | C16 ex RAHANS | Rahans [T41] | MOY |  | 54.1105 | -9.1586
MV/LV Substation PO***008Z |  | 10 kV | _ | LV | 200 kVA :Kiosk Substation | 0.2 | --> | 0.2 | 0 | 0 |  | --> | 0.19 | 0 | 0.011856 | 0.23089 | 0 |  | --> | C15 ex LOUGHSHINNY | Loughshinny [T41,T42] | GLASMORE |  | 53.5202 | -6.0915
MV/LV Substation PO***012 |  | 10 kV | _ | LV | 100 kVA :Pole Substation | 0.1 | --> | 0.1 | 0.073 | 2.2 |  | --> | 0.095 | 0 | 0.003705 | 0.10402 | 0 |  | --> | C17 ex BALLINASLOE | Ballinasloe [T41,T42] | SOMERSET |  | 53.3252 | -8.219
MV/LV Substation PO***013 |  | 10 kV | _ | LV | 400 kVA :Kiosk Substation | 0.4 | --> | 0.4 | 0 | 0 | Constrained,otherwise capacity available =73kVA. | --> | 0.38 | 0 | 0.037791 | 0.44674 | 0 |  | --> | C20 ex TOGHER | Togher [T41,T42] | TRABEG |  | 51.8835 | -8.4835
MV/LV Substation PO***013 |  | 10 kV | _ | LV | 200 kVA :Pole Substation | 0.2 | --> | 0.2 | 0 | 0 | Constrained,otherwise capacity available =110kVA. | --> | 0.19 | 0 | 0.074841 | 0.21322 | 0 |  | --> | C11 ex POLLERTON | Pollerton [T41,T42] | CARLOW |  | 52.8396 | -6.8953
MV/LV Substation PO***013 |  | 10 kV | _ | LV | 400 kVA :Kiosk Substation | 0.4 | --> | 0.4 | 0 | 0 | Constrained,otherwise capacity available =255kVA. | --> | 0.38 | 0 | 0 | 0.42144 | 0 |  | --> | C17 ex LOUGHTAGALLA | Loughtagalla [T41,T42] | THURLES |  | 52.6797 | -7.8131
MV/LV Substation PO***016 |  | 10 kV | _ | LV | 630 kVA :Kiosk Substation | 0.63 | --> | 0.63 | 0 | 0 | Constrained,otherwise capacity available =492kVA. | --> | 0.5985 | 0 | 0.005928 | 0.5 | 0 |  | --> | C12 ex BALLAGHADERREEN | Ballaghaderreen [T41,T42] | TONROE |  | 53.905 | -8.5752
MV/LV Substation PO***019 |  | 10 kV | _ | LV | 630 kVA :Kiosk Substation | 0.63 | --> | 0.63 | 0.5 | 5.5 |  | --> | 0.5985 | 0 | 0 | 0 | 0 | Constrained,otherwise capacity available =500kW. | --> | C17 ex GORTLEE | Gortlee [T41,T42] | LETTERKENNY |  | 54.9512 | -7.7353
MV/LV Substation PO***020 |  | 10 kV | _ | LV | 400 kVA :Kiosk Substation | 0.4 | --> | 0.4 | 0 | 0 | Constrained,otherwise capacity available =257kVA. | --> | 0.38 | 0 | 0 | 0 | 0 | Constrained,otherwise capacity available =421.2kW. | --> | C15 ex PORTARLINGTON | Portarlington [T41,T42] | PORTLAOISE |  | 53.1617 | -7.2047
MV/LV Substation PO***023X |  | 20 kV | _ | LV | 50 kVA :Pole Substation | 0.05 | --> | 0.05 | 0.05 | 1.3 |  | --> | 0.0475 | 0 | 0 | 0.05 | 0 |  | --> | E15 ex BALLYCROSSAUN | Ballycrossaun [T421,T422] | SOMERSET |  | 53.0963 | -8.1824
MV/LV Substation PO***028 |  | 10 kV | _ | LV | 200 kVA :Building Structure | 0.2 | --> | 0.2 | 0 | 0 |  | --> | 0.19 | 0 | 0 | 0.23267 | 0 |  | --> | E13 ex DALTON | Dalton [T421,T422] | DALTON |  | 53.7205 | -8.9969
MV/LV Substation PO***029 |  | 10 kV | _ | LV | 400 kVA :Kiosk Substation | 0.4 | --> | 0.4 | 0 | 0 | Constrained,otherwise capacity available =135kVA. | --> | 0.38 | 0 | 0.065949 | 0.43832 | 0 |  | --> | C16 ex MALAHIDE | Malahide [T41,T42] | GLASMORE |  | 53.4337 | -6.1258
MV/LV Substation PO***034 |  | 10 kV | _ | LV | 630 kVA :Building Structure | 0.63 | --> | 0.63 | 0.5 | 6.7 |  | --> | 0.5985 | 0 | 0 | 0.5 | 0 |  | --> | C13 ex EAST WALL ROAD | East Wall Road [T41,T42] | MCDERMOTT |  | 53.3508 | -6.2191
MV/LV Substation PO***034 |  | 20 kV | _ | LV | 50 kVA :Pole Substation | 0.05 | --> | 0.05 | 0 | 0 | Constrained,otherwise capacity available =50kVA. | --> | 0.0475 | 0 | 0 | 0.05 | 0 |  | --> | C13 ex CLONAKILTY | Clonakilty [T41,T42] | DUNMANWAY |  | 51.6101 | -8.76
MV/LV Substation PO***036 |  | 10 kV | _ | LV | 100 kVA :Pole Substation | 0.1 | --> | 0.1 | 0 | 0 | Constrained,otherwise capacity available =87kVA. | --> | 0.095 | 0 | 0 | 0.10195 | 0 |  | --> | C12 ex PARKMORE | Parkmore [T41,T42] | GALWAY 110KV |  | 53.3093 | -8.9936
MV/LV Substation PO***038X |  | 10 kV | _ | LV | 50 kVA :Pole Substation | 0.05 | --> | 0.05 | 0 | 0 | Constrained,otherwise capacity available =37kVA. | --> | 0.0475 | 0 | 0 | 0.051937 | 0 |  | --> | C15 ex CARRICK ON SHANNON | Carrick On Shannon [T41,T42] | CARRICK ON SHANNON |  | 53.9391 | -8.1173
MV/LV Substation PO***042X |  | 10 kV | _ | LV | 630 kVA :Building Structure | 0.63 | --> | 0.63 | 0.5 | 6.4 |  | --> | 0.5985 | 0 | 0 | 0.5 | 0 |  | --> | C17 ex GARRYCASTLE | Garrycastle [T41,T42] | ATHLONE |  | 53.418 | -7.894
MV/LV Substation PO***044 |  | 10 kV | _ | LV | 200 kVA :Kiosk Substation | 0.2 | --> | 0.2 | 0 | 0 | Constrained,otherwise capacity available =193kVA. | --> | 0.19 | 0 | 0 | 0.20106 | 0 |  | --> | C12 ex PARKMORE | Parkmore [T41,T42] | GALWAY 110KV |  | 53.3085 | -8.9977
MV/LV Substation PO***048 |  | 20 kV | _ | LV | 400 kVA :Building Structure | 0.4 | --> | 0.4 | 0.395 | 2.8 |  | --> | 0.38 | 0 | 0.10374 | 0.40076 | 0 |  | --> | E12 ex CLARA | Clara [T421,T422] | THORNSBERRY |  | 53.3706 | -7.508
MV/LV Substation PO***048X |  | 20 kV | _ | LV | 200 kVA :Kiosk Substation | 0.2 | --> | 0.2 | 0.152 | 3 |  | --> | 0.19 | 0 | 0 | 0 | 0 | Constrained,otherwise capacity available =207.2kW. | --> | E17 ex CHARLEVILLE | Charleville [T421,T422] | CHARLEVILLE |  | 52.3483 | -8.6808
MV/LV Substation PO***049 |  | 10 kV | _ | LV | 200 kVA :Pole Substation | 0.2 | --> | 0.2 | 0.184 | 1.6 |  | --> | 0.19 | 0 | 0.002964 | 0 | 0 | Constrained,otherwise capacity available =202.4kW. | --> | C16 ex BALLYSHANNON | Ballyshannon [T41,T42] | CATHALEENS FALL |  | 54.499 | -8.2011
MV/LV Substation PO***050 |  | 10 kV | _ | LV | 630 kVA :Building Structure | 0.63 | --> | 0.63 | 0.5 | 5.3 |  | --> | 0.5985 | 0 | 0.02964 | 0.5 | 0 |  | --> | C14 ex BALLYTIVNAN | Ballytivnan [T41,T42] | SLIGO |  | 54.2728 | -8.4753
MV/LV Substation PO***050Y |  | 10 kV | _ | LV | 100 kVA :Pole Substation | 0.1 | --> | 0.1 | 0.072 | 3 |  | --> | 0.095 | 0 | 0 | 0.10417 | 0 |  | --> | C21 ex NENAGH | Nenagh [T41,T42] | NENAGH |  | 52.8826 | -8.3446
MV/LV Substation PO***051 |  | 20 kV | _ | LV | 200 kVA :Pole Substation | 0.2 | --> | 0.2 | 0 | 0 | Constrained,otherwise capacity available =182kVA. | --> | 0.19 | 0 | 0 | 0.20271 | 0 |  | --> | E19 ex KILCOCK | Kilcock [T421,T422] | GRIFFINRATH |  | 53.3827 | -6.7065
MV/LV Substation PO***052Z |  | 20 kV | _ | LV | 50 kVA :Pole Substation | 0.05 | --> | 0.05 | 0 | 0 | Constrained,otherwise capacity available =46kVA. | --> | 0.0475 | 0 | 0 | 0 | 0 | Constrained,otherwise capacity available =50.6kW. | --> | E12 ex PORTLAOISE | Portlaoise [T423,T424] | PORTLAOISE |  | 53.023 | -7.298
MV/LV Substation PO***055 |  | 10 kV | _ | LV | 400 kVA :Building Structure | 0.4 | --> | 0.4 | 0 | 0 | Constrained,otherwise capacity available =228kVA. | --> | 0.38 | 0 | 0 | 0.42531 | 0 |  | --> | C17 ex RATHMULLAN | Rathmullan [T41,T42] | DRYBRIDGE |  | 53.7146 | -6.3543
MV/LV Substation PO***055Y |  | 20 kV | _ | LV | 50 kVA :Pole Substation | 0.05 | --> | 0.05 | 0 | 0 | Constrained,otherwise capacity available =49kVA. | --> | 0.0475 | 0 | 0 | 0.050152 | 0 |  | --> | E17 ex CREAGH | Creagh [T421,T422] | ATHLONE |  | 53.3134 | -8.1918
MV/LV Substation PO***057Y |  | 10 kV | _ | LV | 200 kVA :Kiosk Substation | 0.2 | --> | 0.2 | 0.2 | 2.4 |  | --> | 0.19 | 0 | 0 | 0.2 | 0 |  | --> | C18 ex GRAIGUE | Graigue [T41,T42] | CARLOW |  | 52.8411 | -6.9484
MV/LV Substation PO***058 |  | 10 kV | _ | LV | 100 kVA :Pole Substation | 0.1 | --> | 0.1 | 0 | 0 | Constrained,otherwise capacity available =79kVA. | --> | 0.095 | 0 | 0 | 0.10314 | 0 |  | --> | C23 ex CASTLEISLAND | Castleisland [T41,T42] | TRALEE |  | 52.3426 | -9.3501
MV/LV Substation PO***058X |  | 20 kV | _ | LV | 200 kVA :Pole Substation | 0.2 | --> | 0.2 | 0.198 | 6.4 |  | --> | 0.19 | 0 | 0 | 0.2003 | 0 |  | --> | C22 ex BUSHFIELD | Bushfield [T41,T42] | ATHLONE |  | 53.4653 | -7.8849
MV/LV Substation PO***059 |  | 10 kV | _ | LV | 100 kVA :Pole Substation | 0.1 | --> | 0.1 | 0.1 | 2.2 |  | --> | 0.095 | 0 | 0 | 0.1 | 0 |  | --> | C17 ex BALLINASLOE | Ballinasloe [T41,T42] | SOMERSET |  | 53.3214 | -8.2107
MV/LV Substation PO***060 |  | 10 kV | _ | LV | 100 kVA :Pole Substation | 0.1 | --> | 0.1 | 0.095 | 2.2 |  | --> | 0.095 | 0 | 0 | 0.10076 | 0 |  | --> | C12 ex BALLINASLOE | Ballinasloe [T41,T42] | SOMERSET |  | 53.3222 | -8.2072
MV/LV Substation PO***060 |  | 10 kV | _ | LV | 100 kVA :Pole Substation | 0.1 | --> | 0.1 | 0 | 0 | Constrained,otherwise capacity available =44kVA. | --> | 0.095 | 0 | 0 | 0 | 0 | Constrained,otherwise capacity available =108.2kW. | --> | C14 ex KNOCKMULLEN | Knockmullen [T42,T421] | GREAT ISLAND |  | 52.3901 | -6.9374
MV/LV Substation PO***060 |  | 20 kV | _ | LV | 200 kVA :Pole Substation | 0.2 | --> | 0.2 | 0 | 0 | Constrained,otherwise capacity available =199kVA. | --> | 0.19 | 0 | 0 | 0.20015 | 0 |  | --> | E15 ex DINGLE | Dingle [T421,T422] | OUGHTRAGH |  | 52.126 | -10.4534
MV/LV Substation PO***063Y |  | 20 kV | _ | LV | 50 kVA :Pole Substation | 0.05 | --> | 0.05 | 0 | 0 | Constrained,otherwise capacity available =47kVA. | --> | 0.0475 | 0 | 0 | 0.050453 | 0 |  | --> | C21 ex PORTARLINGTON | Portarlington [T43] | BLAKE |  | 53.151 | -7.1389
MV/LV Substation PO***064X |  | 20 kV | _ | LV | 630 kVA :Kiosk Substation | 0.63 | --> | 0.63 | 0.495 | 2.5 |  | --> | 0.5985 | 0 | 0.00741 | 0.5 | 0 |  | --> | E17 ex EDGEWORTHSTOWN | Edgeworthstown [T421,T422] | RICHMOND |  | 53.6971 | -7.6095
MV/LV Substation PO***065Z |  | 10 kV | _ | LV | 200 kVA :Kiosk Substation | 0.2 | --> | 0.2 | 0 | 0 | Constrained,otherwise capacity available =165kVA. | --> | 0.19 | 0 | 0 | 0.20525 | 0 |  | --> | C17 ex ATHGARVAN | Athgarvan [T41,T44] | NEWBRIDGE |  | 53.1822 | -6.7979
MV/LV Substation PO***067 |  | 10 kV | _ | LV | 400 kVA :Building Structure | 0.4 | --> | 0.4 | 0 | 0 | Constrained,otherwise capacity available =322kVA. | --> | 0.38 | 0 | 0 | 0.41167 | 0 |  | --> | C16 ex COOLCORCORAN | Coolcorcoran [T41,T42] | KNOCKEARAGH |  | 52.0581 | -9.512
MV/LV Substation PO***067X |  | 20 kV | _ | LV | 200 kVA :Pole Substation | 0.2 | --> | 0.2 | 0 | 0 | Constrained,otherwise capacity available =150kVA. | --> | 0.19 | 0 | 0 | 0 | 0 | Constrained,otherwise capacity available =207.5kW. | --> | E18 ex CARNDONAGH | Carndonagh [T421,T422] | TRILLICK |  | 55.2511 | -7.2566
MV/LV Substation PO***068Z |  | 10 kV | _ | LV | 630 kVA :Building Structure | 0.63 | --> | 0.63 | 0 | 0 | Constrained,otherwise capacity available =500kVA. | --> | 0.5985 | 0 | 0 | 0.5 | 0 |  | --> | C12 ex COOLMINE | Coolmine [T41,T42] | FINGLAS |  | 53.3854 | -6.3979
MV/LV Substation PO***070 |  | 10 kV | _ | LV | 25 kVA :Pole Substation | 0.025 | --> | 0.025 | 0.025 | 2.2 |  | --> | 0.02375 | 0 | 0 | 0.025 | 0 |  | --> | C12 ex BALLINASLOE | Ballinasloe [T41,T42] | SOMERSET |  | 53.3247 | -8.2042
MV/LV Substation PO***077 |  | 10 kV | _ | LV | 1000 kVA :Building Structure | 1 | --> | 1 | 0 | 0 | Constrained,otherwise capacity available =500kVA. | --> | 0.95 | 0 | 0 | 0.5 | 0 |  | --> | C12 ex HEADFORD ROAD | Headford Road [T41,T42] | GALWAY 110KV |  | 53.274 | -9.052
MV/LV Substation PO***079 |  | 10 kV | _ | LV | 630 kVA :Kiosk Substation | 0.63 | --> | 0.63 | 0 | 0 | Constrained,otherwise capacity available =388kVA. | --> | 0.5985 | 0 | 0 | 0.5 | 0 |  | --> | C18 ex ROSEHILL | Rosehill [T41,T42] | KILKENNY |  | 52.6518 | -7.2542
MV/LV Substation PO***079Y |  | 20 kV | _ | LV | 50 kVA :Pole Substation | 0.05 | --> | 0.05 | 0 | 0 | Constrained,otherwise capacity available =46kVA. | --> | 0.0475 | 0 | 0 | 0 | 0 | Constrained,otherwise capacity available =50.6kW. | --> | E13 ex FOXHOLE | Foxhole [T421,T422] | DUNGARVAN |  | 51.9626 | -7.7337
MV/LV Substation PO***080X |  | 10 kV | _ | LV | 400 kVA :Kiosk Substation | 0.4 | --> | 0.4 | 0 | 0 | Constrained,otherwise capacity available =354kVA. | --> | 0.38 | 0 | 0.019266 | 0.40692 | 0 |  | --> | C19 ex KILMONEY | Kilmoney [T41,T42] | TRABEG |  | 51.8158 | -8.3951
MV/LV Substation PO***080Z |  | 10 kV | _ | LV | 630 kVA :Building Structure | 0.63 | --> | 0.63 | 0 | 0 | Constrained,otherwise capacity available =402kVA. | --> | 0.5985 | 0 | 0 | 0.5 | 0 |  | --> | C14 ex LIFFEY VALLEY | Liffey Valley [T41,T42] | INCHICORE 220KV |  | 53.3498 | -6.4071
MV/LV Substation PO***081 |  | 10 kV | _ | LV | 400 kVA :Building Structure | 0.4 | --> | 0.4 | 0.263 | 2.4 |  | --> | 0.38 | 0 | 0 | 0.42029 | 0 |  | --> | C11 ex BRAY | Bray [T41,T42] | FASSAROE |  | 53.1847 | -6.188
MV/LV Substation PO***081X |  | 10 kV | _ | LV | 400 kVA :Building Structure | 0.4 | --> | 0.4 | 0.147 | 10.9 |  | --> | 0.38 | 0 | 0 | 0.43667 | 0 |  | --> | C12 ex MULLINGAR | Mullingar [T101,T102] | MULLINGAR |  | 53.5252 | -7.3456
MV/LV Substation PO***083 |  | 10 kV | _ | LV | 100 kVA :Pole Substation | 0.1 | --> | 0.1 | 0 | 0 | Constrained,otherwise capacity available =55kVA. | --> | 0.095 | 0 | 0.018525 | 0 | 0 | Constrained,otherwise capacity available =106.6kW. | --> | C18 ex MOUNTRATH | Mountrath [T41,T42] | PORTLAOISE |  | 53.0031 | -7.474
MV/LV Substation PO***083X |  | 10 kV | _ | LV | 200 kVA :Pole Substation | 0.2 | --> | 0.2 | 0 | 0 | Constrained,otherwise capacity available =189kVA. | --> | 0.19 | 0 | 0 | 0.20166 | 0 |  | --> | C18 ex ATHBOY | Athboy [T42] | NAVAN |  | 53.6204 | -6.8595
MV/LV Substation PO***086 |  | 20 kV | _ | LV | 200 kVA :Pole Substation | 0.2 | --> | 0.2 | 0.163 | 0.4 |  | --> | 0.19 | 0 | 0 | 0.20554 | 0 |  | --> | C16 ex CARRAROE | Carraroe [T42] | SCREEB |  | 53.1201 | -9.6699
MV/LV Substation PO***086 |  | 10 kV | _ | LV | 630 kVA :Building Structure | 0.63 | --> | 0.63 | 0 | 0 | Constrained,otherwise capacity available =500kVA. | --> | 0.5985 | 0 | 0 | 0.5 | 0 |  | --> | C15 ex KINSALE | Kinsale [T41,T42] | BANDON |  | 51.7077 | -8.5186
MV/LV Substation PO***087 |  | 20 kV | _ | LV | 50 kVA :Pole Substation | 0.05 | --> | 0.05 | 0 | 0 | Constrained,otherwise capacity available =38kVA. | --> | 0.0475 | 0 | 0 | 0.05179 | 0 |  | --> | E18 ex GARRANACANTY | Garranacanty [T421,T422] | TIPPERARY |  | 52.5121 | -8.2256
MV/LV Substation PO***087 |  | 10 kV | _ | LV | 630 kVA :Building Structure | 0.63 | --> | 0.63 | 0.438 | 20.8 |  | --> | 0.5985 | 0 | 0.018525 | 0.5 | 0 |  | --> | C23 ex HEUSTON SQUARE | Heuston Square [T101,T102] | INCHICORE 220KV |  | 53.3376 | -6.3026
MV/LV Substation PO***088 |  | 10 kV | _ | LV | 200 kVA :Pole Substation | 0.2 | --> | 0.2 | 0.127 | 1.9 |  | --> | 0.19 | 0 | 0.016302 | 0 | 0 | Constrained,otherwise capacity available =210.8kW. | --> | C16 ex TURLOUGH ROAD | Turlough Road [T41,T42] | CASTLEBAR |  | 53.8658 | -9.3004
MV/LV Substation PO***090 |  | 20 kV | _ | LV | 50 kVA :Pole Substation | 0.05 | --> | 0.05 | 0 | 0 | Constrained,otherwise capacity available =46kVA. | --> | 0.0475 | 0 | 0 | 0.050604 | 0 |  | --> | E20 ex GARRANACANTY | Garranacanty [T421,T422] | TIPPERARY |  | 52.5177 | -8.1114
MV/LV Substation PO***091 |  | 10 kV | _ | LV | 100 kVA :Building Structure | 0.1 | --> | 0.1 | 0.074 | 3.9 |  | --> | 0.095 | 0 | 0.003705 | 0.10387 | 0 |  | --> | C20 ex GALWAY 110KV | Galway 110kv [T102,T103] | GALWAY 110KV |  | 53.2848 | -9.0221
MV/LV Substation PO***092 |  | 20 kV | _ | LV | 50 kVA :Pole Substation | 0.05 | --> | 0.05 | 0 | 0 | Constrained,otherwise capacity available =42kVA. | --> | 0.0475 | 0 | 0 | 0.0512 | 0 |  | --> | E13 ex BEALNABLATH | Bealnablath [T421] | BANDON |  | 51.8135 | -8.8618
MV/LV Substation PO***092Y |  | 10 kV | _ | LV | 630 kVA :Kiosk Substation | 0.63 | --> | 0.63 | 0.5 | 0.9 |  | --> | 0.5985 | 0 | 0 | 0 | 0 | Constrained,otherwise capacity available =500kW. | --> | C15 ex SPA ROAD | Spa Road [T41,T42] | DOON |  | 52.3572 | -7.7372
MV/LV Substation PO***093Y |  | 10 kV | _ | LV | 400 kVA :Kiosk Substation | 0.4 | --> | 0.4 | 0.274 | 0.9 |  | --> | 0.38 | 0 | 0 | 0 | 0 | Constrained,otherwise capacity available =401.8kW. | --> | C15 ex SPA ROAD | Spa Road [T41,T42] | DOON |  | 52.3566 | -7.7383
MV/LV Substation PO***096X |  | 20 kV | _ | LV | 200 kVA :Pole Substation | 0.2 | --> | 0.2 | 0 | 0 | Constrained,otherwise capacity available =200kVA. | --> | 0.19 | 0 | 0 | 0 | 0 | Constrained,otherwise capacity available =200kW. | --> | E12 ex CARNDONAGH | Carndonagh [T421,T422] | TRILLICK |  | 55.2886 | -7.3931
MV/LV Substation PO***096Y |  | 10 kV | _ | LV | 50 kVA :Pole Substation | 0.05 | --> | 0.05 | 0 | 0 | Constrained,otherwise capacity available =45kVA. | --> | 0.0475 | 0 | 0 | 0.050753 | 0 |  | --> | C15 ex MALAHIDE | Malahide [T41,T42] | GLASMORE |  | 53.4204 | -6.1297
MV/LV Substation PO***100 |  | 10 kV | _ | LV | 630 kVA :Building Structure | 0.63 | --> | 0.63 | 0.5 | 2.4 |  | --> | 0.5985 | 0 | 0.032604 | 0.5 | 0 |  | --> | C11 ex GRAIGUE | Graigue [T41,T42] | CARLOW |  | 52.8357 | -6.931
MV/LV Substation PO***102X |  | 10 kV | _ | LV | 630 kVA :Kiosk Substation | 0.63 | --> | 0.63 | 0.5 | 2.3 |  | --> | 0.5985 | 0 | 0 | 0.5 | 0 |  | --> | E18 ex MOY | Moy [T421,T422] | MOY |  | 54.1162 | -9.1576
MV/LV Substation PO***106X |  | 20 kV | _ | LV | 50 kVA :Pole Substation | 0.05 | --> | 0.05 | 0 | 0 | Constrained,otherwise capacity available =23kVA. | --> | 0.0475 | 0 | 0 | 0.05394 | 0 |  | --> | E43 ex CLAREGALWAY | Claregalway [T42,T421] | GALWAY 110KV |  | 53.3158 | -8.8165
MV/LV Substation PO***108Z |  | 20 kV | _ | LV | 50 kVA :Pole Substation | 0.05 | --> | 0.05 | 0 | 0 | Constrained,otherwise capacity available =34kVA. | --> | 0.0475 | 0 | 0 | 0.052373 | 0 |  | --> | E13 ex SHILLELAGH | Shillelagh [T421,T422] | CARLOW |  | 52.7988 | -6.468
MV/LV Substation PO***111Z |  | 10 kV | _ | LV | 200 kVA :Pole Substation | 0.2 | --> | 0.2 | 0.189 | 1.2 |  | --> | 0.19 | 0 | 0.008151 | 0.20166 | 0 |  | --> | E16 ex CRATLOE | Cratloe [T421,T422] | ARDNACRUSHA |  | 52.6919 | -8.7533
MV/LV Substation PO***115Y |  | 10 kV | _ | LV | 50 kVA :Pole Substation | 0.05 | --> | 0.05 | 0.048 | 3 |  | --> | 0.0475 | 0 | 0 | 0.050303 | 0 |  | --> | C21 ex NENAGH | Nenagh [T41,T42] | NENAGH |  | 52.8853 | -8.3498
MV/LV Substation PO***116 |  | 10 kV | _ | LV | 50 kVA :Pole Substation | 0.05 | --> | 0.05 | 0.03 | 0.9 |  | --> | 0.0475 | 0 | 0.008151 | 0.052949 | 0 |  | --> | C18 ex WOODFORD | Woodford [T41,T42] | KNOCKEARAGH |  | 52.0459 | -9.5063
MV/LV Substation PO***116X |  | 20 kV | _ | LV | 50 kVA :Pole Substation | 0.05 | --> | 0.05 | 0.049 | 1.3 |  | --> | 0.0475 | 0 | 0 | 0.050152 | 0 |  | --> | E16 ex BALLYCROSSAUN | Ballycrossaun [T421,T422] | SOMERSET |  | 53.0916 | -8.1961
MV/LV Substation PO***116Y |  | 10 kV | _ | LV | 630 kVA :Building Structure | 0.63 | --> | 0.63 | 0 | 0 | Constrained,otherwise capacity available =500kVA. | --> | 0.5985 | 0 | 0.03705 | 0.5 | 0 |  | --> | C22 ex POLLERTON | Pollerton [T41,T42] | CARLOW |  | 52.8365 | -6.919
MV/LV Substation PO***119 |  | 10 kV | _ | LV | 630 kVA :Building Structure | 0.63 | --> | 0.63 | 0 | 0 | Constrained,otherwise capacity available =500kVA. | --> | 0.5985 | 0 | 0 | 0.5 | 0 |  | --> | C12 ex HEADFORD ROAD | Headford Road [T41,T42] | GALWAY 110KV |  | 53.2741 | -9.052
MV/LV Substation PO***119X |  | 20 kV | _ | LV | 50 kVA :Pole Substation | 0.05 | --> | 0.05 | 0.049 | 2.9 |  | --> | 0.0475 | 0 | 0 | 0 | 0 | Constrained,otherwise capacity available =50.2kW. | --> | E19 ex TELAYDON | Telaydon [T42,T421] | LISDRUM |  | 54.3336 | -6.9249
MV/LV Substation PO***120 |  | 10 kV | _ | LV | 200 kVA :Building Structure | 0.2 | --> | 0.2 | 0 | 0 | Constrained,otherwise capacity available =156kVA. | --> | 0.19 | 0 | 0 | 0.20657 | 0 |  | --> | C15 ex MALAHIDE | Malahide [T41,T42] | GLASMORE |  | 53.408 | -6.1241
MV/LV Substation PO***120 |  | 10 kV | _ | LV | 200 kVA :Pole Substation | 0.2 | --> | 0.2 | 0 | 0 | Constrained,otherwise capacity available =156kVA. | --> | 0.19 | 0 | 0 | 0.20657 | 0 |  | --> | C20 ex POLLERTON | Pollerton [T41,T42] | CARLOW |  | 52.8365 | -6.9098
MV/LV Substation PO***120 |  | 10 kV | _ | LV | 400 kVA :Building Structure | 0.4 | --> | 0.4 | 0.233 | 7.2 |  | --> | 0.38 | 0 | 0 | 0.42459 | 0 |  | --> | C28 ex LIBERTY STREET | Liberty Street [T101,T102] | LIBERTY STREET |  | 51.9019 | -8.4771
MV/LV Substation PO***125 |  | 10 kV | _ | LV | 630 kVA :Building Structure | 0.63 | --> | 0.63 | 0 | 0 | Constrained,otherwise capacity available =500kVA. | --> | 0.5985 | 0 | 0 | 0.5 | 0 |  | --> | C16 ex GRANGE (SR) | Grange (sr) [T41,T42] | BUTLERSTOWN |  | 52.2485 | -7.0868
MV/LV Substation PO***129Y |  | 20 kV | _ | LV | 200 kVA :Pole Substation | 0.2 | --> | 0.2 | 0 | 0 | Constrained,otherwise capacity available =195kVA. | --> | 0.19 | 0 | 0.003705 | 0.20076 | 0 |  | --> | C24 ex MACETOWN | Macetown [T101,T102] | MACETOWN |  | 53.4762 | -6.4857
MV/LV Substation PO***130Y |  | 10 kV | _ | LV | 50 kVA :Pole Substation | 0.05 | --> | 0.05 | 0 | 0 | Constrained,otherwise capacity available =34kVA. | --> | 0.0475 | 0 | 0.003705 | 0.052373 | 0 |  | --> | C20 ex CAVAN | Cavan [T42,T421] | SHANKILL |  | 53.9918 | -7.2813
MV/LV Substation PO***136Z |  | 10 kV | _ | LV | 50 kVA :Pole Substation | 0.05 | --> | 0.05 | 0 | 0 | Constrained,otherwise capacity available =48kVA. | --> | 0.0475 | 0 | 0 | 0 | 0 | Constrained,otherwise capacity available =50.3kW. | --> | C15 ex MOUNTMELLICK | Mountmellick [T41,T42] | PORTLAOISE |  | 53.0829 | -7.3321
MV/LV Substation PO***137X |  | 20 kV | _ | LV | 400 kVA :Kiosk Substation | 0.4 | --> | 0.4 | 0.4 | 1.3 |  | --> | 0.38 | 0 | 0 | 0.4 | 0 |  | --> | E16 ex BALLYCROSSAUN | Ballycrossaun [T421,T422] | SOMERSET |  | 53.0914 | -8.2291
MV/LV Substation PO***141 |  | 10 kV | _ | LV | 630 kVA :Building Structure | 0.63 | --> | 0.63 | 0.397 | 6.7 |  | --> | 0.5985 | 0 | 0.002223 | 0.5 | 0 |  | --> | C21 ex EAST WALL ROAD | East Wall Road [T41,T42] | MCDERMOTT |  | 53.3547 | -6.2283
MV/LV Substation PO***159X |  | 20 kV | _ | LV | 200 kVA :Pole Substation | 0.2 | --> | 0.2 | 0 | 0 | Constrained,otherwise capacity available =49kVA. | --> | 0.19 | 0 | 0.011856 | 0.22169 | 0 |  | --> | E13 ex SHILLELAGH | Shillelagh [T421,T422] | CARLOW |  | 52.7988 | -6.4649
MV/LV Substation PO***165 |  | 10 kV | _ | LV | 630 kVA :Kiosk Substation | 0.63 | --> | 0.63 | 0 | 0 | Constrained,otherwise capacity available =444kVA. | --> | 0.5985 | 0 | 0 | 0.5 | 0 |  | --> | C14 ex ROSEHILL | Rosehill [T41,T42] | KILKENNY |  | 52.6502 | -7.2516
MV/LV Substation PO***169 |  | 10 kV | _ | LV | 400 kVA :Kiosk Substation | 0.4 | --> | 0.4 | 0.377 | 3 |  | --> | 0.38 | 0 | 0 | 0.40348 | 0 |  | --> | C21 ex NENAGH | Nenagh [T41,T42] | NENAGH |  | 52.8842 | -8.3478
MV/LV Substation PO***180 |  | 10 kV | _ | LV | 50 kVA :Pole Substation | 0.05 | --> | 0.05 | 0 | 0 | Constrained,otherwise capacity available =48kVA. | --> | 0.0475 | 0 | 0 | 0 | 0 | Constrained,otherwise capacity available =50.3kW. | --> | C12 ex KILMALLOCK | Kilmallock [T41,T42] | CHARLEVILLE |  | 52.3897 | -8.5809
MV/LV Substation PO***182 |  | 10 kV | _ | LV | 630 kVA :Building Structure | 0.63 | --> | 0.63 | 0 | 0 | Constrained,otherwise capacity available =382kVA. | --> | 0.5985 | 0 | 0 | 0.5 | 0 |  | --> | C27 ex KILBARRY | Kilbarry [T101,T43] | KILBARRY |  | 51.915 | -8.4779
MV/LV Substation PO***183 |  | 10 kV | _ | LV | 400 kVA :Kiosk Substation | 0.4 | --> | 0.4 | 0.246 | 1.8 |  | --> | 0.38 | 0 | 0.031863 | 0.42273 | 0 |  | --> | C12 ex CAHERDAVIN | Caherdavin [T41,T42] | ARDNACRUSHA |  | 52.6649 | -8.6485
MV/LV Substation PO***183Z |  | 20 kV | _ | LV | 100 kVA :Pole Substation | 0.1 | --> | 0.1 | 0.056 | 1.3 |  | --> | 0.095 | 0 | 0.004446 | 0.10647 | 0 |  | --> | C16 ex LOUGHANALLA | Loughanalla [T41,T42] | MULLINGAR |  | 53.6712 | -7.2873
MV/LV Substation PO***186 |  | 10 kV | _ | LV | 630 kVA :Building Structure | 0.63 | --> | 0.63 | 0.5 | 4.9 |  | --> | 0.5985 | 0 | 0 | 0.5 | 0 |  | --> | C21 ex COOLOCK | Coolock [T41,T42] | FINGLAS |  | 53.3936 | -6.1966
MV/LV Substation PO***187 |  | 20 kV | _ | LV | 200 kVA :Pole Substation | 0.2 | --> | 0.2 | 0.111 | 2.6 |  | --> | 0.19 | 0 | 0 | 0.21308 | 0 |  | --> | C18 ex KILLESHANDRA | Killeshandra [T41,T42] | GORTAWEE |  | 53.9241 | -7.5847
MV/LV Substation PO***188X |  | 10 kV | _ | LV | 630 kVA :Building Structure | 0.63 | --> | 0.63 | 0.422 | 18.8 |  | --> | 0.5985 | 0 | 0 | 0.5 | 0 |  | --> | C23 ex BEDFORD ROW | Bedford Row [T41,T42,T43,T44] | FRANCIS STREET |  | 53.3469 | -6.2568
MV/LV Substation PO***192 |  | 10 kV | _ | LV | 50 kVA :Pole Substation | 0.05 | --> | 0.05 | 0 | 0 | Constrained,otherwise capacity available =49kVA. | --> | 0.0475 | 0 | 0 | 0.050152 | 0 |  | --> | C15 ex DRUMQUIN | Drumquin [T42] | ENNIS |  | 52.7288 | -9.0644
MV/LV Substation PO***195Y |  | 20 kV | _ | LV | 50 kVA :Pole Substation | 0.05 | --> | 0.05 | 0.04 | 0.6 |  | --> | 0.0475 | 0 | 0 | 0 | 0 | Constrained,otherwise capacity available =51.5kW. | --> | E25 ex LAWLESSTOWN | Lawlesstown [T42,T421] | DOON |  | 52.3724 | -7.6628
MV/LV Substation PO***196 |  | 20 kV | _ | LV | 630 kVA :Building Structure | 0.63 | --> | 0.63 | 0 | 0 | Constrained,otherwise capacity available =500kVA. | --> | 0.5985 | 0 | 0 | 0.5 | 0 |  | --> | E11 ex GLASMORE | Glasmore [T421,T422] | GLASMORE |  | 53.4877 | -6.1146
MV/LV Substation PO***196Z |  | 10 kV | _ | LV | 400 kVA :Kiosk Substation | 0.4 | --> | 0.4 | 0 | 0 | Constrained,otherwise capacity available =400kVA. | --> | 0.38 | 0 | 0 | 0 | 0 | Constrained,otherwise capacity available =400kW. | --> | C23 ex PORTLAOISE | Portlaoise [T41,T42] | PORTLAOISE |  | 53.0378 | -7.2963
MV/LV Substation PO***205X |  | 20 kV | _ | LV | 630 kVA :Kiosk Substation | 0.63 | --> | 0.63 | 0.5 | 1.6 |  | --> | 0.5985 | 0 | 0 | 0 | 0 | Constrained,otherwise capacity available =500kW. | --> | E17 ex BELMULLET | Belmullet [T421] | BELLACORICK |  | 54.2255 | -9.9881
MV/LV Substation PO***211Y |  | 10 kV | _ | LV | 100 kVA :Pole Substation | 0.1 | --> | 0.1 | 0 | 0 | Constrained,otherwise capacity available =66kVA. | --> | 0.095 | 0 | 0 | 0 | 0 | Constrained,otherwise capacity available =105kW. | --> | C22 ex PORTLAOISE | Portlaoise [T41,T42] | PORTLAOISE |  | 53.0483 | -7.2507
MV/LV Substation PO***215 |  | 10 kV | _ | LV | 630 kVA :Building Structure | 0.63 | --> | 0.63 | 0 | 0 | Constrained,otherwise capacity available =500kVA. | --> | 0.5985 | 0 | 0 | 0.25474 | 0 | Constrained,otherwise capacity available =500kW. | --> | C16 ex PORTLAW | Portlaw [T41,T42] | BUTLERSTOWN |  | 52.2852 | -7.3153
MV/LV Substation PO***217Y |  | 10 kV | _ | LV | 100 kVA :Pole Substation | 0.1 | --> | 0.1 | 0.068 | 2.2 |  | --> | 0.095 | 0 | 0.00741 | 0.10475 | 0 |  | --> | C12 ex BALLINASLOE | Ballinasloe [T41,T42] | SOMERSET |  | 53.3218 | -8.1939
MV/LV Substation PO***223Z |  | 10 kV | _ | LV | 200 kVA :Kiosk Substation | 0.2 | --> | 0.2 | 0 | 0 | Constrained,otherwise capacity available =178kVA. | --> | 0.19 | 0 | 0 | 0.20331 | 0 |  | --> | C16 ex MALAHIDE | Malahide [T41,T42] | GLASMORE |  | 53.4401 | -6.1348
MV/LV Substation PO***235 |  | 10 kV | _ | LV | 400 kVA :Kiosk Substation | 0.4 | --> | 0.4 | 0.307 | 11.9 |  | --> | 0.38 | 0 | 0.034827 | 0.41388 | 0 |  | --> | C24 ex SALTHILL | Salthill [T101,T102] | SALTHILL |  | 53.2638 | -9.102
MV/LV Substation PO***245Z |  | 10 kV | _ | LV | 400 kVA :Kiosk Substation | 0.4 | --> | 0.4 | 0 | 0 | Constrained,otherwise capacity available =275kVA. | --> | 0.38 | 0 | 0.068172 | 0.41855 | 0 |  | --> | C16 ex MALAHIDE | Malahide [T41,T42] | GLASMORE |  | 53.4309 | -6.128
MV/LV Substation PO***260 |  | 10 kV | _ | LV | 100 kVA :Pole Substation | 0.1 | --> | 0.1 | 0 | 0 | Constrained,otherwise capacity available =49kVA. | --> | 0.095 | 0 | 0.00741 | 0.10746 | 0 |  | --> | C16 ex ATHENRY | Athenry [T41,T42] | GALWAY 110KV |  | 53.3083 | -8.7902
MV/LV Substation PO***266X |  | 20 kV | _ | LV | 50 kVA :Pole Substation | 0.05 | --> | 0.05 | 0.028 | 11.9 |  | --> | 0.0475 | 0 | 0.017043 | 0.053235 | 0 |  | --> | C27 ex SALTHILL | Salthill [T101,T102] | SALTHILL |  | 53.2921 | -9.1627
MV/LV Substation PO***268 |  | 10 kV | _ | LV | 50 kVA :Pole Substation | 0.05 | --> | 0.05 | 0 | 0 | Constrained,otherwise capacity available =12kVA. | --> | 0.0475 | 0 | 0 | 0 | 0 | Constrained,otherwise capacity available =55.5kW. | --> | E11 ex KNOCKMULLEN | Knockmullen [T42,T421] | GREAT ISLAND |  | 52.4674 | -6.9033
MV/LV Substation PO***271X |  | 10 kV | _ | LV | 50 kVA :Pole Substation | 0.05 | --> | 0.05 | 0.022 | 4 |  | --> | 0.0475 | 0 | 0 | 0.05408 | 0 |  | --> | C17 ex BALLYJAMESDUFF | Ballyjamesduff [T41,T42] | SHANKILL |  | 53.8954 | -7.2094
MV/LV Substation PO***273 |  | 20 kV | _ | LV | 100 kVA :Pole Substation | 0.1 | --> | 0.1 | 0 | 0 | Constrained,otherwise capacity available =89kVA. | --> | 0.095 | 0 | 0 | 0 | 0 | Constrained,otherwise capacity available =101.7kW. | --> | E17 ex BUNCRANA | Buncrana [T421,T422] | TRILLICK |  | 55.1586 | -7.3036
MV/LV Substation PO***286 |  | 10 kV | _ | LV | 50 kVA :Pole Substation | 0.05 | --> | 0.05 | 0.049 | 1.4 |  | --> | 0.0475 | 0 | 0.002964 | 0.050152 | 0 |  | --> | C11 ex CROSSMOLINA | Crossmolina [T41,T42] | MOY |  | 53.9908 | -9.3213
MV/LV Substation PO***288Z |  | 10 kV | _ | LV | 630 kVA :Kiosk Substation | 0.63 | --> | 0.63 | 0 | 0 | Constrained,otherwise capacity available =491kVA. | --> | 0.5985 | 0 | 0 | 0.5 | 0 |  | --> | C13 ex COOLMINE | Coolmine [T41,T42] | FINGLAS |  | 53.3826 | -6.3969
MV/LV Substation PO***299 |  | 10 kV | _ | LV | 100 kVA :Pole Substation | 0.1 | --> | 0.1 | 0 | 0 | Constrained,otherwise capacity available =95kVA. | --> | 0.095 | 0 | 0.004446 | 0.10076 | 0 |  | --> | C12 ex SAGGART | Saggart [T41,T42] | GRANGE CASTLE |  | 53.2467 | -6.5472
MV/LV Substation PO***303 |  | 10 kV | _ | LV | 25 kVA :Pole Substation | 0.025 | --> | 0.025 | 0 | 0 | Constrained,otherwise capacity available =25kVA. | --> | 0.02375 | 0 | 0 | 0 | 0 | Constrained,otherwise capacity available =25kW. | --> | C16 ex MILFORD (NR) | Milford (nr) [T41,T42] | LETTERKENNY |  | 55.052 | -7.7312
MV/LV Substation PO***304 |  | 20 kV | _ | LV | 100 kVA :Pole Substation | 0.1 | --> | 0.1 | 0 | 0 | Constrained,otherwise capacity available =75kVA. | --> | 0.095 | 0 | 0 | 0 | 0 | Constrained,otherwise capacity available =103.7kW. | --> | E14 ex BUNCRANA | Buncrana [T421,T422] | TRILLICK |  | 55.1439 | -7.4732
MV/LV Substation PO***306 |  | 20 kV | _ | LV | 50 kVA :Pole Substation | 0.05 | --> | 0.05 | 0.049 | 13.8 |  | --> | 0.0475 | 0 | 0 | 0.050152 | 0 |  | --> | C14 ex SINGLAND | Singland [T101,T102] | SINGLAND |  | 52.5935 | -8.5162
MV/LV Substation PO***326Y |  | 20 kV | _ | LV | 100 kVA :Pole Substation | 0.1 | --> | 0.1 | 0 | 0 | Constrained,otherwise capacity available =75kVA. | --> | 0.095 | 0 | 0 | 0.10373 | 0 |  | --> | C21 ex PORTARLINGTON | Portarlington [T43] | BLAKE |  | 53.1677 | -7.1876
MV/LV Substation PO***335 |  | 10 kV | _ | LV | 25 kVA :Pole Substation | 0.025 | --> | 0.025 | 0.017 | 0.6 |  | --> | 0.02375 | 0 | 0 | 0 | 0 | Constrained,otherwise capacity available =26.2kW. | --> | E25 ex LAWLESSTOWN | Lawlesstown [T42,T421] | DOON |  | 52.3635 | -7.6761
MV/LV Substation PO***336X |  | 10 kV | _ | LV | 100 kVA :Pole Substation | 0.1 | --> | 0.1 | 0 | 0 | Constrained,otherwise capacity available =80kVA. | --> | 0.095 | 0 | 0.003705 | 0.10299 | 0 |  | --> | C17 ex CARRIGALINE | Carrigaline [T41,T42] | BARNAHELY |  | 51.7784 | -8.3028
MV/LV Substation PO***339 |  | 10 kV | _ | LV | 25 kVA :Pole Substation | 0.025 | --> | 0.025 | 0.025 | 1.5 |  | --> | 0.02375 | 0 | 0 | 0.025 | 0 |  | --> | C13 ex SMEARLA | Smearla [T41,T42] | TRIEN |  | 52.4398 | -9.435
MV/LV Substation PO***340X |  | 10 kV | _ | LV | 200 kVA :Kiosk Substation | 0.2 | --> | 0.2 | 0 | 0 | Constrained,otherwise capacity available =164kVA. | --> | 0.19 | 0 | 0.027417 | 0.20539 | 0 |  | --> | C15 ex MALAHIDE | Malahide [T41,T42] | GLASMORE |  | 53.4121 | -6.1267
MV/LV Substation PO***354Z |  | 10 kV | _ | LV | 630 kVA :Building Structure | 0.63 | --> | 0.63 | 0.5 | 7.2 |  | --> | 0.5985 | 0 | 0 | 0.5 | 0 |  | --> | C28 ex LIBERTY STREET | Liberty Street [T101,T102] | LIBERTY STREET |  | 51.9019 | -8.4774
MV/LV Substation PO***363X |  | 10 kV | _ | LV | 630 kVA :Building Structure | 0.63 | --> | 0.63 | 0.5 | 6.7 |  | --> | 0.5985 | 0 | 0 | 0.5 | 0 |  | --> | C12 ex EAST WALL ROAD | East Wall Road [T41,T42] | MCDERMOTT |  | 53.3538 | -6.2124
MV/LV Substation PO***366 |  | 20 kV | _ | LV | 200 kVA :Kiosk Substation | 0.2 | --> | 0.2 | 0.191 | 1.3 |  | --> | 0.19 | 0 | 0 | 0.20136 | 0 |  | --> | E16 ex BALLYCROSSAUN | Ballycrossaun [T421,T422] | SOMERSET |  | 53.0866 | -8.2173
MV/LV Substation PO***372X |  | 10 kV | _ | LV | 50 kVA :Pole Substation | 0.05 | --> | 0.05 | 0.05 | 0.2 |  | --> | 0.0475 | 0 | 0 | 0 | 0 | Constrained,otherwise capacity available =50kW. | --> | C11 ex ROSSGEIR | Rossgeir [T41,T42] | LETTERKENNY |  | 54.8201 | -7.5063
MV/LV Substation PO***384Y |  | 10 kV | _ | LV | 200 kVA :Kiosk Substation | 0.2 | --> | 0.2 | 0.198 | 4 |  | --> | 0.19 | 0 | 0 | 0.2003 | 0 |  | --> | C17 ex BALLYJAMESDUFF | Ballyjamesduff [T41,T42] | SHANKILL |  | 53.863 | -7.208
MV/LV Substation PO***389Z |  | 10 kV | _ | LV | 200 kVA :Building Structure | 0.2 | --> | 0.2 | 0 | 0 | Constrained,otherwise capacity available =177kVA. | --> | 0.19 | 0 | 0 | 0.20346 | 0 |  | --> | C17 ex BISHOPSTOWN | Bishopstown [T41,T42] | KILBARRY |  | 51.8865 | -8.5788
MV/LV Substation PO***396X |  | 10 kV | _ | LV | 200 kVA :Kiosk Substation | 0.2 | --> | 0.2 | 0 | 0 | Constrained,otherwise capacity available =128kVA. | --> | 0.19 | 0 | 0.002223 | 0.21065 | 0 |  | --> | C20 ex MERVILLE | Merville [T41,T42] | FINGLAS |  | 53.3881 | -6.299
MV/LV Substation PO***397 |  | 10 kV | _ | LV | 100 kVA :Pole Substation | 0.1 | --> | 0.1 | 0.069 | 0.3 |  | --> | 0.095 | 0 | 0 | 0.1046 | 0 |  | --> | C15 ex BANAGHER | Banagher [T41,T42] | DALLOW |  | 53.1921 | -7.9882
MV/LV Substation PO***4003 |  | 10 kV | _ | LV | 400 kVA :Kiosk Substation | 0.4 | --> | 0.4 | 0 | 0 | Constrained,otherwise capacity available =346kVA. | --> | 0.38 | 0 | 0 | 0.40812 | 0 |  | --> | C20 ex POPPINTREE | Poppintree [T101,T102] | FINGLAS |  | 53.3985 | -6.2713
MV/LV Substation PO***4006 |  | 20 kV | _ | LV | 50 kVA :Pole Substation | 0.05 | --> | 0.05 | 0.04 | 1.5 |  | --> | 0.0475 | 0 | 0 | 0.051496 | 0 |  | --> | E16 ex ACHILL | Achill [T422] | CARROWBEG |  | 53.9393 | -9.9153
MV/LV Substation PO***4019 |  | 10 kV | _ | LV | 200 kVA :Kiosk Substation | 0.2 | --> | 0.2 | 0.17 | 2.4 |  | --> | 0.19 | 0 | 0.008151 | 0.2045 | 0 |  | --> | C11 ex BRAY | Bray [T41,T42] | FASSAROE |  | 53.1884 | -6.168
MV/LV Substation PO***402 |  | 10 kV | _ | LV | 50 kVA :Pole Substation | 0.05 | --> | 0.05 | 0.046 | 3.4 |  | --> | 0.0475 | 0 | 0 | 0.050604 | 0 |  | --> | C15 ex GLENGOOLE | Glengoole [T41] | THURLES |  | 52.6272 | -7.6284
MV/LV Substation PO***4021 |  | 10 kV | _ | LV | 50 kVA :Pole Substation | 0.05 | --> | 0.05 | 0.049 | 1.4 |  | --> | 0.0475 | 0 | 0 | 0.050152 | 0 |  | --> | C11 ex CROSSMOLINA | Crossmolina [T41,T42] | MOY |  | 53.9905 | -9.3057
MV/LV Substation PO***4023 |  | 10 kV | _ | LV | 50 kVA :Pole Substation | 0.05 | --> | 0.05 | 0 | 0 | Constrained,otherwise capacity available =49kVA. | --> | 0.0475 | 0 | 0 | 0.050152 | 0 |  | --> | C12 ex PORTLAW | Portlaw [T41,T42] | BUTLERSTOWN |  | 52.2816 | -7.3057
MV/LV Substation PO***4030 |  | 20 kV | _ | LV | 630 kVA :Building Structure | 0.63 | --> | 0.63 | 0.5 | 2.1 |  | --> | 0.5985 | 0 | 0 | 0 | 0 | Constrained,otherwise capacity available =500kW. | --> | C18 ex NEWTOWNCUNNINGHAM | Newtowncunningham [T41,T42] | LETTERKENNY |  | 55.0528 | -7.4039
MV/LV Substation PO***4036 |  | 10 kV | _ | LV | 50 kVA :Pole Substation | 0.05 | --> | 0.05 | 0.042 | 2.1 |  | --> | 0.0475 | 0 | 0 | 0 | 0 | Constrained,otherwise capacity available =51.2kW. | --> | C16 ex NEWTOWNCUNNINGHAM | Newtowncunningham [T41,T42] | LETTERKENNY |  | 54.9876 | -7.4687
MV/LV Substation PO***4036 |  | 20 kV | _ | LV | 400 kVA :Building Structure | 0.4 | --> | 0.4 | 0 | 0 | Constrained,otherwise capacity available =339kVA. | --> | 0.38 | 0 | 0 | 0.40916 | 0 |  | --> | E11 ex GLASMORE | Glasmore [T421,T422] | GLASMORE |  | 53.4936 | -6.1266
MV/LV Substation PO***4037 |  | 20 kV | _ | LV | 400 kVA :Building Structure | 0.4 | --> | 0.4 | 0 | 0 | Constrained,otherwise capacity available =187kVA. | --> | 0.38 | 0 | 0 | 0.42359 | 0 |  | --> | E11 ex GLASMORE | Glasmore [T421,T422] | GLASMORE |  | 53.4866 | -6.1195
MV/LV Substation PO***4039 |  | 10 kV | _ | LV | 200 kVA :Kiosk Substation | 0.2 | --> | 0.2 | 0 | 0 | Constrained,otherwise capacity available =186kVA. | --> | 0.19 | 0 | 0 | 0.20211 | 0 |  | --> | C11 ex POLLERTON | Pollerton [T41,T42] | CARLOW |  | 52.843 | -6.8883
MV/LV Substation PO***403X |  | 10 kV | _ | LV | 200 kVA :Pole Substation | 0.2 | --> | 0.2 | 0.173 | 1 |  | --> | 0.19 | 0 | 0 | 0.20406 | 0 |  | --> | C25 ex TYCOR | Tycor [T41,T42] | WATERFORD |  | 52.2504 | -7.1624
MV/LV Substation PO***406X |  | 20 kV | _ | LV | 100 kVA :Pole Substation | 0.1 | --> | 0.1 | 0.09 | 2.4 |  | --> | 0.095 | 0 | 0 | 0.10151 | 0 |  | --> | C19 ex GRAIGUE | Graigue [T41,T42] | CARLOW |  | 52.7643 | -6.9491
MV/LV Substation PO***4077 |  | 10 kV | _ | LV | 630 kVA :Building Structure | 0.63 | --> | 0.63 | 0 | 0 | Constrained,otherwise capacity available =500kVA. | --> | 0.5985 | 0 | 0 | 0.5 | 0 |  | --> | C19 ex BELGARD | Belgard [T41,T42] | COOKSTOWN |  | 53.2961 | -6.3664
MV/LV Substation PO***4078 |  | 10 kV | _ | LV | 630 kVA :Building Structure | 0.63 | --> | 0.63 | 0.5 | 2.4 |  | --> | 0.5985 | 0 | 0.03705 | 0.5 | 0 |  | --> | C11 ex BRAY | Bray [T41,T42] | FASSAROE |  | 53.1844 | -6.1913
MV/LV Substation PO***4079 |  | 20 kV | _ | LV | 50 kVA :Pole Substation | 0.05 | --> | 0.05 | 0 | 0 | Constrained,otherwise capacity available =47kVA. | --> | 0.0475 | 0 | 0 | 0 | 0 | Constrained,otherwise capacity available =50.5kW. | --> | C14 ex MILFORD (NR) | Milford (nr) [T41,T42] | LETTERKENNY |  | 55.2055 | -7.6375
MV/LV Substation PO***408 |  | 10 kV | _ | LV | 400 kVA :Kiosk Substation | 0.4 | --> | 0.4 | 0 | 0 | Constrained,otherwise capacity available =322kVA. | --> | 0.38 | 0 | 0.02223 | 0.41167 | 0 |  | --> | C11 ex POLLERTON | Pollerton [T41,T42] | CARLOW |  | 52.8535 | -6.8834
MV/LV Substation PO***4081 |  | 20 kV | _ | LV | 50 kVA :Pole Substation | 0.05 | --> | 0.05 | 0 | 0 | Constrained,otherwise capacity available =47kVA. | --> | 0.0475 | 0 | 0 | 0 | 0 | Constrained,otherwise capacity available =50.5kW. | --> | E19 ex PORTLAOISE | Portlaoise [T423,T424] | PORTLAOISE |  | 53.0264 | -7.2621
MV/LV Substation PO***408X |  | 20 kV | _ | LV | 50 kVA :Pole Substation | 0.05 | --> | 0.05 | 0.05 | 2.4 |  | --> | 0.0475 | 0 | 0 | 0.05 | 0 |  | --> | C19 ex GRAIGUE | Graigue [T41,T42] | CARLOW |  | 52.7655 | -6.9542
MV/LV Substation PO***4114 |  | 10 kV | _ | LV | 630 kVA :Building Structure | 0.63 | --> | 0.63 | 0.5 | 12.2 |  | --> | 0.5985 | 0 | 0 | 0.5 | 0 |  | --> | C25 ex BALLYBEG | Ballybeg [T101,T102] | CARRICKMINES |  | 52.9898 | -6.0654
MV/LV Substation PO***413 |  | 20 kV | _ | LV | 200 kVA :Pole Substation | 0.2 | --> | 0.2 | 0.106 | 8.2 |  | --> | 0.19 | 0 | 0.026676 | 0.21379 | 0 |  | --> | C17 ex MOUNT MISERY | Mount Misery [T41,T42] | WATERFORD |  | 52.2988 | -7.1124
MV/LV Substation PO***4142 |  | 10 kV | _ | LV | 50 kVA :Pole Substation | 0.05 | --> | 0.05 | 0 | 0 | Constrained,otherwise capacity available =50kVA. | --> | 0.0475 | 0 | 0 | 0.05 | 0 |  | --> | C18 ex TRIM | Trim [T41,T42] | NAVAN |  | 53.5532 | -6.7831
MV/LV Substation PO***4148 |  | 10 kV | _ | LV | 1000 kVA :Building Structure | 1 | --> | 1 | 0.38033 | 0.4 | Constrained,otherwise capacity available =500kVA. | --> | 0.95 | 0 | 0 | 0.5 | 0 |  | --> | C14 ex CARRICKMINES | Carrickmines [T41,T42] | CARRICKMINES |  | 53.2558 | -6.2018
MV/LV Substation PO***4160 |  | 10 kV | _ | LV | 630 kVA :Kiosk Substation | 0.63 | --> | 0.63 | 0 | 0 | Constrained,otherwise capacity available =500kVA. | --> | 0.5985 | 0 | 0.01482 | 0.5 | 0 |  | --> | C16 ex BALLYBAILIE | Ballybailie [T41,T42] | DUNDALK |  | 53.8596 | -6.5313
MV/LV Substation PO***4177 |  | 10 kV | _ | LV | 400 kVA :Kiosk Substation | 0.4 | --> | 0.4 | 0 | 0 | Constrained,otherwise capacity available =393kVA. | --> | 0.38 | 0 | 0 | 0.40106 | 0 |  | --> | C19 ex POLLERTON | Pollerton [T41,T42] | CARLOW |  | 52.8386 | -6.9117
MV/LV Substation PO***4184 |  | 20 kV | _ | LV | 100 kVA :Pole Substation | 0.1 | --> | 0.1 | 0 | 0 | Constrained,otherwise capacity available =96kVA. | --> | 0.095 | 0 | 0 | 0.10061 | 0 |  | --> | C21 ex MACETOWN | Macetown [T101,T102] | MACETOWN |  | 53.4203 | -6.4375
MV/LV Substation PO***419 |  | 20 kV | _ | LV | 400 kVA :Kiosk Substation | 0.4 | --> | 0.4 | 0.378 | 1.9 |  | --> | 0.38 | 0 | 0 | 0 | 0 | Constrained,otherwise capacity available =403.3kW. | --> | E17 ex CREESLOUGH | Creeslough [T421] | ARDNAGAPPARY |  | 55.1782 | -7.9351
MV/LV Substation PO***419 |  | 20 kV | _ | LV | 200 kVA :Pole Substation | 0.2 | --> | 0.2 | 0.194 | 2.3 |  | --> | 0.19 | 0 | 0.031863 | 0.20091 | 0 |  | --> | E13 ex MOY | Moy [T421,T422] | MOY |  | 53.9882 | -9.1934
MV/LV Substation PO***4196 |  | 20 kV | _ | LV | 400 kVA :Building Structure | 0.4 | --> | 0.4 | 0 | 0 | Constrained,otherwise capacity available =333kVA. | --> | 0.38 | 0 | 0 | 0 | 0 | Constrained,otherwise capacity available =410kW. | --> | E19 ex PORTLAOISE | Portlaoise [T423,T424] | PORTLAOISE |  | 53.0284 | -7.275
MV/LV Substation PO***419Y |  | 10 kV | _ | LV | 100 kVA :Pole Substation | 0.1 | --> | 0.1 | 0 | 0 | Constrained,otherwise capacity available =32kVA. | --> | 0.095 | 0 | 0 | 0.10982 | 0 |  | --> | C30 ex ACADEMY STREET | Academy Street [T421,T422,T44] | NAVAN |  | 53.6491 | -6.6454
MV/LV Substation PO***4205 |  | 10 kV | _ | LV | 630 kVA :Kiosk Substation | 0.63 | --> | 0.63 | 0.5 | 6.7 |  | --> | 0.5985 | 0 | 0 | 0.5 | 0 |  | --> | C20 ex EAST WALL ROAD | East Wall Road [T41,T42] | MCDERMOTT |  | 53.3511 | -6.2254
MV/LV Substation PO***425X |  | 10 kV | _ | LV | 200 kVA :Pole Substation | 0.2 | --> | 0.2 | 0.161 | 4 |  | --> | 0.19 | 0 | 0 | 0.20584 | 0 |  | --> | C19 ex BALLYJAMESDUFF | Ballyjamesduff [T41,T42] | SHANKILL |  | 53.8271 | -7.243
MV/LV Substation PO***4272 |  | 20 kV | _ | LV | 50 kVA :Pole Substation | 0.05 | --> | 0.05 | 0 | 0 | Constrained,otherwise capacity available =38kVA. | --> | 0.0475 | 0 | 0 | 0.05179 | 0 |  | --> | E20 ex EDENDERRY | Edenderry [T421,T422] | BLAKE |  | 53.2952 | -7.0835
MV/LV Substation PO***4292 |  | 10 kV | _ | LV | 50 kVA :Pole Substation | 0.05 | --> | 0.05 | 0 | 0 | Constrained,otherwise capacity available =46kVA. | --> | 0.0475 | 0 | 0 | 0 | 0 | Constrained,otherwise capacity available =50.6kW. | --> | C18 ex PORTARLINGTON | Portarlington [T41,T42] | PORTLAOISE |  | 53.1378 | -7.2699
MV/LV Substation PO***4320 |  | 20 kV | _ | LV | 200 kVA :Kiosk Substation | 0.2 | --> | 0.2 | 0.186 | 3.5 |  | --> | 0.19 | 0 | 0 | 0.20211 | 0 |  | --> | E16 ex BUSH | Bush [T421,T422] | DUNDALK |  | 54.0261 | -6.1313
MV/LV Substation PO***433 |  | 20 kV | _ | LV | 50 kVA :Pole Substation | 0.05 | --> | 0.05 | 0.047 | 0.3 |  | --> | 0.0475 | 0 | 0 | 0.050453 | 0 |  | --> | E31 ex TRIM | Trim [T421] | NAVAN |  | 53.5533 | -6.9021
MV/LV Substation PO***433Z |  | 10 kV | _ | LV | 50 kVA :Pole Substation | 0.05 | --> | 0.05 | 0 | 0 | Constrained,otherwise capacity available =47kVA. | --> | 0.0475 | 0 | 0 | 0.050453 | 0 |  | --> | C11 ex COOLMINE | Coolmine [T41,T42] | FINGLAS |  | 53.3792 | -6.4064
MV/LV Substation PO***435 |  | 10 kV | _ | LV | 50 kVA :Pole Substation | 0.05 | --> | 0.05 | 0 | 0 | Constrained,otherwise capacity available =32kVA. | --> | 0.0475 | 0 | 0 | 0.052662 | 0 |  | --> | C20 ex CAVAN | Cavan [T42,T421] | SHANKILL |  | 53.9886 | -7.2964
MV/LV Substation PO***4352 |  | 10 kV | _ | LV | 50 kVA :Pole Substation | 0.05 | --> | 0.05 | 0 | 0 | Constrained,otherwise capacity available =45kVA. | --> | 0.0475 | 0 | 0 | 0.050753 | 0 |  | --> | C24 ex GORESBRIDGE | Goresbridge [T41,T42] | KILKENNY |  | 52.6131 | -7.0087
MV/LV Substation PO***4354 |  | 10 kV | _ | LV | 630 kVA :Kiosk Substation | 0.63 | --> | 0.63 | 0 | 0 | Constrained,otherwise capacity available =500kVA. | --> | 0.5985 | 0 | 0 | 0.5 | 0 |  | --> | C17 ex CARRIGALINE | Carrigaline [T41,T42] | BARNAHELY |  | 51.8046 | -8.2902
MV/LV Substation PO***436 |  | 20 kV | _ | LV | 200 kVA :Pole Substation | 0.2 | --> | 0.2 | 0 | 0 | Constrained,otherwise capacity available =131kVA. | --> | 0.19 | 0 | 0.008151 | 0 | 0 | Constrained,otherwise capacity available =210.2kW. | --> | E14 ex CARNDONAGH | Carndonagh [T421,T422] | TRILLICK |  | 55.2495 | -7.2706
MV/LV Substation PO***436X |  | 10 kV | _ | LV | 50 kVA :Pole Substation | 0.05 | --> | 0.05 | 0 | 0 | Constrained,otherwise capacity available =38kVA. | --> | 0.0475 | 0 | 0.00741 | 0.05179 | 0 |  | --> | C24 ex KILMONEY | Kilmoney [T41,T42] | TRABEG |  | 51.8226 | -8.4713
MV/LV Substation PO***437 |  | 10 kV | _ | LV | 630 kVA :Kiosk Substation | 0.63 | --> | 0.63 | 0.452 | 1.5 |  | --> | 0.5985 | 0 | 0.006669 | 0.5 | 0 |  | --> | C14 ex MARROWBONE LANE | Marrowbone Lane [T42] | INCHICORE 220KV |  | 53.3432 | -6.2789
MV/LV Substation PO***437 |  | 20 kV | _ | LV | 50 kVA :Pole Substation | 0.05 | --> | 0.05 | 0 | 0 | Constrained,otherwise capacity available =48kVA. | --> | 0.0475 | 0 | 0 | 0 | 0 | Constrained,otherwise capacity available =50.3kW. | --> | E17 ex CARNDONAGH | Carndonagh [T421,T422] | TRILLICK |  | 55.3196 | -7.1781
MV/LV Substation PO***438Y |  | 10 kV | _ | LV | 50 kVA :Pole Substation | 0.05 | --> | 0.05 | 0 | 0 |  | --> | 0.0475 | 0 | 0 | 0.058823 | 0 |  | --> | C12 ex GRANAGH | Granagh [T41,T42] | WATERFORD |  | 52.2951 | -7.2619
MV/LV Substation PO***443 |  | 20 kV | _ | LV | 50 kVA :Pole Substation | 0.05 | --> | 0.05 | 0 | 0 | Constrained,otherwise capacity available =36kVA. | --> | 0.0475 | 0 | 0 | 0 | 0 | Constrained,otherwise capacity available =52.1kW. | --> | E17 ex CARNDONAGH | Carndonagh [T421,T422] | TRILLICK |  | 55.3194 | -7.1763
MV/LV Substation PO***4440 |  | 10 kV | _ | LV | 630 kVA :Kiosk Substation | 0.63 | --> | 0.63 | 0.5 | 16.1 |  | --> | 0.5985 | 0 | 0 | 0.5 | 0 |  | --> | C26 ex RINGSEND | Ringsend [T101,T102] | POOLBEG |  | 53.3381 | -6.2085
MV/LV Substation PO***4447 |  | 10 kV | _ | LV | 1000 kVA :Building Structure | 1 | --> | 1 | 0 | 0 | Constrained,otherwise capacity available =500kVA. | --> | 0.95 | 0 | 0.004446 | 0.5 | 0 |  | --> | C14 ex CAMDEN ROW | Camden Row [T41] | FRANCIS STREET |  | 53.3305 | -6.2657
MV/LV Substation PO***446 |  | 20 kV | _ | LV | 100 kVA :Pole Substation | 0.1 | --> | 0.1 | 0 | 0 | Constrained,otherwise capacity available =56kVA. | --> | 0.095 | 0 | 0.002223 | 0 | 0 | Constrained,otherwise capacity available =106.5kW. | --> | E12 ex CARNDONAGH | Carndonagh [T421,T422] | TRILLICK |  | 55.3707 | -7.3386
MV/LV Substation PO***446X |  | 20 kV | _ | LV | 50 kVA :Pole Substation | 0.05 | --> | 0.05 | 0.005 | 3.5 |  | --> | 0.0475 | 0 | 0 | 0 | 0 | Constrained,otherwise capacity available =56.4kW. | --> | E11 ex DUNFIRTH | Dunfirth [T122] | DUNFIRTH |  | 53.3858 | -6.8665
MV/LV Substation PO***449X |  | 10 kV | _ | LV | 25 kVA :Pole Substation | 0.025 | --> | 0.025 | 0 | 0 | Constrained,otherwise capacity available =17kVA. | --> | 0.02375 | 0 | 0 | 0 | 0 | Constrained,otherwise capacity available =26.2kW. | --> | C18 ex RATHDOWNEY | Rathdowney [T42] | IKERRIN |  | 52.9122 | -7.6195
MV/LV Substation PO***4517 |  | 10 kV | _ | LV | 1000 kVA :Building Structure | 1 | --> | 1 | 0.5 | 7 |  | --> | 0.95 | 0 | 0 | 0.5 | 0 |  | --> | C13 ex NORTH QUAYS | North Quays [T101,T102,T103] | POOLBEG |  | 53.3608 | -6.2397
MV/LV Substation PO***453Y |  | 10 kV | _ | LV | 50 kVA :Pole Substation | 0.05 | --> | 0.05 | 0.048 | 1.2 |  | --> | 0.0475 | 0 | 0 | 0.050303 | 0 |  | --> | E16 ex CRATLOE | Cratloe [T421,T422] | ARDNACRUSHA |  | 52.6889 | -8.761
MV/LV Substation PO***4560 |  | 10 kV | _ | LV | 630 kVA :Kiosk Substation | 0.63 | --> | 0.63 | 0.5 | 18.8 |  | --> | 0.5985 | 0 | 0 | 0.5 | 0 |  | --> | C23 ex BEDFORD ROW | Bedford Row [T41,T42,T43,T44] | FRANCIS STREET |  | 53.3468 | -6.2558
MV/LV Substation PO***456X |  | 10 kV | _ | LV | 200 kVA :Pole Substation | 0.2 | --> | 0.2 | 0 | 0 | Constrained,otherwise capacity available =94kVA. | --> | 0.19 | 0 | 0 | 0 | 0 | Constrained,otherwise capacity available =215.5kW. | --> | C18 ex PORTARLINGTON | Portarlington [T41,T42] | PORTLAOISE |  | 53.1386 | -7.2704
MV/LV Substation PO***456Y |  | 20 kV | _ | LV | 200 kVA :Pole Substation | 0.2 | --> | 0.2 | 0 | 0 | Constrained,otherwise capacity available =200kVA. | --> | 0.19 | 0 | 0 | 0.2 | 0 |  | --> | E20 ex EDENDERRY | Edenderry [T421,T422] | BLAKE |  | 53.3601 | -7.2105
MV/LV Substation PO***467 |  | 20 kV | _ | LV | 50 kVA :Pole Substation | 0.05 | --> | 0.05 | 0 | 0 | Constrained,otherwise capacity available =42kVA. | --> | 0.0475 | 0 | 0.002223 | 0.0512 | 0 |  | --> | E19 ex DALTON | Dalton [T421,T422] | DALTON |  | 53.6329 | -9.0457
MV/LV Substation PO***471Z |  | 10 kV | _ | LV | 400 kVA :Kiosk Substation | 0.4 | --> | 0.4 | 0.378 | 4.1 |  | --> | 0.38 | 0 | 0 | 0.40333 | 0 |  | --> | C14 ex BALLYMUN | Ballymun [T41,T42] | FINGLAS |  | 53.396 | -6.2783
MV/LV Substation PO***472X |  | 10 kV | _ | LV | 100 kVA :Pole Substation | 0.1 | --> | 0.1 | 0 | 0 | Constrained,otherwise capacity available =87kVA. | --> | 0.095 | 0 | 0 | 0.10195 | 0 |  | --> | C20 ex KILDARE | Kildare [T41,T42] | NEWBRIDGE |  | 53.1719 | -6.8575
MV/LV Substation PO***472X |  | 20 kV | _ | LV | 50 kVA :Pole Substation | 0.05 | --> | 0.05 | 0.038 | 1.3 |  | --> | 0.0475 | 0 | 0 | 0.05179 | 0 |  | --> | C24 ex CLIFDEN | Clifden [T41,T42] | SCREEB |  | 53.5571 | -10.1821
MV/LV Substation PO***475Y |  | 10 kV | _ | LV | 400 kVA :Kiosk Substation | 0.4 | --> | 0.4 | 0 | 0 | Constrained,otherwise capacity available =304kVA. | --> | 0.38 | 0 | 0.045201 | 0.41432 | 0 |  | --> | C13 ex MIDLETON | Midleton [T101,T102] | MIDLETON |  | 51.9245 | -8.1715
MV/LV Substation PO***494Z |  | 10 kV | _ | LV | 400 kVA :Kiosk Substation | 0.4 | --> | 0.4 | 0 | 0 | Constrained,otherwise capacity available =305kVA. | --> | 0.38 | 0 | 0.002964 | 0.41417 | 0 |  | --> | C11 ex KILBARRY | Kilbarry [T101,T43] | KILBARRY |  | 51.9083 | -8.4702
MV/LV Substation PO***497X |  | 20 kV | _ | LV | 200 kVA :Pole Substation | 0.2 | --> | 0.2 | 0.091 | 2.9 |  | --> | 0.19 | 0 | 0 | 0 | 0 | Constrained,otherwise capacity available =215.9kW. | --> | E19 ex TELAYDON | Telaydon [T42,T421] | LISDRUM |  | 54.264 | -6.9814
MV/LV Substation PO***505 |  | 20 kV | _ | LV | 50 kVA :Pole Substation | 0.05 | --> | 0.05 | 0 | 0 | Constrained,otherwise capacity available =36kVA. | --> | 0.0475 | 0 | 0 | 0.052083 | 0 |  | --> | C12 ex SPIDDAL | Spiddal [T42] | SCREEB |  | 53.244 | -9.3999
MV/LV Substation PO***506 |  | 20 kV | _ | LV | 50 kVA :Pole Substation | 0.05 | --> | 0.05 | 0 | 0 | Constrained,otherwise capacity available =44kVA. | --> | 0.0475 | 0 | 0 | 0.050903 | 0 |  | --> | E19 ex DALTON | Dalton [T421,T422] | DALTON |  | 53.6866 | -9.0864
MV/LV Substation PO***513 |  | 10 kV | _ | LV | 630 kVA :Building Structure | 0.63 | --> | 0.63 | 0.482 | 3.4 |  | --> | 0.5985 | 0 | 0.001482 | 0.5 | 0 |  | --> | C19 ex MERRION SQUARE | Merrion Square [T41,T42] | RINGSEND |  | 53.3376 | -6.2438
MV/LV Substation PO***517 |  | 20 kV | _ | LV | 200 kVA :Pole Substation | 0.2 | --> | 0.2 | 0 | 0 | Constrained,otherwise capacity available =105kVA. | --> | 0.19 | 0 | 0.011115 | 0.21393 | 0 |  | --> | E18 ex GURRANEBANE | Gurranebane [T421,T422] | OUGHTRAGH |  | 51.8849 | -10.3657
MV/LV Substation PO***523X |  | 10 kV | _ | LV | 1000 kVA :Building Structure | 1 | --> | 1 | 0 | 0 | Constrained,otherwise capacity available =500kVA. | --> | 0.95 | 0 | 0 | 0.5 | 0 |  | --> | C11 ex DRUMCONDRA | Drumcondra [T41,T42] | MCDERMOTT |  | 53.3606 | -6.2565
MV/LV Substation PO***526Y |  | 10 kV | _ | LV | 50 kVA :Pole Substation | 0.05 | --> | 0.05 | 0.047 | 12.2 |  | --> | 0.0475 | 0 | 0 | 0.050453 | 0 |  | --> | C17 ex BALLYBEG | Ballybeg [T101,T102] | CARRICKMINES |  | 52.9687 | -6.0349
MV/LV Substation PO***533Y |  | 10 kV | _ | LV | 200 kVA :Kiosk Substation | 0.2 | --> | 0.2 | 0.2 | 0.8 |  | --> | 0.19 | 0 | 0 | 0.2 | 0 |  | --> | C11 ex MANOR STREET | Manor Street [T41,T42] | WATERFORD |  | 52.2519 | -7.1112
MV/LV Substation PO***538Y |  | 10 kV | _ | LV | 100 kVA :Pole Substation | 0.1 | --> | 0.1 | 0.061 | 2.7 |  | --> | 0.095 | 0 | 0.004446 | 0.10575 | 0 |  | --> | C13 ex OLDCASTLE | Oldcastle [T41,T422] | MULLINGAR |  | 53.7636 | -7.0153
MV/LV Substation PO***540 |  | 20 kV | _ | LV | 400 kVA :Kiosk Substation | 0.4 | --> | 0.4 | 0.301 | 4.4 |  | --> | 0.38 | 0 | 0.020748 | 0 | 0 | Constrained,otherwise capacity available =414.8kW. | --> | E21 ex STRANORLAR | Stranorlar [T421,T422] | LETTERKENNY |  | 54.8044 | -7.765
MV/LV Substation PO***540X |  | 10 kV | _ | LV | 100 kVA :Pole Substation | 0.1 | --> | 0.1 | 0 | 0 | Constrained,otherwise capacity available =100kVA. | --> | 0.095 | 0 | 0 | 0.1 | 0 |  | --> | C15 ex BALLYBAILIE | Ballybailie [T41,T42] | DUNDALK |  | 53.8944 | -6.5507
MV/LV Substation PO***541Y |  | 10 kV | _ | LV | 200 kVA :Kiosk Substation | 0.2 | --> | 0.2 | 0 | 0 | Constrained,otherwise capacity available =173kVA. | --> | 0.19 | 0 | 0 | 0.20406 | 0 |  | --> | C11 ex POLLERTON | Pollerton [T41,T42] | CARLOW |  | 52.8547 | -6.8827
MV/LV Substation PO***542X |  | 10 kV | _ | LV | 50 kVA :Pole Substation | 0.05 | --> | 0.05 | 0 | 0 | Constrained,otherwise capacity available =49kVA. | --> | 0.0475 | 0 | 0 | 0.050152 | 0 |  | --> | C16 ex STICKILLEN | Stickillen [T41,T42] | DRYBRIDGE |  | 53.8185 | -6.4692
MV/LV Substation PO***547 |  | 10 kV | _ | LV | 400 kVA :Kiosk Substation | 0.4 | --> | 0.4 | 0 | 0 | Constrained,otherwise capacity available =263kVA. | --> | 0.38 | 0 | 0.055575 | 0.42029 | 0 |  | --> | C14 ex COOLMINE | Coolmine [T41,T42] | FINGLAS |  | 53.3859 | -6.4238
MV/LV Substation PO***547X |  | 20 kV | _ | LV | 50 kVA :Pole Substation | 0.05 | --> | 0.05 | 0 | 0 | Constrained,otherwise capacity available =33kVA. | --> | 0.0475 | 0 | 0.005187 | 0.052518 | 0 |  | --> | C22 ex ATHLONE | Athlone [T41,T42] | ATHLONE |  | 53.4823 | -8.1052
MV/LV Substation PO***548 |  | 10 kV | _ | LV | 200 kVA :Pole Substation | 0.2 | --> | 0.2 | 0.135 | 2.1 |  | --> | 0.19 | 0 | 0 | 0 | 0 | Constrained,otherwise capacity available =209.6kW. | --> | C16 ex NEWTOWNCUNNINGHAM | Newtowncunningham [T41,T42] | LETTERKENNY |  | 54.9994 | -7.5025
MV/LV Substation PO***549 |  | 20 kV | _ | LV | 100 kVA :Pole Substation | 0.1 | --> | 0.1 | 0.084 | 0.2 |  | --> | 0.095 | 0 | 0.02964 | 0 | 0 | Constrained,otherwise capacity available =102.4kW. | --> | C12 ex ROSSGEIR | Rossgeir [T41,T42] | LETTERKENNY |  | 54.8438 | -7.5859
MV/LV Substation PO***554 |  | 20 kV | _ | LV | 200 kVA :Kiosk Substation | 0.2 | --> | 0.2 | 0.14 | 4.2 |  | --> | 0.19 | 0 | 0.011115 | 0.20891 | 0 |  | --> | E18 ex JENKINSTOWN | Jenkinstown [T421,T422] | DUNDALK |  | 54.0887 | -6.2612
MV/LV Substation PO***555X |  | 10 kV | _ | LV | 50 kVA :Pole Substation | 0.05 | --> | 0.05 | 0.026 | 0.9 |  | --> | 0.0475 | 0 | 0.00741 | 0 | 0 | Constrained,otherwise capacity available =53.5kW. | --> | C18 ex SPA ROAD | Spa Road [T41,T42] | DOON |  | 52.3613 | -7.5759
MV/LV Substation PO***563Y |  | 10 kV | _ | LV | 630 kVA :Building Structure | 0.63 | --> | 0.63 | 0 | 0 | Constrained,otherwise capacity available =500kVA. | --> | 0.5985 | 0 | 0 | 0.5 | 0 |  | --> | C16 ex RAHEEN | Raheen [T41,T42] | LIMERICK |  | 52.615 | -8.6577
MV/LV Substation PO***581 |  | 10 kV | _ | LV | 50 kVA :Pole Substation | 0.05 | --> | 0.05 | 0 | 0 | Constrained,otherwise capacity available =31kVA. | --> | 0.0475 | 0 | 0 | 0.052806 | 0 |  | --> | C39 ex COLLEGE PARK | College Park [T101,T102,T103] | COLLEGE PARK |  | 53.4219 | -6.4064
MV/LV Substation PO***582 |  | 10 kV | _ | LV | 400 kVA :Kiosk Substation | 0.4 | --> | 0.4 | 0 | 0 | Constrained,otherwise capacity available =274kVA. | --> | 0.38 | 0 | 0.03705 | 0.41869 | 0 |  | --> | C14 ex COOLMINE | Coolmine [T41,T42] | FINGLAS |  | 53.3865 | -6.4224
MV/LV Substation PO***584 |  | 10 kV | _ | LV | 100 kVA :Pole Substation | 0.1 | --> | 0.1 | 0.093 | 1.9 |  | --> | 0.095 | 0 | 0 | 0 | 0 | Constrained,otherwise capacity available =101.1kW. | --> | C17 ex MILFORD (MWR) | Milford (mwr) [T41] | CHARLEVILLE |  | 52.343 | -8.9134
MV/LV Substation PO***597 |  | 20 kV | _ | LV | 100 kVA :Pole Substation | 0.1 | --> | 0.1 | 0.057 | 1.7 |  | --> | 0.095 | 0 | 0.003705 | 0 | 0 | Constrained,otherwise capacity available =106.3kW. | --> | E15 ex GWEEDORE | Gweedore [T421] | ARDNAGAPPARY |  | 55.1436 | -8.0984
MV/LV Substation PO***604 |  | 10 kV | _ | LV | 25 kVA :Pole Substation | 0.025 | --> | 0.025 | 0.015 | 0.9 |  | --> | 0.02375 | 0 | 0 | 0 | 0 | Constrained,otherwise capacity available =26.5kW. | --> | C18 ex SPA ROAD | Spa Road [T41,T42] | DOON |  | 52.363 | -7.571
MV/LV Substation PO***613 |  | 20 kV | _ | LV | 50 kVA :Pole Substation | 0.05 | --> | 0.05 | 0.042 | 0.2 |  | --> | 0.0475 | 0 | 0 | 0.0512 | 0 |  | --> | C16 ex KILSHANNY | Kilshanny [T41,T42] | CAHIR |  | 52.2523 | -8.2322
MV/LV Substation PO***618X |  | 20 kV | _ | LV | 50 kVA :Pole Substation | 0.05 | --> | 0.05 | 0.042 | 2.6 |  | --> | 0.0475 | 0 | 0 | 0.0512 | 0 |  | --> | C18 ex KILLESHANDRA | Killeshandra [T41,T42] | GORTAWEE |  | 54.0089 | -7.5215
MV/LV Substation PO***619Y |  | 10 kV | _ | LV | 200 kVA :Kiosk Substation | 0.2 | --> | 0.2 | 0.132 | 5 |  | --> | 0.19 | 0 | 0.010374 | 0.21007 | 0 |  | --> | C13 ex MCDONAGH | Mcdonagh [T41,T42] | KILKENNY |  | 52.6652 | -7.2297
MV/LV Substation PO***623 |  | 10 kV | _ | LV | 400 kVA :Building Structure | 0.4 | --> | 0.4 | 0 | 0 | Constrained,otherwise capacity available =94kVA. | --> | 0.38 | 0 | 0 | 0 | 0 | Constrained,otherwise capacity available =443.9kW. | --> | C14 ex DONEGAL | Donegal [T41,T42] | CATHALEENS FALL |  | 54.6557 | -8.1099
MV/LV Substation PO***629X |  | 10 kV | _ | LV | 200 kVA :Kiosk Substation | 0.2 | --> | 0.2 | 0.165 | 0.8 |  | --> | 0.19 | 0 | 0.016302 | 0.20525 | 0 |  | --> | C11 ex MANOR STREET | Manor Street [T41,T42] | WATERFORD |  | 52.2473 | -7.0708
MV/LV Substation PO***637 |  | 10 kV | _ | LV | 200 kVA :Pole Substation | 0.2 | --> | 0.2 | 0.159 | 3 |  | --> | 0.19 | 0 | 0.003705 | 0.20613 | 0 |  | --> | C21 ex NENAGH | Nenagh [T41,T42] | NENAGH |  | 52.8827 | -8.3516
MV/LV Substation PO***637X |  | 10 kV | _ | LV | 630 kVA :Building Structure | 0.63 | --> | 0.63 | 0.5 | 7.9 |  | --> | 0.5985 | 0 | 0 | 0.5 | 0 |  | --> | C11 ex DUNMANWAY | Dunmanway [T422,T43] | DUNMANWAY |  | 51.7158 | -9.114
MV/LV Substation PO***647Z |  | 10 kV | _ | LV | 400 kVA :Kiosk Substation | 0.4 | --> | 0.4 | 0 | 0 | Constrained,otherwise capacity available =385kVA. | --> | 0.38 | 0 | 0 | 0.40227 | 0 |  | --> | C39 ex COLLEGE PARK | College Park [T101,T102,T103] | COLLEGE PARK |  | 53.4148 | -6.3911
MV/LV Substation PO***648Y |  | 10 kV | _ | LV | 200 kVA :Pole Substation | 0.2 | --> | 0.2 | 0.176 | 0.9 |  | --> | 0.19 | 0 | 0.008151 | 0.20361 | 0 |  | --> | C15 ex COES ROAD | Coes Road [T41,T42] | DUNDALK |  | 54.005 | -6.3593
MV/LV Substation PO***651 |  | 10 kV | _ | LV | 100 kVA :Pole Substation | 0.1 | --> | 0.1 | 0 | 0 | Constrained,otherwise capacity available =63kVA. | --> | 0.095 | 0 | 0.033345 | 0.10547 | 0 |  | --> | C11 ex DERRYCRAMPH | Derrycramph [T41,T42] | SHANKILL |  | 53.9445 | -7.3462
MV/LV Substation PO***652Y |  | 10 kV | _ | LV | 50 kVA :Pole Substation | 0.05 | --> | 0.05 | 0 | 0 | Constrained,otherwise capacity available =26kVA. | --> | 0.0475 | 0 | 0.026676 | 0 | 0 | Constrained,otherwise capacity available =53.5kW. | --> | C16 ex BANTRY | Bantry [T41,T42] | BALLYLICKY |  | 51.6752 | -9.4724
MV/LV Substation PO***653X |  | 10 kV | _ | LV | 100 kVA :Pole Substation | 0.1 | --> | 0.1 | 0 | 0 | Constrained,otherwise capacity available =82kVA. | --> | 0.095 | 0 | 0 | 0.1027 | 0 |  | --> | C17 ex ROSEHILL | Rosehill [T41,T42] | KILKENNY |  | 52.6149 | -7.2951
MV/LV Substation PO***660X |  | 10 kV | _ | LV | 50 kVA :Pole Substation | 0.05 | --> | 0.05 | 0.046 | 4.2 |  | --> | 0.0475 | 0 | 0 | 0.050604 | 0 |  | --> | C13 ex ERRIGAL | Errigal [T41,T422] | SHANKILL |  | 54.0221 | -7.2708
MV/LV Substation PO***662 |  | 10 kV | _ | LV | 200 kVA :Pole Substation | 0.2 | --> | 0.2 | 0 | 0 | Constrained,otherwise capacity available =114kVA. | --> | 0.19 | 0 | 0.011856 | 0 | 0 | Constrained,otherwise capacity available =212.7kW. | --> | C19 ex MILFORD (NR) | Milford (nr) [T41,T42] | LETTERKENNY |  | 55.0957 | -7.5385
MV/LV Substation PO***662Z |  | 10 kV | _ | LV | 200 kVA :Kiosk Substation | 0.2 | --> | 0.2 | 0 | 0 | Constrained,otherwise capacity available =200kVA. | --> | 0.19 | 0 | 0 | 0.2 | 0 |  | --> | C24 ex BISHOPSTOWN | Bishopstown [T41,T42] | KILBARRY |  | 51.8766 | -8.5723
MV/LV Substation PO***665X |  | 10 kV | _ | LV | 50 kVA :Pole Substation | 0.05 | --> | 0.05 | 0.037 | 0.9 |  | --> | 0.0475 | 0 | 0 | 0.051937 | 0 |  | --> | C15 ex COES ROAD | Coes Road [T41,T42] | DUNDALK |  | 54.0036 | -6.3588
MV/LV Substation PO***668 |  | 10 kV | _ | LV | 50 kVA :Pole Substation | 0.05 | --> | 0.05 | 0 | 0 | Constrained,otherwise capacity available =38kVA. | --> | 0.0475 | 0 | 0 | 0.05179 | 0 |  | --> | C11 ex COOLMINE | Coolmine [T41,T42] | FINGLAS |  | 53.3776 | -6.4073
MV/LV Substation PO***676 |  | 20 kV | _ | LV | 100 kVA :Pole Substation | 0.1 | --> | 0.1 | 0 | 0 | Constrained,otherwise capacity available =86kVA. | --> | 0.095 | 0 | 0 | 0 | 0 | Constrained,otherwise capacity available =102.1kW. | --> | E14 ex BLESSINGTON | Blessington [T421,T422] | KILTEEL |  | 53.1205 | -6.5859
MV/LV Substation PO***676Y |  | 20 kV | _ | LV | 200 kVA :Pole Substation | 0.2 | --> | 0.2 | 0.165 | 7.2 |  | --> | 0.19 | 0 | 0 | 0.20525 | 0 |  | --> | C06 ex AHANE | Ahane [T102] | AHANE |  | 52.7054 | -8.4262
MV/LV Substation PO***682 |  | 20 kV | _ | LV | 50 kVA :Pole Substation | 0.05 | --> | 0.05 | 0.031 | 6.5 |  | --> | 0.0475 | 0 | 0.017043 | 0.052806 | 0 |  | --> | C16 ex OUGHTERARD | Oughterard [T41,T42] | SCREEB |  | 53.4228 | -9.2937
MV/LV Substation PO***682X |  | 10 kV | _ | LV | 50 kVA :Pole Substation | 0.05 | --> | 0.05 | 0.05 | 0.9 |  | --> | 0.0475 | 0 | 0 | 0 | 0 | Constrained,otherwise capacity available =50kW. | --> | C18 ex SPA ROAD | Spa Road [T41,T42] | DOON |  | 52.3634 | -7.5692
MV/LV Substation PO***685 |  | 20 kV | _ | LV | 100 kVA :Pole Substation | 0.1 | --> | 0.1 | 0.075 | 1 |  | --> | 0.095 | 0 | 0 | 0.10373 | 0 |  | --> | E12 ex LONGFORD | Longford [T421,T422] | RICHMOND |  | 53.9092 | -7.6472
MV/LV Substation PO***686 |  | 10 kV | _ | LV | 100 kVA :Pole Substation | 0.1 | --> | 0.1 | 0 | 0 | Constrained,otherwise capacity available =62kVA. | --> | 0.095 | 0 | 0.002223 | 0.10561 | 0 |  | --> | C12 ex RIVERSTOWN | Riverstown [T41,T42] | KILBARRY |  | 51.9286 | -8.397
MV/LV Substation PO***696X |  | 20 kV | _ | LV | 50 kVA :Pole Substation | 0.05 | --> | 0.05 | 0 | 0 | Constrained,otherwise capacity available =47kVA. | --> | 0.0475 | 0 | 0 | 0.050453 | 0 |  | --> | C15 ex KANTURK | Kanturk [T41,T42] | GLENLARA |  | 52.1371 | -8.8764
MV/LV Substation PO***699 |  | 10 kV | _ | LV | 630 kVA :Kiosk Substation | 0.63 | --> | 0.63 | 0.498 | 0.9 |  | --> | 0.5985 | 0 | 0.00741 | 0.5 | 0 |  | --> | C16 ex KIMMAGE | Kimmage [T41,T42] | INCHICORE 220KV |  | 53.3167 | -6.2963
MV/LV Substation PO***704Y |  | 10 kV | _ | LV | 50 kVA :Pole Substation | 0.05 | --> | 0.05 | 0.044 | 1.2 |  | --> | 0.0475 | 0 | 0 | 0.050903 | 0 |  | --> | E16 ex CRATLOE | Cratloe [T421,T422] | ARDNACRUSHA |  | 52.6907 | -8.7653
MV/LV Substation PO***715X |  | 10 kV | _ | LV | 400 kVA :Kiosk Substation | 0.4 | --> | 0.4 | 0.225 | 3.3 |  | --> | 0.38 | 0 | 0 | 0.42573 | 0 |  | --> | C12 ex GLEBE | Glebe [T41,T42] | RICHMOND |  | 53.7271 | -7.8009
MV/LV Substation PO***716 |  | 20 kV | _ | LV | 100 kVA :Pole Substation | 0.1 | --> | 0.1 | 0 | 0 | Constrained,otherwise capacity available =52kVA. | --> | 0.095 | 0 | 0.00741 | 0 | 0 | Constrained,otherwise capacity available =107kW. | --> | E17 ex FOXHOLE | Foxhole [T421,T422] | DUNGARVAN |  | 51.9614 | -7.8671
MV/LV Substation PO***718X |  | 20 kV | _ | LV | 400 kVA :Kiosk Substation | 0.4 | --> | 0.4 | 0 | 0 | Constrained,otherwise capacity available =349kVA. | --> | 0.38 | 0 | 0.00741 | 0.40767 | 0 |  | --> | C17 ex TULLA | Tulla [T41,T42] | ENNIS |  | 52.8637 | -8.759
MV/LV Substation PO***733Z |  | 20 kV | _ | LV | 400 kVA :Kiosk Substation | 0.4 | --> | 0.4 | 0 | 0 | Constrained,otherwise capacity available =391kVA. | --> | 0.38 | 0 | 0.003705 | 0.40136 | 0 |  | --> | E15 ex BATTER LANE TEMPORARY | Batter Lane Temporary 38kv [T421] | GLASMORE |  | 53.5274 | -6.1693
MV/LV Substation PO***739X |  | 10 kV | _ | LV | 50 kVA :Pole Substation | 0.05 | --> | 0.05 | 0.046 | 0.2 |  | --> | 0.0475 | 0 | 0 | 0 | 0 | Constrained,otherwise capacity available =50.6kW. | --> | E17 ex BEALISTOWN | Bealistown [T421,T422] | GREAT ISLAND |  | 52.208 | -6.8543
MV/LV Substation PO***740X |  | 10 kV | _ | LV | 50 kVA :Pole Substation | 0.05 | --> | 0.05 | 0 | 0 | Constrained,otherwise capacity available =45kVA. | --> | 0.0475 | 0 | 0 | 0 | 0 | Constrained,otherwise capacity available =50.8kW. | --> | C17 ex COLLIGAN | Colligan [T41,T42] | DUNGARVAN |  | 52.1023 | -7.6955
MV/LV Substation PO***748X |  | 10 kV | _ | LV | 100 kVA :Pole Substation | 0.1 | --> | 0.1 | 0 | 0 | Constrained,otherwise capacity available =93kVA. | --> | 0.095 | 0 | 0 | 0.10106 | 0 |  | --> | C11 ex HOLYCROSS ROAD | Holycross Road [T41,T42] | THURLES |  | 52.6326 | -7.8117
MV/LV Substation PO***761 |  | 10 kV | _ | LV | 100 kVA :Pole Substation | 0.1 | --> | 0.1 | 0.036 | 2.2 |  | --> | 0.095 | 0 | 0.008892 | 0.10927 | 0 |  | --> | C11 ex BALLINASLOE | Ballinasloe [T41,T42] | SOMERSET |  | 53.3229 | -8.1911
MV/LV Substation PO***772 |  | 10 kV | _ | LV | 50 kVA :Pole Substation | 0.05 | --> | 0.05 | 0.043 | 2.1 |  | --> | 0.0475 | 0 | 0 | 0 | 0 | Constrained,otherwise capacity available =51.1kW. | --> | C16 ex NEWTOWNCUNNINGHAM | Newtowncunningham [T41,T42] | LETTERKENNY |  | 54.9715 | -7.5641
MV/LV Substation PO***776 |  | 20 kV | _ | LV | 50 kVA :Pole Substation | 0.05 | --> | 0.05 | 0.048 | 2.8 |  | --> | 0.0475 | 0 | 0 | 0.050303 | 0 |  | --> | E14 ex BANGOR ERRIS | Bangor Erris [T421] | BELLACORICK |  | 54.3098 | -9.7191
MV/LV Substation PO***776X |  | 10 kV | _ | LV | 400 kVA :Kiosk Substation | 0.4 | --> | 0.4 | 0.376 | 6 |  | --> | 0.38 | 0 | 0 | 0 | 0 | Constrained,otherwise capacity available =403.6kW. | --> | C13 ex ARDGEEHA | Ardgeeha [T41,T42] | DOON |  | 52.3613 | -7.6972
MV/LV Substation PO***777 |  | 20 kV | _ | LV | 100 kVA :Pole Substation | 0.1 | --> | 0.1 | 0.098 | 2.8 |  | --> | 0.095 | 0 | 0 | 0.1003 | 0 |  | --> | E14 ex BANGOR ERRIS | Bangor Erris [T421] | BELLACORICK |  | 54.314 | -9.716
MV/LV Substation PO***778 |  | 10 kV | _ | LV | 400 kVA :Kiosk Substation | 0.4 | --> | 0.4 | 0.305 | 11.9 |  | --> | 0.38 | 0 | 0.010374 | 0.41417 | 0 |  | --> | C17 ex SALTHILL | Salthill [T101,T102] | SALTHILL |  | 53.2669 | -9.1147
MV/LV Substation PO***780X |  | 10 kV | _ | LV | 1000 kVA :Building Structure | 1 | --> | 1 | 0 | 0 | Constrained,otherwise capacity available =500kVA. | --> | 0.95 | 0 | 0 | 0.5 | 0 |  | --> | C11 ex DRUMCONDRA | Drumcondra [T41,T42] | MCDERMOTT |  | 53.3597 | -6.256
MV/LV Substation PO***784 |  | 20 kV | _ | LV | 200 kVA :Kiosk Substation | 0.2 | --> | 0.2 | 0.172 | 1.3 |  | --> | 0.19 | 0 | 0 | 0.20421 | 0 |  | --> | E16 ex BALLYCROSSAUN | Ballycrossaun [T421,T422] | SOMERSET |  | 53.0867 | -8.2202
MV/LV Substation PO***787X |  | 10 kV | _ | LV | 400 kVA :Kiosk Substation | 0.4 | --> | 0.4 | 0 | 0 | Constrained,otherwise capacity available =209kVA. | --> | 0.38 | 0 | 0.015561 | 0.42474 | 0 |  | --> | C17 ex BISHOPSTOWN | Bishopstown [T41,T42] | KILBARRY |  | 51.8879 | -8.5796
MV/LV Substation PO***790X |  | 10 kV | _ | LV | 1000 kVA :Building Structure | 1 | --> | 1 | 0.5 | 7 |  | --> | 0.95 | 0 | 0 | 0.5 | 0 |  | --> | C43 ex NORTH QUAYS | North Quays [T101,T102,T103] | POOLBEG |  | 53.3486 | -6.23
MV/LV Substation PO***804 |  | 10 kV | _ | LV | 400 kVA :Kiosk Substation | 0.4 | --> | 0.4 | 0.319 | 0.8 |  | --> | 0.38 | 0 | 0.02223 | 0.41212 | 0 |  | --> | C11 ex MANOR STREET | Manor Street [T41,T42] | WATERFORD |  | 52.2465 | -7.0717
MV/LV Substation PO***805 |  | 20 kV | _ | LV | 50 kVA :Pole Substation | 0.05 | --> | 0.05 | 0.041 | 1.5 |  | --> | 0.0475 | 0 | 0 | 0.051348 | 0 |  | --> | E17 ex ACHILL | Achill [T422] | CARROWBEG |  | 53.9725 | -10.1044
MV/LV Substation PO***806 |  | 10 kV | _ | LV | 630 kVA :Kiosk Substation | 0.63 | --> | 0.63 | 0.281 | 18.8 |  | --> | 0.5985 | 0 | 0 | 0.5 | 0 |  | --> | C04 ex BEDFORD ROW | Bedford Row [T41,T42,T43,T44] | FRANCIS STREET |  | 53.3423 | -6.2623
MV/LV Substation PO***821Z |  | 20 kV | _ | LV | 50 kVA :Pole Substation | 0.05 | --> | 0.05 | 0 | 0 | Constrained,otherwise capacity available =50kVA. | --> | 0.0475 | 0 | 0 | 0 | 0 | Constrained,otherwise capacity available =50kW. | --> | E14 ex BLESSINGTON | Blessington [T421,T422] | KILTEEL |  | 53.1169 | -6.5823
MV/LV Substation PO***844X |  | 20 kV | _ | LV | 50 kVA :Pole Substation | 0.05 | --> | 0.05 | 0.044 | 2 |  | --> | 0.0475 | 0 | 0 | 0 | 0 | Constrained,otherwise capacity available =50.9kW. | --> | E14 ex RATHKEALE | Rathkeale [T421,T422] | RATHKEALE |  | 52.5339 | -8.738
MV/LV Substation PO***848X |  | 10 kV | _ | LV | 200 kVA :Pole Substation | 0.2 | --> | 0.2 | 0 | 0 | Constrained,otherwise capacity available =188kVA. | --> | 0.19 | 0 | 0 | 0.20181 | 0 |  | --> | C12 ex SAGGART | Saggart [T41,T42] | GRANGE CASTLE |  | 53.2451 | -6.5495
MV/LV Substation PO***852Z |  | 20 kV | _ | LV | 200 kVA :Kiosk Substation | 0.2 | --> | 0.2 | 0 | 0 | Constrained,otherwise capacity available =130kVA. | --> | 0.19 | 0 | 0.006669 | 0.21036 | 0 |  | --> | C14 ex KILDARE | Kildare [T41,T42] | NEWBRIDGE |  | 53.2195 | -6.9871
MV/LV Substation PO***853 |  | 10 kV | _ | LV | 100 kVA :Pole Substation | 0.1 | --> | 0.1 | 0 | 0 | Constrained,otherwise capacity available =95kVA. | --> | 0.095 | 0 | 0 | 0 | 0 | Constrained,otherwise capacity available =100.8kW. | --> | C16 ex PORTARLINGTON | Portarlington [T41,T42] | PORTLAOISE |  | 53.1509 | -7.2095
MV/LV Substation PO***855 |  | 20 kV | _ | LV | 50 kVA :Pole Substation | 0.05 | --> | 0.05 | 0 | 0 | Constrained,otherwise capacity available =40kVA. | --> | 0.0475 | 0 | 0 | 0.051496 | 0 |  | --> | C12 ex BALLYHAUNIS | Ballyhaunis [T41,T42] | DALTON |  | 53.7666 | -8.762
MV/LV Substation PO***858 |  | 20 kV | _ | LV | 100 kVA :Pole Substation | 0.1 | --> | 0.1 | 0.058 | 2.8 |  | --> | 0.095 | 0 | 0 | 0.10618 | 0 |  | --> | E21 ex CLARA | Clara [T421,T422] | THORNSBERRY |  | 53.2833 | -7.7199
MV/LV Substation PO***859 |  | 10 kV | _ | LV | 630 kVA :Building Structure | 0.63 | --> | 0.63 | 0 | 0 | Constrained,otherwise capacity available =500kVA. | --> | 0.5985 | 0 | 0 | 0 | 0 | Constrained,otherwise capacity available =500kW. | --> | E20 ex KILLYBEGS | Killybegs [T422] | BINBANE |  | 54.6331 | -8.4476
MV/LV Substation PO***861 |  | 20 kV | _ | LV | 50 kVA :Pole Substation | 0.05 | --> | 0.05 | 0 | 0 | Constrained,otherwise capacity available =42kVA. | --> | 0.0475 | 0 | 0 | 0.0512 | 0 |  | --> | C16 ex ENNIS NORTH | Ennis North [T41,T42] | ENNIS |  | 52.8894 | -9.0509
MV/LV Substation PO***864X |  | 10 kV | _ | LV | 400 kVA :Kiosk Substation | 0.4 | --> | 0.4 | 0 | 0 | Constrained,otherwise capacity available =210kVA. | --> | 0.38 | 0 | 0 | 0.42786 | 0 |  | --> | C14 ex NAAS | Naas [T41,T42] | KILTEEL |  | 53.22 | -6.6617
MV/LV Substation PO***870 |  | 10 kV | _ | LV | 630 kVA :Building Structure | 0.63 | --> | 0.63 | 0.455 | 2.2 |  | --> | 0.5985 | 0 | 0 | 0.5 | 0 |  | --> | C13 ex CASTLETOWNROCHE | Castletownroche [T41] | MALLOW |  | 52.1545 | -8.5088
MV/LV Substation PO***870X |  | 20 kV | _ | LV | 50 kVA :Pole Substation | 0.05 | --> | 0.05 | 0.04 | 13.8 |  | --> | 0.0475 | 0 | 0.01482 | 0.051496 | 0 |  | --> | C14 ex SINGLAND | Singland [T101,T102] | SINGLAND |  | 52.5894 | -8.5088
MV/LV Substation PO***873 |  | 10 kV | _ | LV | 100 kVA :Pole Substation | 0.1 | --> | 0.1 | 0.064 | 0.2 |  | --> | 0.095 | 0 | 0 | 0 | 0 | Constrained,otherwise capacity available =105.3kW. | --> | C16 ex ROSSGEIR | Rossgeir [T41,T42] | LETTERKENNY |  | 54.8937 | -7.466
MV/LV Substation PO***877Z |  | 10 kV | _ | LV | 50 kVA :Pole Substation | 0.05 | --> | 0.05 | 0.046 | 13.1 |  | --> | 0.0475 | 0 | 0 | 0.050604 | 0 |  | --> | C22 ex MONREAD | Monread [T101,T102] | MONREAD |  | 53.2191 | -6.6847
MV/LV Substation PO***882 |  | 20 kV | _ | LV | 200 kVA :Pole Substation | 0.2 | --> | 0.2 | 0 | 0 | Constrained,otherwise capacity available =189kVA. | --> | 0.19 | 0 | 0.003705 | 0.20166 | 0 |  | --> | E18 ex GURRANEBANE | Gurranebane [T421,T422] | OUGHTRAGH |  | 51.8823 | -10.3755
MV/LV Substation PO***895 |  | 10 kV | _ | LV | 1000 kVA :Building Structure | 1 | --> | 1 | 0.5 | 4 |  | --> | 0.95 | 0 | 0 | 0.5 | 0 |  | --> | C29 ex WOLFE TONE STREET | Wolfe Tone Street [T101,T102] | FINGLAS |  | 53.3496 | -6.2572
MV/LV Substation PO***900 |  | 10 kV | _ | LV | 100 kVA :Pole Substation | 0.1 | --> | 0.1 | 0 | 0 | Constrained,otherwise capacity available =84kVA. | --> | 0.095 | 0 | 0 | 0.1024 | 0 |  | --> | C20 ex KILDARE | Kildare [T41,T42] | NEWBRIDGE |  | 53.1736 | -6.8392
MV/LV Substation PO***903X |  | 10 kV | _ | LV | 1000 kVA :Building Structure | 1 | --> | 1 | 0.5 | 7 |  | --> | 0.95 | 0 | 0 | 0.5 | 0 |  | --> | C20 ex NORTH QUAYS | North Quays [T101,T102,T103] | POOLBEG |  | 53.3489 | -6.2273
MV/LV Substation PO***906X |  | 10 kV | _ | LV | 1000 kVA :Building Structure | 1 | --> | 1 | 0.5 | 7 |  | --> | 0.95 | 0 | 0 | 0.5 | 0 |  | --> | C20 ex NORTH QUAYS | North Quays [T101,T102,T103] | POOLBEG |  | 53.3495 | -6.2284
MV/LV Substation PO***907X |  | 10 kV | _ | LV | 1000 kVA :Building Structure | 1 | --> | 1 | 0.5 | 7 |  | --> | 0.95 | 0 | 0 | 0.5 | 0 |  | --> | C20 ex NORTH QUAYS | North Quays [T101,T102,T103] | POOLBEG |  | 53.3496 | -6.2284
MV/LV Substation PO***908 |  | 10 kV | _ | LV | 50 kVA :Pole Substation | 0.05 | --> | 0.05 | 0.032 | 1.3 |  | --> | 0.0475 | 0 | 0 | 0.052662 | 0 |  | --> | E16 ex BALLYCROSSAUN | Ballycrossaun [T421,T422] | SOMERSET |  | 53.0913 | -8.2563
MV/LV Substation PO***914 |  | 10 kV | _ | LV | 100 kVA :Pole Substation | 0.1 | --> | 0.1 | 0.075 | 1.1 |  | --> | 0.095 | 0 | 0 | 0 | 0 | Constrained,otherwise capacity available =103.7kW. | --> | C14 ex NEWCASTLEWEST | Newcastlewest [T41,T42] | RATHKEALE |  | 52.4525 | -9.0449
MV/LV Substation PO***917X |  | 10 kV | _ | LV | 200 kVA :Kiosk Substation | 0.2 | --> | 0.2 | 0 | 0 | Constrained,otherwise capacity available =179kVA. | --> | 0.19 | 0 | 0 | 0.20316 | 0 |  | --> | C11 ex POLLERTON | Pollerton [T41,T42] | CARLOW |  | 52.8474 | -6.8943
MV/LV Substation PO***923 |  | 10 kV | _ | LV | 50 kVA :Pole Substation | 0.05 | --> | 0.05 | 0 | 0 | Constrained,otherwise capacity available =50kVA. | --> | 0.0475 | 0 | 0 | 0.05 | 0 |  | --> | C14 ex GREYSTONES | Greystones [T41,T42] | FASSAROE |  | 53.1728 | -6.1877
MV/LV Substation PO***925X |  | 10 kV | _ | LV | 1000 kVA :Kiosk Substation | 1 | --> | 1 | 0 | 0 | Constrained,otherwise capacity available =500kVA. | --> | 0.95 | 0 | 0 | 0.5 | 0 |  | --> | C11 ex DRUMCONDRA | Drumcondra [T41,T42] | MCDERMOTT |  | 53.3598 | -6.256
MV/LV Substation PO***928 |  | 10 kV | _ | LV | 50 kVA :Pole Substation | 0.05 | --> | 0.05 | 0 | 0 | Constrained,otherwise capacity available =45kVA. | --> | 0.0475 | 0 | 0 | 0 | 0 | Constrained,otherwise capacity available =50.8kW. | --> | C16 ex KILCLOHER | Kilcloher [T41,T42] | DUNGARVAN |  | 52.1446 | -7.7956
MV/LV Substation PO***934Y |  | 10 kV | _ | LV | 200 kVA :Kiosk Substation | 0.2 | --> | 0.2 | 0.156 | 5 |  | --> | 0.19 | 0 | 0.004446 | 0.20657 | 0 |  | --> | C13 ex MCDONAGH | Mcdonagh [T41,T42] | KILKENNY |  | 52.6649 | -7.2325
MV/LV Substation PO***936X |  | 10 kV | _ | LV | 50 kVA :Pole Substation | 0.05 | --> | 0.05 | 0 | 0 | Constrained,otherwise capacity available =50kVA. | --> | 0.0475 | 0 | 0 | 0 | 0 | Constrained,otherwise capacity available =50kW. | --> | C16 ex MILFORD (NR) | Milford (nr) [T41,T42] | LETTERKENNY |  | 55.0538 | -7.7326
MV/LV Substation PO***938Y |  | 10 kV | _ | LV | 200 kVA :Building Structure | 0.2 | --> | 0.2 | 0.185 | 0.9 |  | --> | 0.19 | 0 | 0 | 0.20226 | 0 |  | --> | C11 ex COES ROAD | Coes Road [T41,T42] | DUNDALK |  | 54.0035 | -6.3762
MV/LV Substation PO***942X |  | 10 kV | _ | LV | 50 kVA :Pole Substation | 0.05 | --> | 0.05 | 0 | 0 | Constrained,otherwise capacity available =48kVA. | --> | 0.0475 | 0 | 0 | 0.050303 | 0 |  | --> | C16 ex PORTLAW | Portlaw [T41,T42] | BUTLERSTOWN |  | 52.286 | -7.3102
MV/LV Substation PO***955Y |  | 10 kV | _ | LV | 50 kVA :Pole Substation | 0.05 | --> | 0.05 | 0.049 | 1.3 |  | --> | 0.0475 | 0 | 0 | 0.050152 | 0 |  | --> | C17 ex ROOSKY | Roosky [T41] | RICHMOND |  | 53.8321 | -7.9145
MV/LV Substation PO***963 |  | 10 kV | _ | LV | 50 kVA :Pole Substation | 0.05 | --> | 0.05 | 0.039 | 2.4 |  | --> | 0.0475 | 0 | 0 | 0.051643 | 0 |  | --> | C11 ex BRAY | Bray [T41,T42] | FASSAROE |  | 53.1794 | -6.1857
MV/LV Substation PO***964 |  | 20 kV | _ | LV | 200 kVA :Pole Substation | 0.2 | --> | 0.2 | 0 | 0 | Constrained,otherwise capacity available =199kVA. | --> | 0.19 | 0 | 0 | 0.20015 | 0 |  | --> | E11 ex GLASMORE | Glasmore [T421,T422] | GLASMORE |  | 53.4866 | -6.1173
MV/LV Substation PO***967 |  | 10 kV | _ | LV | 200 kVA :Pole Substation | 0.2 | --> | 0.2 | 0.17 | 6 |  | --> | 0.19 | 0 | 0 | 0.2045 | 0 |  | --> | C17 ex TRABEG | Trabeg [T101,T102] | TRABEG |  | 51.8713 | -8.4873
MV/LV Substation PO***967 |  | 10 kV | _ | LV | 200 kVA :Pole Substation | 0.2 | --> | 0.2 | 0.092 | 2.4 |  | --> | 0.19 | 0 | 0.02223 | 0.2 | 0 |  | --> | C11 ex BRAY | Bray [T41,T42] | FASSAROE |  | 53.1866 | -6.1861
MV/LV Substation PO***969 |  | 20 kV | _ | LV | 50 kVA :Pole Substation | 0.05 | --> | 0.05 | 0.048 | 0.3 |  | --> | 0.0475 | 0 | 0 | 0.050303 | 0 |  | --> | E31 ex TRIM | Trim [T421] | NAVAN |  | 53.555 | -6.9059
MV/LV Substation PO***970 |  | 10 kV | _ | LV | 100 kVA :Pole Substation | 0.1 | --> | 0.1 | 0.032 | 0.9 |  | --> | 0.095 | 0 | 0 | 0 | 0 | Constrained,otherwise capacity available =109.8kW. | --> | C15 ex SPA ROAD | Spa Road [T41,T42] | DOON |  | 52.3454 | -7.7175
MV/LV Substation PO***978 |  | 10 kV | _ | LV | 200 kVA :Kiosk Substation | 0.2 | --> | 0.2 | 0.148 | 0.6 |  | --> | 0.19 | 0 | 0.032604 | 0 | 0 | Constrained,otherwise capacity available =207.7kW. | --> | E25 ex LAWLESSTOWN | Lawlesstown [T42,T421] | DOON |  | 52.3625 | -7.6798
MV/LV Substation PO***980 |  | 10 kV | _ | LV | 100 kVA :Pole Substation | 0.1 | --> | 0.1 | 0.085 | 0.6 |  | --> | 0.095 | 0 | 0 | 0 | 0 | Constrained,otherwise capacity available =102.3kW. | --> | E25 ex LAWLESSTOWN | Lawlesstown [T42,T421] | DOON |  | 52.3637 | -7.6819
MV/LV Substation PO***980 |  | 10 kV | _ | LV | 50 kVA :Pole Substation | 0.05 | --> | 0.05 | 0 | 0 | Constrained,otherwise capacity available =47kVA. | --> | 0.0475 | 0 | 0 | 0.050453 | 0 |  | --> | C15 ex SKIBBEREEN | Skibbereen [T41,T42] | DUNMANWAY |  | 51.5282 | -9.2749
MV/LV Substation PO***981X |  | 20 kV | _ | LV | 400 kVA :Kiosk Substation | 0.4 | --> | 0.4 | 0.373 | 17.8 |  | --> | 0.38 | 0 | 0 | 0.40408 | 0 |  | --> | E13 ex BANOGE | Banoge [T121,T122] | BANOGE |  | 52.6193 | -6.2272
MV/LV Substation PO***996 |  | 20 kV | _ | LV | 50 kVA :Pole Substation | 0.05 | --> | 0.05 | 0.04 | 17.8 |  | --> | 0.0475 | 0 | 0.001482 | 0.051496 | 0 |  | --> | E13 ex BANOGE | Banoge [T121,T122] | BANOGE |  | 52.5699 | -6.2048
MV/LV Substation PP***4043 |  | 10 kV | _ | LV | 630 kVA :Building Structure | 0.63 | --> | 0.63 | 0.5 | 14.2 |  | --> | 0.5985 | 0 | 0 | 0.5 | 0 |  | --> | C22 ex COOKSTOWN | Cookstown [T101,T102] | CARRICKMINES |  | 53.2944 | -6.3839
MV/LV Substation PP***970Y |  | 10 kV | _ | LV | 400 kVA :Building Structure | 0.4 | --> | 0.4 | 0 | 0 | Constrained,otherwise capacity available =327kVA. | --> | 0.38 | 0 | 0.020748 | 0 | 0 | Constrained,otherwise capacity available =410.9kW. | --> | C12 ex PALLAS | Pallas [T41,T42] | PORTLAOISE |  | 53.0347 | -7.3124
MV/LV Substation PQ***4171 |  | 10 kV | _ | LV | 400 kVA :Building Structure | 0.4 | --> | 0.4 | 0.4 | 4.2 |  | --> | 0.38 | 0 | 0.11856 | 0.4 | 0 |  | --> | C17 ex ERRIGAL | Errigal [T41,T422] | SHANKILL |  | 54.0718 | -7.1005
MV/LV Substation PR***004X |  | 10 kV | _ | LV | 400 kVA :Kiosk Substation | 0.4 | --> | 0.4 | 0 | 0 | Constrained,otherwise capacity available =265kVA. | --> | 0.38 | 0 | 0.020007 | 0.42 | 0 |  | --> | C11 ex ROCHES STREET | Roches Street [T41,T42] | LIMERICK |  | 52.6602 | -8.6236
MV/LV Substation PR***005 |  | 10 kV | _ | LV | 200 kVA :Pole Substation | 0.2 | --> | 0.2 | 0.13 | 4.2 |  | --> | 0.19 | 0 | 0 | 0.21036 | 0 |  | --> | C20 ex NEWMARKET (SR) | Newmarket (sr) [T41,T42] | GLENLARA |  | 52.2142 | -8.9922
MV/LV Substation PR***009Y |  | 20 kV | _ | LV | 200 kVA :Kiosk Substation | 0.2 | --> | 0.2 | 0 | 0 | Constrained,otherwise capacity available =133kVA. | --> | 0.19 | 0 | 0.012597 | 0.20993 | 0 |  | --> | E21 ex CURRALEIGH | Curraleigh [T421,T422] | KILBARRY |  | 51.9258 | -8.6017
MV/LV Substation PR***012X |  | 20 kV | _ | LV | 50 kVA :Pole Substation | 0.05 | --> | 0.05 | 0 | 0 | Constrained,otherwise capacity available =40kVA. | --> | 0.0475 | 0 | 0.002964 | 0.051496 | 0 |  | --> | C12 ex DUNLEER | Dunleer [T41,T42] | DRYBRIDGE |  | 53.7882 | -6.3157
MV/LV Substation PR***015Z |  | 20 kV | _ | LV | 400 kVA :Kiosk Substation | 0.4 | --> | 0.4 | 0.388 | 1.7 |  | --> | 0.38 | 0 | 0 | 0.40182 | 0 |  | --> | E62 ex ATHY | Athy [T101,T102] | ATHY |  | 53.0057 | -6.9654
MV/LV Substation PR***022 |  | 10 kV | _ | LV | 630 kVA :Building Structure | 0.63 | --> | 0.63 | 0 | 0 | Constrained,otherwise capacity available =316kVA. | --> | 0.5985 | 0 | 0.002223 | 0.5 | 0 |  | --> | C17 ex LOUGHTAGALLA | Loughtagalla [T41,T42] | THURLES |  | 52.6808 | -7.8067
MV/LV Substation PR***023 |  | 10 kV | _ | LV | 630 kVA :Kiosk Substation | 0.63 | --> | 0.63 | 0.402 | 1.5 |  | --> | 0.5985 | 0 | 0.021489 | 0.5 | 0 |  | --> | C11 ex MONKSTOWN | Monkstown [T41,T42] | BLACKROCK |  | 53.2893 | -6.1809
MV/LV Substation PR***025Z |  | 10 kV | _ | LV | 400 kVA :Kiosk Substation | 0.4 | --> | 0.4 | 0 | 0 | Constrained,otherwise capacity available =345kVA. | --> | 0.38 | 0 | 0.011856 | 0 | 0 | Constrained,otherwise capacity available =408.3kW. | --> | C15 ex PALLAS | Pallas [T41,T42] | PORTLAOISE |  | 53.0419 | -7.2949
MV/LV Substation PR***026 |  | 10 kV | _ | LV | 50 kVA :Pole Substation | 0.05 | --> | 0.05 | 0.037 | 14.3 |  | --> | 0.0475 | 0 | 0 | 0.051937 | 0 |  | --> | C22 ex KILLOTERAN | Killoteran [T101,T102] | KILLOTERAN |  | 52.223 | -7.1272
MV/LV Substation PR***030Y |  | 10 kV | _ | LV | 50 kVA :Pole Substation | 0.05 | --> | 0.05 | 0.05 | 17.8 |  | --> | 0.0475 | 0 | 0 | 0.05 | 0 |  | --> | E24 ex BANOGE | Banoge [T121,T122] | BANOGE |  | 52.6773 | -6.2315
MV/LV Substation PR***031 |  | 10 kV | _ | LV | 50 kVA :Pole Substation | 0.05 | --> | 0.05 | 0.042 | 3.1 |  | --> | 0.0475 | 0 | 0 | 0.0512 | 0 |  | --> | C14 ex BELLFIELD | Bellfield [T41,T42] | CRANE |  | 52.5079 | -6.5769
MV/LV Substation PR***032 |  | 10 kV | _ | LV | 200 kVA :Pole Substation | 0.2 | --> | 0.2 | 0 | 0 | Constrained,otherwise capacity available =172kVA. | --> | 0.19 | 0 | 0 | 0 | 0 | Constrained,otherwise capacity available =204.2kW. | --> | C16 ex BANTRY | Bantry [T41,T42] | BALLYLICKY |  | 51.6778 | -9.4439
MV/LV Substation PR***032Z |  | 20 kV | _ | LV | 200 kVA :Pole Substation | 0.2 | --> | 0.2 | 0 | 0 | Constrained,otherwise capacity available =198kVA. | --> | 0.19 | 0 | 0.004446 | 0.2003 | 0 |  | --> | E23 ex BALTRASNA | Baltrasna [T121,T122] | BALTRASNA |  | 53.5681 | -6.4548
MV/LV Substation PR***033Z |  | 20 kV | _ | LV | 50 kVA :Pole Substation | 0.05 | --> | 0.05 | 0.037 | 1.7 |  | --> | 0.0475 | 0 | 0.004446 | 0.051937 | 0 |  | --> | E62 ex ATHY | Athy [T101,T102] | ATHY |  | 53.0107 | -6.9346
MV/LV Substation PR***037 |  | 20 kV | _ | LV | 200 kVA :Pole Substation | 0.2 | --> | 0.2 | 0 | 0 | Constrained,otherwise capacity available =193kVA. | --> | 0.19 | 0 | 0 | 0.20106 | 0 |  | --> | E18 ex CREAGH | Creagh [T421,T422] | ATHLONE |  | 53.3477 | -8.2491
MV/LV Substation PR***041 |  | 10 kV | _ | LV | 630 kVA :Building Structure | 0.63 | --> | 0.63 | 0 | 0 | Constrained,otherwise capacity available =435kVA. | --> | 0.5985 | 0 | 0.008892 | 0 | 0 | Constrained,otherwise capacity available =500kW. | --> | C18 ex KNOCKMULLEN | Knockmullen [T42,T421] | GREAT ISLAND |  | 52.3925 | -6.9475
MV/LV Substation PR***041 |  | 10 kV | _ | LV | 200 kVA :Pole Substation | 0.2 | --> | 0.2 | 0 | 0 | Constrained,otherwise capacity available =151kVA. | --> | 0.19 | 0 | 0 | 0 | 0 | Constrained,otherwise capacity available =207.3kW. | --> | C13 ex ROSCREA | Roscrea [T41,T42] | IKERRIN |  | 52.9535 | -7.8077
MV/LV Substation PR***044 |  | 10 kV | _ | LV | 400 kVA :Building Structure | 0.4 | --> | 0.4 | 0.334 | 1.5 |  | --> | 0.38 | 0 | 0.011115 | 0.4099 | 0 |  | --> | C11 ex BALLYARD | Ballyard [T41,T42] | TRALEE |  | 52.2663 | -9.6994
MV/LV Substation PR***051 |  | 10 kV | _ | LV | 400 kVA :Building Structure | 0.4 | --> | 0.4 | 0 | 0 | Constrained,otherwise capacity available =290kVA. | --> | 0.38 | 0 | 0 | 0.41637 | 0 |  | --> | C11 ex GARRYOWEN | Garryowen [T41,T42] | LIMERICK |  | 52.6501 | -8.6269
MV/LV Substation PR***054X |  | 10 kV | _ | LV | 400 kVA :Kiosk Substation | 0.4 | --> | 0.4 | 0 | 0 | Constrained,otherwise capacity available =322kVA. | --> | 0.38 | 0 | 0.013338 | 0.41167 | 0 |  | --> | C23 ex ATHLONE | Athlone [T41,T42] | ATHLONE |  | 53.4332 | -7.9459
MV/LV Substation PR***055 |  | 10 kV | _ | LV | 100 kVA :Pole Substation | 0.1 | --> | 0.1 | 0 | 0 | Constrained,otherwise capacity available =99kVA. | --> | 0.095 | 0 | 0 | 0.10015 | 0 |  | --> | C12 ex CHARLESTOWN | Charlestown [T41] | TONROE |  | 53.9727 | -8.7939
MV/LV Substation PR***059X |  | 10 kV | _ | LV | 400 kVA :Kiosk Substation | 0.4 | --> | 0.4 | 0 | 0 | Constrained,otherwise capacity available =320kVA. | --> | 0.38 | 0 | 0.010374 | 0.41197 | 0 |  | --> | C20 ex CLONDALKIN | Clondalkin [T41,T42,T44] | INCHICORE 220KV |  | 53.3179 | -6.3925
MV/LV Substation PR***063 |  | 20 kV | _ | LV | 200 kVA :Pole Substation | 0.2 | --> | 0.2 | 0.142 | 0.6 |  | --> | 0.19 | 0 | 0.010374 | 0 | 0 | Constrained,otherwise capacity available =208.6kW. | --> | E19 ex LAWLESSTOWN | Lawlesstown [T42,T421] | DOON |  | 52.4687 | -7.7001
MV/LV Substation PR***063 |  | 10 kV | _ | LV | 100 kVA :Pole Substation | 0.1 | --> | 0.1 | 0 | 0 | Constrained,otherwise capacity available =86kVA. | --> | 0.095 | 0 | 0 | 0.1021 | 0 |  | --> | C15 ex MAYFIELD | Mayfield [T41,T42] | KILBARRY |  | 51.9079 | -8.4134
MV/LV Substation PR***074X |  | 10 kV | _ | LV | 400 kVA :Kiosk Substation | 0.4 | --> | 0.4 | 0.374 | 2.4 |  | --> | 0.38 | 0 | 0.004446 | 0.40393 | 0 |  | --> | C19 ex BRAY | Bray [T41,T42] | FASSAROE |  | 53.1926 | -6.1028
MV/LV Substation PR***075 |  | 10 kV | _ | LV | 400 kVA :Kiosk Substation | 0.4 | --> | 0.4 | 0.283 | 2.8 |  | --> | 0.38 | 0 | 0.016302 | 0.41739 | 0 |  | --> | C17 ex MOUNT MERRION | Mount Merrion [T41,T42] | CARRICKMINES |  | 53.2944 | -6.1976
MV/LV Substation PR***081 |  | 10 kV | _ | LV | 200 kVA :Kiosk Substation | 0.2 | --> | 0.2 | 0.125 | 6 |  | --> | 0.19 | 0 | 0.002964 | 0 | 0 | Constrained,otherwise capacity available =211.1kW. | --> | C11 ex ARDGEEHA | Ardgeeha [T41,T42] | DOON |  | 52.3603 | -7.7039
MV/LV Substation PR***101Y |  | 20 kV | _ | LV | 100 kVA :Pole Substation | 0.1 | --> | 0.1 | 0 | 0 | Constrained,otherwise capacity available =67kVA. | --> | 0.095 | 0 | 0.014079 | 0.10489 | 0 |  | --> | E20 ex EDENDERRY | Edenderry [T421,T422] | BLAKE |  | 53.3483 | -7.2044
MV/LV Substation PR***103 |  | 10 kV | _ | LV | 200 kVA :Kiosk Substation | 0.2 | --> | 0.2 | 0.138 | 2.9 |  | --> | 0.19 | 0 | 0.005187 | 0.2092 | 0 |  | --> | C12 ex ABBEYLAND | Abbeyland [T41,T42] | NAVAN |  | 53.6658 | -6.6794
MV/LV Substation PR***104Y |  | 10 kV | _ | LV | 400 kVA :Kiosk Substation | 0.4 | --> | 0.4 | 0 | 0 | Constrained,otherwise capacity available =288kVA. | --> | 0.38 | 0 | 0.036309 | 0.41666 | 0 |  | --> | C22 ex CELBRIDGE | Celbridge [T41,T42] | GRIFFINRATH |  | 53.3361 | -6.5522
MV/LV Substation PR***112Z |  | 10 kV | _ | LV | 200 kVA :Kiosk Substation | 0.2 | --> | 0.2 | 0 | 0 | Constrained,otherwise capacity available =165kVA. | --> | 0.19 | 0 | 0.01482 | 0 | 0 | Constrained,otherwise capacity available =205.2kW. | --> | C15 ex PORTARLINGTON | Portarlington [T41,T42] | PORTLAOISE |  | 53.1538 | -7.1821
MV/LV Substation PR***121Y |  | 10 kV | _ | LV | 400 kVA :Kiosk Substation | 0.4 | --> | 0.4 | 0.4 | 17.8 |  | --> | 0.38 | 0 | 0 | 0.4 | 0 |  | --> | E24 ex BANOGE | Banoge [T121,T122] | BANOGE |  | 52.6782 | -6.2235
MV/LV Substation PR***126 |  | 10 kV | _ | LV | 400 kVA :Kiosk Substation | 0.4 | --> | 0.4 | 0 | 0 | Constrained,otherwise capacity available =213kVA. | --> | 0.38 | 0 | 0.043719 | 0.42744 | 0 |  | --> | C12 ex DUNDRUM | Dundrum [T41,T42] | BLACKROCK |  | 53.2975 | -6.2331
MV/LV Substation PR***126Z |  | 10 kV | _ | LV | 200 kVA :Pole Substation | 0.2 | --> | 0.2 | 0.176 | 10.9 |  | --> | 0.19 | 0 | 0 | 0.20361 | 0 |  | --> | C13 ex MULLINGAR | Mullingar [T101,T102] | MULLINGAR |  | 53.5495 | -7.3292
MV/LV Substation PR***130X |  | 20 kV | _ | LV | 100 kVA :Pole Substation | 0.1 | --> | 0.1 | 0 | 0 | Constrained,otherwise capacity available =99kVA. | --> | 0.095 | 0 | 0 | 0.10015 | 0 |  | --> | E18 ex PATRICKSWELL | Patrickswell [T421,T422] | LIMERICK |  | 52.576 | -8.6995
MV/LV Substation PR***132 |  | 10 kV | _ | LV | 400 kVA :Building Structure | 0.4 | --> | 0.4 | 0.349 | 1.6 |  | --> | 0.38 | 0 | 0 | 0 | 0 | Constrained,otherwise capacity available =407.7kW. | --> | C12 ex FOYNES | Foynes [T41,T42] | RATHKEALE |  | 52.6127 | -9.1004
MV/LV Substation PR***137Z |  | 10 kV | _ | LV | 400 kVA :Building Structure | 0.4 | --> | 0.4 | 0 | 0 | Constrained,otherwise capacity available =335kVA. | --> | 0.38 | 0 | 0.20007 | 0.40975 | 0 |  | --> | C17 ex MACETOWN | Macetown [T101,T102] | MACETOWN |  | 53.4091 | -6.408
MV/LV Substation PR***153Z |  | 10 kV | _ | LV | 400 kVA :Kiosk Substation | 0.4 | --> | 0.4 | 0 | 0 | Constrained,otherwise capacity available =307kVA. | --> | 0.38 | 0 | 0.010374 | 0.41388 | 0 |  | --> | C22 ex CELBRIDGE | Celbridge [T41,T42] | GRIFFINRATH |  | 53.3352 | -6.546
MV/LV Substation PR***154Z |  | 10 kV | _ | LV | 400 kVA :Kiosk Substation | 0.4 | --> | 0.4 | 0 | 0 | Constrained,otherwise capacity available =320kVA. | --> | 0.38 | 0 | 0 | 0.41197 | 0 |  | --> | C22 ex CELBRIDGE | Celbridge [T41,T42] | GRIFFINRATH |  | 53.3364 | -6.5487
MV/LV Substation PR***155Z |  | 10 kV | _ | LV | 400 kVA :Kiosk Substation | 0.4 | --> | 0.4 | 0 | 0 | Constrained,otherwise capacity available =345kVA. | --> | 0.38 | 0 | 0.004446 | 0.40827 | 0 |  | --> | C22 ex CELBRIDGE | Celbridge [T41,T42] | GRIFFINRATH |  | 53.3346 | -6.5493
MV/LV Substation PR***157 |  | 10 kV | _ | LV | 1000 kVA :Building Structure | 1 | --> | 1 | 0 | 0 | Constrained,otherwise capacity available =500kVA. | --> | 0.95 | 0 | 0 | 0.5 | 0 |  | --> | C21 ex BELGARD | Belgard [T41,T42] | COOKSTOWN |  | 53.2879 | -6.3567
MV/LV Substation PR***158X |  | 10 kV | _ | LV | 630 kVA :Kiosk Substation | 0.63 | --> | 0.63 | 0 | 0 | Constrained,otherwise capacity available =421kVA. | --> | 0.5985 | 0 | 0.028899 | 0.5 | 0 |  | --> | C17 ex KILMORE | Kilmore [T101,T102,T103] | FINGLAS |  | 53.404 | -6.211
MV/LV Substation PR***164 |  | 10 kV | _ | LV | 1000 kVA :Building Structure | 1 | --> | 1 | 0 | 0 | Constrained,otherwise capacity available =500kVA. | --> | 0.95 | 0 | 0 | 0.5 | 0 |  | --> | C21 ex BELGARD | Belgard [T41,T42] | COOKSTOWN |  | 53.2878 | -6.3567
MV/LV Substation PR***173 |  | 10 kV | _ | LV | 400 kVA :Kiosk Substation | 0.4 | --> | 0.4 | 0.219 | 13.4 |  | --> | 0.38 | 0 | 0.017784 | 0.42659 | 0 |  | --> | C17 ex POTTERY ROAD | Pottery Road [T101,T102] | CARRICKMINES |  | 53.2707 | -6.147
MV/LV Substation PR***181Z |  | 10 kV | _ | LV | 400 kVA :Kiosk Substation | 0.4 | --> | 0.4 | 0 | 0 | Constrained,otherwise capacity available =322kVA. | --> | 0.38 | 0 | 0 | 0.41167 | 0 |  | --> | C13 ex MERVILLE | Merville [T41,T42] | FINGLAS |  | 53.3815 | -6.29
MV/LV Substation PR***182Z |  | 10 kV | _ | LV | 400 kVA :Kiosk Substation | 0.4 | --> | 0.4 | 0 | 0 | Constrained,otherwise capacity available =289kVA. | --> | 0.38 | 0 | 0 | 0.41651 | 0 |  | --> | C13 ex MERVILLE | Merville [T41,T42] | FINGLAS |  | 53.3812 | -6.2882
MV/LV Substation PR***183Z |  | 10 kV | _ | LV | 630 kVA :Kiosk Substation | 0.63 | --> | 0.63 | 0 | 0 | Constrained,otherwise capacity available =500kVA. | --> | 0.5985 | 0 | 0 | 0.5 | 0 |  | --> | C13 ex MERVILLE | Merville [T41,T42] | FINGLAS |  | 53.3816 | -6.2886
MV/LV Substation PR***184Z |  | 10 kV | _ | LV | 630 kVA :Kiosk Substation | 0.63 | --> | 0.63 | 0 | 0 | Constrained,otherwise capacity available =492kVA. | --> | 0.5985 | 0 | 0 | 0.5 | 0 |  | --> | C13 ex MERVILLE | Merville [T41,T42] | FINGLAS |  | 53.3827 | -6.2906
MV/LV Substation PR***192Z |  | 10 kV | _ | LV | 100 kVA :Pole Substation | 0.1 | --> | 0.1 | 0 | 0 | Constrained,otherwise capacity available =89kVA. | --> | 0.095 | 0 | 0 | 0.10166 | 0 |  | --> | C19 ex SALLINS | Sallins [T41,T42] | GRIFFINRATH |  | 53.2929 | -6.7582
MV/LV Substation PR***194X |  | 10 kV | _ | LV | 630 kVA :Building Structure | 0.63 | --> | 0.63 | 0 | 0 | Constrained,otherwise capacity available =386kVA. | --> | 0.5985 | 0 | 0.005928 | 0.5 | 0 |  | --> | C17 ex KILMORE | Kilmore [T101,T102,T103] | FINGLAS |  | 53.4035 | -6.2072
MV/LV Substation PR***206 |  | 20 kV | _ | LV | 400 kVA :Building Structure | 0.4 | --> | 0.4 | 0.385 | 0.4 |  | --> | 0.38 | 0 | 0 | 0.40227 | 0 |  | --> | C14 ex CARRAROE | Carraroe [T42] | SCREEB |  | 53.2653 | -9.5658
MV/LV Substation PR***219 |  | 10 kV | _ | LV | 200 kVA :Kiosk Substation | 0.2 | --> | 0.2 | 0 | 0 | Constrained,otherwise capacity available =141kVA. | --> | 0.19 | 0 | 0.031863 | 0.20877 | 0 |  | --> | C14 ex DRUMQUIN | Drumquin [T42] | ENNIS |  | 52.8116 | -8.9706
MV/LV Substation PR***228 |  | 10 kV | _ | LV | 400 kVA :Kiosk Substation | 0.4 | --> | 0.4 | 0 | 0 | Constrained,otherwise capacity available =293kVA. | --> | 0.38 | 0 | 0.020007 | 0.41593 | 0 |  | --> | C22 ex ROCHES STREET | Roches Street [T41,T42] | LIMERICK |  | 52.6679 | -8.6283
MV/LV Substation PR***238Z |  | 20 kV | _ | LV | 400 kVA :Building Structure | 0.4 | --> | 0.4 | 0.306 | 2 |  | --> | 0.38 | 0 | 0 | 0 | 0 | Constrained,otherwise capacity available =400kW. | --> | E14 ex RATHKEALE | Rathkeale [T421,T422] | RATHKEALE |  | 52.5182 | -8.7128
MV/LV Substation PR***240Z |  | 10 kV | _ | LV | 200 kVA :Pole Substation | 0.2 | --> | 0.2 | 0 | 0 | Constrained,otherwise capacity available =200kVA. | --> | 0.19 | 0 | 0 | 0.2 | 0 |  | --> | C17 ex VIRGINIA | Virginia [T41,T42] | MEATH HILL |  | 53.8352 | -7.0739
MV/LV Substation PR***251 |  | 10 kV | _ | LV | 630 kVA :Kiosk Substation | 0.63 | --> | 0.63 | 0.281 | 10 |  | --> | 0.5985 | 0 | 0.040755 | 0.5 | 0 |  | --> | C12 ex HAROLDS CROSS | Harolds Cross [T101,T102] | POOLBEG |  | 53.3199 | -6.2862
MV/LV Substation PR***257X |  | 10 kV | _ | LV | 200 kVA :Kiosk Substation | 0.2 | --> | 0.2 | 0 | 0 | Constrained,otherwise capacity available =127kVA. | --> | 0.19 | 0 | 0.031863 | 0.21079 | 0 |  | --> | C18 ex ATHBOY | Athboy [T42] | NAVAN |  | 53.6187 | -6.9287
MV/LV Substation PR***266X |  | 20 kV | _ | LV | 100 kVA :Pole Substation | 0.1 | --> | 0.1 | 0.076 | 1.1 |  | --> | 0.095 | 0 | 0 | 0.10358 | 0 |  | --> | C15 ex GILLOGUE | Gillogue [T41,T42] | ARDNACRUSHA |  | 52.7 | -8.5298
MV/LV Substation PR***268X |  | 10 kV | _ | LV | 200 kVA :Kiosk Substation | 0.2 | --> | 0.2 | 0 | 0 | Constrained,otherwise capacity available =184kVA. | --> | 0.19 | 0 | 0 | 0.20241 | 0 |  | --> | C16 ex BALLAGHADERREEN | Ballaghaderreen [T41,T42] | TONROE |  | 53.8991 | -8.5982
MV/LV Substation PR***269 |  | 20 kV | _ | LV | 630 kVA :Kiosk Substation | 0.63 | --> | 0.63 | 0 | 0 | Constrained,otherwise capacity available =500kVA. | --> | 0.5985 | 0 | 0.003705 | 0.5 | 0 |  | --> | C12 ex SPIDDAL | Spiddal [T42] | SCREEB |  | 53.2464 | -9.3037
MV/LV Substation PR***269 |  | 10 kV | _ | LV | 200 kVA :Pole Substation | 0.2 | --> | 0.2 | 0.182 | 9.5 |  | --> | 0.19 | 0 | 0 | 0.20271 | 0 |  | --> | C14 ex BANDON | Bandon [T101,T42] | BANDON |  | 51.7396 | -8.7331
MV/LV Substation PR***286Z |  | 20 kV | _ | LV | 200 kVA :Kiosk Substation | 0.2 | --> | 0.2 | 0 | 0 | Constrained,otherwise capacity available =35kVA. | --> | 0.19 | 0 | 0.034086 | 0.22357 | 0 |  | --> | C11 ex RIVERSTOWN | Riverstown [T41,T42] | KILBARRY |  | 52.0094 | -8.345
MV/LV Substation PR***288Z |  | 20 kV | _ | LV | 200 kVA :Pole Substation | 0.2 | --> | 0.2 | 0.146 | 1 |  | --> | 0.19 | 0 | 0.02964 | 0.20804 | 0 |  | --> | E12 ex LONGFORD | Longford [T421,T422] | RICHMOND |  | 53.7868 | -7.7954
MV/LV Substation PR***295X |  | 10 kV | _ | LV | 100 kVA :Pole Substation | 0.1 | --> | 0.1 | 0 | 0 | Constrained,otherwise capacity available =82kVA. | --> | 0.095 | 0 | 0 | 0.1027 | 0 |  | --> | C19 ex BALLINDERRY | Ballinderry [T41,T422] | MULLINGAR |  | 53.5237 | -7.3303
MV/LV Substation PR***317 |  | 10 kV | _ | LV | 200 kVA :Building Structure | 0.2 | --> | 0.2 | 0 | 0 | Constrained,otherwise capacity available =200kVA. | --> | 0.19 | 0 | 0 | 0.2 | 0 |  | --> | C22 ex UNIDARE | Unidare [T41,T42] | FINGLAS |  | 53.3944 | -6.3194
MV/LV Substation PR***320 |  | 10 kV | _ | LV | 200 kVA :Pole Substation | 0.2 | --> | 0.2 | 0 | 0 | Constrained,otherwise capacity available =151kVA. | --> | 0.19 | 0 | 0.004446 | 0.20731 | 0 |  | --> | C20 ex ROSEHILL | Rosehill [T41,T42] | KILKENNY |  | 52.6395 | -7.2469
MV/LV Substation PR***325Z |  | 10 kV | _ | LV | 400 kVA :Kiosk Substation | 0.4 | --> | 0.4 | 0 | 0 | Constrained,otherwise capacity available =319kVA. | --> | 0.38 | 0 | 0 | 0.41212 | 0 |  | --> | C22 ex GRANGE (DR) | Grange (dr) [T41,T42] | GRANGE (DR) |  | 53.4008 | -6.1905
MV/LV Substation PR***326X |  | 10 kV | _ | LV | 630 kVA :Building Structure | 0.63 | --> | 0.63 | 0.5 | 4 |  | --> | 0.5985 | 0 | 0 | 0.5 | 0 |  | --> | C29 ex WOLFE TONE STREET | Wolfe Tone Street [T101,T102] | FINGLAS |  | 53.3505 | -6.2595
MV/LV Substation PR***326Z |  | 10 kV | _ | LV | 400 kVA :Kiosk Substation | 0.4 | --> | 0.4 | 0 | 0 | Constrained,otherwise capacity available =319kVA. | --> | 0.38 | 0 | 0 | 0.41212 | 0 |  | --> | C22 ex GRANGE (DR) | Grange (dr) [T41,T42] | GRANGE (DR) |  | 53.4026 | -6.191
MV/LV Substation PR***331X |  | 10 kV | _ | LV | 400 kVA :Building Structure | 0.4 | --> | 0.4 | 0.387 | 4.9 |  | --> | 0.38 | 0 | 0 | 0.40197 | 0 |  | --> | C11 ex COOLOCK | Coolock [T41,T42] | FINGLAS |  | 53.3959 | -6.1905
MV/LV Substation PR***338Z |  | 20 kV | _ | LV | 50 kVA :Pole Substation | 0.05 | --> | 0.05 | 0 | 0 | Constrained,otherwise capacity available =50kVA. | --> | 0.0475 | 0 | 0 | 0.05 | 0 |  | --> | E23 ex BALTRASNA | Baltrasna [T121,T122] | BALTRASNA |  | 53.5579 | -6.4378
MV/LV Substation PR***345 |  | 10 kV | _ | LV | 100 kVA :Pole Substation | 0.1 | --> | 0.1 | 0.039 | 3.7 |  | --> | 0.095 | 0 | 0.00741 | 0.10886 | 0 |  | --> | C12 ex KILFLYNN | Kilflynn [T41,T42] | TRALEE |  | 52.4053 | -9.6159
MV/LV Substation PR***347X |  | 10 kV | _ | LV | 50 kVA :Pole Substation | 0.05 | --> | 0.05 | 0 | 0 | Constrained,otherwise capacity available =22kVA. | --> | 0.0475 | 0 | 0.003705 | 0.05408 | 0 |  | --> | C12 ex LUCAN EAST | Lucan East [T41,T42] | GRANGE CASTLE |  | 53.3543 | -6.4517
MV/LV Substation PR***355Z |  | 20 kV | _ | LV | 100 kVA :Pole Substation | 0.1 | --> | 0.1 | 0 | 0 | Constrained,otherwise capacity available =71kVA. | --> | 0.095 | 0 | 0.03705 | 0 | 0 | Constrained,otherwise capacity available =104.3kW. | --> | C20 ex KNOCKMULLEN | Knockmullen [T42,T421] | GREAT ISLAND |  | 52.3076 | -6.9643
MV/LV Substation PR***371 |  | 10 kV | _ | LV | 200 kVA :Kiosk Substation | 0.2 | --> | 0.2 | 0 | 0 | Constrained,otherwise capacity available =100kVA. | --> | 0.19 | 0 | 0.054834 | 0.21464 | 0 |  | --> | C17 ex NAAS | Naas [T41,T42] | KILTEEL |  | 53.2116 | -6.6855
MV/LV Substation PR***373Z |  | 10 kV | _ | LV | 630 kVA :Building Structure | 0.63 | --> | 0.63 | 0 | 0 | Constrained,otherwise capacity available =490kVA. | --> | 0.5985 | 0 | 0 | 0.5 | 0 |  | --> | C16 ex MERVILLE | Merville [T41,T42] | FINGLAS |  | 53.38 | -6.2904
MV/LV Substation PR***374Z |  | 10 kV | _ | LV | 630 kVA :Building Structure | 0.63 | --> | 0.63 | 0 | 0 | Constrained,otherwise capacity available =500kVA. | --> | 0.5985 | 0 | 0 | 0.5 | 0 |  | --> | C16 ex MERVILLE | Merville [T41,T42] | FINGLAS |  | 53.3811 | -6.2905
MV/LV Substation PR***375Z |  | 10 kV | _ | LV | 630 kVA :Building Structure | 0.63 | --> | 0.63 | 0 | 0 | Constrained,otherwise capacity available =500kVA. | --> | 0.5985 | 0 | 0 | 0.5 | 0 |  | --> | C16 ex MERVILLE | Merville [T41,T42] | FINGLAS |  | 53.3811 | -6.2915
MV/LV Substation PR***381X |  | 20 kV | _ | LV | 50 kVA :Pole Substation | 0.05 | --> | 0.05 | 0 | 0 | Constrained,otherwise capacity available =30kVA. | --> | 0.0475 | 0 | 0.011856 | 0 | 0 | Constrained,otherwise capacity available =52.9kW. | --> | E13 ex ABBEYLEIX | Abbeyleix [T422] | PORTLAOISE |  | 52.9189 | -7.342
MV/LV Substation PR***381Y |  | 10 kV | _ | LV | 400 kVA :Building Structure | 0.4 | --> | 0.4 | 0 | 0 | Constrained,otherwise capacity available =400kVA. | --> | 0.38 | 0 | 0.004446 | 0.4 | 0 |  | --> | C20 ex POLLERTON | Pollerton [T41,T42] | CARLOW |  | 52.8373 | -6.9074
MV/LV Substation PR***395Z |  | 20 kV | _ | LV | 400 kVA :Kiosk Substation | 0.4 | --> | 0.4 | 0 | 0 | Constrained,otherwise capacity available =368kVA. | --> | 0.38 | 0 | 0.003705 | 0.40483 | 0 |  | --> | C26 ex STEPHENSTOWN | Stephenstown [T101,T102] | FINGLAS |  | 53.6095 | -6.1944
MV/LV Substation PR***398X |  | 10 kV | _ | LV | 200 kVA :Building Structure | 0.2 | --> | 0.2 | 0 | 0 | Constrained,otherwise capacity available =133kVA. | --> | 0.19 | 0 | 0 | 0.20993 | 0 |  | --> | C17 ex BELGARD | Belgard [T41,T42] | COOKSTOWN |  | 53.2952 | -6.3736
MV/LV Substation PR***4014 |  | 10 kV | _ | LV | 400 kVA :Building Structure | 0.4 | --> | 0.4 | 0.042007 | 0 | Constrained,otherwise capacity available =400kVA. | --> | 0.38 | 0 | 0 | 0.4 | 0 |  | --> | C16 ex SHANNON | Shannon [T41,T42] | DRUMLINE |  | 52.6973 | -8.9026
MV/LV Substation PR***4020 |  | 10 kV | _ | LV | 630 kVA :Kiosk Substation | 0.63 | --> | 0.63 | 0.5 | 2.3 |  | --> | 0.5985 | 0 | 0 | 0.5 | 0 |  | --> | E17 ex MOY | Moy [T421,T422] | MOY |  | 54.1123 | -9.1608
MV/LV Substation PR***4031 |  | 20 kV | _ | LV | 200 kVA :Building Structure | 0.2 | --> | 0.2 | 0 | 0 | Constrained,otherwise capacity available =200kVA. | --> | 0.19 | 0 | 0 | 0 | 0 | Constrained,otherwise capacity available =200kW. | --> | E20 ex KILLYBEGS | Killybegs [T422] | BINBANE |  | 54.6289 | -8.4557
MV/LV Substation PR***4043 |  | 10 kV | _ | LV | 630 kVA :Building Structure | 0.63 | --> | 0.63 | 0 | 0 | Constrained,otherwise capacity available =500kVA. | --> | 0.5985 | 0 | 0 | 0.5 | 0 |  | --> | C11 ex FINISKLIN | Finisklin [T41,T42] | SLIGO |  | 54.2737 | -8.4939
MV/LV Substation PR***4059 |  | 10 kV | _ | LV | 630 kVA :Building Structure | 0.63 | --> | 0.63 | 0 | 0 | Constrained,otherwise capacity available =500kVA. | --> | 0.5985 | 0 | 0 | 0 | 0 | Constrained,otherwise capacity available =500kW. | --> | C15 ex MOUNTMELLICK | Mountmellick [T41,T42] | PORTLAOISE |  | 53.1128 | -7.3207
MV/LV Substation PR***4061 |  | 10 kV | _ | LV | 1000 kVA :Building Structure | 1 | --> | 1 | 0.5 | 2.9 |  | --> | 0.95 | 0 | 0 | 0.5 | 0 |  | --> | C20 ex BREWERY ROAD | Brewery Road [T41,T42] | CARRICKMINES |  | 53.2707 | -6.2051
MV/LV Substation PR***4062 |  | 10 kV | _ | LV | 1000 kVA :Building Structure | 1 | --> | 1 | 0.5 | 2.9 |  | --> | 0.95 | 0 | 0 | 0.5 | 0 |  | --> | C20 ex BREWERY ROAD | Brewery Road [T41,T42] | CARRICKMINES |  | 53.2705 | -6.2053
MV/LV Substation PR***4066 |  | 10 kV | _ | LV | 400 kVA :Kiosk Substation | 0.4 | --> | 0.4 | 0 | 0 | Constrained,otherwise capacity available =257kVA. | --> | 0.38 | 0 | 0.011856 | 0.42115 | 0 |  | --> | C13 ex GLASNEVIN | Glasnevin [T41] | FINGLAS |  | 53.3688 | -6.2724
MV/LV Substation PR***4068 |  | 10 kV | _ | LV | 50 kVA :Pole Substation | 0.05 | --> | 0.05 | 0 | 0 | Constrained,otherwise capacity available =50kVA. | --> | 0.0475 | 0 | 0 | 0 | 0 | Constrained,otherwise capacity available =50kW. | --> | C16 ex RATHDRUM | Rathdrum [T42] | ARKLOW |  | 52.9349 | -6.2588
MV/LV Substation PR***4070 |  | 20 kV | _ | LV | 50 kVA :Pole Substation | 0.05 | --> | 0.05 | 0 | 0 | Constrained,otherwise capacity available =50kVA. | --> | 0.0475 | 0 | 0 | 0.05 | 0 |  | --> | E19 ex CAVAN | Cavan [T42,T421] | SHANKILL |  | 53.9881 | -7.389
MV/LV Substation PR***4070 |  | 20 kV | _ | LV | 400 kVA :Kiosk Substation | 0.4 | --> | 0.4 | 0.37 | 2 |  | --> | 0.38 | 0 | 0 | 0.40453 | 0 |  | --> | E15 ex MOHILL | Mohill [T421,T422] | CARRICK ON SHANNON |  | 54.05 | -7.8025
MV/LV Substation PR***4074 |  | 20 kV | _ | LV | 50 kVA :Pole Substation | 0.05 | --> | 0.05 | 0.05 | 4.4 |  | --> | 0.0475 | 0 | 0 | 0 | 0 | Constrained,otherwise capacity available =50kW. | --> | E18 ex STRANORLAR | Stranorlar [T421,T422] | LETTERKENNY |  | 54.7967 | -7.7198
MV/LV Substation PR***4076 |  | 20 kV | _ | LV | 200 kVA :Kiosk Substation | 0.2 | --> | 0.2 | 0 | 0 | Constrained,otherwise capacity available =200kVA. | --> | 0.19 | 0 | 0 | 0.2 | 0 |  | --> | E11 ex MILLTOWN (SR) | Milltown (sr) [T421,T422] | OUGHTRAGH |  | 52.1455 | -9.7128
MV/LV Substation PR***4081 |  | 10 kV | _ | LV | 200 kVA :Pole Substation | 0.2 | --> | 0.2 | 0 | 0 | Constrained,otherwise capacity available =171kVA. | --> | 0.19 | 0 | 0 | 0.20436 | 0 |  | --> | C17 ex KILLACLOYNE | Killacloyne [T41,T42] | MIDLETON |  | 51.911 | -8.2767
MV/LV Substation PR***4083 |  | 10 kV | _ | LV | 400 kVA :Building Structure | 0.4 | --> | 0.4 | 0 | 0 | Constrained,otherwise capacity available =400kVA. | --> | 0.38 | 0 | 0 | 0 | 0 | Constrained,otherwise capacity available =400kW. | --> | C23 ex PORTLAOISE | Portlaoise [T41,T42] | PORTLAOISE |  | 53.0325 | -7.2957
MV/LV Substation PR***4099 |  | 10 kV | _ | LV | 400 kVA :Kiosk Substation | 0.4 | --> | 0.4 | 0.359 | 1.5 |  | --> | 0.38 | 0 | 0.01482 | 0.40618 | 0 |  | --> | C11 ex MONKSTOWN | Monkstown [T41,T42] | BLACKROCK |  | 53.2919 | -6.1764
MV/LV Substation PR***4099 |  | 10 kV | _ | LV | 200 kVA :Building Structure | 0.2 | --> | 0.2 | 0 | 0 | Constrained,otherwise capacity available =128kVA. | --> | 0.19 | 0 | 0 | 0.21065 | 0 |  | --> | C17 ex ATHGARVAN | Athgarvan [T41,T44] | NEWBRIDGE |  | 53.1827 | -6.8026
MV/LV Substation PR***4102 |  | 10 kV | _ | LV | 400 kVA :Kiosk Substation | 0.4 | --> | 0.4 | 0 | 0 | Constrained,otherwise capacity available =398kVA. | --> | 0.38 | 0 | 0 | 0.4003 | 0 |  | --> | C26 ex GRANGE CASTLE | Grange Castle [T101,T102] | INCHICORE 220KV |  | 53.3173 | -6.4571
MV/LV Substation PR***4107 |  | 10 kV | _ | LV | 400 kVA :Building Structure | 0.4 | --> | 0.4 | 0 | 0 | Constrained,otherwise capacity available =303kVA. | --> | 0.38 | 0 | 0 | 0.41447 | 0 |  | --> | C17 ex CELBRIDGE | Celbridge [T41,T42] | GRIFFINRATH |  | 53.3445 | -6.5419
MV/LV Substation PR***4108 |  | 10 kV | _ | LV | 630 kVA :Building Structure | 0.63 | --> | 0.63 | 0 | 0 | Constrained,otherwise capacity available =500kVA. | --> | 0.5985 | 0 | 0.03705 | 0.5 | 0 |  | --> | C24 ex STEPHENSTOWN | Stephenstown [T101,T102] | FINGLAS |  | 53.6051 | -6.1834
MV/LV Substation PR***4127 |  | 20 kV | _ | LV | 400 kVA :Kiosk Substation | 0.4 | --> | 0.4 | 0.33039 | 0.3 | Constrained,otherwise capacity available =353kVA. | --> | 0.38 | 0 | 0.008151 | 0.40707 | 0 |  | --> | E33 ex TRIM | Trim [T421] | NAVAN |  | 53.4823 | -6.7403
MV/LV Substation PR***4133 |  | 10 kV | _ | LV | 630 kVA :Building Structure | 0.63 | --> | 0.63 | 0 | 0 | Constrained,otherwise capacity available =500kVA. | --> | 0.5985 | 0 | 0 | 0.5 | 0 |  | --> | C18 ex KILDARE | Kildare [T41,T42] | NEWBRIDGE |  | 53.1537 | -6.9022
MV/LV Substation PR***4153 |  | 20 kV | _ | LV | 630 kVA :Building Structure | 0.63 | --> | 0.63 | 0 | 0 | Constrained,otherwise capacity available =500kVA. | --> | 0.5985 | 0 | 0 | 0.5 | 0 |  | --> | C16 ex MOATE | Moate [T41,T42] | ATHLONE |  | 53.3935 | -7.7061
MV/LV Substation PR***4168 |  | 10 kV | _ | LV | 1000 kVA :Building Structure | 1 | --> | 1 | 0.417 | 7 |  | --> | 0.95 | 0 | 0 | 0.5 | 0 |  | --> | C25 ex NORTH QUAYS | North Quays [T101,T102,T103] | POOLBEG |  | 53.3478 | -6.2342
MV/LV Substation PR***4169 |  | 10 kV | _ | LV | 1000 kVA :Building Structure | 1 | --> | 1 | 0.5 | 7 |  | --> | 0.95 | 0 | 0 | 0.5 | 0 |  | --> | C25 ex NORTH QUAYS | North Quays [T101,T102,T103] | POOLBEG |  | 53.3478 | -6.2342
MV/LV Substation PR***4171 |  | 10 kV | _ | LV | 630 kVA :Building Structure | 0.63 | --> | 0.63 | 0 | 0 | Constrained,otherwise capacity available =500kVA. | --> | 0.5985 | 0 | 0 | 0.5 | 0 |  | --> | C13 ex CARRICK ON SHANNON | Carrick On Shannon [T41,T42] | CARRICK ON SHANNON |  | 53.945 | -8.0929
MV/LV Substation PR***4172 |  | 10 kV | _ | LV | 50 kVA :Pole Substation | 0.05 | --> | 0.05 | 0.05 | 0.5 |  | --> | 0.0475 | 0 | 0 | 0 | 0 | Constrained,otherwise capacity available =50kW. | --> | C15 ex KILMARTIN | Kilmartin [T41] | ARKLOW |  | 53.0573 | -6.1457
MV/LV Substation PR***4184 |  | 10 kV | _ | LV | 400 kVA :Building Structure | 0.4 | --> | 0.4 | 0 | 0 | Constrained,otherwise capacity available =340kVA. | --> | 0.38 | 0 | 0 | 0.40901 | 0 |  | --> | C18 ex CARRICKMACROSS | Carrickmacross [T41,T42] | MEATH HILL |  | 53.9686 | -6.7141
MV/LV Substation PR***4185 |  | 10 kV | _ | LV | 400 kVA :Kiosk Substation | 0.4 | --> | 0.4 | 0 | 0 | Constrained,otherwise capacity available =399kVA. | --> | 0.38 | 0 | 0 | 0.40015 | 0 |  | --> | C16 ex ATHENRY | Athenry [T41,T42] | GALWAY 110KV |  | 53.2986 | -8.7617
MV/LV Substation PR***419 |  | 10 kV | _ | LV | 33 kVA :Pole Substation | 0.033 | --> | 0.033 | 0.021 | 5.8 |  | --> | 0.03135 | 0 | 0.010374 | 0.034774 | 0 |  | --> | C13 ex OAKFIELD | Oakfield [T41,T42] | SLIGO |  | 54.2511 | -8.555
MV/LV Substation PR***420 |  | 10 kV | _ | LV | 100 kVA :Pole Substation | 0.1 | --> | 0.1 | 0.082 | 5.6 |  | --> | 0.095 | 0 | 0 | 0.1027 | 0 |  | --> | C14 ex KILCOOLE | Kilcoole [T41,T42] | FASSAROE |  | 53.1198 | -6.0766
MV/LV Substation PR***4200 |  | 10 kV | _ | LV | 630 kVA :Building Structure | 0.63 | --> | 0.63 | 0 | 0 | Constrained,otherwise capacity available =500kVA. | --> | 0.5985 | 0 | 0.003705 | 0.5 | 0 |  | --> | C19 ex CLONMINCH | Clonminch [T41,T422] | THORNSBERRY |  | 53.2735 | -7.4787
MV/LV Substation PR***4208 |  | 20 kV | _ | LV | 400 kVA :Kiosk Substation | 0.4 | --> | 0.4 | 0 | 0 | Constrained,otherwise capacity available =375kVA. | --> | 0.38 | 0 | 0.011856 | 0.40378 | 0 |  | --> | C24 ex MACETOWN | Macetown [T101,T102] | MACETOWN |  | 53.4517 | -6.3973
MV/LV Substation PR***4253 |  | 10 kV | _ | LV | 400 kVA :Kiosk Substation | 0.4 | --> | 0.4 | 0 | 0 | Constrained,otherwise capacity available =400kVA. | --> | 0.38 | 0 | 0 | 0.4 | 0 |  | --> | C30 ex WATERFORD IND EST | Waterford Ind Est [T41,T42,T44] | BUTLERSTOWN |  | 52.2531 | -7.1282
MV/LV Substation PR***4270 |  | 10 kV | _ | LV | 400 kVA :Kiosk Substation | 0.4 | --> | 0.4 | 0.4 | 6 |  | --> | 0.38 | 0 | 0 | 0 | 0 | Constrained,otherwise capacity available =400kW. | --> | C12 ex ARDGEEHA | Ardgeeha [T41,T42] | DOON |  | 52.3611 | -7.7025
MV/LV Substation PR***4272 |  | 10 kV | _ | LV | 1000 kVA :Building Structure | 1 | --> | 1 | 0.5 | 6.7 |  | --> | 0.95 | 0 | 0 | 0.5 | 0 |  | --> | C12 ex EAST WALL ROAD | East Wall Road [T41,T42] | MCDERMOTT |  | 53.3532 | -6.208
MV/LV Substation PR***4274 |  | 20 kV | _ | LV | 50 kVA :Pole Substation | 0.05 | --> | 0.05 | 0 | 0 | Constrained,otherwise capacity available =50kVA. | --> | 0.0475 | 0 | 0 | 0.05 | 0 |  | --> | E23 ex BALTRASNA | Baltrasna [T121,T122] | BALTRASNA |  | 53.5603 | -6.4339
MV/LV Substation PR***4275 |  | 20 kV | _ | LV | 50 kVA :Pole Substation | 0.05 | --> | 0.05 | 0 | 0 | Constrained,otherwise capacity available =48kVA. | --> | 0.0475 | 0 | 0 | 0.050303 | 0 |  | --> | C17 ex CLONES | Clones [T41,T42] | SHANKILL |  | 54.226 | -7.0654
MV/LV Substation PR***4277 |  | 20 kV | _ | LV | 50 kVA :Pole Substation | 0.05 | --> | 0.05 | 0 | 0 | Constrained,otherwise capacity available =46kVA. | --> | 0.0475 | 0 | 0 | 0.050604 | 0 |  | --> | C18 ex DELVIN | Delvin [T41,T42] | MULLINGAR |  | 53.6082 | -7.1289
MV/LV Substation PR***431Z |  | 10 kV | _ | LV | 630 kVA :Building Structure | 0.63 | --> | 0.63 | 0 | 0 | Constrained,otherwise capacity available =500kVA. | --> | 0.5985 | 0 | 0 | 0.5 | 0 |  | --> | C13 ex GRANGE (DR) | Grange (dr) [T41,T42] | GRANGE (DR) |  | 53.4028 | -6.1628
MV/LV Substation PR***432Z |  | 10 kV | _ | LV | 630 kVA :Building Structure | 0.63 | --> | 0.63 | 0 | 0 | Constrained,otherwise capacity available =500kVA. | --> | 0.5985 | 0 | 0 | 0.5 | 0 |  | --> | C13 ex GRANGE (DR) | Grange (dr) [T41,T42] | GRANGE (DR) |  | 53.4021 | -6.163
MV/LV Substation PR***4333 |  | 20 kV | _ | LV | 50 kVA :Pole Substation | 0.05 | --> | 0.05 | 0 | 0 | Constrained,otherwise capacity available =39kVA. | --> | 0.0475 | 0 | 0 | 0.051643 | 0 |  | --> | C14 ex BLAKE | Blake [T41,T42] | BLAKE |  | 53.307 | -6.933
MV/LV Substation PR***436X |  | 20 kV | _ | LV | 50 kVA :Pole Substation | 0.05 | --> | 0.05 | 0 | 0 | Constrained,otherwise capacity available =48kVA. | --> | 0.0475 | 0 | 0 | 0.050303 | 0 |  | --> | E15 ex JULIANSTOWN | Julianstown [T421,T422] | DRYBRIDGE |  | 53.6349 | -6.2676
MV/LV Substation PR***4377 |  | 10 kV | _ | LV | 630 kVA :Building Structure | 0.63 | --> | 0.63 | 0.5 | 10.9 |  | --> | 0.5985 | 0 | 0 | 0.5 | 0 |  | --> | C19 ex MULLINGAR | Mullingar [T101,T102] | MULLINGAR |  | 53.5327 | -7.3452
MV/LV Substation PR***438Y |  | 10 kV | _ | LV | 1000 kVA :Building Structure | 1 | --> | 1 | 0 | 0 | Constrained,otherwise capacity available =499kVA. | --> | 0.95 | 0 | 0.003705 | 0.5 | 0 |  | --> | C17 ex ATHLONE | Athlone [T41,T42] | ATHLONE |  | 53.4241 | -7.9392
MV/LV Substation PR***4396 |  | 20 kV | _ | LV | 100 kVA :Pole Substation | 0.1 | --> | 0.1 | 0 | 0 | Constrained,otherwise capacity available =98kVA. | --> | 0.095 | 0 | 0 | 0.1003 | 0 |  | --> | C24 ex MACETOWN | Macetown [T101,T102] | MACETOWN |  | 53.4535 | -6.4052
MV/LV Substation PR***4404 |  | 20 kV | _ | LV | 630 kVA :Building Structure | 0.63 | --> | 0.63 | 0 | 0 | Constrained,otherwise capacity available =395kVA. | --> | 0.5985 | 0 | 0 | 0.5 | 0 |  | --> | E21 ex BALTRASNA | Baltrasna [T121,T122] | BALTRASNA |  | 53.5234 | -6.4024
MV/LV Substation PR***4438 |  | 10 kV | _ | LV | 630 kVA :Building Structure | 0.63 | --> | 0.63 | 0.5 | 4.6 |  | --> | 0.5985 | 0 | 0 | 0.5 | 0 |  | --> | C16 ex WATLING STREET | Watling Street [T41,T42] | FRANCIS STREET |  | 53.3541 | -6.287
MV/LV Substation PR***445 |  | 20 kV | _ | LV | 400 kVA :Kiosk Substation | 0.4 | --> | 0.4 | 0 | 0 | Constrained,otherwise capacity available =309kVA. | --> | 0.38 | 0 | 0.011856 | 0.41359 | 0 |  | --> | C21 ex TERMONFECKIN ROAD | Termonfeckin Road [T41,T42] | DRYBRIDGE |  | 53.7593 | -6.2739
MV/LV Substation PR***449 |  | 20 kV | _ | LV | 200 kVA :Pole Substation | 0.2 | --> | 0.2 | 0 | 0 | Constrained,otherwise capacity available =198kVA. | --> | 0.19 | 0 | 0.003705 | 0.2003 | 0 |  | --> | E15 ex GURRANEBANE | Gurranebane [T421,T422] | OUGHTRAGH |  | 51.9446 | -10.2295
MV/LV Substation PR***4537 |  | 10 kV | _ | LV | 1000 kVA :Building Structure | 1 | --> | 1 | 0.5 | 1.7 |  | --> | 0.95 | 0 | 0 | 0.5 | 0 |  | --> | C22 ex SOUTH KING STREET | South King Street [T41,T42] | FRANCIS STREET |  | 53.3372 | -6.2648
MV/LV Substation PR***456X |  | 10 kV | _ | LV | 50 kVA :Pole Substation | 0.05 | --> | 0.05 | 0 | 0 | Constrained,otherwise capacity available =50kVA. | --> | 0.0475 | 0 | 0 | 0 | 0 | Constrained,otherwise capacity available =50kW. | --> | C16 ex MILFORD (NR) | Milford (nr) [T41,T42] | LETTERKENNY |  | 55.0628 | -7.7846
MV/LV Substation PR***456Z |  | 10 kV | _ | LV | 630 kVA :Kiosk Substation | 0.63 | --> | 0.63 | 0 | 0 | Constrained,otherwise capacity available =461kVA. | --> | 0.5985 | 0 | 0.040014 | 0.5 | 0 |  | --> | C19 ex BALLINDERRY | Ballinderry [T41,T422] | MULLINGAR |  | 53.5238 | -7.3283
MV/LV Substation PR***4586 |  | 10 kV | _ | LV | 1000 kVA :Building Structure | 1 | --> | 1 | 0 | 0 | Constrained,otherwise capacity available =500kVA. | --> | 0.95 | 0 | 0 | 0.5 | 0 |  | --> | C14 ex PHIBSBORO | Phibsboro [T41,T42] | FINGLAS |  | 53.3536 | -6.2746
MV/LV Substation PR***464 |  | 10 kV | _ | LV | 100 kVA :Pole Substation | 0.1 | --> | 0.1 | 0.091 | 0.3 |  | --> | 0.095 | 0 | 0 | 0.10136 | 0 |  | --> | C20 ex ABBEYFEALE | Abbeyfeale [T42] | TRIEN |  | 52.4579 | -9.2868
MV/LV Substation PR***466X |  | 10 kV | _ | LV | 400 kVA :Building Structure | 0.4 | --> | 0.4 | 0 | 0 | Constrained,otherwise capacity available =400kVA. | --> | 0.38 | 0 | 0 | 0.4 | 0 |  | --> | C17 ex BELGARD | Belgard [T41,T42] | COOKSTOWN |  | 53.2965 | -6.3731
MV/LV Substation PR***4703 |  | 10 kV | _ | LV | 630 kVA :Kiosk Substation | 0.63 | --> | 0.63 | 0 | 0 | Constrained,otherwise capacity available =500kVA. | --> | 0.5985 | 0 | 0 | 0.5 | 0 |  | --> | C14 ex CLONTARF | Clontarf [T42] | FINGLAS |  | 53.3676 | -6.1742
MV/LV Substation PR***483Z |  | 10 kV | _ | LV | 400 kVA :Kiosk Substation | 0.4 | --> | 0.4 | 0 | 0 | Constrained,otherwise capacity available =379kVA. | --> | 0.38 | 0 | 0 | 0 | 0 | Constrained,otherwise capacity available =403.2kW. | --> | C18 ex KNOCKMULLEN | Knockmullen [T42,T421] | GREAT ISLAND |  | 52.3925 | -6.9483
MV/LV Substation PR***487 |  | 20 kV | _ | LV | 50 kVA :Pole Substation | 0.05 | --> | 0.05 | 0.042 | 7.2 |  | --> | 0.0475 | 0 | 0 | 0.0512 | 0 |  | --> | C06 ex AHANE | Ahane [T102] | AHANE |  | 52.6928 | -8.5212
MV/LV Substation PR***491X |  | 10 kV | _ | LV | 630 kVA :Building Structure | 0.63 | --> | 0.63 | 0 | 0 | Constrained,otherwise capacity available =500kVA. | --> | 0.5985 | 0 | 0 | 0.5 | 0 |  | --> | C11 ex HEADFORD ROAD | Headford Road [T41,T42] | GALWAY 110KV |  | 53.2754 | -9.048
MV/LV Substation PR***491Y |  | 10 kV | _ | LV | 400 kVA :Kiosk Substation | 0.4 | --> | 0.4 | 0 | 0 | Constrained,otherwise capacity available =385kVA. | --> | 0.38 | 0 | 0.012597 | 0.40227 | 0 |  | --> | C19 ex POLLERTON | Pollerton [T41,T42] | CARLOW |  | 52.8377 | -6.9137
MV/LV Substation PR***495X |  | 20 kV | _ | LV | 100 kVA :Pole Substation | 0.1 | --> | 0.1 | 0 | 0 | Constrained,otherwise capacity available =94kVA. | --> | 0.095 | 0 | 0 | 0.10091 | 0 |  | --> | E23 ex BALTRASNA | Baltrasna [T121,T122] | BALTRASNA |  | 53.557 | -6.4416
MV/LV Substation PR***506Y |  | 10 kV | _ | LV | 50 kVA :Pole Substation | 0.05 | --> | 0.05 | 0 | 0 | Constrained,otherwise capacity available =42kVA. | --> | 0.0475 | 0 | 0 | 0.0512 | 0 |  | --> | C24 ex POLLERTON | Pollerton [T41,T42] | CARLOW |  | 52.8905 | -6.8592
MV/LV Substation PR***507Y |  | 10 kV | _ | LV | 630 kVA :Kiosk Substation | 0.63 | --> | 0.63 | 0.5 | 2.9 |  | --> | 0.5985 | 0 | 0 | 0.5 | 0 |  | --> | C15 ex ABBEYLAND | Abbeyland [T41,T42] | NAVAN |  | 53.6531 | -6.6865
MV/LV Substation PR***514 |  | 20 kV | _ | LV | 100 kVA :Pole Substation | 0.1 | --> | 0.1 | 0.068 | 1.3 |  | --> | 0.095 | 0 | 0.02223 | 0.10475 | 0 |  | --> | E23 ex ATHBOY | Athboy [T423] | NAVAN |  | 53.5253 | -6.8911
MV/LV Substation PR***518X |  | 10 kV | _ | LV | 50 kVA :Pole Substation | 0.05 | --> | 0.05 | 0 | 0 | Constrained,otherwise capacity available =23kVA. | --> | 0.0475 | 0 | 0 | 0.05394 | 0 |  | --> | C18 ex DOUGLAS | Douglas [T41,T42] | TRABEG |  | 51.8624 | -8.4022
MV/LV Substation PR***522 |  | 10 kV | _ | LV | 400 kVA :Kiosk Substation | 0.4 | --> | 0.4 | 0.131 | 8.1 |  | --> | 0.38 | 0 | 0.008151 | 0.43887 | 0 |  | --> | C19 ex MILLTOWN (DR) | Milltown (dr) [T101,T102] | POOLBEG |  | 53.3163 | -6.2436
MV/LV Substation PR***552Z |  | 10 kV | _ | LV | 400 kVA :Building Structure | 0.4 | --> | 0.4 | 0 | 0 | Constrained,otherwise capacity available =366kVA. | --> | 0.38 | 0 | 0 | 0.40513 | 0 |  | --> | C14 ex MERVILLE | Merville [T41,T42] | FINGLAS |  | 53.3799 | -6.288
MV/LV Substation PR***553X |  | 10 kV | _ | LV | 200 kVA :Kiosk Substation | 0.2 | --> | 0.2 | 0.186 | 7.9 |  | --> | 0.19 | 0 | 0 | 0.20211 | 0 |  | --> | C11 ex DUNMANWAY | Dunmanway [T422,T43] | DUNMANWAY |  | 51.7123 | -9.1129
MV/LV Substation PR***553Z |  | 10 kV | _ | LV | 200 kVA :Kiosk Substation | 0.2 | --> | 0.2 | 0 | 0 | Constrained,otherwise capacity available =124kVA. | --> | 0.19 | 0 | 0.003705 | 0.21122 | 0 |  | --> | C18 ex BLAKE | Blake [T41,T42] | BLAKE |  | 53.2518 | -6.8405
MV/LV Substation PR***558X |  | 10 kV | _ | LV | 100 kVA :Pole Substation | 0.1 | --> | 0.1 | 0.036794 | 0 | Constrained,otherwise capacity available =81kVA. | --> | 0.095 | 0 | 0 | 0.10284 | 0 |  | --> | C19 ex CALLAN | Callan [T41,T42] | KILKENNY |  | 52.539 | -7.3954
MV/LV Substation PR***561X |  | 10 kV | _ | LV | 1000 kVA :Building Structure | 1 | --> | 1 | 0 | 0 | Constrained,otherwise capacity available =500kVA. | --> | 0.95 | 0 | 0 | 0.5 | 0 |  | --> | C21 ex CAMDEN ROW | Camden Row [T41] | FRANCIS STREET |  | 53.3387 | -6.2628
MV/LV Substation PR***562Z |  | 10 kV | _ | LV | 630 kVA :Building Structure | 0.63 | --> | 0.63 | 0 | 0 | Constrained,otherwise capacity available =500kVA. | --> | 0.5985 | 0 | 0.01482 | 0.5 | 0 |  | --> | C17 ex BALLYCOOLIN | Ballycoolin [T41,T42,T43] | FINGLAS |  | 53.3977 | -6.3359
MV/LV Substation PR***565Y |  | 10 kV | _ | LV | 400 kVA :Building Structure | 0.4 | --> | 0.4 | 0.383 | 4.6 |  | --> | 0.38 | 0 | 0 | 0.40257 | 0 |  | --> | C17 ex RINGASKIDDY 110KV | Ringaskiddy 110kv [T42] | BARNAHELY |  | 51.834 | -8.3319
MV/LV Substation PR***567 |  | 10 kV | _ | LV | 200 kVA :Pole Substation | 0.2 | --> | 0.2 | 0.161 | 3.4 |  | --> | 0.19 | 0 | 0 | 0.20584 | 0 |  | --> | C19 ex GLENGOOLE | Glengoole [T41] | THURLES |  | 52.5886 | -7.5646
MV/LV Substation PR***568Y |  | 10 kV | _ | LV | 400 kVA :Kiosk Substation | 0.4 | --> | 0.4 | 0 | 0 | Constrained,otherwise capacity available =337kVA. | --> | 0.38 | 0 | 0.033345 | 0.40945 | 0 |  | --> | C15 ex LITTLE MILLS | Little Mills [T41] | DUNDALK |  | 53.9921 | -6.4041
MV/LV Substation PR***568Z |  | 10 kV | _ | LV | 630 kVA :Building Structure | 0.63 | --> | 0.63 | 0 | 0 | Constrained,otherwise capacity available =500kVA. | --> | 0.5985 | 0 | 0.01482 | 0.5 | 0 |  | --> | C23 ex COLLEGE PARK | College Park [T101,T102,T103] | COLLEGE PARK |  | 53.4152 | -6.3492
MV/LV Substation PR***572Z |  | 10 kV | _ | LV | 100 kVA :Pole Substation | 0.1 | --> | 0.1 | 0 | 0 | Constrained,otherwise capacity available =66kVA. | --> | 0.095 | 0 | 0 | 0.10504 | 0 |  | --> | C19 ex SALLINS | Sallins [T41,T42] | GRIFFINRATH |  | 53.2872 | -6.7494
MV/LV Substation PR***573Z |  | 10 kV | _ | LV | 200 kVA :Kiosk Substation | 0.2 | --> | 0.2 | 0 | 0 | Constrained,otherwise capacity available =168kVA. | --> | 0.19 | 0 | 0 | 0.2048 | 0 |  | --> | C17 ex CELBRIDGE | Celbridge [T41,T42] | GRIFFINRATH |  | 53.3366 | -6.5349
MV/LV Substation PR***588Y |  | 10 kV | _ | LV | 200 kVA :Pole Substation | 0.2 | --> | 0.2 | 0 | 0 | Constrained,otherwise capacity available =200kVA. | --> | 0.19 | 0 | 0 | 0.2 | 0 |  | --> | C17 ex KILLACLOYNE | Killacloyne [T41,T42] | MIDLETON |  | 51.9114 | -8.2772
MV/LV Substation PR***589Z |  | 10 kV | _ | LV | 630 kVA :Building Structure | 0.63 | --> | 0.63 | 0 | 0 | Constrained,otherwise capacity available =500kVA. | --> | 0.5985 | 0 | 0.02223 | 0.5 | 0 |  | --> | C23 ex COLLEGE PARK | College Park [T101,T102,T103] | COLLEGE PARK |  | 53.4216 | -6.3418
MV/LV Substation PR***594Y |  | 10 kV | _ | LV | 50 kVA :Pole Substation | 0.05 | --> | 0.05 | 0.043 | 5.9 |  | --> | 0.0475 | 0 | 0 | 0.051052 | 0 |  | --> | C11 ex CASHEL | Cashel [T41,T42] | CAHIR |  | 52.4926 | -7.8664
MV/LV Substation PR***618X |  | 20 kV | _ | LV | 100 kVA :Pole Substation | 0.1 | --> | 0.1 | 0.084 | 1.5 |  | --> | 0.095 | 0 | 0.011115 | 0.1024 | 0 |  | --> | E17 ex ACHILL | Achill [T422] | CARROWBEG |  | 53.9289 | -9.929
MV/LV Substation PR***624 |  | 10 kV | _ | LV | 400 kVA :Kiosk Substation | 0.4 | --> | 0.4 | 0.252 | 11.1 |  | --> | 0.38 | 0 | 0.019266 | 0.42187 | 0 |  | --> | C28 ex CABRA | Cabra [T101,T102] | FINGLAS |  | 53.3622 | -6.3111
MV/LV Substation PR***627 |  | 10 kV | _ | LV | 50 kVA :Pole Substation | 0.05 | --> | 0.05 | 0.039 | 1.9 |  | --> | 0.0475 | 0 | 0 | 0 | 0 | Constrained,otherwise capacity available =51.6kW. | --> | C17 ex MILFORD (MWR) | Milford (mwr) [T41] | CHARLEVILLE |  | 52.3192 | -8.8416
MV/LV Substation PR***642Y |  | 10 kV | _ | LV | 100 kVA :Pole Substation | 0.1 | --> | 0.1 | 0 | 0 | Constrained,otherwise capacity available =90kVA. | --> | 0.095 | 0 | 0 | 0 | 0 | Constrained,otherwise capacity available =101.5kW. | --> | C18 ex MOUNTRATH | Mountrath [T41,T42] | PORTLAOISE |  | 53.053 | -7.4967
MV/LV Substation PR***644Y |  | 10 kV | _ | LV | 400 kVA :Kiosk Substation | 0.4 | --> | 0.4 | 0 | 0 | Constrained,otherwise capacity available =343kVA. | --> | 0.38 | 0 | 0 | 0.40856 | 0 |  | --> | C11 ex MORNINGTON ROAD | Mornington Road [T41,T42] | DRYBRIDGE |  | 53.713 | -6.3451
MV/LV Substation PR***645 |  | 10 kV | _ | LV | 50 kVA :Pole Substation | 0.05 | --> | 0.05 | 0 | 0 | Constrained,otherwise capacity available =33kVA. | --> | 0.0475 | 0 | 0.00741 | 0.052518 | 0 |  | --> | C18 ex DOUGLAS | Douglas [T41,T42] | TRABEG |  | 51.8624 | -8.4043
MV/LV Substation PR***654Y |  | 10 kV | _ | LV | 400 kVA :Building Structure | 0.4 | --> | 0.4 | 0 | 0 | Constrained,otherwise capacity available =399kVA. | --> | 0.38 | 0 | 0 | 0.40015 | 0 |  | --> | C17 ex ATHLONE | Athlone [T41,T42] | ATHLONE |  | 53.424 | -7.9386
MV/LV Substation PR***672 |  | 10 kV | _ | LV | 400 kVA :Kiosk Substation | 0.4 | --> | 0.4 | 0 | 0 | Constrained,otherwise capacity available =259kVA. | --> | 0.38 | 0 | 0.031863 | 0.42086 | 0 |  | --> | C12 ex BALLYBODEN | Ballyboden [T41,T42] | COOKSTOWN |  | 53.2741 | -6.3016
MV/LV Substation PR***672Z |  | 10 kV | _ | LV | 200 kVA :Kiosk Substation | 0.2 | --> | 0.2 | 0 | 0 | Constrained,otherwise capacity available =143kVA. | --> | 0.19 | 0 | 0 | 0.20848 | 0 |  | --> | C18 ex KILDARE | Kildare [T41,T42] | NEWBRIDGE |  | 53.1545 | -6.9069
MV/LV Substation PR***674 |  | 10 kV | _ | LV | 400 kVA :Kiosk Substation | 0.4 | --> | 0.4 | 0 | 0 | Constrained,otherwise capacity available =227kVA. | --> | 0.38 | 0 | 0.028158 | 0.42545 | 0 |  | --> | C12 ex BALLYBODEN | Ballyboden [T41,T42] | COOKSTOWN |  | 53.2752 | -6.2992
MV/LV Substation PR***679 |  | 20 kV | _ | LV | 100 kVA :Pole Substation | 0.1 | --> | 0.1 | 0 | 0 | Constrained,otherwise capacity available =60kVA. | --> | 0.095 | 0 | 0.005187 | 0.1059 | 0 |  | --> | E20 ex GARRANACANTY | Garranacanty [T421,T422] | TIPPERARY |  | 52.4934 | -8.0201
MV/LV Substation PR***696X |  | 10 kV | _ | LV | 630 kVA :Building Structure | 0.63 | --> | 0.63 | 0 | 0 | Constrained,otherwise capacity available =500kVA. | --> | 0.5985 | 0 | 0 | 0.5 | 0 |  | --> | C20 ex ORANMORE | Oranmore [T41,T44] | GALWAY 110KV |  | 53.28 | -8.9373
MV/LV Substation PR***722Z |  | 10 kV | _ | LV | 50 kVA :Pole Substation | 0.05 | --> | 0.05 | 0 | 0 | Constrained,otherwise capacity available =45kVA. | --> | 0.0475 | 0 | 0 | 0 | 0 | Constrained,otherwise capacity available =50.8kW. | --> | E11 ex KNOCKMULLEN | Knockmullen [T42,T421] | GREAT ISLAND |  | 52.4345 | -6.8935
MV/LV Substation PR***726X |  | 10 kV | _ | LV | 200 kVA :Pole Substation | 0.2 | --> | 0.2 | 0 | 0 | Constrained,otherwise capacity available =170kVA. | --> | 0.19 | 0 | 0 | 0.2045 | 0 |  | --> | C17 ex DRYBRIDGE | Drybridge [T41,T42] | DRYBRIDGE |  | 53.7188 | -6.4274
MV/LV Substation PR***730X |  | 10 kV | _ | LV | 50 kVA :Pole Substation | 0.05 | --> | 0.05 | 0.045 | 17.8 |  | --> | 0.0475 | 0 | 0 | 0.050753 | 0 |  | --> | E24 ex BANOGE | Banoge [T121,T122] | BANOGE |  | 52.6727 | -6.234
MV/LV Substation PR***732 |  | 10 kV | _ | LV | 1000 kVA :Building Structure | 1 | --> | 1 | 0.5 | 4 |  | --> | 0.95 | 0 | 0 | 0.5 | 0 |  | --> | C22 ex WOLFE TONE STREET | Wolfe Tone Street [T101,T102] | FINGLAS |  | 53.3488 | -6.261
MV/LV Substation PR***732X |  | 10 kV | _ | LV | 630 kVA :Building Structure | 0.63 | --> | 0.63 | 0.5 | 7 |  | --> | 0.5985 | 0 | 0 | 0.5 | 0 |  | --> | C37 ex NORTH QUAYS | North Quays [T101,T102,T103] | POOLBEG |  | 53.3528 | -6.2481
MV/LV Substation PR***734 |  | 10 kV | _ | LV | 33 kVA :Pole Substation | 0.033 | --> | 0.033 | 0 | 0 | Constrained,otherwise capacity available =17kVA. | --> | 0.03135 | 0 | 0 | 0 | 0 | Constrained,otherwise capacity available =35.3kW. | --> | C16 ex RATHDRUM | Rathdrum [T42] | ARKLOW |  | 52.9335 | -6.2562
MV/LV Substation PR***738 |  | 10 kV | _ | LV | 630 kVA :Building Structure | 0.63 | --> | 0.63 | 0.5 | 13.9 |  | --> | 0.5985 | 0 | 0.003705 | 0.5 | 0 |  | --> | C21 ex CENTRAL PARK | Central Park [T101,T102] | CARRICKMINES |  | 53.2939 | -6.2013
MV/LV Substation PR***747 |  | 10 kV | _ | LV | 50 kVA :Pole Substation | 0.05 | --> | 0.05 | 0.045 | 5.6 |  | --> | 0.0475 | 0 | 0 | 0.050753 | 0 |  | --> | C11 ex KILCOOLE | Kilcoole [T41,T42] | FASSAROE |  | 53.0692 | -6.1102
MV/LV Substation PR***749Y |  | 20 kV | _ | LV | 400 kVA :Building Structure | 0.4 | --> | 0.4 | 0 | 0 | Constrained,otherwise capacity available =307kVA. | --> | 0.38 | 0 | 0 | 0.41388 | 0 |  | --> | E21 ex WHITECHURCH | Whitechurch [T421,T422] | KILBARRY |  | 51.953 | -8.4417
MV/LV Substation PR***792Y |  | 10 kV | _ | LV | 400 kVA :Kiosk Substation | 0.4 | --> | 0.4 | 0.342 | 3.3 |  | --> | 0.38 | 0 | 0 | 0.40871 | 0 |  | --> | C17 ex GLEBE | Glebe [T41,T42] | RICHMOND |  | 53.7192 | -7.793
MV/LV Substation PR***811X |  | 10 kV | _ | LV | 400 kVA :Kiosk Substation | 0.4 | --> | 0.4 | 0 | 0 | Constrained,otherwise capacity available =398kVA. | --> | 0.38 | 0 | 0 | 0.4003 | 0 |  | --> | C19 ex DRYBRIDGE | Drybridge [T41,T42] | DRYBRIDGE |  | 53.7247 | -6.3653
MV/LV Substation PR***811X |  | 10 kV | _ | LV | 630 kVA :Building Structure | 0.63 | --> | 0.63 | 0 | 0 | Constrained,otherwise capacity available =500kVA. | --> | 0.5985 | 0 | 0 | 0.5 | 0 |  | --> | C16 ex ATHENRY | Athenry [T41,T42] | GALWAY 110KV |  | 53.2938 | -8.7501
MV/LV Substation PR***812X |  | 10 kV | _ | LV | 1000 kVA :Building Structure | 1 | --> | 1 | 0 | 0 | Constrained,otherwise capacity available =500kVA. | --> | 0.95 | 0 | 0 | 0.5 | 0 |  | --> | C16 ex ATHENRY | Athenry [T41,T42] | GALWAY 110KV |  | 53.2932 | -8.7495
MV/LV Substation PR***833Y |  | 10 kV | _ | LV | 630 kVA :Kiosk Substation | 0.63 | --> | 0.63 | 0.487 | 3.3 |  | --> | 0.5985 | 0 | 0.021489 | 0.5 | 0 |  | --> | C17 ex GLEBE | Glebe [T41,T42] | RICHMOND |  | 53.7176 | -7.7972
MV/LV Substation PR***839 |  | 10 kV | _ | LV | 400 kVA :Building Structure | 0.4 | --> | 0.4 | 0 | 0 | Constrained,otherwise capacity available =293kVA. | --> | 0.38 | 0 | 0 | 0.41593 | 0 |  | --> | C21 ex PHIBSBORO | Phibsboro [T41,T42] | FINGLAS |  | 53.3557 | -6.2881
MV/LV Substation PR***845 |  | 10 kV | _ | LV | 400 kVA :Kiosk Substation | 0.4 | --> | 0.4 | 0 | 0 | Constrained,otherwise capacity available =299kVA. | --> | 0.38 | 0 | 0.018525 | 0.41505 | 0 |  | --> | C11 ex GREYSTONES | Greystones [T41,T42] | FASSAROE |  | 53.1354 | -6.0843
MV/LV Substation PR***850X |  | 10 kV | _ | LV | 50 kVA :Pole Substation | 0.05 | --> | 0.05 | 0 | 0 | Constrained,otherwise capacity available =35kVA. | --> | 0.0475 | 0 | 0.004446 | 0 | 0 | Constrained,otherwise capacity available =52.2kW. | --> | C20 ex TEMPLEMORE | Templemore [T41,T42] | IKERRIN |  | 52.7917 | -7.8514
MV/LV Substation PR***856Z |  | 10 kV | _ | LV | 630 kVA :Kiosk Substation | 0.63 | --> | 0.63 | 0 | 0 | Constrained,otherwise capacity available =500kVA. | --> | 0.5985 | 0 | 0.017784 | 0.5 | 0 |  | --> | C17 ex NAAS | Naas [T41,T42] | KILTEEL |  | 53.2118 | -6.6828
MV/LV Substation PR***863X |  | 10 kV | _ | LV | 400 kVA :Kiosk Substation | 0.4 | --> | 0.4 | 0.368 | 0.9 |  | --> | 0.38 | 0 | 0 | 0 | 0 | Constrained,otherwise capacity available =404.8kW. | --> | C16 ex SPA ROAD | Spa Road [T41,T42] | DOON |  | 52.3543 | -7.7009
MV/LV Substation PR***869 |  | 10 kV | _ | LV | 200 kVA :Kiosk Substation | 0.2 | --> | 0.2 | 0.092 | 1.5 |  | --> | 0.19 | 0 | 0.026676 | 0.21576 | 0 |  | --> | C11 ex MONKSTOWN | Monkstown [T41,T42] | BLACKROCK |  | 53.2865 | -6.1841
MV/LV Substation PR***877Z |  | 10 kV | _ | LV | 400 kVA :Kiosk Substation | 0.4 | --> | 0.4 | 0 | 0 | Constrained,otherwise capacity available =326kVA. | --> | 0.38 | 0 | 0.008892 | 0.41108 | 0 |  | --> | C19 ex KILDARE | Kildare [T41,T42] | NEWBRIDGE |  | 53.2196 | -7.006
MV/LV Substation PR***878 |  | 20 kV | _ | LV | 33 kVA :Pole Substation | 0.033 | --> | 0.033 | 0.026 | 19.8 |  | --> | 0.03135 | 0 | 0.003705 | 0.034046 | 0 |  | --> | E19 ex MULLAGHARLIN | Mullagharlin [T121,T122] | MULLAGHARLIN |  | 53.9682 | -6.4524
MV/LV Substation PR***885X |  | 10 kV | _ | LV | 400 kVA :Kiosk Substation | 0.4 | --> | 0.4 | 0 | 0 | Constrained,otherwise capacity available =288kVA. | --> | 0.38 | 0 | 0 | 0 | 0 | Constrained,otherwise capacity available =416.7kW. | --> | C15 ex GARDEN CITY | Garden City [T41,T42] | ARKLOW |  | 52.6744 | -6.2903
MV/LV Substation PR***889X |  | 20 kV | _ | LV | 50 kVA :Pole Substation | 0.05 | --> | 0.05 | 0 | 0 | Constrained,otherwise capacity available =50kVA. | --> | 0.0475 | 0 | 0 | 0.05 | 0 |  | --> | C17 ex DRYBRIDGE | Drybridge [T41,T42] | DRYBRIDGE |  | 53.7148 | -6.4328
MV/LV Substation PR***893 |  | 10 kV | _ | LV | 400 kVA :Building Structure | 0.4 | --> | 0.4 | 0 | 0 | Constrained,otherwise capacity available =137kVA. | --> | 0.38 | 0 | 0.00741 | 0.43805 | 0 |  | --> | C21 ex PHIBSBORO | Phibsboro [T41,T42] | FINGLAS |  | 53.3564 | -6.286
MV/LV Substation PR***905Y |  | 20 kV | _ | LV | 200 kVA :Kiosk Substation | 0.2 | --> | 0.2 | 0 | 0 | Constrained,otherwise capacity available =158kVA. | --> | 0.19 | 0 | 0.00741 | 0.20628 | 0 |  | --> | E17 ex JULIANSTOWN | Julianstown [T421,T422] | DRYBRIDGE |  | 53.6745 | -6.2833
MV/LV Substation PR***917 |  | 10 kV | _ | LV | 200 kVA :Pole Substation | 0.2 | --> | 0.2 | 0.198 | 2.8 |  | --> | 0.19 | 0 | 0 | 0.2003 | 0 |  | --> | E16 ex BALLYRAGGET | Ballyragget [T421,T422] | BALLYRAGGET |  | 52.8463 | -7.4033
MV/LV Substation PR***925Y |  | 10 kV | _ | LV | 400 kVA :Kiosk Substation | 0.4 | --> | 0.4 | 0.14262 | 0.1 | Constrained,otherwise capacity available =316kVA. | --> | 0.38 | 0 | 0.008151 | 0.41256 | 0 |  | --> | C15 ex CARRIGLAWN | Carriglawn [T41,T42] | WEXFORD |  | 52.343 | -6.4746
MV/LV Substation PR***927Y |  | 10 kV | _ | LV | 630 kVA :Building Structure | 0.63 | --> | 0.63 | 0 | 0 | Constrained,otherwise capacity available =500kVA. | --> | 0.5985 | 0 | 0 | 0.5 | 0 |  | --> | C30 ex WATERFORD IND EST | Waterford Ind Est [T41,T42,T44] | BUTLERSTOWN |  | 52.2532 | -7.1274
MV/LV Substation PR***940 |  | 10 kV | _ | LV | 200 kVA :Pole Substation | 0.2 | --> | 0.2 | 0 | 0 | Constrained,otherwise capacity available =96kVA. | --> | 0.19 | 0 | 0.003705 | 0.2152 | 0 |  | --> | C19 ex SALLINS | Sallins [T41,T42] | GRIFFINRATH |  | 53.2915 | -6.7532
MV/LV Substation PR***956X |  | 10 kV | _ | LV | 200 kVA :Pole Substation | 0.2 | --> | 0.2 | 0.194 | 9.5 |  | --> | 0.19 | 0 | 0 | 0.20091 | 0 |  | --> | C13 ex BANDON | Bandon [T101,T42] | BANDON |  | 51.7476 | -8.7768
MV/LV Substation PR***983 |  | 10 kV | _ | LV | 50 kVA :Pole Substation | 0.05 | --> | 0.05 | 0 | 0 | Constrained,otherwise capacity available =50kVA. | --> | 0.0475 | 0 | 0 | 0 | 0 | Constrained,otherwise capacity available =50kW. | --> | C13 ex DONEGAL | Donegal [T41,T42] | CATHALEENS FALL |  | 54.6623 | -8.0794
MV/LV Substation PR***985Y |  | 20 kV | _ | LV | 50 kVA :Pole Substation | 0.05 | --> | 0.05 | 0 | 0 | Constrained,otherwise capacity available =50kVA. | --> | 0.0475 | 0 | 0 | 0.05 | 0 |  | --> | C18 ex NEWBROOK | Newbrook [T42] | MULLINGAR |  | 53.5028 | -7.4656
MV/LV Substation PR***987 |  | 10 kV | _ | LV | 630 kVA :Kiosk Substation | 0.63 | --> | 0.63 | 0 | 0 | Constrained,otherwise capacity available =500kVA. | --> | 0.5985 | 0 | 0 | 0.5 | 0 |  | --> | C17 ex BELGARD | Belgard [T41,T42] | COOKSTOWN |  | 53.2947 | -6.3775
MV/LV Substation PR***988 |  | 20 kV | _ | LV | 100 kVA :Pole Substation | 0.1 | --> | 0.1 | 0 | 0 | Constrained,otherwise capacity available =84kVA. | --> | 0.095 | 0 | 0.00741 | 0.1024 | 0 |  | --> | E23 ex BALTRASNA | Baltrasna [T121,T122] | BALTRASNA |  | 53.5587 | -6.4402
MV/LV Substation PT***158 |  | 10 kV | _ | LV | 400 kVA :Building Structure | 0.4 | --> | 0.4 | 0 | 0 | Constrained,otherwise capacity available =11kVA. | --> | 0.38 | 0 | 0.025935 | 0.45494 | 0 |  | --> | C16 ex LITTLE BRAY | Little Bray [T41,T42] | FASSAROE |  | 53.2306 | -6.1248
MV/LV Substation PU***001 |  | 10 kV | _ | LV | 50 kVA :Pole Substation | 0.05 | --> | 0.05 | 0 | 0 | Constrained,otherwise capacity available =37kVA. | --> | 0.0475 | 0 | 0 | 0.051937 | 0 |  | --> | C18 ex CARRICKMACROSS | Carrickmacross [T41,T42] | MEATH HILL |  | 53.9832 | -6.7252
MV/LV Substation PU***002 |  | 10 kV | _ | LV | 400 kVA :Kiosk Substation | 0.4 | --> | 0.4 | 0.263 | 2.4 |  | --> | 0.38 | 0 | 0.02964 | 0.42029 | 0 |  | --> | C19 ex BRAY | Bray [T41,T42] | FASSAROE |  | 53.1945 | -6.1011
MV/LV Substation PU***004 |  | 20 kV | _ | LV | 100 kVA :Pole Substation | 0.1 | --> | 0.1 | 0.051 | 11.9 |  | --> | 0.095 | 0 | 0 | 0.10718 | 0 |  | --> | C27 ex SALTHILL | Salthill [T101,T102] | SALTHILL |  | 53.3389 | -9.1734
MV/LV Substation PU***005 |  | 10 kV | _ | LV | 100 kVA :Pole Substation | 0.1 | --> | 0.1 | 0.043 | 1.4 |  | --> | 0.095 | 0 | 0.003705 | 0.1083 | 0 |  | --> | C11 ex CROSSMOLINA | Crossmolina [T41,T42] | MOY |  | 54.0989 | -9.3294
MV/LV Substation PU***008 |  | 10 kV | _ | LV | 630 kVA :Kiosk Substation | 0.63 | --> | 0.63 | 0 | 0 | Constrained,otherwise capacity available =395kVA. | --> | 0.5985 | 0 | 0.045201 | 0.5 | 0 |  | --> | C11 ex GARRYOWEN | Garryowen [T41,T42] | LIMERICK |  | 52.6501 | -8.6354
MV/LV Substation PU***017Y |  | 10 kV | _ | LV | 200 kVA :Pole Substation | 0.2 | --> | 0.2 | 0 | 0 | Constrained,otherwise capacity available =158kVA. | --> | 0.19 | 0 | 0 | 0.20628 | 0 |  | --> | C17 ex CELBRIDGE | Celbridge [T41,T42] | GRIFFINRATH |  | 53.3438 | -6.5301
MV/LV Substation PU***024X |  | 10 kV | _ | LV | 200 kVA :Kiosk Substation | 0.2 | --> | 0.2 | 0.125 | 2.9 |  | --> | 0.19 | 0 | 0 | 0.21108 | 0 |  | --> | C21 ex BREWERY ROAD | Brewery Road [T41,T42] | CARRICKMINES |  | 53.2761 | -6.1992
MV/LV Substation PU***025 |  | 10 kV | _ | LV | 200 kVA :Pole Substation | 0.2 | --> | 0.2 | 0.111 | 1.4 |  | --> | 0.19 | 0 | 0.005928 | 0.21308 | 0 |  | --> | C23 ex SRAH | Srah [T43] | THORNSBERRY |  | 53.2795 | -7.485
MV/LV Substation PU***026 |  | 10 kV | _ | LV | 200 kVA :Pole Substation | 0.2 | --> | 0.2 | 0 | 0 | Constrained,otherwise capacity available =200kVA. | --> | 0.19 | 0 | 0 | 0.2 | 0 |  | --> | C15 ex BALLAGHADERREEN | Ballaghaderreen [T41,T42] | TONROE |  | 53.8991 | -8.561
MV/LV Substation PU***029 |  | 10 kV | _ | LV | 630 kVA :Building Structure | 0.63 | --> | 0.63 | 0 | 0 | Constrained,otherwise capacity available =500kVA. | --> | 0.5985 | 0 | 0.003705 | 0.5 | 0 |  | --> | C12 ex TUAM SOUTH | Tuam South [T42] | CLOON |  | 53.5191 | -8.8438
MV/LV Substation PU***036X |  | 20 kV | _ | LV | 200 kVA :Pole Substation | 0.2 | --> | 0.2 | 0.2 | 2.3 |  | --> | 0.19 | 0 | 0 | 0.2 | 0 |  | --> | E14 ex MOY | Moy [T421,T422] | MOY |  | 54.1841 | -9.2209
MV/LV Substation PU***038X |  | 10 kV | _ | LV | 25 kVA :Pole Substation | 0.025 | --> | 0.025 | 0.025 | 4.1 |  | --> | 0.02375 | 0 | 0 | 0.025 | 0 |  | --> | C13 ex AGHAGAD | Aghagad [T41,T42] | SLIGO |  | 54.379 | -8.4936
MV/LV Substation PU***039Y |  | 20 kV | _ | LV | 50 kVA :Pole Substation | 0.05 | --> | 0.05 | 0 | 0 | Constrained,otherwise capacity available =47kVA. | --> | 0.0475 | 0 | 0 | 0.050453 | 0 |  | --> | E17 ex CREAGH | Creagh [T421,T422] | ATHLONE |  | 53.2901 | -8.1528
MV/LV Substation PU***040Y |  | 20 kV | _ | LV | 50 kVA :Pole Substation | 0.05 | --> | 0.05 | 0 | 0 | Constrained,otherwise capacity available =50kVA. | --> | 0.0475 | 0 | 0 | 0.05 | 0 |  | --> | E17 ex CREAGH | Creagh [T421,T422] | ATHLONE |  | 53.2906 | -8.1608
MV/LV Substation PU***044 |  | 10 kV | _ | LV | 400 kVA :Building Structure | 0.4 | --> | 0.4 | 0.301 | 1.4 |  | --> | 0.38 | 0 | 0.014079 | 0.41476 | 0 |  | --> | C15 ex RINEANNA | Rineanna [T41,T42] | DRUMLINE |  | 52.7043 | -8.8823
MV/LV Substation PU***045X |  | 20 kV | _ | LV | 50 kVA :Pole Substation | 0.05 | --> | 0.05 | 0 | 0 | Constrained,otherwise capacity available =45kVA. | --> | 0.0475 | 0 | 0 | 0 | 0 | Constrained,otherwise capacity available =50.8kW. | --> | E12 ex CARNDONAGH | Carndonagh [T421,T422] | TRILLICK |  | 55.2632 | -7.2697
MV/LV Substation PU***049 |  | 10 kV | _ | LV | 400 kVA :Kiosk Substation | 0.4 | --> | 0.4 | 0 | 0 | Constrained,otherwise capacity available =332kVA. | --> | 0.38 | 0 | 0.011856 | 0.4102 | 0 |  | --> | E16 ex DRUMLINE | Drumline [T421,T422] | DRUMLINE |  | 52.7103 | -8.8661
MV/LV Substation PU***049Z |  | 10 kV | _ | LV | 50 kVA :Pole Substation | 0.05 | --> | 0.05 | 0 | 0 | Constrained,otherwise capacity available =50kVA. | --> | 0.0475 | 0 | 0 | 0.05 | 0 |  | --> | C17 ex LEIXLIP | Leixlip [T41,T42] | GRIFFINRATH |  | 53.3583 | -6.5062
MV/LV Substation PU***050 |  | 10 kV | _ | LV | 200 kVA :Kiosk Substation | 0.2 | --> | 0.2 | 0.115 | 0.9 |  | --> | 0.19 | 0 | 0 | 0.21251 | 0 |  | --> | C11 ex WOODFORD | Woodford [T41,T42] | KNOCKEARAGH |  | 52.0584 | -9.4819
MV/LV Substation PU***053X |  | 20 kV | _ | LV | 50 kVA :Pole Substation | 0.05 | --> | 0.05 | 0.024 | 3 |  | --> | 0.0475 | 0 | 0 | 0 | 0 | Constrained,otherwise capacity available =53.8kW. | --> | E13 ex MOVILLE | Moville [T421,T422] | TRILLICK |  | 55.2816 | -7.1524
MV/LV Substation PU***054Y |  | 20 kV | _ | LV | 50 kVA :Pole Substation | 0.05 | --> | 0.05 | 0.049 | 0.4 |  | --> | 0.0475 | 0 | 0 | 0.050152 | 0 |  | --> | E17 ex BALLYCONNELL | Ballyconnell [T421,T422] | GORTAWEE |  | 54.1186 | -7.5916
MV/LV Substation PU***059X |  | 10 kV | _ | LV | 400 kVA :Building Structure | 0.4 | --> | 0.4 | 0 | 0 | Constrained,otherwise capacity available =165kVA. | --> | 0.38 | 0 | 0.033345 | 0.43418 | 0 |  | --> | C12 ex MAYFIELD | Mayfield [T41,T42] | KILBARRY |  | 51.9138 | -8.4281
MV/LV Substation PU***065X |  | 10 kV | _ | LV | 200 kVA :Pole Substation | 0.2 | --> | 0.2 | 0.148 | 6.4 |  | --> | 0.19 | 0 | 0 | 0.20775 | 0 |  | --> | C11 ex GARRYCASTLE | Garrycastle [T41,T42] | ATHLONE |  | 53.418 | -7.9332
MV/LV Substation PU***071X |  | 20 kV | _ | LV | 100 kVA :Pole Substation | 0.1 | --> | 0.1 | 0.092 | 1.6 |  | --> | 0.095 | 0 | 0 | 0.10121 | 0 |  | --> | E11 ex CARRIGALLEN | Carrigallen [T421] | CARRICK ON SHANNON |  | 54.0593 | -7.7679
MV/LV Substation PU***089 |  | 10 kV | _ | LV | 100 kVA :Pole Substation | 0.1 | --> | 0.1 | 0.072 | 1.4 |  | --> | 0.095 | 0 | 0 | 0.10417 | 0 |  | --> | C15 ex RINEANNA | Rineanna [T41,T42] | DRUMLINE |  | 52.7001 | -8.8759
MV/LV Substation PU***092 |  | 10 kV | _ | LV | 200 kVA :Pole Substation | 0.2 | --> | 0.2 | 0.159 | 1.4 |  | --> | 0.19 | 0 | 0 | 0.20613 | 0 |  | --> | C20 ex RINEANNA | Rineanna [T41,T42] | DRUMLINE |  | 52.7142 | -8.8693
MV/LV Substation PU***093Y |  | 20 kV | _ | LV | 50 kVA :Pole Substation | 0.05 | --> | 0.05 | 0 | 0 | Constrained,otherwise capacity available =30kVA. | --> | 0.0475 | 0 | 0 | 0.052949 | 0 |  | --> | E17 ex CREAGH | Creagh [T421,T422] | ATHLONE |  | 53.288 | -8.3861
MV/LV Substation PU***093Z |  | 10 kV | _ | LV | 400 kVA :Kiosk Substation | 0.4 | --> | 0.4 | 0.364 | 1.4 |  | --> | 0.38 | 0 | 0 | 0.40543 | 0 |  | --> | C23 ex SRAH | Srah [T43] | THORNSBERRY |  | 53.281 | -7.4828
MV/LV Substation PU***099X |  | 10 kV | _ | LV | 50 kVA :Pole Substation | 0.05 | --> | 0.05 | 0.05 | 1.3 |  | --> | 0.0475 | 0 | 0 | 0.05 | 0 |  | --> | E16 ex BALLYCROSSAUN | Ballycrossaun [T421,T422] | SOMERSET |  | 53.1067 | -8.2357
MV/LV Substation PU***103 |  | 10 kV | _ | LV | 100 kVA :Pole Substation | 0.1 | --> | 0.1 | 0 | 0 | Constrained,otherwise capacity available =97kVA. | --> | 0.095 | 0 | 0 | 0.10045 | 0 |  | --> | C22 ex MIDLETON | Midleton [T101,T102] | MIDLETON |  | 51.9299 | -8.1841
MV/LV Substation PU***103 |  | 20 kV | _ | LV | 50 kVA :Pole Substation | 0.05 | --> | 0.05 | 0.05 | 1.6 |  | --> | 0.0475 | 0 | 0 | 0.05 | 0 |  | --> | E11 ex CARRIGALLEN | Carrigallen [T421] | CARRICK ON SHANNON |  | 53.9946 | -7.6653
MV/LV Substation PU***103X |  | 10 kV | _ | LV | 100 kVA :Pole Substation | 0.1 | --> | 0.1 | 0.079 | 0.1 |  | --> | 0.095 | 0 | 0 | 0.10314 | 0 |  | --> | C12 ex BALLYMAHON | Ballymahon [T41,T42] | ATHLONE |  | 53.5743 | -7.9489
MV/LV Substation PU***115 |  | 10 kV | _ | LV | 400 kVA :Kiosk Substation | 0.4 | --> | 0.4 | 0 | 0 | Constrained,otherwise capacity available =262kVA. | --> | 0.38 | 0 | 0.042978 | 0.42043 | 0 |  | --> | E16 ex DRUMLINE | Drumline [T421,T422] | DRUMLINE |  | 52.7087 | -8.862
MV/LV Substation PU***117X |  | 10 kV | _ | LV | 100 kVA :Pole Substation | 0.1 | --> | 0.1 | 0 | 0 | Constrained,otherwise capacity available =100kVA. | --> | 0.095 | 0 | 0 | 0.1 | 0 |  | --> | C12 ex CHARLESTOWN | Charlestown [T41] | TONROE |  | 53.9707 | -8.7963
MV/LV Substation PU***117Z |  | 20 kV | _ | LV | 50 kVA :Pole Substation | 0.05 | --> | 0.05 | 0 | 0 | Constrained,otherwise capacity available =50kVA. | --> | 0.0475 | 0 | 0 | 0.05 | 0 |  | --> | C24 ex ATHLONE | Athlone [T41,T42] | ATHLONE |  | 53.3635 | -7.9796
MV/LV Substation PU***118Z |  | 20 kV | _ | LV | 50 kVA :Pole Substation | 0.05 | --> | 0.05 | 0 | 0 | Constrained,otherwise capacity available =47kVA. | --> | 0.0475 | 0 | 0 | 0.050453 | 0 |  | --> | C24 ex ATHLONE | Athlone [T41,T42] | ATHLONE |  | 53.3577 | -7.9697
MV/LV Substation PU***125Y |  | 20 kV | _ | LV | 50 kVA :Pole Substation | 0.05 | --> | 0.05 | 0 | 0 | Constrained,otherwise capacity available =36kVA. | --> | 0.0475 | 0 | 0 | 0.052083 | 0 |  | --> | C18 ex ROSCOMMON | Roscommon [T41,T42] | LANESBORO |  | 53.5455 | -8.0522
MV/LV Substation PU***126Z |  | 10 kV | _ | LV | 50 kVA :Pole Substation | 0.05 | --> | 0.05 | 0.003 | 6 |  | --> | 0.0475 | 0 | 0 | 0.056655 | 0 |  | --> | C26 ex PELLETSTOWN | Pelletstown [T101,T102] | FINGLAS |  | 53.3948 | -6.341
MV/LV Substation PU***128X |  | 10 kV | _ | LV | 50 kVA :Pole Substation | 0.05 | --> | 0.05 | 0 | 0 | Constrained,otherwise capacity available =43kVA. | --> | 0.0475 | 0 | 0 | 0.051052 | 0 |  | --> | C13 ex CHARLESTOWN | Charlestown [T41] | TONROE |  | 53.9236 | -8.8391
MV/LV Substation PU***133Z |  | 20 kV | _ | LV | 100 kVA :Pole Substation | 0.1 | --> | 0.1 | 0.082 | 6.4 |  | --> | 0.095 | 0 | 0 | 0.1027 | 0 |  | --> | C22 ex BUSHFIELD | Bushfield [T41,T42] | ATHLONE |  | 53.4491 | -7.889
MV/LV Substation PU***134Z |  | 20 kV | _ | LV | 100 kVA :Pole Substation | 0.1 | --> | 0.1 | 0.068 | 6.4 |  | --> | 0.095 | 0 | 0 | 0.10475 | 0 |  | --> | C22 ex BUSHFIELD | Bushfield [T41,T42] | ATHLONE |  | 53.4689 | -7.8733
MV/LV Substation PU***135Z |  | 20 kV | _ | LV | 25 kVA :Pole Substation | 0.025 | --> | 0.025 | 0 | 0 | Constrained,otherwise capacity available =25kVA. | --> | 0.02375 | 0 | 0 | 0.025 | 0 |  | --> | E17 ex BALTRASNA | Baltrasna [T121,T122] | BALTRASNA |  | 53.5198 | -6.548
MV/LV Substation PU***135Z |  | 10 kV | _ | LV | 100 kVA :Pole Substation | 0.1 | --> | 0.1 | 0.069 | 6.4 |  | --> | 0.095 | 0 | 0 | 0.1046 | 0 |  | --> | C18 ex BUSHFIELD | Bushfield [T41,T42] | ATHLONE |  | 53.4401 | -7.9079
MV/LV Substation PU***138Y |  | 20 kV | _ | LV | 200 kVA :Pole Substation | 0.2 | --> | 0.2 | 0 | 0 | Constrained,otherwise capacity available =123kVA. | --> | 0.19 | 0 | 0 | 0.21137 | 0 |  | --> | E17 ex DULEEK | Duleek [T421,T422] | DRYBRIDGE |  | 53.6155 | -6.4829
MV/LV Substation PU***142X |  | 20 kV | _ | LV | 100 kVA :Pole Substation | 0.1 | --> | 0.1 | 0 | 0 | Constrained,otherwise capacity available =96kVA. | --> | 0.095 | 0 | 0 | 0 | 0 | Constrained,otherwise capacity available =100.6kW. | --> | E12 ex CARNDONAGH | Carndonagh [T421,T422] | TRILLICK |  | 55.269 | -7.2752
MV/LV Substation PU***143Y |  | 20 kV | _ | LV | 400 kVA :Kiosk Substation | 0.4 | --> | 0.4 | 0 | 0 | Constrained,otherwise capacity available =346kVA. | --> | 0.38 | 0 | 0 | 0.40812 | 0 |  | --> | E17 ex CAVAN | Cavan [T42,T421] | SHANKILL |  | 54.0998 | -7.4465
MV/LV Substation PU***151 |  | 10 kV | _ | LV | 100 kVA :Pole Substation | 0.1 | --> | 0.1 | 0 | 0 | Constrained,otherwise capacity available =45kVA. | --> | 0.095 | 0 | 0 | 0.10802 | 0 |  | --> | C26 ex KYLEERAGH | Kyleeragh [T41,T42] | NENAGH |  | 52.9302 | -8.2392
MV/LV Substation PU***157 |  | 20 kV | _ | LV | 200 kVA :Pole Substation | 0.2 | --> | 0.2 | 0.154 | 0.4 |  | --> | 0.19 | 0 | 0 | 0 | 0 | Constrained,otherwise capacity available =206.9kW. | --> | C20 ex SWINFORD | Swinford [T41,T42] | CASTLEBAR |  | 53.8706 | -8.8518
MV/LV Substation PU***169 |  | 10 kV | _ | LV | 50 kVA :Pole Substation | 0.05 | --> | 0.05 | 0 | 0 | Constrained,otherwise capacity available =44kVA. | --> | 0.0475 | 0 | 0.00741 | 0.050903 | 0 |  | --> | C11 ex KANTURK | Kanturk [T41,T42] | GLENLARA |  | 52.17 | -8.8889
MV/LV Substation PU***172 |  | 10 kV | _ | LV | 50 kVA :Pole Substation | 0.05 | --> | 0.05 | 0 | 0 | Constrained,otherwise capacity available =40kVA. | --> | 0.0475 | 0 | 0 | 0.051496 | 0 |  | --> | C26 ex KYLEERAGH | Kyleeragh [T41,T42] | NENAGH |  | 52.9328 | -8.2379
MV/LV Substation PU***173 |  | 10 kV | _ | LV | 50 kVA :Pole Substation | 0.05 | --> | 0.05 | 0 | 0 | Constrained,otherwise capacity available =43kVA. | --> | 0.0475 | 0 | 0 | 0.051052 | 0 |  | --> | C26 ex KYLEERAGH | Kyleeragh [T41,T42] | NENAGH |  | 52.9331 | -8.2399
MV/LV Substation PU***187Z |  | 10 kV | _ | LV | 50 kVA :Pole Substation | 0.05 | --> | 0.05 | 0.041 | 5.9 |  | --> | 0.0475 | 0 | 0.008151 | 0.051348 | 0 |  | --> | C12 ex CASHEL | Cashel [T41,T42] | CAHIR |  | 52.4966 | -7.8884
MV/LV Substation PU***194Y |  | 10 kV | _ | LV | 100 kVA :Pole Substation | 0.1 | --> | 0.1 | 0 | 0 | Constrained,otherwise capacity available =96kVA. | --> | 0.095 | 0 | 0 | 0.10061 | 0 |  | --> | C17 ex HOLYCROSS ROAD | Holycross Road [T41,T42] | THURLES |  | 52.6861 | -7.8389
MV/LV Substation PU***202 |  | 10 kV | _ | LV | 50 kVA :Pole Substation | 0.05 | --> | 0.05 | 0.048 | 0.2 |  | --> | 0.0475 | 0 | 0 | 0.050303 | 0 |  | --> | C13 ex SANDYFORD | Sandyford [T41,T42] | CARRICKMINES |  | 53.257 | -6.2619
MV/LV Substation PU***203X |  | 10 kV | _ | LV | 50 kVA :Pole Substation | 0.05 | --> | 0.05 | 0.049 | 2.1 |  | --> | 0.0475 | 0 | 0 | 0 | 0 | Constrained,otherwise capacity available =50.2kW. | --> | C17 ex KILCAR | Kilcar [T41] | BINBANE |  | 54.6509 | -8.6428
MV/LV Substation PU***206Y |  | 10 kV | _ | LV | 50 kVA :Pole Substation | 0.05 | --> | 0.05 | 0 | 0 | Constrained,otherwise capacity available =27kVA. | --> | 0.0475 | 0 | 0 | 0.053377 | 0 |  | --> | C16 ex CREGG ROAD | Cregg Road [T41,T42] | BALLYDINE |  | 52.3524 | -7.381
MV/LV Substation PU***207 |  | 20 kV | _ | LV | 50 kVA :Pole Substation | 0.05 | --> | 0.05 | 0 | 0 | Constrained,otherwise capacity available =49kVA. | --> | 0.0475 | 0 | 0 | 0 | 0 | Constrained,otherwise capacity available =50.2kW. | --> | E13 ex CARNDONAGH | Carndonagh [T421,T422] | TRILLICK |  | 55.2176 | -7.4065
MV/LV Substation PU***210 |  | 20 kV | _ | LV | 50 kVA :Pole Substation | 0.05 | --> | 0.05 | 0.05 | 0.9 |  | --> | 0.0475 | 0 | 0 | 0.05 | 0 |  | --> | E17 ex RATHMORE | Rathmore [T42,T421] | KNOCKEARAGH |  | 52.0652 | -9.0792
MV/LV Substation PU***212X |  | 20 kV | _ | LV | 50 kVA :Pole Substation | 0.05 | --> | 0.05 | 0 | 0 | Constrained,otherwise capacity available =50kVA. | --> | 0.0475 | 0 | 0 | 0.05 | 0 |  | --> | E25 ex PATRICKSWELL | Patrickswell [T421,T422] | LIMERICK |  | 52.6507 | -8.8676
MV/LV Substation PU***212Z |  | 10 kV | _ | LV | 50 kVA :Pole Substation | 0.05 | --> | 0.05 | 0 | 0 | Constrained,otherwise capacity available =43kVA. | --> | 0.0475 | 0 | 0 | 0.051052 | 0 |  | --> | C20 ex SUTTON | Sutton [T41,T42] | GRANGE (DR) |  | 53.3699 | -6.0744
MV/LV Substation PU***213Y |  | 20 kV | _ | LV | 50 kVA :Pole Substation | 0.05 | --> | 0.05 | 0 | 0 | Constrained,otherwise capacity available =50kVA. | --> | 0.0475 | 0 | 0 | 0.05 | 0 |  | --> | E14 ex COLLOONEY | Collooney [T421,T422] | SLIGO |  | 54.1747 | -8.6024
MV/LV Substation PU***223 |  | 10 kV | _ | LV | 100 kVA :Pole Substation | 0.1 | --> | 0.1 | 0 | 0 | Constrained,otherwise capacity available =61kVA. | --> | 0.095 | 0 | 0 | 0.10575 | 0 |  | --> | C18 ex BLAKE | Blake [T41,T42] | BLAKE |  | 53.2778 | -6.8248
MV/LV Substation PU***225 |  | 20 kV | _ | LV | 100 kVA :Pole Substation | 0.1 | --> | 0.1 | 0.075 | 1.5 |  | --> | 0.095 | 0 | 0 | 0.10373 | 0 |  | --> | E17 ex ACHILL | Achill [T422] | CARROWBEG |  | 53.9664 | -10.1028
MV/LV Substation PU***251Z |  | 20 kV | _ | LV | 200 kVA :Kiosk Substation | 0.2 | --> | 0.2 | 0 | 0 | Constrained,otherwise capacity available =177kVA. | --> | 0.19 | 0 | 0 | 0.20346 | 0 |  | --> | E15 ex ACADEMY STREET | Academy Street [T421,T422,T44] | NAVAN |  | 53.6339 | -6.6624
MV/LV Substation PU***252Z |  | 20 kV | _ | LV | 200 kVA :Kiosk Substation | 0.2 | --> | 0.2 | 0 | 0 | Constrained,otherwise capacity available =149kVA. | --> | 0.19 | 0 | 0 | 0.2076 | 0 |  | --> | E12 ex ACADEMY STREET | Academy Street [T421,T422,T44] | NAVAN |  | 53.642 | -6.6707
MV/LV Substation PU***258Y |  | 20 kV | _ | LV | 50 kVA :Pole Substation | 0.05 | --> | 0.05 | 0.05 | 1.3 |  | --> | 0.0475 | 0 | 0 | 0.05 | 0 |  | --> | C17 ex ROOSKY | Roosky [T41] | RICHMOND |  | 53.7685 | -8.1108
MV/LV Substation PU***260X |  | 10 kV | _ | LV | 200 kVA :Kiosk Substation | 0.2 | --> | 0.2 | 0 | 0 | Constrained,otherwise capacity available =64kVA. | --> | 0.19 | 0 | 0.035568 | 0.21964 | 0 |  | --> | C16 ex MALAHIDE | Malahide [T41,T42] | GLASMORE |  | 53.437 | -6.1368
MV/LV Substation PU***267 |  | 10 kV | _ | LV | 50 kVA :Pole Substation | 0.05 | --> | 0.05 | 0.041 | 1.4 |  | --> | 0.0475 | 0 | 0 | 0.051348 | 0 |  | --> | C23 ex SRAH | Srah [T43] | THORNSBERRY |  | 53.2868 | -7.4798
MV/LV Substation PU***278X |  | 10 kV | _ | LV | 50 kVA :Pole Substation | 0.05 | --> | 0.05 | 0.047 | 1.6 |  | --> | 0.0475 | 0 | 0 | 0 | 0 | Constrained,otherwise capacity available =50.5kW. | --> | C16 ex BALLYSHANNON | Ballyshannon [T41,T42] | CATHALEENS FALL |  | 54.516 | -8.2181
MV/LV Substation PU***282 |  | 10 kV | _ | LV | 100 kVA :Pole Substation | 0.1 | --> | 0.1 | 0.079 | 1 |  | --> | 0.095 | 0 | 0.003705 | 0 | 0 | Constrained,otherwise capacity available =103.1kW. | --> | C16 ex BOYLE | Boyle [T41,T42] | CARRICK ON SHANNON |  | 53.9829 | -8.285
MV/LV Substation PU***290 |  | 10 kV | _ | LV | 50 kVA :Pole Substation | 0.05 | --> | 0.05 | 0.049 | 1 |  | --> | 0.0475 | 0 | 0 | 0 | 0 | Constrained,otherwise capacity available =50.2kW. | --> | C16 ex BOYLE | Boyle [T41,T42] | CARRICK ON SHANNON |  | 53.9843 | -8.2808
MV/LV Substation PU***311 |  | 20 kV | _ | LV | 50 kVA :Pole Substation | 0.05 | --> | 0.05 | 0 | 0 | Constrained,otherwise capacity available =30kVA. | --> | 0.0475 | 0 | 0 | 0 | 0 | Constrained,otherwise capacity available =52.9kW. | --> | C21 ex MILFORD (NR) | Milford (nr) [T41,T42] | LETTERKENNY |  | 55.1988 | -7.8201
MV/LV Substation PU***323X |  | 20 kV | _ | LV | 100 kVA :Pole Substation | 0.1 | --> | 0.1 | 0 | 0 | Constrained,otherwise capacity available =98kVA. | --> | 0.095 | 0 | 0 | 0 | 0 | Constrained,otherwise capacity available =100.3kW. | --> | C14 ex MILFORD (NR) | Milford (nr) [T41,T42] | LETTERKENNY |  | 55.1965 | -7.6257
MV/LV Substation PU***325 |  | 20 kV | _ | LV | 50 kVA :Pole Substation | 0.05 | --> | 0.05 | 0 | 0 | Constrained,otherwise capacity available =48kVA. | --> | 0.0475 | 0 | 0 | 0.050303 | 0 |  | --> | E15 ex CREAGH | Creagh [T421,T422] | ATHLONE |  | 53.2786 | -8.05
MV/LV Substation PU***328Y |  | 10 kV | _ | LV | 50 kVA :Pole Substation | 0.05 | --> | 0.05 | 0.041 | 0.9 |  | --> | 0.0475 | 0 | 0 | 0 | 0 | Constrained,otherwise capacity available =51.3kW. | --> | C15 ex SPA ROAD | Spa Road [T41,T42] | DOON |  | 52.3485 | -7.7333
MV/LV Substation PU***331Z |  | 20 kV | _ | LV | 50 kVA :Pole Substation | 0.05 | --> | 0.05 | 0 | 0 | Constrained,otherwise capacity available =46kVA. | --> | 0.0475 | 0 | 0 | 0.050604 | 0 |  | --> | E17 ex DULEEK | Duleek [T421,T422] | DRYBRIDGE |  | 53.6452 | -6.6086
MV/LV Substation PU***337Y |  | 20 kV | _ | LV | 50 kVA :Pole Substation | 0.05 | --> | 0.05 | 0.05 | 0.6 |  | --> | 0.0475 | 0 | 0 | 0 | 0 | Constrained,otherwise capacity available =50kW. | --> | E23 ex LAWLESSTOWN | Lawlesstown [T42,T421] | DOON |  | 52.3436 | -7.7541
MV/LV Substation PU***351 |  | 10 kV | _ | LV | 50 kVA :Pole Substation | 0.05 | --> | 0.05 | 0.049 | 0.4 |  | --> | 0.0475 | 0 | 0 | 0 | 0 | Constrained,otherwise capacity available =50.2kW. | --> | C20 ex SWINFORD | Swinford [T41,T42] | CASTLEBAR |  | 53.9235 | -8.9326
MV/LV Substation PU***390 |  | 20 kV | _ | LV | 50 kVA :Pole Substation | 0.05 | --> | 0.05 | 0 | 0 | Constrained,otherwise capacity available =46kVA. | --> | 0.0475 | 0 | 0 | 0 | 0 | Constrained,otherwise capacity available =50.6kW. | --> | C14 ex MILFORD (NR) | Milford (nr) [T41,T42] | LETTERKENNY |  | 55.2461 | -7.69
MV/LV Substation PU***399 |  | 20 kV | _ | LV | 50 kVA :Pole Substation | 0.05 | --> | 0.05 | 0 | 0 | Constrained,otherwise capacity available =50kVA. | --> | 0.0475 | 0 | 0 | 0.05 | 0 |  | --> | C16 ex CARRICK ON SHANNON | Carrick On Shannon [T41,T42] | CARRICK ON SHANNON |  | 53.8281 | -8.1818
MV/LV Substation PU***4014 |  | 10 kV | _ | LV | 50 kVA :Pole Substation | 0.05 | --> | 0.05 | 0 | 0 | Constrained,otherwise capacity available =50kVA. | --> | 0.0475 | 0 | 0 | 0.05 | 0 |  | --> | C18 ex ATHBOY | Athboy [T42] | NAVAN |  | 53.6134 | -6.8712
MV/LV Substation PU***4025 |  | 10 kV | _ | LV | 50 kVA :Pole Substation | 0.05 | --> | 0.05 | 0 | 0 | Constrained,otherwise capacity available =46kVA. | --> | 0.0475 | 0 | 0 | 0.050604 | 0 |  | --> | C13 ex CHARLESTOWN | Charlestown [T41] | TONROE |  | 53.9136 | -8.831
MV/LV Substation PU***4027 |  | 10 kV | _ | LV | 50 kVA :Pole Substation | 0.05 | --> | 0.05 | 0 | 0 | Constrained,otherwise capacity available =43kVA. | --> | 0.0475 | 0 | 0 | 0.051052 | 0 |  | --> | C16 ex BALLAGHADERREEN | Ballaghaderreen [T41,T42] | TONROE |  | 53.9125 | -8.6192
MV/LV Substation PU***4042 |  | 20 kV | _ | LV | 50 kVA :Pole Substation | 0.05 | --> | 0.05 | 0 | 0 |  | --> | 0.0475 | 0 | 0 | 0.057946 | 0 |  | --> | E17 ex CREAGH | Creagh [T421,T422] | ATHLONE |  | 53.3715 | -8.4401
MV/LV Substation PU***4059 |  | 10 kV | _ | LV | 400 kVA :Building Structure | 0.4 | --> | 0.4 | 0.339 | 4.5 |  | --> | 0.38 | 0 | 0.003705 | 0.40916 | 0 |  | --> | C11 ex MALLOW | Mallow [T41,T42] | MALLOW |  | 52.1318 | -8.6395
MV/LV Substation PU***4062 |  | 10 kV | _ | LV | 50 kVA :Pole Substation | 0.05 | --> | 0.05 | 0 | 0 | Constrained,otherwise capacity available =50kVA. | --> | 0.0475 | 0 | 0 | 0.05 | 0 |  | --> | C18 ex LITTLE MILLS | Little Mills [T41] | DUNDALK |  | 53.929 | -6.4124
MV/LV Substation PU***4067 |  | 10 kV | _ | LV | 50 kVA :Pole Substation | 0.05 | --> | 0.05 | 0.05 | 2.1 |  | --> | 0.0475 | 0 | 0 | 0 | 0 | Constrained,otherwise capacity available =50kW. | --> | C16 ex NEWTOWNCUNNINGHAM | Newtowncunningham [T41,T42] | LETTERKENNY |  | 54.9647 | -7.5677
MV/LV Substation PU***4083 |  | 20 kV | _ | LV | 100 kVA :Pole Substation | 0.1 | --> | 0.1 | 0 | 0 | Constrained,otherwise capacity available =49kVA. | --> | 0.095 | 0 | 0 | 0.10746 | 0 |  | --> | C22 ex ATHLONE | Athlone [T41,T42] | ATHLONE |  | 53.5432 | -8.065
MV/LV Substation PU***4083 |  | 10 kV | _ | LV | 200 kVA :Pole Substation | 0.2 | --> | 0.2 | 0 | 0 | Constrained,otherwise capacity available =182kVA. | --> | 0.19 | 0 | 0 | 0 | 0 | Constrained,otherwise capacity available =202.7kW. | --> | C21 ex LISMORE | Lismore [T41,T42] | DUNGARVAN |  | 52.1336 | -7.8477
MV/LV Substation PU***4088 |  | 10 kV | _ | LV | 400 kVA :Building Structure | 0.4 | --> | 0.4 | 0 | 0 | Constrained,otherwise capacity available =400kVA. | --> | 0.38 | 0 | 0 | 0.4 | 0 |  | --> | C18 ex KILDARE | Kildare [T41,T42] | NEWBRIDGE |  | 53.1493 | -6.9025
MV/LV Substation PU***409 |  | 20 kV | _ | LV | 100 kVA :Pole Substation | 0.1 | --> | 0.1 | 0.076 | 1.5 |  | --> | 0.095 | 0 | 0 | 0.10358 | 0 |  | --> | C18 ex SMEARLA | Smearla [T41,T42] | TRIEN |  | 52.3517 | -9.4931
MV/LV Substation PU***4091 |  | 20 kV | _ | LV | 50 kVA :Pole Substation | 0.05 | --> | 0.05 | 0 | 0 | Constrained,otherwise capacity available =46kVA. | --> | 0.0475 | 0 | 0 | 0.050604 | 0 |  | --> | E17 ex CREAGH | Creagh [T421,T422] | ATHLONE |  | 53.3202 | -8.1904
MV/LV Substation PU***4094 |  | 10 kV | _ | LV | 50 kVA :Pole Substation | 0.05 | --> | 0.05 | 0.05 | 2.1 |  | --> | 0.0475 | 0 | 0 | 0 | 0 | Constrained,otherwise capacity available =50kW. | --> | C16 ex KILCAR | Kilcar [T41] | BINBANE |  | 54.7185 | -8.5863
MV/LV Substation PU***411 |  | 20 kV | _ | LV | 50 kVA :Pole Substation | 0.05 | --> | 0.05 | 0.012 | 1.5 |  | --> | 0.0475 | 0 | 0 | 0.055455 | 0 |  | --> | C18 ex SMEARLA | Smearla [T41,T42] | TRIEN |  | 52.3562 | -9.4748
MV/LV Substation PU***4113 |  | 10 kV | _ | LV | 400 kVA :Kiosk Substation | 0.4 | --> | 0.4 | 0.392 | 2.4 |  | --> | 0.38 | 0 | 0 | 0.40121 | 0 |  | --> | C14 ex GRAIGUE | Graigue [T41,T42] | CARLOW |  | 52.837 | -6.9383
MV/LV Substation PU***4139 |  | 20 kV | _ | LV | 200 kVA :Pole Substation | 0.2 | --> | 0.2 | 0.165 | 2.3 |  | --> | 0.19 | 0 | 0 | 0.20525 | 0 |  | --> | E14 ex MOY | Moy [T421,T422] | MOY |  | 54.2175 | -9.2263
MV/LV Substation PU***4160 |  | 10 kV | _ | LV | 200 kVA :Pole Substation | 0.2 | --> | 0.2 | 0 | 0 | Constrained,otherwise capacity available =200kVA. | --> | 0.19 | 0 | 0 | 0.2 | 0 |  | --> | C18 ex KILDARE | Kildare [T41,T42] | NEWBRIDGE |  | 53.1529 | -6.8927
MV/LV Substation PU***4194 |  | 10 kV | _ | LV | 400 kVA :Building Structure | 0.4 | --> | 0.4 | 0.35 | 13.1 |  | --> | 0.38 | 0 | 0 | 0.40752 | 0 |  | --> | C18 ex MONREAD | Monread [T101,T102] | MONREAD |  | 53.2211 | -6.7222
MV/LV Substation PU***4205 |  | 20 kV | _ | LV | 50 kVA :Pole Substation | 0.05 | --> | 0.05 | 0 | 0 | Constrained,otherwise capacity available =50kVA. | --> | 0.0475 | 0 | 0 | 0.05 | 0 |  | --> | C22 ex ATHLONE | Athlone [T41,T42] | ATHLONE |  | 53.4674 | -7.9893
MV/LV Substation PU***4216 |  | 10 kV | _ | LV | 50 kVA :Pole Substation | 0.05 | --> | 0.05 | 0 | 0 | Constrained,otherwise capacity available =50kVA. | --> | 0.0475 | 0 | 0 | 0.05 | 0 |  | --> | C11 ex MONEYCOOLEY | Moneycooley [T41,T42,T44] | GRIFFINRATH |  | 53.3673 | -6.589
MV/LV Substation PU***425Y |  | 10 kV | _ | LV | 400 kVA :Building Structure | 0.4 | --> | 0.4 | 0.365 | 1 |  | --> | 0.38 | 0 | 0 | 0.40528 | 0 |  | --> | C12 ex CORBALLY | Corbally [T41,T42] | ARDNACRUSHA |  | 52.6645 | -8.6231
MV/LV Substation PU***427 |  | 20 kV | _ | LV | 200 kVA :Pole Substation | 0.2 | --> | 0.2 | 0 | 0 | Constrained,otherwise capacity available =193kVA. | --> | 0.19 | 0 | 0 | 0.20106 | 0 |  | --> | E16 ex MANORHAMILTON | Manorhamilton [T422] | SLIGO |  | 54.3026 | -8.1831
MV/LV Substation PU***4305 |  | 10 kV | _ | LV | 50 kVA :Pole Substation | 0.05 | --> | 0.05 | 0 | 0 | Constrained,otherwise capacity available =50kVA. | --> | 0.0475 | 0 | 0 | 0.05 | 0 |  | --> | C26 ex KYLEERAGH | Kyleeragh [T41,T42] | NENAGH |  | 52.9313 | -8.2356
MV/LV Substation PU***431 |  | 20 kV | _ | LV | 50 kVA :Pole Substation | 0.05 | --> | 0.05 | 0.047 | 3 |  | --> | 0.0475 | 0 | 0 | 0 | 0 | Constrained,otherwise capacity available =50.5kW. | --> | E13 ex MOVILLE | Moville [T421,T422] | TRILLICK |  | 55.2498 | -7.171
MV/LV Substation PU***4335 |  | 10 kV | _ | LV | 630 kVA :Building Structure | 0.63 | --> | 0.63 | 0 | 0 | Constrained,otherwise capacity available =500kVA. | --> | 0.5985 | 0 | 0 | 0.5 | 0 |  | --> | C20 ex BALLYCOOLIN | Ballycoolin [T41,T42,T43] | FINGLAS |  | 53.4067 | -6.3502
MV/LV Substation PU***4377 |  | 10 kV | _ | LV | 50 kVA :Pole Substation | 0.05 | --> | 0.05 | 0 | 0 | Constrained,otherwise capacity available =50kVA. | --> | 0.0475 | 0 | 0 | 0.05 | 0 |  | --> | C11 ex JOHNSTOWN | Johnstown [T41,T42] | KILTEEL |  | 53.2132 | -6.5346
MV/LV Substation PU***439X |  | 20 kV | _ | LV | 50 kVA :Pole Substation | 0.05 | --> | 0.05 | 0 | 0 | Constrained,otherwise capacity available =42kVA. | --> | 0.0475 | 0 | 0 | 0.0512 | 0 |  | --> | E23 ex BALTRASNA | Baltrasna [T121,T122] | BALTRASNA |  | 53.5638 | -6.3897
MV/LV Substation PU***452Z |  | 10 kV | _ | LV | 630 kVA :Kiosk Substation | 0.63 | --> | 0.63 | 0.5 | 3.1 |  | --> | 0.5985 | 0 | 0 | 0.5 | 0 |  | --> | C18 ex PURCELLS INCH | Purcells Inch [T41,T42] | KILKENNY |  | 52.6457 | -7.2108
MV/LV Substation PU***453Y |  | 10 kV | _ | LV | 400 kVA :Building Structure | 0.4 | --> | 0.4 | 0 | 0 | Constrained,otherwise capacity available =362kVA. | --> | 0.38 | 0 | 0 | 0.40573 | 0 |  | --> | C16 ex TRAMORE | Tramore [T41,T42] | BUTLERSTOWN |  | 52.1596 | -7.1379
MV/LV Substation PU***457 |  | 20 kV | _ | LV | 400 kVA :Building Structure | 0.4 | --> | 0.4 | 0.4 | 7.6 |  | --> | 0.38 | 0 | 0 | 0 | 0 | Constrained,otherwise capacity available =400kW. | --> | E14 ex BELLACORICK | Bellacorick [T122] | BELLACORICK |  | 54.2116 | -9.8104
MV/LV Substation PU***461X |  | 20 kV | _ | LV | 50 kVA :Pole Substation | 0.05 | --> | 0.05 | 0 | 0 | Constrained,otherwise capacity available =50kVA. | --> | 0.0475 | 0 | 0 | 0.05 | 0 |  | --> | C17 ex CHARLESTOWN | Charlestown [T41] | TONROE |  | 53.8896 | -8.6962
MV/LV Substation PU***469 |  | 20 kV | _ | LV | 50 kVA :Pole Substation | 0.05 | --> | 0.05 | 0.05 | 1.6 |  | --> | 0.0475 | 0 | 0 | 0.05 | 0 |  | --> | E13 ex CARRIGALLEN | Carrigallen [T421] | CARRICK ON SHANNON |  | 53.9906 | -7.6542
MV/LV Substation PU***474 |  | 10 kV | _ | LV | 50 kVA :Pole Substation | 0.05 | --> | 0.05 | 0 | 0 | Constrained,otherwise capacity available =50kVA. | --> | 0.0475 | 0 | 0 | 0 | 0 | Constrained,otherwise capacity available =50kW. | --> | C20 ex KNOCKAPHUNTA | Knockaphunta [T41,T42] | CASTLEBAR |  | 53.7791 | -9.1855
MV/LV Substation PU***497 |  | 20 kV | _ | LV | 50 kVA :Pole Substation | 0.05 | --> | 0.05 | 0.047 | 2.1 |  | --> | 0.0475 | 0 | 0 | 0 | 0 | Constrained,otherwise capacity available =50.5kW. | --> | C18 ex NEWTOWNCUNNINGHAM | Newtowncunningham [T41,T42] | LETTERKENNY |  | 55.0636 | -7.3745
MV/LV Substation PU***498X |  | 10 kV | _ | LV | 200 kVA :Pole Substation | 0.2 | --> | 0.2 | 0.2 | 3.1 |  | --> | 0.19 | 0 | 0 | 0.2 | 0 |  | --> | C14 ex BELLFIELD | Bellfield [T41,T42] | CRANE |  | 52.5124 | -6.5499
MV/LV Substation PU***513 |  | 10 kV | _ | LV | 100 kVA :Pole Substation | 0.1 | --> | 0.1 | 0 | 0 | Constrained,otherwise capacity available =81kVA. | --> | 0.095 | 0 | 0 | 0.10284 | 0 |  | --> | C26 ex KYLEERAGH | Kyleeragh [T41,T42] | NENAGH |  | 52.9319 | -8.2374
MV/LV Substation PU***514 |  | 20 kV | _ | LV | 50 kVA :Pole Substation | 0.05 | --> | 0.05 | 0.047 | 2 |  | --> | 0.0475 | 0 | 0 | 0 | 0 | Constrained,otherwise capacity available =50.5kW. | --> | E17 ex BALLYMACARRY | Ballymacarry [T421] | TRILLICK |  | 55.1182 | -7.4582
MV/LV Substation PU***518X |  | 20 kV | _ | LV | 50 kVA :Pole Substation | 0.05 | --> | 0.05 | 0 | 0 | Constrained,otherwise capacity available =39kVA. | --> | 0.0475 | 0 | 0 | 0.051643 | 0 |  | --> | E23 ex BALTRASNA | Baltrasna [T121,T122] | BALTRASNA |  | 53.5883 | -6.4285
MV/LV Substation PU***545 |  | 10 kV | _ | LV | 50 kVA :Pole Substation | 0.05 | --> | 0.05 | 0.047 | 2.2 |  | --> | 0.0475 | 0 | 0 | 0.050453 | 0 |  | --> | C13 ex CASTLETOWNROCHE | Castletownroche [T41] | MALLOW |  | 52.1552 | -8.505
MV/LV Substation PU***557 |  | 10 kV | _ | LV | 400 kVA :Kiosk Substation | 0.4 | --> | 0.4 | 0.285 | 8.1 |  | --> | 0.38 | 0 | 0 | 0.4171 | 0 |  | --> | C16 ex MILLTOWN (DR) | Milltown (dr) [T101,T102] | INCHICORE 220KV |  | 53.3199 | -6.263
MV/LV Substation PU***557Y |  | 10 kV | _ | LV | 100 kVA :Pole Substation | 0.1 | --> | 0.1 | 0.037 | 1.4 |  | --> | 0.095 | 0 | 0.002964 | 0.10913 | 0 |  | --> | C23 ex SRAH | Srah [T43] | THORNSBERRY |  | 53.2838 | -7.4841
MV/LV Substation PU***563 |  | 20 kV | _ | LV | 630 kVA :Kiosk Substation | 0.63 | --> | 0.63 | 0.5 | 1 |  | --> | 0.5985 | 0 | 0 | 0.5 | 0 |  | --> | E21 ex LONGFORD | Longford [T421,T422] | RICHMOND |  | 53.79 | -7.8724
MV/LV Substation PU***564 |  | 10 kV | _ | LV | 630 kVA :Building Structure | 0.63 | --> | 0.63 | 0 | 0 | Constrained,otherwise capacity available =500kVA. | --> | 0.5985 | 0 | 0 | 0.5 | 0 |  | --> | C17 ex BELGARD | Belgard [T41,T42] | COOKSTOWN |  | 53.2922 | -6.3761
MV/LV Substation PU***566 |  | 10 kV | _ | LV | 50 kVA :Pole Substation | 0.05 | --> | 0.05 | 0.047 | 3.1 |  | --> | 0.0475 | 0 | 0 | 0.050453 | 0 |  | --> | C13 ex PURCELLS INCH | Purcells Inch [T41,T42] | KILKENNY |  | 52.6409 | -7.2144
MV/LV Substation PU***570 |  | 10 kV | _ | LV | 100 kVA :Pole Substation | 0.1 | --> | 0.1 | 0.086 | 2.2 |  | --> | 0.095 | 0 | 0 | 0.1021 | 0 |  | --> | C19 ex CASTLETOWNROCHE | Castletownroche [T41] | MALLOW |  | 52.183 | -8.4647
MV/LV Substation PU***574 |  | 20 kV | _ | LV | 100 kVA :Pole Substation | 0.1 | --> | 0.1 | 0.098 | 1.4 |  | --> | 0.095 | 0 | 0 | 0.1003 | 0 |  | --> | C18 ex CROSSMOLINA | Crossmolina [T41,T42] | MOY |  | 54.0963 | -9.3578
MV/LV Substation PU***575Y |  | 20 kV | _ | LV | 50 kVA :Pole Substation | 0.05 | --> | 0.05 | 0 | 0 | Constrained,otherwise capacity available =44kVA. | --> | 0.0475 | 0 | 0 | 0.050903 | 0 |  | --> | E20 ex EDENDERRY | Edenderry [T421,T422] | BLAKE |  | 53.2558 | -7.0854
MV/LV Substation PU***582Z |  | 10 kV | _ | LV | 200 kVA :Kiosk Substation | 0.2 | --> | 0.2 | 0.2 | 3.1 |  | --> | 0.19 | 0 | 0 | 0.2 | 0 |  | --> | C18 ex PURCELLS INCH | Purcells Inch [T41,T42] | KILKENNY |  | 52.6443 | -7.2095
MV/LV Substation PU***596Y |  | 20 kV | _ | LV | 100 kVA :Pole Substation | 0.1 | --> | 0.1 | 0 | 0 | Constrained,otherwise capacity available =86kVA. | --> | 0.095 | 0 | 0.008151 | 0.1021 | 0 |  | --> | E11 ex ACADEMY STREET | Academy Street [T421,T422,T44] | NAVAN |  | 53.6283 | -6.5441
MV/LV Substation PU***603X |  | 20 kV | _ | LV | 100 kVA :Pole Substation | 0.1 | --> | 0.1 | 0 | 0 | Constrained,otherwise capacity available =40kVA. | --> | 0.095 | 0 | 0 | 0.10872 | 0 |  | --> | E18 ex BALLINDERRY | Ballinderry [T41,T422] | MULLINGAR |  | 53.5041 | -7.1509
MV/LV Substation PU***621 |  | 10 kV | _ | LV | 100 kVA :Pole Substation | 0.1 | --> | 0.1 | 0.1 | 0.3 |  | --> | 0.095 | 0 | 0 | 0.1 | 0 |  | --> | C12 ex ABBEYFEALE | Abbeyfeale [T42] | TRIEN |  | 52.3789 | -9.3093
MV/LV Substation PU***622Z |  | 10 kV | _ | LV | 200 kVA :Kiosk Substation | 0.2 | --> | 0.2 | 0.18 | 4.6 |  | --> | 0.19 | 0 | 0 | 0.20301 | 0 |  | --> | C38 ex CASTLEVIEW | Castleview [T101,T102] | CASTLEVIEW |  | 51.8875 | -8.3918
MV/LV Substation PU***625X |  | 20 kV | _ | LV | 100 kVA :Pole Substation | 0.1 | --> | 0.1 | 0.1 | 1 |  | --> | 0.095 | 0 | 0 | 0.1 | 0 |  | --> | E13 ex LONGFORD | Longford [T421,T422] | RICHMOND |  | 53.8677 | -7.5779
MV/LV Substation PU***640 |  | 10 kV | _ | LV | 50 kVA :Pole Substation | 0.05 | --> | 0.05 | 0.05 | 4.4 |  | --> | 0.0475 | 0 | 0 | 0.05 | 0 |  | --> | C18 ex KINGSCOURT | Kingscourt [T41,T42] | MEATH HILL |  | 53.892 | -6.8345
MV/LV Substation PU***640 |  | 20 kV | _ | LV | 50 kVA :Pole Substation | 0.05 | --> | 0.05 | 0 | 0 | Constrained,otherwise capacity available =43kVA. | --> | 0.0475 | 0 | 0 | 0 | 0 | Constrained,otherwise capacity available =51.1kW. | --> | C13 ex DONEGAL | Donegal [T41,T42] | CATHALEENS FALL |  | 54.6111 | -8.0879
MV/LV Substation PU***662 |  | 10 kV | _ | LV | 50 kVA :Pole Substation | 0.05 | --> | 0.05 | 0 | 0.9 |  | --> | 0.0475 | 0 | 0.015561 | 0.058073 | 0 |  | --> | C16 ex KENMARE | Kenmare [T42] | KNOCKEARAGH |  | 51.8839 | -9.5801
MV/LV Substation PU***663X |  | 10 kV | _ | LV | 630 kVA :Building Structure | 0.63 | --> | 0.63 | 0.5 | 4.6 |  | --> | 0.5985 | 0 | 0 | 0.5 | 0 |  | --> | C17 ex CASTLEVIEW | Castleview [T101,T102] | CASTLEVIEW |  | 51.8987 | -8.3742
MV/LV Substation PU***664Y |  | 20 kV | _ | LV | 50 kVA :Pole Substation | 0.05 | --> | 0.05 | 0 | 0 | Constrained,otherwise capacity available =28kVA. | --> | 0.0475 | 0 | 0 | 0.053235 | 0 |  | --> | E11 ex CREAGH | Creagh [T421,T422] | ATHLONE |  | 53.4391 | -8.285
MV/LV Substation PU***665 |  | 10 kV | _ | LV | 50 kVA :Pole Substation | 0.05 | --> | 0.05 | 0 | 0 | Constrained,otherwise capacity available =34kVA. | --> | 0.0475 | 0 | 0 | 0.052373 | 0 |  | --> | C16 ex KILLACLOYNE | Killacloyne [T41,T42] | MIDLETON |  | 51.9389 | -8.2764
MV/LV Substation PU***665Y |  | 20 kV | _ | LV | 50 kVA :Pole Substation | 0.05 | --> | 0.05 | 0 | 0 | Constrained,otherwise capacity available =50kVA. | --> | 0.0475 | 0 | 0 | 0.05 | 0 |  | --> | E11 ex CREAGH | Creagh [T421,T422] | ATHLONE |  | 53.4357 | -8.2656
MV/LV Substation PU***666 |  | 10 kV | _ | LV | 50 kVA :Pole Substation | 0.05 | --> | 0.05 | 0 | 0 | Constrained,otherwise capacity available =43kVA. | --> | 0.0475 | 0 | 0 | 0.051052 | 0 |  | --> | C16 ex LUCAN EAST | Lucan East [T41,T42] | GRANGE CASTLE |  | 53.3771 | -6.4289
MV/LV Substation PU***674 |  | 20 kV | _ | LV | 100 kVA :Pole Substation | 0.1 | --> | 0.1 | 0.1 | 0.4 |  | --> | 0.095 | 0 | 0 | 0 | 0 | Constrained,otherwise capacity available =100kW. | --> | C21 ex SWINFORD | Swinford [T41,T42] | CASTLEBAR |  | 53.9842 | -9.1147
MV/LV Substation PU***675 |  | 20 kV | _ | LV | 200 kVA :Pole Substation | 0.2 | --> | 0.2 | 0.146 | 1.3 |  | --> | 0.19 | 0 | 0 | 0.20804 | 0 |  | --> | E15 ex BALLYCROSSAUN | Ballycrossaun [T421,T422] | SOMERSET |  | 53.1364 | -8.1588
MV/LV Substation PU***691X |  | 10 kV | _ | LV | 50 kVA :Pole Substation | 0.05 | --> | 0.05 | 0.027 | 2.5 |  | --> | 0.0475 | 0 | 0 | 0.053377 | 0 |  | --> | E11 ex BAGENALSTOWN | Bagenalstown [T421,T422] | CARLOW |  | 52.7045 | -6.951
MV/LV Substation PU***740Y |  | 10 kV | _ | LV | 50 kVA :Pole Substation | 0.05 | --> | 0.05 | 0 | 0 | Constrained,otherwise capacity available =50kVA. | --> | 0.0475 | 0 | 0 | 0.05 | 0 |  | --> | C12 ex KILLACLOYNE | Killacloyne [T41,T42] | MIDLETON |  | 51.9166 | -8.2445
MV/LV Substation PU***743Z |  | 10 kV | _ | LV | 400 kVA :Building Structure | 0.4 | --> | 0.4 | 0 | 0 | Constrained,otherwise capacity available =346kVA. | --> | 0.38 | 0 | 0 | 0 | 0 | Constrained,otherwise capacity available =408.1kW. | --> | C18 ex KNOCKMULLEN | Knockmullen [T42,T421] | GREAT ISLAND |  | 52.3913 | -6.9498
MV/LV Substation PU***747X |  | 20 kV | _ | LV | 50 kVA :Pole Substation | 0.05 | --> | 0.05 | 0.017 | 0.4 |  | --> | 0.0475 | 0 | 0 | 0.054773 | 0 |  | --> | E18 ex TULLOW | Tullow [T421,T422] | CARLOW |  | 52.869 | -6.553
MV/LV Substation PU***747X |  | 20 kV | _ | LV | 50 kVA :Pole Substation | 0.05 | --> | 0.05 | 0.043 | 1.4 |  | --> | 0.0475 | 0 | 0 | 0.051052 | 0 |  | --> | C12 ex CROSSMOLINA | Crossmolina [T41,T42] | MOY |  | 54.1593 | -9.3456
MV/LV Substation PU***752 |  | 20 kV | _ | LV | 50 kVA :Pole Substation | 0.05 | --> | 0.05 | 0 | 0 | Constrained,otherwise capacity available =48kVA. | --> | 0.0475 | 0 | 0 | 0.050303 | 0 |  | --> | C12 ex DUNLEER | Dunleer [T41,T42] | DRYBRIDGE |  | 53.8181 | -6.3357
MV/LV Substation PU***800 |  | 10 kV | _ | LV | 1000 kVA :Building Structure | 1 | --> | 1 | 0 | 0 | Constrained,otherwise capacity available =500kVA. | --> | 0.95 | 0 | 0 | 0.5 | 0 |  | --> | C13 ex BALLYBODEN | Ballyboden [T41,T42] | COOKSTOWN |  | 53.2919 | -6.2784
MV/LV Substation PU***804 |  | 20 kV | _ | LV | 100 kVA :Pole Substation | 0.1 | --> | 0.1 | 0.098 | 1.5 |  | --> | 0.095 | 0 | 0 | 0.1003 | 0 |  | --> | E17 ex ACHILL | Achill [T422] | CARROWBEG |  | 53.9647 | -10.0985
MV/LV Substation PU***809Y |  | 10 kV | _ | LV | 200 kVA :Pole Substation | 0.2 | --> | 0.2 | 0.199 | 1 |  | --> | 0.19 | 0 | 0 | 0.20015 | 0 |  | --> | C25 ex TYCOR | Tycor [T41,T42] | WATERFORD |  | 52.257 | -7.1566
MV/LV Substation PU***812X |  | 20 kV | _ | LV | 200 kVA :Kiosk Substation | 0.2 | --> | 0.2 | 0.2 | 17.8 |  | --> | 0.19 | 0 | 0 | 0.2 | 0 |  | --> | E13 ex BANOGE | Banoge [T121,T122] | BANOGE |  | 52.6423 | -6.2263
MV/LV Substation PU***817Y |  | 20 kV | _ | LV | 50 kVA :Pole Substation | 0.05 | --> | 0.05 | 0.05 | 16.1 |  | --> | 0.0475 | 0 | 0 | 0.05 | 0 |  | --> | E21 ex WEXFORD | Wexford [T121,T122] | WEXFORD |  | 52.4119 | -6.4267
MV/LV Substation PU***821Y |  | 10 kV | _ | LV | 50 kVA :Pole Substation | 0.05 | --> | 0.05 | 0.048 | 1.7 |  | --> | 0.0475 | 0 | 0 | 0.050303 | 0 |  | --> | C23 ex ATHY | Athy [T101,T102] | ATHY |  | 52.9795 | -6.9945
MV/LV Substation PU***829X |  | 10 kV | _ | LV | 25 kVA :Pole Substation | 0.025 | --> | 0.025 | 0 | 0 | Constrained,otherwise capacity available =23kVA. | --> | 0.02375 | 0 | 0 | 0.025302 | 0 |  | --> | E11 ex ASHBOURNE | Ashbourne [T421,T422] | FINGLAS |  | 53.4526 | -6.2958
MV/LV Substation PU***832X |  | 10 kV | _ | LV | 200 kVA :Building Structure | 0.2 | --> | 0.2 | 0 | 0 | Constrained,otherwise capacity available =125kVA. | --> | 0.19 | 0 | 0.027417 | 0.21108 | 0 |  | --> | C18 ex KINSALE | Kinsale [T41,T42] | BANDON |  | 51.7359 | -8.4873
MV/LV Substation PU***841 |  | 20 kV | _ | LV | 50 kVA :Pole Substation | 0.05 | --> | 0.05 | 0.046 | 2.6 |  | --> | 0.0475 | 0 | 0 | 0.050604 | 0 |  | --> | C18 ex KILLESHANDRA | Killeshandra [T41,T42] | GORTAWEE |  | 54.0048 | -7.5187
MV/LV Substation PU***848 |  | 20 kV | _ | LV | 100 kVA :Pole Substation | 0.1 | --> | 0.1 | 0 | 0 | Constrained,otherwise capacity available =85kVA. | --> | 0.095 | 0 | 0.004446 | 0.10225 | 0 |  | --> | E21 ex ASHBOURNE | Ashbourne [T421,T422] | FINGLAS |  | 53.5349 | -6.3361
MV/LV Substation PU***851 |  | 20 kV | _ | LV | 50 kVA :Pole Substation | 0.05 | --> | 0.05 | 0.048 | 1.3 |  | --> | 0.0475 | 0 | 0 | 0.050303 | 0 |  | --> | E16 ex BALLYCROSSAUN | Ballycrossaun [T421,T422] | SOMERSET |  | 53.0841 | -8.2127
MV/LV Substation PU***851Z |  | 10 kV | _ | LV | 630 kVA :Building Structure | 0.63 | --> | 0.63 | 0 | 0 | Constrained,otherwise capacity available =500kVA. | --> | 0.5985 | 0 | 0 | 0.5 | 0 |  | --> | C19 ex KILDARE | Kildare [T41,T42] | NEWBRIDGE |  | 53.2047 | -6.9884
MV/LV Substation PU***864Y |  | 10 kV | _ | LV | 50 kVA :Pole Substation | 0.05 | --> | 0.05 | 0 | 0 | Constrained,otherwise capacity available =48kVA. | --> | 0.0475 | 0 | 0 | 0.050303 | 0 |  | --> | C16 ex JOHNSTOWN | Johnstown [T41,T42] | KILTEEL |  | 53.2552 | -6.5906
MV/LV Substation PU***889X |  | 20 kV | _ | LV | 200 kVA :Pole Substation | 0.2 | --> | 0.2 | 0.177 | 6.4 |  | --> | 0.19 | 0 | 0 | 0.20346 | 0 |  | --> | C22 ex BUSHFIELD | Bushfield [T41,T42] | ATHLONE |  | 53.5414 | -7.8394
MV/LV Substation PU***891X |  | 20 kV | _ | LV | 50 kVA :Pole Substation | 0.05 | --> | 0.05 | 0 | 0 | Constrained,otherwise capacity available =50kVA. | --> | 0.0475 | 0 | 0 | 0.05 | 0 |  | --> | E14 ex KILCOCK | Kilcock [T421,T422] | GRIFFINRATH |  | 53.5256 | -6.6788
MV/LV Substation PU***896 |  | 20 kV | _ | LV | 100 kVA :Pole Substation | 0.1 | --> | 0.1 | 0 | 0 | Constrained,otherwise capacity available =100kVA. | --> | 0.095 | 0 | 0 | 0 | 0 | Constrained,otherwise capacity available =100kW. | --> | E17 ex BLESSINGTON | Blessington [T421,T422] | KILTEEL |  | 53.1741 | -6.5177
MV/LV Substation PU***899X |  | 10 kV | _ | LV | 100 kVA :Pole Substation | 0.1 | --> | 0.1 | 0.095 | 13.5 |  | --> | 0.095 | 0 | 0 | 0.10076 | 0 |  | --> | C12 ex ENNIS | Ennis [T101,T102] | ENNIS |  | 52.8564 | -8.9666
MV/LV Substation PU***901 |  | 20 kV | _ | LV | 50 kVA :Pole Substation | 0.05 | --> | 0.05 | 0 | 0 | Constrained,otherwise capacity available =47kVA. | --> | 0.0475 | 0 | 0 | 0.050453 | 0 |  | --> | E16 ex GURRANEBANE | Gurranebane [T421,T422] | OUGHTRAGH |  | 51.8426 | -10.1908
MV/LV Substation PU***904X |  | 10 kV | _ | LV | 400 kVA :Kiosk Substation | 0.4 | --> | 0.4 | 0 | 0 | Constrained,otherwise capacity available =350kVA. | --> | 0.38 | 0 | 0 | 0.40752 | 0 |  | --> | C16 ex GORT | Gort [T41,T42] | ENNIS |  | 53.0568 | -8.8144
MV/LV Substation PU***906 |  | 10 kV | _ | LV | 50 kVA :Pole Substation | 0.05 | --> | 0.05 | 0 | 0 | Constrained,otherwise capacity available =50kVA. | --> | 0.0475 | 0 | 0 | 0.05 | 0 |  | --> | C11 ex BALLAGHADERREEN | Ballaghaderreen [T41,T42] | TONROE |  | 53.9009 | -8.5712
MV/LV Substation PU***910X |  | 20 kV | _ | LV | 100 kVA :Pole Substation | 0.1 | --> | 0.1 | 0 | 0 | Constrained,otherwise capacity available =93kVA. | --> | 0.095 | 0 | 0 | 0.10106 | 0 |  | --> | E14 ex KILCOCK | Kilcock [T421,T422] | GRIFFINRATH |  | 53.5252 | -6.6732
MV/LV Substation PU***918X |  | 10 kV | _ | LV | 400 kVA :Building Structure | 0.4 | --> | 0.4 | 0 | 0 | Constrained,otherwise capacity available =400kVA. | --> | 0.38 | 0 | 0 | 0.4 | 0 |  | --> | C11 ex HOLYCROSS ROAD | Holycross Road [T41,T42] | THURLES |  | 52.5938 | -7.8189
MV/LV Substation PU***920X |  | 20 kV | _ | LV | 50 kVA :Pole Substation | 0.05 | --> | 0.05 | 0.05 | 0.6 |  | --> | 0.0475 | 0 | 0 | 0 | 0 | Constrained,otherwise capacity available =50kW. | --> | E19 ex LAWLESSTOWN | Lawlesstown [T42,T421] | DOON |  | 52.4946 | -7.6903
MV/LV Substation PU***922X |  | 10 kV | _ | LV | 630 kVA :Building Structure | 0.63 | --> | 0.63 | 0.5 | 3.1 |  | --> | 0.5985 | 0 | 0 | 0.5 | 0 |  | --> | C13 ex PURCELLS INCH | Purcells Inch [T41,T42] | KILKENNY |  | 52.6432 | -7.2159
MV/LV Substation PU***933X |  | 10 kV | _ | LV | 50 kVA :Pole Substation | 0.05 | --> | 0.05 | 0.044 | 2.8 |  | --> | 0.0475 | 0 | 0 | 0.050903 | 0 |  | --> | E16 ex BALLYRAGGET | Ballyragget [T421,T422] | BALLYRAGGET |  | 52.8476 | -7.4041
MV/LV Substation PU***939 |  | 20 kV | _ | LV | 200 kVA :Pole Substation | 0.2 | --> | 0.2 | 0.189 | 9.1 |  | --> | 0.19 | 0 | 0 | 0.20166 | 0 |  | --> | E21 ex ARDNAREE | Ardnaree [T42,T421] | MOY |  | 53.9875 | -9.1013
MV/LV Substation PU***946 |  | 10 kV | _ | LV | 50 kVA :Pole Substation | 0.05 | --> | 0.05 | 0.05 | 1.6 |  | --> | 0.0475 | 0 | 0 | 0 | 0 | Constrained,otherwise capacity available =50kW. | --> | C15 ex BUNDORAN | Bundoran [T41,T42] | CATHALEENS FALL |  | 54.4704 | -8.3305
MV/LV Substation PU***948X |  | 10 kV | _ | LV | 400 kVA :Building Structure | 0.4 | --> | 0.4 | 0 | 0 | Constrained,otherwise capacity available =351kVA. | --> | 0.38 | 0 | 0.003705 | 0.40737 | 0 |  | --> | C15 ex LOUGHTAGALLA | Loughtagalla [T41,T42] | THURLES |  | 52.6788 | -7.7912
MV/LV Substation PU***953 |  | 20 kV | _ | LV | 50 kVA :Pole Substation | 0.05 | --> | 0.05 | 0 | 0 | Constrained,otherwise capacity available =47kVA. | --> | 0.0475 | 0 | 0.003705 | 0.050453 | 0 |  | --> | C16 ex CARRICK ON SHANNON | Carrick On Shannon [T41,T42] | CARRICK ON SHANNON |  | 53.8059 | -8.0998
MV/LV Substation PU***954 |  | 20 kV | _ | LV | 200 kVA :Pole Substation | 0.2 | --> | 0.2 | 0 | 0 | Constrained,otherwise capacity available =194kVA. | --> | 0.19 | 0 | 0 | 0.2 | 0 |  | --> | C16 ex CARRICK ON SHANNON | Carrick On Shannon [T41,T42] | CARRICK ON SHANNON |  | 53.8203 | -8.0937
MV/LV Substation PU***959 |  | 10 kV | _ | LV | 50 kVA :Pole Substation | 0.05 | --> | 0.05 | 0 | 0 | Constrained,otherwise capacity available =50kVA. | --> | 0.0475 | 0 | 0 | 0.05 | 0 |  | --> | C15 ex BALLAGHADERREEN | Ballaghaderreen [T41,T42] | TONROE |  | 53.9074 | -8.4835
MV/LV Substation PU***966 |  | 10 kV | _ | LV | 200 kVA :Pole Substation | 0.2 | --> | 0.2 | 0 | 0 | Constrained,otherwise capacity available =198kVA. | --> | 0.19 | 0 | 0 | 0 | 0 | Constrained,otherwise capacity available =200.3kW. | --> | C17 ex COLLIGAN | Colligan [T41,T42] | DUNGARVAN |  | 52.1041 | -7.6557
MV/LV Substation PU***993 |  | 10 kV | _ | LV | 50 kVA :Pole Substation | 0.05 | --> | 0.05 | 0 | 0 | Constrained,otherwise capacity available =27kVA. | --> | 0.0475 | 0 | 0 | 0 | 0 | Constrained,otherwise capacity available =53.4kW. | --> | C13 ex DONEGAL | Donegal [T41,T42] | CATHALEENS FALL |  | 54.6827 | -8.0292
MV/LV Substation PU***999 |  | 20 kV | _ | LV | 50 kVA :Pole Substation | 0.05 | --> | 0.05 | 0.05 | 1.6 |  | --> | 0.0475 | 0 | 0 | 0 | 0 | Constrained,otherwise capacity available =50kW. | --> | C17 ex BALLYSHANNON | Ballyshannon [T41,T42] | CATHALEENS FALL |  | 54.5659 | -7.837
MV/LV Substation PY***007 |  | 10 kV | _ | LV | 630 kVA :Kiosk Substation | 0.63 | --> | 0.63 | 0.5 | 1.6 |  | --> | 0.5985 | 0 | 0.013338 | 0 | 0 | Constrained,otherwise capacity available =500kW. | --> | C15 ex BALLYSHANNON | Ballyshannon [T41,T42] | CATHALEENS FALL |  | 54.4988 | -8.1841
MV/LV Substation PY***435Z |  | 10 kV | _ | LV | 400 kVA :Building Structure | 0.4 | --> | 0.4 | 0 | 0 | Constrained,otherwise capacity available =351kVA. | --> | 0.38 | 0 | 0 | 0.40737 | 0 |  | --> | C17 ex KILBARRY | Kilbarry [T101,T43] | KILBARRY |  | 51.9152 | -8.4555
MV/LV Substation PY***4402 |  | 20 kV | _ | LV | 50 kVA :Pole Substation | 0.05 | --> | 0.05 | 0 | 0 | Constrained,otherwise capacity available =46kVA. | --> | 0.0475 | 0 | 0 | 0 | 0 | Constrained,otherwise capacity available =50.6kW. | --> | E12 ex CASTLELYONS | Castlelyons [T421,T422] | BARRYMORE |  | 52.0692 | -8.2967
MV/LV Substation Q ***510Y |  | 10 kV | _ | LV | 630 kVA :Kiosk Substation | 0.63 | --> | 0.63 | 0.5 | 2.9 |  | --> | 0.5985 | 0 | 0 | 0.5 | 0 |  | --> | C15 ex ABBEYLAND | Abbeyland [T41,T42] | NAVAN |  | 53.6526 | -6.6878
MV/LV Substation QM***558Y |  | 10 kV | _ | LV | 200 kVA :Pole Substation | 0.2 | --> | 0.2 | 0.146 | 1.8 |  | --> | 0.19 | 0 | 0 | 0.20804 | 0 |  | --> | C15 ex RANDALSTOWN | Randalstown [T41] | NAVAN |  | 53.6737 | -6.7698
MV/LV Substation QU***003Z |  | 10 kV | _ | LV | 200 kVA :Pole Substation | 0.2 | --> | 0.2 | 0 | 0 | Constrained,otherwise capacity available =188kVA. | --> | 0.19 | 0 | 0 | 0.2 | 0 |  | --> | C17 ex BALLYCOOLIN | Ballycoolin [T41,T42,T43] | FINGLAS |  | 53.4028 | -6.3329
MV/LV Substation QU***008 |  | 10 kV | _ | LV | 100 kVA :Pole Substation | 0.1 | --> | 0.1 | 0.061 | 7.8 |  | --> | 0.095 | 0 | 0.002223 | 0.10575 | 0 |  | --> | C11 ex CARROWBEG | Carrowbeg [T41,T42] | CARROWBEG |  | 53.7983 | -9.545
MV/LV Substation QU***008 |  | 10 kV | _ | LV | 200 kVA :Pole Substation | 0.2 | --> | 0.2 | 0.01 | 2.8 |  | --> | 0.19 | 0 | 0.028158 | 0.22688 | 0 |  | --> | E16 ex BALLYRAGGET | Ballyragget [T421,T422] | BALLYRAGGET |  | 52.8458 | -7.3944
MV/LV Substation QU***010 |  | 10 kV | _ | LV | 630 kVA :Building Structure | 0.63 | --> | 0.63 | 0.5 | 2.2 |  | --> | 0.5985 | 0 | 0.011115 | 0.5 | 0 |  | --> | C11 ex BALLINASLOE | Ballinasloe [T41,T42] | SOMERSET |  | 53.3323 | -8.2286
MV/LV Substation QU***011 |  | 10 kV | _ | LV | 1000 kVA :Building Structure | 1 | --> | 1 | 0 | 0 | Constrained,otherwise capacity available =500kVA. | --> | 0.95 | 0 | 0 | 0.5 | 0 |  | --> | C11 ex HEADFORD ROAD | Headford Road [T41,T42] | GALWAY 110KV |  | 53.2727 | -9.0496
MV/LV Substation QU***012 |  | 10 kV | _ | LV | 100 kVA :Pole Substation | 0.1 | --> | 0.1 | 0.083 | 7.8 |  | --> | 0.095 | 0 | 0.003705 | 0.10255 | 0 |  | --> | C11 ex CARROWBEG | Carrowbeg [T41,T42] | CARROWBEG |  | 53.7978 | -9.5492
MV/LV Substation QU***015 |  | 10 kV | _ | LV | 400 kVA :Building Structure | 0.4 | --> | 0.4 | 0.141 | 0.9 |  | --> | 0.38 | 0 | 0.008151 | 0.4375 | 0 |  | --> | C12 ex COES ROAD | Coes Road [T41,T42] | DUNDALK |  | 54.0072 | -6.383
MV/LV Substation QU***019 |  | 10 kV | _ | LV | 400 kVA :Kiosk Substation | 0.4 | --> | 0.4 | 0 | 0 | Constrained,otherwise capacity available =223kVA. | --> | 0.38 | 0 | 0.057057 | 0.42602 | 0 |  | --> | C22 ex GREYSTONES | Greystones [T41,T42] | FASSAROE |  | 53.1383 | -6.0647
MV/LV Substation QU***022Z |  | 10 kV | _ | LV | 200 kVA :Kiosk Substation | 0.2 | --> | 0.2 | 0.169 | 9.5 |  | --> | 0.19 | 0 | 0 | 0.20465 | 0 |  | --> | C12 ex BANDON | Bandon [T101,T42] | BANDON |  | 51.7454 | -8.7375
MV/LV Substation QU***023X |  | 10 kV | _ | LV | 400 kVA :Kiosk Substation | 0.4 | --> | 0.4 | 0 | 0 | Constrained,otherwise capacity available =392kVA. | --> | 0.38 | 0 | 0 | 0.40121 | 0 |  | --> | C18 ex NAAS | Naas [T41,T42] | KILTEEL |  | 53.1963 | -6.7407
MV/LV Substation QU***023Y |  | 10 kV | _ | LV | 630 kVA :Kiosk Substation | 0.63 | --> | 0.63 | 0 | 0 | Constrained,otherwise capacity available =500kVA. | --> | 0.5985 | 0 | 0 | 0.5 | 0 |  | --> | C20 ex CAVAN | Cavan [T42,T421] | SHANKILL |  | 53.9873 | -7.3197
MV/LV Substation QU***030 |  | 10 kV | _ | LV | 100 kVA :Pole Substation | 0.1 | --> | 0.1 | 0.064 | 7.8 |  | --> | 0.095 | 0 | 0.012597 | 0.10532 | 0 |  | --> | C11 ex CARROWBEG | Carrowbeg [T41,T42] | CARROWBEG |  | 53.7975 | -9.5349
MV/LV Substation QU***031 |  | 10 kV | _ | LV | 400 kVA :Kiosk Substation | 0.4 | --> | 0.4 | 0.05 | 4.5 |  | --> | 0.38 | 0 | 0 | 0.44981 | 0 |  | --> | C22 ex MALLOW | Mallow [T41,T42] | MALLOW |  | 52.136 | -8.6414
MV/LV Substation QU***032Z |  | 20 kV | _ | LV | 50 kVA :Pole Substation | 0.05 | --> | 0.05 | 0.05 | 3.5 |  | --> | 0.0475 | 0 | 0 | 0.05 | 0 |  | --> | C26 ex DUNDALK | Dundalk [T41,T42] | DUNDALK |  | 54.0217 | -6.4648
MV/LV Substation QU***037 |  | 10 kV | _ | LV | 400 kVA :Kiosk Substation | 0.4 | --> | 0.4 | 0 | 0 | Constrained,otherwise capacity available =346kVA. | --> | 0.38 | 0 | 0 | 0.40812 | 0 |  | --> | C13 ex CARRICK ON SHANNON | Carrick On Shannon [T41,T42] | CARRICK ON SHANNON |  | 53.9441 | -8.0979
MV/LV Substation QU***039 |  | 10 kV | _ | LV | 1000 kVA :Building Structure | 1 | --> | 1 | 0 | 0 | Constrained,otherwise capacity available =500kVA. | --> | 0.95 | 0 | 0 | 0 | 0 | Constrained,otherwise capacity available =500kW. | --> | C25 ex TINAHASK | Tinahask [T41,T42] | ARKLOW |  | 52.7917 | -6.1417
MV/LV Substation QU***045 |  | 10 kV | _ | LV | 200 kVA :Kiosk Substation | 0.2 | --> | 0.2 | 0.141 | 7.8 |  | --> | 0.19 | 0 | 0.008892 | 0.20877 | 0 |  | --> | C11 ex CARROWBEG | Carrowbeg [T41,T42] | CARROWBEG |  | 53.7965 | -9.531
MV/LV Substation QU***046 |  | 10 kV | _ | LV | 400 kVA :Kiosk Substation | 0.4 | --> | 0.4 | 0 | 0 | Constrained,otherwise capacity available =220kVA. | --> | 0.38 | 0 | 0.008151 | 0 | 0 | Constrained,otherwise capacity available =426.4kW. | --> | C25 ex TINAHASK | Tinahask [T41,T42] | ARKLOW |  | 52.796 | -6.1611
MV/LV Substation QU***048 |  | 10 kV | _ | LV | 75 kVA :Pole Substation | 0.075 | --> | 0.075 | 0 | 0 | Constrained,otherwise capacity available =64kVA. | --> | 0.07125 | 0 | 0 | 0 | 0 | Constrained,otherwise capacity available =76.7kW. | --> | C13 ex FERMOY NORTH | Fermoy North [T41,T42] | BARRYMORE |  | 52.1442 | -8.2712
MV/LV Substation QU***048Y |  | 20 kV | _ | LV | 50 kVA :Pole Substation | 0.05 | --> | 0.05 | 0 | 0 | Constrained,otherwise capacity available =49kVA. | --> | 0.0475 | 0 | 0 | 0.050152 | 0 |  | --> | C16 ex TULLA | Tulla [T41,T42] | ENNIS |  | 52.8496 | -8.7089
MV/LV Substation QU***050 |  | 10 kV | _ | LV | 1000 kVA :Building Structure | 1 | --> | 1 | 0.5 | 1.5 |  | --> | 0.95 | 0 | 0.018525 | 0.5 | 0 |  | --> | C16 ex BALLYARD | Ballyard [T41,T42] | TRALEE |  | 52.2688 | -9.7061
MV/LV Substation QU***054 |  | 10 kV | _ | LV | 630 kVA :Kiosk Substation | 0.63 | --> | 0.63 | 0 | 0 | Constrained,otherwise capacity available =500kVA. | --> | 0.5985 | 0 | 0 | 0.5 | 0 |  | --> | C15 ex LOUGHTAGALLA | Loughtagalla [T41,T42] | THURLES |  | 52.6783 | -7.8114
MV/LV Substation QU***056 |  | 10 kV | _ | LV | 100 kVA :Pole Substation | 0.1 | --> | 0.1 | 0.058 | 7.8 |  | --> | 0.095 | 0 | 0.009633 | 0.10618 | 0 |  | --> | C11 ex CARROWBEG | Carrowbeg [T41,T42] | CARROWBEG |  | 53.798 | -9.5477
MV/LV Substation QU***057 |  | 10 kV | _ | LV | 1000 kVA :Building Structure | 1 | --> | 1 | 0.5 | 3 |  | --> | 0.95 | 0 | 0 | 0 | 0 | Constrained,otherwise capacity available =500kW. | --> | C15 ex BALLYRAINE | Ballyraine [T41,T42] | LETTERKENNY |  | 54.954 | -7.7263
MV/LV Substation QU***059 |  | 10 kV | _ | LV | 400 kVA :Kiosk Substation | 0.4 | --> | 0.4 | 0.262 | 9.1 |  | --> | 0.38 | 0 | 0.011115 | 0.42043 | 0 |  | --> | C28 ex CENTRE PARK ROAD | Marina [T105,T106] | MARINA |  | 51.8872 | -8.4352
MV/LV Substation QU***066Z |  | 10 kV | _ | LV | 400 kVA :Kiosk Substation | 0.4 | --> | 0.4 | 0 | 0 | Constrained,otherwise capacity available =318kVA. | --> | 0.38 | 0 | 0.026676 | 0.41226 | 0 |  | --> | C20 ex CLONDALKIN | Clondalkin [T41,T42,T44] | INCHICORE 220KV |  | 53.317 | -6.3853
MV/LV Substation QU***070 |  | 10 kV | _ | LV | 630 kVA :Kiosk Substation | 0.63 | --> | 0.63 | 0.489 | 4.5 |  | --> | 0.5985 | 0 | 0 | 0.5 | 0 |  | --> | C21 ex BOGHALL ROAD | Boghall Road [T41,T42] | FASSAROE |  | 53.2053 | -6.1018
MV/LV Substation QU***071 |  | 10 kV | _ | LV | 400 kVA :Building Structure | 0.4 | --> | 0.4 | 0 | 0 | Constrained,otherwise capacity available =349kVA. | --> | 0.38 | 0 | 0 | 0.40767 | 0 |  | --> | C16 ex COOLCORCORAN | Coolcorcoran [T41,T42] | KNOCKEARAGH |  | 52.0582 | -9.5107
MV/LV Substation QU***079 |  | 10 kV | _ | LV | 630 kVA :Building Structure | 0.63 | --> | 0.63 | 0.5 | 1.4 |  | --> | 0.5985 | 0 | 0 | 0.5 | 0 |  | --> | C11 ex RINEANNA | Rineanna [T41,T42] | DRUMLINE |  | 52.711 | -8.88
MV/LV Substation QU***094 |  | 10 kV | _ | LV | 400 kVA :Building Structure | 0.4 | --> | 0.4 | 0.141 | 5.3 |  | --> | 0.38 | 0 | 0.018525 | 0.4375 | 0 |  | --> | C14 ex BALLYTIVNAN | Ballytivnan [T41,T42] | SLIGO |  | 54.2737 | -8.476
MV/LV Substation QU***101X |  | 10 kV | _ | LV | 400 kVA :Building Structure | 0.4 | --> | 0.4 | 0.389 | 6 |  | --> | 0.38 | 0 | 0 | 0.40167 | 0 |  | --> | C11 ex TRABEG | Trabeg [T101,T102] | TRABEG |  | 51.891 | -8.4695
MV/LV Substation QU***111Y |  | 20 kV | _ | LV | 100 kVA :Pole Substation | 0.1 | --> | 0.1 | 0 | 0 | Constrained,otherwise capacity available =100kVA. | --> | 0.095 | 0 | 0 | 0.1 | 0 |  | --> | E16 ex GURRANEBANE | Gurranebane [T421,T422] | OUGHTRAGH |  | 51.8921 | -10.0662
MV/LV Substation QU***118 |  | 20 kV | _ | LV | 100 kVA :Pole Substation | 0.1 | --> | 0.1 | 0 | 0 | Constrained,otherwise capacity available =97kVA. | --> | 0.095 | 0 | 0 | 0 | 0 | Constrained,otherwise capacity available =100.5kW. | --> | C15 ex CLOONLOUGH | Cloonlough [T41,T42] | BARRYMORE |  | 52.2809 | -8.497
MV/LV Substation QU***118 |  | 10 kV | _ | LV | 100 kVA :Pole Substation | 0.1 | --> | 0.1 | 0 | 0 | Constrained,otherwise capacity available =58kVA. | --> | 0.095 | 0 | 0.008151 | 0.10618 | 0 |  | --> | C21 ex LITTLE BRAY | Little Bray [T41,T42] | FASSAROE |  | 53.2243 | -6.1395
MV/LV Substation QU***119 |  | 20 kV | _ | LV | 200 kVA :Kiosk Substation | 0.2 | --> | 0.2 | 0.172 | 13.5 |  | --> | 0.19 | 0 | 0.002964 | 0.20421 | 0 |  | --> | C19 ex ENNIS | Ennis [T101,T102] | ENNIS |  | 52.8165 | -8.8679
MV/LV Substation QU***119 |  | 10 kV | _ | LV | 50 kVA :Pole Substation | 0.05 | --> | 0.05 | 0 | 0 | Constrained,otherwise capacity available =7kVA. | --> | 0.0475 | 0 | 0.000741 | 0.056126 | 0 |  | --> | C21 ex LITTLE BRAY | Little Bray [T41,T42] | FASSAROE |  | 53.2233 | -6.141
MV/LV Substation QU***121Y |  | 10 kV | _ | LV | 50 kVA :Pole Substation | 0.05 | --> | 0.05 | 0 | 0 | Constrained,otherwise capacity available =49kVA. | --> | 0.0475 | 0 | 0 | 0 | 0 | Constrained,otherwise capacity available =50.2kW. | --> | C20 ex CLOONLOUGH | Cloonlough [T41,T42] | BARRYMORE |  | 52.2334 | -8.2757
MV/LV Substation QU***122X |  | 10 kV | _ | LV | 50 kVA :Pole Substation | 0.05 | --> | 0.05 | 0 | 0 | Constrained,otherwise capacity available =40kVA. | --> | 0.0475 | 0 | 0 | 0.051496 | 0 |  | --> | C16 ex CASTLECOMER | Castlecomer [T41,T42] | BALLYRAGGET |  | 52.811 | -7.2101
MV/LV Substation QU***122Y |  | 20 kV | _ | LV | 50 kVA :Pole Substation | 0.05 | --> | 0.05 | 0 | 0 | Constrained,otherwise capacity available =45kVA. | --> | 0.0475 | 0 | 0 | 0.050753 | 0 |  | --> | E20 ex GARRANACANTY | Garranacanty [T421,T422] | TIPPERARY |  | 52.4755 | -7.9786
MV/LV Substation QU***129X |  | 10 kV | _ | LV | 630 kVA :Kiosk Substation | 0.63 | --> | 0.63 | 0.5 | 1 |  | --> | 0.5985 | 0 | 0 | 0 | 0 | Constrained,otherwise capacity available =500kW. | --> | C11 ex BOYLE | Boyle [T41,T42] | CARRICK ON SHANNON |  | 53.9711 | -8.304
MV/LV Substation QU***135X |  | 10 kV | _ | LV | 1000 kVA :Building Structure | 1 | --> | 1 | 0.5 | 3.9 |  | --> | 0.95 | 0 | 0 | 0.5 | 0 |  | --> | C15 ex MARSHES | Marshes [T41,T42] | DUNDALK |  | 53.979 | -6.3784
MV/LV Substation QU***150X |  | 10 kV | _ | LV | 200 kVA :Kiosk Substation | 0.2 | --> | 0.2 | 0.185 | 4.1 |  | --> | 0.19 | 0 | 0 | 0.20226 | 0 |  | --> | C13 ex AGHAGAD | Aghagad [T41,T42] | SLIGO |  | 54.4678 | -8.452
MV/LV Substation QU***152 |  | 10 kV | _ | LV | 200 kVA :Pole Substation | 0.2 | --> | 0.2 | 0 | 0 | Constrained,otherwise capacity available =193kVA. | --> | 0.19 | 0 | 0 | 0 | 0 | Constrained,otherwise capacity available =201.1kW. | --> | C14 ex DRUMBEAR | Drumbear [T41,T42] | LISDRUM |  | 54.2357 | -6.9668
MV/LV Substation QU***153Y |  | 10 kV | _ | LV | 630 kVA :Building Structure | 0.63 | --> | 0.63 | 0 | 0 | Constrained,otherwise capacity available =500kVA. | --> | 0.5985 | 0 | 0.004446 | 0.5 | 0 |  | --> | C14 ex MORNINGTON ROAD | Mornington Road [T41,T42] | DRYBRIDGE |  | 53.715 | -6.3516
MV/LV Substation QU***171X |  | 20 kV | _ | LV | 50 kVA :Pole Substation | 0.05 | --> | 0.05 | 0.05 | 1.6 |  | --> | 0.0475 | 0 | 0 | 0 | 0 | Constrained,otherwise capacity available =50kW. | --> | C17 ex BALLYSHANNON | Ballyshannon [T41,T42] | CATHALEENS FALL |  | 54.5246 | -8.0911
MV/LV Substation QU***174X |  | 10 kV | _ | LV | 1000 kVA :Building Structure | 1 | --> | 1 | 0.5 | 13.9 |  | --> | 0.95 | 0 | 0 | 0.5 | 0 |  | --> | C14 ex CENTRAL PARK | Central Park [T101,T102] | CARRICKMINES |  | 53.28 | -6.1925
MV/LV Substation QU***175 |  | 10 kV | _ | LV | 630 kVA :Building Structure | 0.63 | --> | 0.63 | 0 | 0 | Constrained,otherwise capacity available =495kVA. | --> | 0.5985 | 0 | 0 | 0.5 | 0 |  | --> | C19 ex POLLERTON | Pollerton [T41,T42] | CARLOW |  | 52.8346 | -6.9319
MV/LV Substation QU***184X |  | 10 kV | _ | LV | 400 kVA :Building Structure | 0.4 | --> | 0.4 | 0 | 0 | Constrained,otherwise capacity available =373kVA. | --> | 0.38 | 0 | 0 | 0.40408 | 0 |  | --> | C13 ex INCHICORE NORTH | Inchicore North [T41] | INCHICORE 220KV |  | 53.3411 | -6.3533
MV/LV Substation QU***194X |  | 10 kV | _ | LV | 630 kVA :Building Structure | 0.63 | --> | 0.63 | 0.5 | 0.8 |  | --> | 0.5985 | 0 | 0 | 0.5 | 0 |  | --> | C14 ex MANOR STREET | Manor Street [T41,T42] | WATERFORD |  | 52.2544 | -7.112
MV/LV Substation QU***195Y |  | 20 kV | _ | LV | 100 kVA :Pole Substation | 0.1 | --> | 0.1 | 0 | 0 | Constrained,otherwise capacity available =71kVA. | --> | 0.095 | 0 | 0.048165 | 0.10431 | 0 |  | --> | C21 ex MACETOWN | Macetown [T101,T102] | MACETOWN |  | 53.4571 | -6.5086
MV/LV Substation QU***219Y |  | 20 kV | _ | LV | 50 kVA :Pole Substation | 0.05 | --> | 0.05 | 0.05 | 2.6 |  | --> | 0.0475 | 0 | 0 | 0.05 | 0 |  | --> | C18 ex KILLESHANDRA | Killeshandra [T41,T42] | GORTAWEE |  | 53.9547 | -7.5121
MV/LV Substation QU***219Z |  | 10 kV | _ | LV | 50 kVA :Pole Substation | 0.05 | --> | 0.05 | 0.05 | 4.2 |  | --> | 0.0475 | 0 | 0 | 0 | 0 | Constrained,otherwise capacity available =50kW. | --> | C17 ex CHURCHTOWN | Churchtown [T41] | RATHKEALE |  | 52.4565 | -9.0648
MV/LV Substation QU***221X |  | 10 kV | _ | LV | 50 kVA :Pole Substation | 0.05 | --> | 0.05 | 0.042 | 0.1 |  | --> | 0.0475 | 0 | 0 | 0.0512 | 0 |  | --> | C18 ex TUBBERCURRY | Tubbercurry [T41,T42] | TONROE |  | 54.0551 | -8.6439
MV/LV Substation QU***223Y |  | 10 kV | _ | LV | 630 kVA :Kiosk Substation | 0.63 | --> | 0.63 | 0 | 0 | Constrained,otherwise capacity available =500kVA. | --> | 0.5985 | 0 | 0.1482 | 0.5 | 0 |  | --> | C23 ex GORESBRIDGE | Goresbridge [T41,T42] | KILKENNY |  | 52.6891 | -7.0473
MV/LV Substation QU***240 |  | 10 kV | _ | LV | 50 kVA :Pole Substation | 0.05 | --> | 0.05 | 0 | 0 | Constrained,otherwise capacity available =43kVA. | --> | 0.0475 | 0 | 0 | 0.051052 | 0 |  | --> | C15 ex SCARTEEN | Scarteen [T41,T42] | MALLOW |  | 52.1296 | -8.6649
MV/LV Substation QU***285Y |  | 20 kV | _ | LV | 50 kVA :Pole Substation | 0.05 | --> | 0.05 | 0 | 0 | Constrained,otherwise capacity available =38kVA. | --> | 0.0475 | 0 | 0 | 0.05179 | 0 |  | --> | C21 ex MACETOWN | Macetown [T101,T102] | MACETOWN |  | 53.456 | -6.5001
MV/LV Substation QU***292 |  | 10 kV | _ | LV | 50 kVA :Pole Substation | 0.05 | --> | 0.05 | 0 | 0 | Constrained,otherwise capacity available =47kVA. | --> | 0.0475 | 0 | 0 | 0.050453 | 0 |  | --> | C12 ex SAGGART | Saggart [T41,T42] | GRANGE CASTLE |  | 53.2685 | -6.5327
MV/LV Substation QU***292X |  | 20 kV | _ | LV | 200 kVA :Kiosk Substation | 0.2 | --> | 0.2 | 0.175 | 9.1 |  | --> | 0.19 | 0 | 0.011856 | 0.20376 | 0 |  | --> | E19 ex ARDNAREE | Ardnaree [T42,T421] | MOY |  | 54.1211 | -9.1326
MV/LV Substation QU***293 |  | 10 kV | _ | LV | 50 kVA :Pole Substation | 0.05 | --> | 0.05 | 0 | 0 | Constrained,otherwise capacity available =22kVA. | --> | 0.0475 | 0 | 0 | 0.05408 | 0 |  | --> | C12 ex SAGGART | Saggart [T41,T42] | GRANGE CASTLE |  | 53.2636 | -6.5339
MV/LV Substation QU***301X |  | 20 kV | _ | LV | 50 kVA :Pole Substation | 0.05 | --> | 0.05 | 0 | 0 | Constrained,otherwise capacity available =50kVA. | --> | 0.0475 | 0 | 0 | 0 | 0 | Constrained,otherwise capacity available =50kW. | --> | C13 ex DONEGAL | Donegal [T41,T42] | CATHALEENS FALL |  | 54.5979 | -8.0907
MV/LV Substation QU***320X |  | 10 kV | _ | LV | 50 kVA :Pole Substation | 0.05 | --> | 0.05 | 0.036 | 1.1 |  | --> | 0.0475 | 0 | 0 | 0.052083 | 0 |  | --> | C16 ex GILLOGUE | Gillogue [T41,T42] | ARDNACRUSHA |  | 52.689 | -8.631
MV/LV Substation QU***322 |  | 10 kV | _ | LV | 630 kVA :Kiosk Substation | 0.63 | --> | 0.63 | 0.46 | 3.4 |  | --> | 0.5985 | 0 | 0 | 0.5 | 0 |  | --> | C20 ex MERRION SQUARE | Merrion Square [T41,T42] | RINGSEND |  | 53.3358 | -6.2544
MV/LV Substation QU***344 |  | 10 kV | _ | LV | 630 kVA :Kiosk Substation | 0.63 | --> | 0.63 | 0 | 0 | Constrained,otherwise capacity available =500kVA. | --> | 0.5985 | 0 | 0 | 0.5 | 0 |  | --> | C19 ex CLONMINCH | Clonminch [T41,T422] | THORNSBERRY |  | 53.2764 | -7.4926
MV/LV Substation QU***353 |  | 20 kV | _ | LV | 50 kVA :Pole Substation | 0.05 | --> | 0.05 | 0.04 | 2.9 |  | --> | 0.0475 | 0 | 0 | 0 | 0 | Constrained,otherwise capacity available =51.5kW. | --> | E13 ex TELAYDON | Telaydon [T42,T421] | LISDRUM |  | 54.2654 | -7.0318
MV/LV Substation QU***364 |  | 10 kV | _ | LV | 200 kVA :Pole Substation | 0.2 | --> | 0.2 | 0.2 | 0.2 |  | --> | 0.19 | 0 | 0 | 0 | 0 | Constrained,otherwise capacity available =200kW. | --> | E16 ex BEALISTOWN | Bealistown [T421,T422] | GREAT ISLAND |  | 52.2219 | -6.9338
MV/LV Substation QU***374Z |  | 10 kV | _ | LV | 400 kVA :Kiosk Substation | 0.4 | --> | 0.4 | 0 | 0 | Constrained,otherwise capacity available =347kVA. | --> | 0.38 | 0 | 0 | 0.40797 | 0 |  | --> | C16 ex BALBRIGGAN | Balbriggan [T42] | GLASMORE |  | 53.6102 | -6.1803
MV/LV Substation QU***392X |  | 10 kV | _ | LV | 630 kVA :Building Structure | 0.63 | --> | 0.63 | 0.5 | 4 |  | --> | 0.5985 | 0 | 0 | 0.5 | 0 |  | --> | C28 ex WOLFE TONE STREET | Wolfe Tone Street [T101,T102] | FINGLAS |  | 53.3467 | -6.2653
MV/LV Substation QU***399X |  | 10 kV | _ | LV | 1000 kVA :Building Structure | 1 | --> | 1 | 0.5 | 3.5 |  | --> | 0.95 | 0 | 0 | 0.5 | 0 |  | --> | C11 ex TRIMMS LANE | Trimms Lane [T41,T42] | SALTHILL |  | 53.2609 | -9.0743
MV/LV Substation QU***4006 |  | 10 kV | _ | LV | 50 kVA :Pole Substation | 0.05 | --> | 0.05 | 0.041 | 8.2 |  | --> | 0.0475 | 0 | 0 | 0.051348 | 0 |  | --> | C11 ex MOUNT MISERY | Mount Misery [T41,T42] | WATERFORD |  | 52.2833 | -7.1463
MV/LV Substation QU***405X |  | 10 kV | _ | LV | 100 kVA :Pole Substation | 0.1 | --> | 0.1 | 0.099 | 1 |  | --> | 0.095 | 0 | 0 | 0.10015 | 0 |  | --> | C25 ex TYCOR | Tycor [T41,T42] | WATERFORD |  | 52.2595 | -7.1766
MV/LV Substation QU***4071 |  | 10 kV | _ | LV | 50 kVA :Pole Substation | 0.05 | --> | 0.05 | 0.05 | 1.1 |  | --> | 0.0475 | 0 | 0 | 0.05 | 0 |  | --> | C16 ex GILLOGUE | Gillogue [T41,T42] | ARDNACRUSHA |  | 52.6911 | -8.6272
MV/LV Substation QU***409 |  | 20 kV | _ | LV | 200 kVA :Pole Substation | 0.2 | --> | 0.2 | 0.175 | 2.9 |  | --> | 0.19 | 0 | 0 | 0 | 0 | Constrained,otherwise capacity available =203.8kW. | --> | E13 ex TELAYDON | Telaydon [T42,T421] | LISDRUM |  | 54.2669 | -7.0242
MV/LV Substation QU***411X |  | 20 kV | _ | LV | 200 kVA :Kiosk Substation | 0.2 | --> | 0.2 | 0.188 | 2.4 |  | --> | 0.19 | 0 | 0 | 0.20181 | 0 |  | --> | C19 ex GRAIGUE | Graigue [T41,T42] | CARLOW |  | 52.778 | -6.9633
MV/LV Substation QU***413Y |  | 10 kV | _ | LV | 630 kVA :Building Structure | 0.63 | --> | 0.63 | 0.5 | 2.9 |  | --> | 0.5985 | 0 | 0 | 0.5 | 0 |  | --> | C15 ex ABBEYLAND | Abbeyland [T41,T42] | NAVAN |  | 53.6542 | -6.6885
MV/LV Substation QU***414Y |  | 10 kV | _ | LV | 200 kVA :Pole Substation | 0.2 | --> | 0.2 | 0 | 0 | Constrained,otherwise capacity available =199kVA. | --> | 0.19 | 0 | 0 | 0.20015 | 0 |  | --> | C23 ex POLLERTON | Pollerton [T41,T42] | CARLOW |  | 52.8105 | -6.919
MV/LV Substation QU***417X |  | 10 kV | _ | LV | 50 kVA :Pole Substation | 0.05 | --> | 0.05 | 0.039 | 7.8 |  | --> | 0.0475 | 0 | 0.004446 | 0.051643 | 0 |  | --> | C14 ex CARROWBEG | Carrowbeg [T41,T42] | CARROWBEG |  | 53.8151 | -9.5663
MV/LV Substation QU***4185 |  | 10 kV | _ | LV | 100 kVA :Pole Substation | 0.1 | --> | 0.1 | 0 | 0 | Constrained,otherwise capacity available =100kVA. | --> | 0.095 | 0 | 0 | 0.1 | 0 |  | --> | C15 ex SCARTEEN | Scarteen [T41,T42] | MALLOW |  | 52.1263 | -8.6698
MV/LV Substation QU***4186 |  | 10 kV | _ | LV | 630 kVA :Building Structure | 0.63 | --> | 0.63 | 0 | 0 | Constrained,otherwise capacity available =500kVA. | --> | 0.5985 | 0 | 0.0741 | 0.5 | 0 |  | --> | E18 ex FINEA | Finea [T421,T422] | SHANKILL |  | 53.7807 | -7.3873
MV/LV Substation QU***419 |  | 10 kV | _ | LV | 400 kVA :Kiosk Substation | 0.4 | --> | 0.4 | 0.244 | 0.8 |  | --> | 0.38 | 0 | 0 | 0.42302 | 0 |  | --> | C15 ex MILLTOWN MALBAY | Milltown Malbay [T42] | TULLABRACK |  | 52.8159 | -9.4556
MV/LV Substation QU***419X |  | 10 kV | _ | LV | 200 kVA :Pole Substation | 0.2 | --> | 0.2 | 0 | 0 | Constrained,otherwise capacity available =145kVA. | --> | 0.19 | 0 | 0.008151 | 0.2 | 0 |  | --> | C18 ex TRAMORE | Tramore [T41,T42] | BUTLERSTOWN |  | 52.1747 | -7.2259
MV/LV Substation QU***4201 |  | 20 kV | _ | LV | 50 kVA :Pole Substation | 0.05 | --> | 0.05 | 0 | 0 | Constrained,otherwise capacity available =50kVA. | --> | 0.0475 | 0 | 0 | 0.05 | 0 |  | --> | E18 ex CREAGH | Creagh [T421,T422] | ATHLONE |  | 53.4099 | -8.3409
MV/LV Substation QU***4237 |  | 10 kV | _ | LV | 400 kVA :Building Structure | 0.4 | --> | 0.4 | 0 | 0 | Constrained,otherwise capacity available =372kVA. | --> | 0.38 | 0 | 0 | 0.40423 | 0 |  | --> | C26 ex POPPINTREE | Poppintree [T101,T102] | FINGLAS |  | 53.4235 | -6.3203
MV/LV Substation QU***4238 |  | 10 kV | _ | LV | 630 kVA :Building Structure | 0.63 | --> | 0.63 | 0 | 0 | Constrained,otherwise capacity available =500kVA. | --> | 0.5985 | 0 | 0 | 0.5 | 0 |  | --> | C26 ex POPPINTREE | Poppintree [T101,T102] | FINGLAS |  | 53.4223 | -6.3195
MV/LV Substation QU***4239 |  | 10 kV | _ | LV | 630 kVA :Building Structure | 0.63 | --> | 0.63 | 0 | 0 | Constrained,otherwise capacity available =500kVA. | --> | 0.5985 | 0 | 0.003705 | 0.5 | 0 |  | --> | C26 ex POPPINTREE | Poppintree [T101,T102] | FINGLAS |  | 53.4213 | -6.3236
MV/LV Substation QU***426X |  | 10 kV | _ | LV | 1000 kVA :Building Structure | 1 | --> | 1 | 0.5 | 4 |  | --> | 0.95 | 0 | 0 | 0.5 | 0 |  | --> | C31 ex WOLFE TONE STREET | Wolfe Tone Street [T101,T102] | FINGLAS |  | 53.3491 | -6.2795
MV/LV Substation QU***4292 |  | 10 kV | _ | LV | 630 kVA :Kiosk Substation | 0.63 | --> | 0.63 | 0.5 | 3.1 |  | --> | 0.5985 | 0 | 0 | 0.5 | 0 |  | --> | C14 ex BELLFIELD | Bellfield [T41,T42] | CRANE |  | 52.5165 | -6.5665
MV/LV Substation QU***458 |  | 20 kV | _ | LV | 200 kVA :Pole Substation | 0.2 | --> | 0.2 | 0 | 0 | Constrained,otherwise capacity available =169kVA. | --> | 0.19 | 0 | 0.008151 | 0 | 0 | Constrained,otherwise capacity available =204.7kW. | --> | E17 ex BUNCRANA | Buncrana [T421,T422] | TRILLICK |  | 55.0743 | -7.2666
MV/LV Substation QU***459X |  | 20 kV | _ | LV | 50 kVA :Pole Substation | 0.05 | --> | 0.05 | 0 | 0 | Constrained,otherwise capacity available =50kVA. | --> | 0.0475 | 0 | 0 | 0.05 | 0 |  | --> | E20 ex COLLOONEY | Collooney [T421,T422] | SLIGO |  | 54.2141 | -8.5127
MV/LV Substation QU***461Y |  | 10 kV | _ | LV | 630 kVA :Building Structure | 0.63 | --> | 0.63 | 0 | 0 | Constrained,otherwise capacity available =500kVA. | --> | 0.5985 | 0 | 0 | 0 | 0 | Constrained,otherwise capacity available =500kW. | --> | C14 ex DRUMBEAR | Drumbear [T41,T42] | LISDRUM |  | 54.2462 | -6.9691
MV/LV Substation QU***468Y |  | 20 kV | _ | LV | 100 kVA :Pole Substation | 0.1 | --> | 0.1 | 0 | 0 | Constrained,otherwise capacity available =99kVA. | --> | 0.095 | 0 | 0 | 0.10015 | 0 |  | --> | C23 ex TUAM NORTH | Tuam North [T41,T42] | CLOON |  | 53.557 | -8.8009
MV/LV Substation QU***519Y |  | 10 kV | _ | LV | 630 kVA :Kiosk Substation | 0.63 | --> | 0.63 | 0.5 | 3 |  | --> | 0.5985 | 0 | 0 | 0.5 | 0 |  | --> | C18 ex NENAGH | Nenagh [T41,T42] | NENAGH |  | 52.8628 | -8.1978
MV/LV Substation QU***541X |  | 10 kV | _ | LV | 30 kVA :Pole Substation | 0.03 | --> | 0.03 | 0.027 | 1.8 |  | --> | 0.0285 | 0 | 0 | 0.030452 | 0 |  | --> | C11 ex MOYLISH | Moylish [T41,T42] | ARDNACRUSHA |  | 52.694 | -8.6293
MV/LV Substation QU***542 |  | 10 kV | _ | LV | 50 kVA :Pole Substation | 0.05 | --> | 0.05 | 0 | 0 | Constrained,otherwise capacity available =42kVA. | --> | 0.0475 | 0 | 0.003705 | 0.0512 | 0 |  | --> | C14 ex GREYSTONES | Greystones [T41,T42] | FASSAROE |  | 53.1599 | -6.1326
MV/LV Substation QU***549Y |  | 10 kV | _ | LV | 1000 kVA :Building Structure | 1 | --> | 1 | 0 | 0 | Constrained,otherwise capacity available =500kVA. | --> | 0.95 | 0 | 0 | 0.5 | 0 |  | --> | C22 ex ROCHES STREET | Roches Street [T41,T42] | LIMERICK |  | 52.6634 | -8.6304
MV/LV Substation QU***569Y |  | 20 kV | _ | LV | 50 kVA :Pole Substation | 0.05 | --> | 0.05 | 0 | 0 | Constrained,otherwise capacity available =47kVA. | --> | 0.0475 | 0 | 0 | 0 | 0 | Constrained,otherwise capacity available =50.5kW. | --> | E12 ex PORTLAOISE | Portlaoise [T423,T424] | PORTLAOISE |  | 52.9427 | -7.247
MV/LV Substation QU***572X |  | 20 kV | _ | LV | 200 kVA :Pole Substation | 0.2 | --> | 0.2 | 0 | 0 | Constrained,otherwise capacity available =185kVA. | --> | 0.19 | 0 | 0.003705 | 0.20226 | 0 |  | --> | E18 ex BALLINDERRY | Ballinderry [T41,T422] | MULLINGAR |  | 53.51 | -7.078
MV/LV Substation QU***584 |  | 10 kV | _ | LV | 50 kVA :Pole Substation | 0.05 | --> | 0.05 | 0.042 | 1.7 |  | --> | 0.0475 | 0 | 0 | 0.0512 | 0 |  | --> | C21 ex ATHY | Athy [T101,T102] | ATHY |  | 52.9888 | -7.0103
MV/LV Substation QU***605 |  | 10 kV | _ | LV | 400 kVA :Building Structure | 0.4 | --> | 0.4 | 0 | 0 | Constrained,otherwise capacity available =372kVA. | --> | 0.38 | 0 | 0.002964 | 0.40423 | 0 |  | --> | C15 ex SCARTEEN | Scarteen [T41,T42] | MALLOW |  | 52.129 | -8.6664
MV/LV Substation QU***623Z |  | 20 kV | _ | LV | 1000 kVA :Building Structure | 1 | --> | 1 | 0 | 0 | Constrained,otherwise capacity available =500kVA. | --> | 0.95 | 0 | 0 | 0.5 | 0 |  | --> | E15 ex GLENAMADDY | Glenamaddy [T422] | ATHLONE |  | 53.6769 | -8.6301
MV/LV Substation QU***625 |  | 20 kV | _ | LV | 100 kVA :Pole Substation | 0.1 | --> | 0.1 | 0.087 | 9.1 |  | --> | 0.095 | 0 | 0.002964 | 0.10195 | 0 |  | --> | E17 ex ARDNAREE | Ardnaree [T42,T421] | MOY |  | 54.1226 | -9.1294
MV/LV Substation QU***630X |  | 10 kV | _ | LV | 1000 kVA :Building Structure | 1 | --> | 1 | 0.5 | 7.2 |  | --> | 0.95 | 0 | 0 | 0.5 | 0 |  | --> | C21 ex LIBERTY STREET | Liberty Street [T101,T102] | LIBERTY STREET |  | 51.8982 | -8.4767
MV/LV Substation QU***647 |  | 20 kV | _ | LV | 630 kVA :Kiosk Substation | 0.63 | --> | 0.63 | 0 | 0 | Constrained,otherwise capacity available =189kVA. | --> | 0.5985 | 0 | 0.02223 | 0.5 | 0 |  | --> | E16 ex DINGLE | Dingle [T421,T422] | OUGHTRAGH |  | 52.1391 | -10.2732
MV/LV Substation QU***656 |  | 10 kV | _ | LV | 400 kVA :Kiosk Substation | 0.4 | --> | 0.4 | 0.298 | 1.5 |  | --> | 0.38 | 0 | 0.02964 | 0.4152 | 0 |  | --> | C16 ex MONKSTOWN | Monkstown [T41,T42] | BLACKROCK |  | 53.293 | -6.1635
MV/LV Substation QU***659X |  | 10 kV | _ | LV | 400 kVA :Building Structure | 0.4 | --> | 0.4 | 0 | 0 | Constrained,otherwise capacity available =386kVA. | --> | 0.38 | 0 | 0 | 0.40212 | 0 |  | --> | C19 ex WHITESTOWN | Whitestown [T41,T42] | COOKSTOWN |  | 53.2792 | -6.3804
MV/LV Substation QU***665Z |  | 10 kV | _ | LV | 400 kVA :Building Structure | 0.4 | --> | 0.4 | 0.389 | 16.1 |  | --> | 0.38 | 0 | 0 | 0.40167 | 0 |  | --> | E19 ex WEXFORD | Wexford [T121,T122] | WEXFORD |  | 52.3373 | -6.5136
MV/LV Substation QU***696 |  | 10 kV | _ | LV | 200 kVA :Kiosk Substation | 0.2 | --> | 0.2 | 0 | 0 | Constrained,otherwise capacity available =107kVA. | --> | 0.19 | 0 | 0.005928 | 0.21365 | 0 |  | --> | C23 ex POLLERTON | Pollerton [T41,T42] | CARLOW |  | 52.8197 | -6.9251
MV/LV Substation QU***712Y |  | 20 kV | _ | LV | 50 kVA :Pole Substation | 0.05 | --> | 0.05 | 0 | 0 | Constrained,otherwise capacity available =49kVA. | --> | 0.0475 | 0 | 0 | 0.050152 | 0 |  | --> | E13 ex SHILLELAGH | Shillelagh [T421,T422] | CARLOW |  | 52.7619 | -6.5315
MV/LV Substation QU***722 |  | 10 kV | _ | LV | 200 kVA :Pole Substation | 0.2 | --> | 0.2 | 0 | 0 | Constrained,otherwise capacity available =161kVA. | --> | 0.19 | 0 | 0.010374 | 0.20584 | 0 |  | --> | C23 ex POLLERTON | Pollerton [T41,T42] | CARLOW |  | 52.8213 | -6.9173
MV/LV Substation QU***739 |  | 20 kV | _ | LV | 100 kVA :Pole Substation | 0.1 | --> | 0.1 | 0.08 | 9.1 |  | --> | 0.095 | 0 | 0.003705 | 0.10299 | 0 |  | --> | E19 ex ARDNAREE | Ardnaree [T42,T421] | MOY |  | 54.129 | -9.1365
MV/LV Substation QU***742 |  | 20 kV | _ | LV | 200 kVA :Pole Substation | 0.2 | --> | 0.2 | 0.167 | 3.3 |  | --> | 0.19 | 0 | 0 | 0.20495 | 0 |  | --> | E15 ex BALLYBUNION | Ballybunion [T421,T422] | TRIEN |  | 52.5471 | -9.4747
MV/LV Substation QU***783 |  | 10 kV | _ | LV | 50 kVA :Pole Substation | 0.05 | --> | 0.05 | 0.043 | 1.8 |  | --> | 0.0475 | 0 | 0.003705 | 0.051052 | 0 |  | --> | C11 ex MOYLISH | Moylish [T41,T42] | ARDNACRUSHA |  | 52.694 | -8.636
MV/LV Substation QU***794 |  | 10 kV | _ | LV | 50 kVA :Pole Substation | 0.05 | --> | 0.05 | 0.05 | 0.3 |  | --> | 0.0475 | 0 | 0 | 0.05 | 0 |  | --> | C11 ex BALLYMOTE | Ballymote [T41] | SLIGO |  | 54.0509 | -8.6214
MV/LV Substation QU***795Y |  | 20 kV | _ | LV | 50 kVA :Building Structure | 0.05 | --> | 0.05 | 0 | 0 | Constrained,otherwise capacity available =43kVA. | --> | 0.0475 | 0 | 0 | 0.051052 | 0 |  | --> | E21 ex WHITECHURCH | Whitechurch [T421,T422] | KILBARRY |  | 51.9727 | -8.4388
MV/LV Substation QU***799X |  | 20 kV | _ | LV | 50 kVA :Pole Substation | 0.05 | --> | 0.05 | 0 | 0 | Constrained,otherwise capacity available =46kVA. | --> | 0.0475 | 0 | 0 | 0.050604 | 0 |  | --> | C23 ex TUAM NORTH | Tuam North [T41,T42] | CLOON |  | 53.5675 | -8.8051
MV/LV Substation QU***802 |  | 10 kV | _ | LV | 33 kVA :Pole Substation | 0.033 | --> | 0.033 | 0 | 0 | Constrained,otherwise capacity available =30kVA. | --> | 0.03135 | 0 | 0 | 0.033452 | 0 |  | --> | C21 ex LITTLE BRAY | Little Bray [T41,T42] | FASSAROE |  | 53.2219 | -6.1425
MV/LV Substation QU***809X |  | 10 kV | _ | LV | 630 kVA :Kiosk Substation | 0.63 | --> | 0.63 | 0.5 | 13.5 |  | --> | 0.5985 | 0 | 0 | 0.5 | 0 |  | --> | C19 ex ENNIS | Ennis [T101,T102] | ENNIS |  | 52.8367 | -8.9703
MV/LV Substation QU***812X |  | 10 kV | _ | LV | 1000 kVA :Building Structure | 1 | --> | 1 | 0 | 0 | Constrained,otherwise capacity available =500kVA. | --> | 0.95 | 0 | 0 | 0.5 | 0 |  | --> | C15 ex SCARTEEN | Scarteen [T41,T42] | MALLOW |  | 52.1276 | -8.6638
MV/LV Substation QU***818X |  | 10 kV | _ | LV | 630 kVA :Building Structure | 0.63 | --> | 0.63 | 0.5 | 11.1 |  | --> | 0.5985 | 0 | 0 | 0.5 | 0 |  | --> | C18 ex CABRA | Cabra [T101,T102] | FINGLAS |  | 53.3636 | -6.2914
MV/LV Substation QU***855Y |  | 10 kV | _ | LV | 630 kVA :Building Structure | 0.63 | --> | 0.63 | 0.5 | 0.9 |  | --> | 0.5985 | 0 | 0 | 0.5 | 0 |  | --> | C12 ex COES ROAD | Coes Road [T41,T42] | DUNDALK |  | 54.007 | -6.3884
MV/LV Substation QU***861Y |  | 20 kV | _ | LV | 50 kVA :Pole Substation | 0.05 | --> | 0.05 | 0.05 | 1.1 |  | --> | 0.0475 | 0 | 0 | 0.05 | 0 |  | --> | E24 ex BIRR | Birr [T41,T422] | DALLOW |  | 53.1371 | -7.867
MV/LV Substation QU***942X |  | 10 kV | _ | LV | 50 kVA :Pole Substation | 0.05 | --> | 0.05 | 0 | 0 | Constrained,otherwise capacity available =50kVA. | --> | 0.0475 | 0 | 0 | 0.05 | 0 |  | --> | C15 ex SAGGART | Saggart [T41,T42] | GRANGE CASTLE |  | 53.2333 | -6.4242
MV/LV Substation QU***947Z |  | 10 kV | _ | LV | 200 kVA :Kiosk Substation | 0.2 | --> | 0.2 | 0.134 | 0.1 |  | --> | 0.19 | 0 | 0.019266 | 0.20978 | 0 |  | --> | C16 ex CARRIGLAWN | Carriglawn [T41,T42] | WEXFORD |  | 52.3419 | -6.5057
MV/LV Substation QU***958Z |  | 20 kV | _ | LV | 50 kVA :Pole Substation | 0.05 | --> | 0.05 | 0 | 0 | Constrained,otherwise capacity available =47kVA. | --> | 0.0475 | 0 | 0 | 0.050453 | 0 |  | --> | C23 ex TUAM NORTH | Tuam North [T41,T42] | CLOON |  | 53.5606 | -8.8002
MV/LV Substation QU***961Y |  | 10 kV | _ | LV | 200 kVA :Kiosk Substation | 0.2 | --> | 0.2 | 0 | 0 | Constrained,otherwise capacity available =175kVA. | --> | 0.19 | 0 | 0 | 0.20376 | 0 |  | --> | C13 ex DOCK ROAD | Dock Road [T41,T42] | LIMERICK |  | 52.6359 | -8.6713
MV/LV Substation QU***988 |  | 20 kV | _ | LV | 400 kVA :Building Structure | 0.4 | --> | 0.4 | 0 | 0 | Constrained,otherwise capacity available =329kVA. | --> | 0.38 | 0 | 0 | 0.41064 | 0 |  | --> | E15 ex GURRANEBANE | Gurranebane [T421,T422] | OUGHTRAGH |  | 51.9485 | -10.2256
MV/LV Substation R ***018 |  | 10 kV | _ | LV | 400 kVA :Kiosk Substation | 0.4 | --> | 0.4 | 0.371 | 4.6 |  | --> | 0.38 | 0 | 0 | 0.40438 | 0 |  | --> | C38 ex CASTLEVIEW | Castleview [T101,T102] | CASTLEVIEW |  | 51.8826 | -8.3982
MV/LV Substation R ***071 |  | 10 kV | _ | LV | 100 kVA :Pole Substation | 0.1 | --> | 0.1 | 0 | 0 | Constrained,otherwise capacity available =83kVA. | --> | 0.095 | 0 | 0 | 0.10255 | 0 |  | --> | C26 ex KYLEERAGH | Kyleeragh [T41,T42] | NENAGH |  | 52.9291 | -8.2446
MV/LV Substation R ***072 |  | 10 kV | _ | LV | 50 kVA :Pole Substation | 0.05 | --> | 0.05 | 0.039 | 3 |  | --> | 0.0475 | 0 | 0 | 0.051643 | 0 |  | --> | C21 ex NENAGH | Nenagh [T41,T42] | NENAGH |  | 52.8802 | -8.2974
MV/LV Substation R ***089 |  | 10 kV | _ | LV | 400 kVA :Kiosk Substation | 0.4 | --> | 0.4 | 0.295 | 2.3 |  | --> | 0.38 | 0 | 0.002223 | 0.41564 | 0 |  | --> | C17 ex BALLYRICKARD | Ballyrickard [T41,T42] | TRALEE |  | 52.3213 | -9.7726
MV/LV Substation R ***111 |  | 20 kV | _ | LV | 100 kVA :Pole Substation | 0.1 | --> | 0.1 | 0 | 0 | Constrained,otherwise capacity available =48kVA. | --> | 0.095 | 0 | 0.011856 | 0.1076 | 0 |  | --> | C12 ex BALLAGHADERREEN | Ballaghaderreen [T41,T42] | TONROE |  | 53.8212 | -8.556
MV/LV Substation R ***161 |  | 10 kV | _ | LV | 50 kVA :Pole Substation | 0.05 | --> | 0.05 | 0 | 0 | Constrained,otherwise capacity available =48kVA. | --> | 0.0475 | 0 | 0 | 0.050303 | 0 |  | --> | C16 ex CREGG ROAD | Cregg Road [T41,T42] | BALLYDINE |  | 52.3501 | -7.3733
MV/LV Substation R ***249 |  | 20 kV | _ | LV | 100 kVA :Pole Substation | 0.1 | --> | 0.1 | 0.076 | 1.8 |  | --> | 0.095 | 0 | 0 | 0.10358 | 0 |  | --> | E18 ex BIRDHILL | Birdhill [T421,T422] | ARDNACRUSHA |  | 52.7182 | -8.4992
MV/LV Substation R ***321X |  | 10 kV | _ | LV | 100 kVA :Pole Substation | 0.1 | --> | 0.1 | 0.039 | 1.8 |  | --> | 0.095 | 0 | 0.00741 | 0.10886 | 0 |  | --> | C11 ex MOYLISH | Moylish [T41,T42] | ARDNACRUSHA |  | 52.7018 | -8.6479
MV/LV Substation R ***4028 |  | 10 kV | _ | LV | 100 kVA :Pole Substation | 0.1 | --> | 0.1 | 0 | 0 | Constrained,otherwise capacity available =99kVA. | --> | 0.095 | 0 | 0 | 0 | 0 | Constrained,otherwise capacity available =100.2kW. | --> | C26 ex GLENTIES | Glenties [T41,T42] | BINBANE |  | 54.7983 | -8.2935
MV/LV Substation R ***572Z |  | 20 kV | _ | LV | 630 kVA :Kiosk Substation | 0.63 | --> | 0.63 | 0 | 0 | Constrained,otherwise capacity available =500kVA. | --> | 0.5985 | 0 | 0 | 0.5 | 0 |  | --> | E14 ex BALLINDERRY | Ballinderry [T41,T422] | MULLINGAR |  | 53.4169 | -7.2981
MV/LV Substation R ***590 |  | 20 kV | _ | LV | 50 kVA :Pole Substation | 0.05 | --> | 0.05 | 0.04 | 1.6 |  | --> | 0.0475 | 0 | 0.002223 | 0 | 0 | Constrained,otherwise capacity available =51.5kW. | --> | C17 ex BALLYSHANNON | Ballyshannon [T41,T42] | CATHALEENS FALL |  | 54.5699 | -8.1134
MV/LV Substation R ***899X |  | 10 kV | _ | LV | 100 kVA :Pole Substation | 0.1 | --> | 0.1 | 0.094 | 0.9 |  | --> | 0.095 | 0 | 0 | 0.10091 | 0 |  | --> | C15 ex COES ROAD | Coes Road [T41,T42] | DUNDALK |  | 54.0003 | -6.376
MV/LV Substation R ***962X |  | 10 kV | _ | LV | 50 kVA :Pole Substation | 0.05 | --> | 0.05 | 0.045 | 0.9 |  | --> | 0.0475 | 0 | 0 | 0 | 0 | Constrained,otherwise capacity available =50.8kW. | --> | C15 ex SPA ROAD | Spa Road [T41,T42] | DOON |  | 52.3422 | -7.7139
MV/LV Substation R ***981Z |  | 20 kV | _ | LV | 200 kVA :Building Structure | 0.2 | --> | 0.2 | 0 | 0 | Constrained,otherwise capacity available =166kVA. | --> | 0.19 | 0 | 0 | 0.2051 | 0 |  | --> | E14 ex BALLINDERRY | Ballinderry [T41,T422] | MULLINGAR |  | 53.4118 | -7.2942
MV/LV Substation R.***089Z |  | 20 kV | _ | LV | 100 kVA :Pole Substation | 0.1 | --> | 0.1 | 0 | 0 | Constrained,otherwise capacity available =57kVA. | --> | 0.095 | 0 | 0 | 0 | 0 | Constrained,otherwise capacity available =106.3kW. | --> | C11 ex BANTRY | Bantry [T41,T42] | BALLYLICKY |  | 51.6658 | -9.4425
MV/LV Substation R.***338X |  | 10 kV | _ | LV | 100 kVA :Pole Substation | 0.1 | --> | 0.1 | 0.099 | 1.2 |  | --> | 0.095 | 0 | 0 | 0.10015 | 0 |  | --> | E16 ex CRATLOE | Cratloe [T421,T422] | ARDNACRUSHA |  | 52.7202 | -8.6914
MV/LV Substation R.***345 |  | 10 kV | _ | LV | 200 kVA :Pole Substation | 0.2 | --> | 0.2 | 0 | 0 | Constrained,otherwise capacity available =184kVA. | --> | 0.19 | 0 | 0 | 0.20241 | 0 |  | --> | C14 ex CLONTARF | Clontarf [T42] | FINGLAS |  | 53.357 | -6.1718
MV/LV Substation R.***515 |  | 10 kV | _ | LV | 200 kVA :Pole Substation | 0.2 | --> | 0.2 | 0.199 | 2.1 |  | --> | 0.19 | 0 | 0 | 0 | 0 | Constrained,otherwise capacity available =200.2kW. | --> | C11 ex NEWTOWNCUNNINGHAM | Newtowncunningham [T41,T42] | LETTERKENNY |  | 54.9987 | -7.4003
MV/LV Substation R.***517 |  | 10 kV | _ | LV | 100 kVA :Pole Substation | 0.1 | --> | 0.1 | 0 | 0 | Constrained,otherwise capacity available =100kVA. | --> | 0.095 | 0 | 0 | 0 | 0 | Constrained,otherwise capacity available =100kW. | --> | C18 ex DUNGLOE | Dungloe [T41,T42] | ARDNAGAPPARY |  | 54.9974 | -8.4985
MV/LV Substation R.***528 |  | 10 kV | _ | LV | 630 kVA :Building Structure | 0.63 | --> | 0.63 | 0.5 | 0.8 |  | --> | 0.5985 | 0 | 0 | 0.5 | 0 |  | --> | C14 ex DONNYBROOK | Donnybrook [T41,T42] | MILLTOWN (DR) |  | 53.3224 | -6.2247
MV/LV Substation R/***747X |  | 10 kV | _ | LV | 100 kVA :Pole Substation | 0.1 | --> | 0.1 | 0.1 | 2 |  | --> | 0.095 | 0 | 0 | 0 | 0 | Constrained,otherwise capacity available =100kW. | --> | E18 ex RATHKEALE | Rathkeale [T421,T422] | RATHKEALE |  | 52.5215 | -8.9471
MV/LV Substation R/***793 |  | 20 kV | _ | LV | 50 kVA :Pole Substation | 0.05 | --> | 0.05 | 0 | 0 | Constrained,otherwise capacity available =45kVA. | --> | 0.0475 | 0 | 0 | 0.050753 | 0 |  | --> | E31 ex CAPPAMORE | Cappamore [T41,T42] | ARDNACRUSHA |  | 52.687 | -8.2357
MV/LV Substation R/***918 |  | 10 kV | _ | LV | 100 kVA :Pole Substation | 0.1 | --> | 0.1 | 0 | 0 | Constrained,otherwise capacity available =96kVA. | --> | 0.095 | 0 | 0 | 0 | 0 | Constrained,otherwise capacity available =100.6kW. | --> | C11 ex DONEGAL | Donegal [T41,T42] | CATHALEENS FALL |  | 54.6467 | -8.1434
MV/LV Substation R4***4397 |  | 10 kV | _ | LV | 400 kVA :Kiosk Substation | 0.4 | --> | 0.4 | 0 | 0 | Constrained,otherwise capacity available =400kVA. | --> | 0.38 | 0 | 0 | 0.4 | 0 |  | --> | C17 ex SALLINS | Sallins [T41,T42] | GRIFFINRATH |  | 53.3012 | -6.6945
MV/LV Substation R7***4028 |  | 20 kV | _ | LV | 50 kVA :Pole Substation | 0.05 | --> | 0.05 | 0.05 | 1.7 |  | --> | 0.0475 | 0 | 0 | 0.05 | 0 |  | --> | E62 ex ATHY | Athy [T101,T102] | ATHY |  | 52.9945 | -6.9603
MV/LV Substation RA***001 |  | 10 kV | _ | LV | 200 kVA :Pole Substation | 0.2 | --> | 0.2 | 0.109 | 0.3 |  | --> | 0.19 | 0 | 0 | 0.21336 | 0 |  | --> | C15 ex BANAGHER | Banagher [T41,T42] | DALLOW |  | 53.1925 | -7.9899
MV/LV Substation RA***001 |  | 10 kV | _ | LV | 630 kVA :Kiosk Substation | 0.63 | --> | 0.63 | 0 | 0 | Constrained,otherwise capacity available =60kVA. | --> | 0.5985 | 0 | 0 | 0.5 | 0 |  | --> | C16 ex LOUGHREA | Loughrea [T41,T42] | SOMERSET |  | 53.1997 | -8.5655
MV/LV Substation RA***002 |  | 10 kV | _ | LV | 630 kVA :Kiosk Substation | 0.63 | --> | 0.63 | 0.254 | 0.9 |  | --> | 0.5985 | 0 | 0.00741 | 0.5 | 0 |  | --> | C20 ex GARVILLE AVENUE | Garville Avenue [T42] | MILLTOWN (DR) |  | 53.3113 | -6.2743
MV/LV Substation RA***002 |  | 10 kV | _ | LV | 100 kVA :Pole Substation | 0.1 | --> | 0.1 | 0 | 0 | Constrained,otherwise capacity available =53kVA. | --> | 0.095 | 0 | 0 | 0.10689 | 0 |  | --> | C15 ex DERRYCRAMPH | Derrycramph [T41,T42] | SHANKILL |  | 53.9917 | -7.367
MV/LV Substation RA***002Z |  | 20 kV | _ | LV | 100 kVA :Pole Substation | 0.1 | --> | 0.1 | 0 | 0 | Constrained,otherwise capacity available =88kVA. | --> | 0.095 | 0 | 0 | 0.10181 | 0 |  | --> | E18 ex BALLINDERRY | Ballinderry [T41,T422] | MULLINGAR |  | 53.5063 | -7.1458
MV/LV Substation RA***004 |  | 10 kV | _ | LV | 400 kVA :Kiosk Substation | 0.4 | --> | 0.4 | 0 | 0 | Constrained,otherwise capacity available =211kVA. | --> | 0.38 | 0 | 0.005187 | 0.42772 | 0 |  | --> | C18 ex BALLYBODEN | Ballyboden [T41,T42] | COOKSTOWN |  | 53.2963 | -6.2843
MV/LV Substation RA***004 |  | 10 kV | _ | LV | 400 kVA :Kiosk Substation | 0.4 | --> | 0.4 | 0.157 | 1.6 |  | --> | 0.38 | 0 | 0.002223 | 0 | 0 | Constrained,otherwise capacity available =435.3kW. | --> | C13 ex BUNDORAN | Bundoran [T41,T42] | CATHALEENS FALL |  | 54.4782 | -8.2776
MV/LV Substation RA***005 |  | 10 kV | _ | LV | 200 kVA :Pole Substation | 0.2 | --> | 0.2 | 0.129 | 12.2 |  | --> | 0.19 | 0 | 0.011115 | 0.2105 | 0 |  | --> | C21 ex BALLYBEG | Ballybeg [T101,T102] | CARRICKMINES |  | 52.9916 | -6.0799
MV/LV Substation RA***005 |  | 10 kV | _ | LV | 200 kVA :Pole Substation | 0.2 | --> | 0.2 | 0.081 | 2.9 |  | --> | 0.19 | 0 | 0.00741 | 0.2173 | 0 |  | --> | C17 ex ABBEYLAND | Abbeyland [T41,T42] | NAVAN |  | 53.657 | -6.6831
MV/LV Substation RA***006 |  | 10 kV | _ | LV | 630 kVA :Kiosk Substation | 0.63 | --> | 0.63 | 0.346 | 5 |  | --> | 0.5985 | 0 | 0.005928 | 0.5 | 0 |  | --> | C18 ex MCDONAGH | Mcdonagh [T41,T42] | KILKENNY |  | 52.6552 | -7.2462
MV/LV Substation RA***006 |  | 10 kV | _ | LV | 630 kVA :Building Structure | 0.63 | --> | 0.63 | 0.5 | 1 |  | --> | 0.5985 | 0 | 0 | 0 | 0 | Constrained,otherwise capacity available =500kW. | --> | C17 ex BOYLE | Boyle [T41,T42] | CARRICK ON SHANNON |  | 53.966 | -8.2513
MV/LV Substation RA***007 |  | 10 kV | _ | LV | 400 kVA :Kiosk Substation | 0.4 | --> | 0.4 | 0 | 0 | Constrained,otherwise capacity available =148kVA. | --> | 0.38 | 0 | 0.008892 | 0.43653 | 0 |  | --> | C12 ex SEMPERIT | Semperit [T41,T42,T43] | GRANGE CASTLE |  | 53.3371 | -6.358
MV/LV Substation RA***007X |  | 10 kV | _ | LV | 100 kVA :Pole Substation | 0.1 | --> | 0.1 | 0 | 0 | Constrained,otherwise capacity available =89kVA. | --> | 0.095 | 0 | 0 | 0.10166 | 0 |  | --> | C12 ex CRANMORE | Cranmore [T41,T42] | SLIGO |  | 54.2615 | -8.4591
MV/LV Substation RA***008 |  | 10 kV | _ | LV | 400 kVA :Kiosk Substation | 0.4 | --> | 0.4 | 0.301 | 5.3 |  | --> | 0.38 | 0 | 0.003705 | 0.41476 | 0 |  | --> | C14 ex BALLYTIVNAN | Ballytivnan [T41,T42] | SLIGO |  | 54.2855 | -8.47
MV/LV Substation RA***008 |  | 20 kV | _ | LV | 50 kVA :Pole Substation | 0.05 | --> | 0.05 | 0 | 0 | Constrained,otherwise capacity available =27kVA. | --> | 0.0475 | 0 | 0 | 0.053377 | 0 |  | --> | E20 ex GARRANACANTY | Garranacanty [T421,T422] | TIPPERARY |  | 52.4858 | -8.0015
MV/LV Substation RA***008 |  | 10 kV | _ | LV | 50 kVA :Pole Substation | 0.05 | --> | 0.05 | 0 | 0 | Constrained,otherwise capacity available =42kVA. | --> | 0.0475 | 0 | 0 | 0.0512 | 0 |  | --> | C17 ex SKIBBEREEN | Skibbereen [T41,T42] | DUNMANWAY |  | 51.5337 | -9.2106
MV/LV Substation RA***010Y |  | 10 kV | _ | LV | 100 kVA :Pole Substation | 0.1 | --> | 0.1 | 0 | 0 | Constrained,otherwise capacity available =97kVA. | --> | 0.095 | 0 | 0.001482 | 0 | 0 | Constrained,otherwise capacity available =100.5kW. | --> | C20 ex MOUNTMELLICK | Mountmellick [T41,T42] | PORTLAOISE |  | 53.0638 | -7.2863
MV/LV Substation RA***011 |  | 10 kV | _ | LV | 50 kVA :Pole Substation | 0.05 | --> | 0.05 | 0 | 0 | Constrained,otherwise capacity available =26kVA. | --> | 0.0475 | 0 | 0 | 0.053518 | 0 |  | --> | C16 ex GRAIGUENAMANAGH | Graiguenamanagh [T41,T42] | KILKENNY |  | 52.5283 | -6.9946
MV/LV Substation RA***011 |  | 10 kV | _ | LV | 200 kVA :Kiosk Substation | 0.2 | --> | 0.2 | 0 | 0 | Constrained,otherwise capacity available =113kVA. | --> | 0.19 | 0 | 0.005928 | 0 | 0 | Constrained,otherwise capacity available =212.8kW. | --> | C15 ex PORTARLINGTON | Portarlington [T41,T42] | PORTLAOISE |  | 53.1551 | -7.183
MV/LV Substation RA***012Y |  | 10 kV | _ | LV | 50 kVA :Pole Substation | 0.05 | --> | 0.05 | 0 | 0 | Constrained,otherwise capacity available =42kVA. | --> | 0.0475 | 0 | 0 | 0.0512 | 0 |  | --> | C29 ex GRANGE CASTLE | Grange Castle [T101,T102] | INCHICORE 220KV |  | 53.291 | -6.4811
MV/LV Substation RA***013 |  | 10 kV | _ | LV | 400 kVA :Kiosk Substation | 0.4 | --> | 0.4 | 0.211 | 0.9 |  | --> | 0.38 | 0 | 0 | 0.42772 | 0 |  | --> | C11 ex RATHMORE | Rathmore [T42,T421] | KNOCKEARAGH |  | 52.0844 | -9.2179
MV/LV Substation RA***014 |  | 10 kV | _ | LV | 630 kVA :Building Structure | 0.63 | --> | 0.63 | 0 | 0 | Constrained,otherwise capacity available =500kVA. | --> | 0.5985 | 0 | 0.002223 | 0.5 | 0 |  | --> | C20 ex FAIRHILL | Fairhill [T42] | KILBARRY |  | 51.9077 | -8.4607
MV/LV Substation RA***015 |  | 10 kV | _ | LV | 630 kVA :Kiosk Substation | 0.63 | --> | 0.63 | 0.195 | 0.9 |  | --> | 0.5985 | 0 | 0.009633 | 0.5 | 0 |  | --> | C17 ex GARVILLE AVENUE | Garville Avenue [T42] | MILLTOWN (DR) |  | 53.3237 | -6.2626
MV/LV Substation RA***016Z |  | 10 kV | _ | LV | 50 kVA :Pole Substation | 0.05 | --> | 0.05 | 0.048 | 4.6 |  | --> | 0.0475 | 0 | 0 | 0.050303 | 0 |  | --> | C13 ex CASTLEVIEW | Castleview [T101,T102] | CASTLEVIEW |  | 51.9001 | -8.3702
MV/LV Substation RA***018X |  | 10 kV | _ | LV | 50 kVA :Pole Substation | 0.05 | --> | 0.05 | 0.042 | 4 |  | --> | 0.0475 | 0 | 0.003705 | 0.0512 | 0 |  | --> | C17 ex BALLYJAMESDUFF | Ballyjamesduff [T41,T42] | SHANKILL |  | 53.8621 | -7.211
MV/LV Substation RA***019 |  | 10 kV | _ | LV | 400 kVA :Building Structure | 0.4 | --> | 0.4 | 0 | 0 | Constrained,otherwise capacity available =203kVA. | --> | 0.38 | 0 | 0.002964 | 0.42885 | 0 |  | --> | C16 ex BALBRIGGAN | Balbriggan [T42] | GLASMORE |  | 53.611 | -6.1836
MV/LV Substation RA***019 |  | 10 kV | _ | LV | 200 kVA :Kiosk Substation | 0.2 | --> | 0.2 | 0 | 0 | Constrained,otherwise capacity available =34kVA. | --> | 0.19 | 0 | 0.013338 | 0.2237 | 0 |  | --> | C15 ex DEERPARK | Deerpark [T41,T42] | BALLYDINE |  | 52.3449 | -7.418
MV/LV Substation RA***019X |  | 10 kV | _ | LV | 200 kVA :Kiosk Substation | 0.2 | --> | 0.2 | 0 | 0 | Constrained,otherwise capacity available =110kVA. | --> | 0.19 | 0 | 0.01482 | 0.21322 | 0 |  | --> | C19 ex RAHEEN | Raheen [T41,T42] | LIMERICK |  | 52.6309 | -8.6511
MV/LV Substation RA***020 |  | 10 kV | _ | LV | 400 kVA :Kiosk Substation | 0.4 | --> | 0.4 | 0.311 | 1.1 |  | --> | 0.38 | 0 | 0 | 0.41329 | 0 |  | --> | C17 ex BIRR | Birr [T41,T422] | DALLOW |  | 53.0893 | -7.9079
MV/LV Substation RA***021 |  | 10 kV | _ | LV | 400 kVA :Kiosk Substation | 0.4 | --> | 0.4 | 0.358 | 1.1 |  | --> | 0.38 | 0 | 0.003705 | 0 | 0 | Constrained,otherwise capacity available =406.3kW. | --> | C15 ex NEWCASTLEWEST | Newcastlewest [T41,T42] | RATHKEALE |  | 52.4484 | -9.0505
MV/LV Substation RA***022X |  | 10 kV | _ | LV | 200 kVA :Kiosk Substation | 0.2 | --> | 0.2 | 0 | 0 | Constrained,otherwise capacity available =156kVA. | --> | 0.19 | 0 | 0 | 0.20657 | 0 |  | --> | C13 ex LITTLE BRAY | Little Bray [T41,T42] | FASSAROE |  | 53.2089 | -6.1119
MV/LV Substation RA***022Y |  | 10 kV | _ | LV | 200 kVA :Kiosk Substation | 0.2 | --> | 0.2 | 0 | 0 | Constrained,otherwise capacity available =171kVA. | --> | 0.19 | 0 | 0.003705 | 0.20436 | 0 |  | --> | C21 ex ENNISTYMON | Ennistymon [T41,T42] | ENNIS |  | 52.9299 | -9.339
MV/LV Substation RA***023 |  | 10 kV | _ | LV | 400 kVA :Building Structure | 0.4 | --> | 0.4 | 0 | 0 | Constrained,otherwise capacity available =335kVA. | --> | 0.38 | 0 | 0.033345 | 0.37742 | 0 | Constrained,otherwise capacity available =409.8kW. | --> | C18 ex CASTLEISLAND | Castleisland [T41,T42] | TRALEE |  | 52.2333 | -9.4721
MV/LV Substation RA***026 |  | 10 kV | _ | LV | 1000 kVA :Building Structure | 1 | --> | 1 | 0.5 | 13.9 |  | --> | 0.95 | 0 | 0 | 0.5 | 0 |  | --> | C19 ex CENTRAL PARK | Central Park [T101,T102] | CARRICKMINES |  | 53.2659 | -6.1948
MV/LV Substation RA***031 |  | 20 kV | _ | LV | 100 kVA :Pole Substation | 0.1 | --> | 0.1 | 0 | 0 | Constrained,otherwise capacity available =84kVA. | --> | 0.095 | 0 | 0 | 0.1024 | 0 |  | --> | E11 ex WHITECHURCH | Whitechurch [T421,T422] | KILBARRY |  | 52.0143 | -8.5943
MV/LV Substation RA***033 |  | 10 kV | _ | LV | 400 kVA :Kiosk Substation | 0.4 | --> | 0.4 | 0.183 | 1.5 |  | --> | 0.38 | 0 | 0.008151 | 0 | 0 | Constrained,otherwise capacity available =431.7kW. | --> | C19 ex TURLOUGH ROAD | Turlough Road [T43] | CASTLEBAR |  | 53.8594 | -9.3003
MV/LV Substation RA***033Z |  | 10 kV | _ | LV | 200 kVA :Kiosk Substation | 0.2 | --> | 0.2 | 0.153 | 5.7 |  | --> | 0.19 | 0 | 0.011115 | 0.20701 | 0 |  | --> | C19 ex RAMPARTS | Ramparts [T41,T42] | DUNDALK |  | 54.0186 | -6.3905
MV/LV Substation RA***034Z |  | 20 kV | _ | LV | 50 kVA :Pole Substation | 0.05 | --> | 0.05 | 0 | 0 | Constrained,otherwise capacity available =34kVA. | --> | 0.0475 | 0 | 0 | 0.052373 | 0 |  | --> | C11 ex LOUGHSHINNY | Loughshinny [T41,T42] | GLASMORE |  | 53.5434 | -6.1578
MV/LV Substation RA***035 |  | 10 kV | _ | LV | 200 kVA :Pole Substation | 0.2 | --> | 0.2 | 0 | 0 | Constrained,otherwise capacity available =132kVA. | --> | 0.19 | 0 | 0.012597 | 0.21007 | 0 |  | --> | C17 ex STICKILLEN | Stickillen [T41,T42] | DRYBRIDGE |  | 53.8568 | -6.5359
MV/LV Substation RA***037 |  | 10 kV | _ | LV | 400 kVA :Kiosk Substation | 0.4 | --> | 0.4 | 0 | 0 | Constrained,otherwise capacity available =353kVA. | --> | 0.38 | 0 | 0.003705 | 0.40707 | 0 |  | --> | C16 ex ATHENRY | Athenry [T41,T42] | GALWAY 110KV |  | 53.3032 | -8.7538
MV/LV Substation RA***037Z |  | 10 kV | _ | LV | 630 kVA :Building Structure | 0.63 | --> | 0.63 | 0 | 0 | Constrained,otherwise capacity available =500kVA. | --> | 0.5985 | 0 | 0 | 0.5 | 0 |  | --> | C16 ex RAHEEN | Raheen [T41,T42] | LIMERICK |  | 52.6174 | -8.6621
MV/LV Substation RA***040X |  | 10 kV | _ | LV | 50 kVA :Pole Substation | 0.05 | --> | 0.05 | 0 | 0 | Constrained,otherwise capacity available =40kVA. | --> | 0.0475 | 0 | 0 | 0.051496 | 0 |  | --> | C11 ex SCARIFF | Scariff [T42] | ENNIS |  | 52.8623 | -8.4647
MV/LV Substation RA***045 |  | 20 kV | _ | LV | 50 kVA :Pole Substation | 0.05 | --> | 0.05 | 0.05 | 1.1 |  | --> | 0.0475 | 0 | 0 | 0.05 | 0 |  | --> | E14 ex RANDALSTOWN | Randalstown [T422] | NAVAN |  | 53.702 | -6.7195
MV/LV Substation RA***045 |  | 10 kV | _ | LV | 400 kVA :Kiosk Substation | 0.4 | --> | 0.4 | 0 | 0 | Constrained,otherwise capacity available =246kVA. | --> | 0.38 | 0 | 0.085956 | 0.42273 | 0 |  | --> | C15 ex GREYSTONES | Greystones [T41,T42] | FASSAROE |  | 53.1513 | -6.0768
MV/LV Substation RA***046Y |  | 10 kV | _ | LV | 50 kVA :Pole Substation | 0.05 | --> | 0.05 | 0.045 | 3.4 |  | --> | 0.0475 | 0 | 0 | 0.050753 | 0 |  | --> | C15 ex GLENGOOLE | Glengoole [T41] | THURLES |  | 52.7516 | -7.5602
MV/LV Substation RA***047Z |  | 10 kV | _ | LV | 200 kVA :Kiosk Substation | 0.2 | --> | 0.2 | 0 | 0 | Constrained,otherwise capacity available =146kVA. | --> | 0.19 | 0 | 0.003705 | 0.20804 | 0 |  | --> | C19 ex SWORDS | Swords [T41,T42] | GLASMORE |  | 53.4619 | -6.23
MV/LV Substation RA***048 |  | 10 kV | _ | LV | 50 kVA :Pole Substation | 0.05 | --> | 0.05 | 0.05 | 1.1 |  | --> | 0.0475 | 0 | 0 | 0 | 0 | Constrained,otherwise capacity available =50kW. | --> | C19 ex NEWCASTLEWEST | Newcastlewest [T41,T42] | RATHKEALE |  | 52.3719 | -9.0373
MV/LV Substation RA***049X |  | 10 kV | _ | LV | 200 kVA :Kiosk Substation | 0.2 | --> | 0.2 | 0 | 0 | Constrained,otherwise capacity available =177kVA. | --> | 0.19 | 0 | 0 | 0.20346 | 0 |  | --> | C16 ex ATHENRY | Athenry [T41,T42] | GALWAY 110KV |  | 53.3092 | -8.7364
MV/LV Substation RA***049Z |  | 20 kV | _ | LV | 400 kVA :Kiosk Substation | 0.4 | --> | 0.4 | 0 | 0 | Constrained,otherwise capacity available =288kVA. | --> | 0.38 | 0 | 0.016302 | 0.41666 | 0 |  | --> | E14 ex BALLINDERRY | Ballinderry [T41,T422] | MULLINGAR |  | 53.4158 | -7.296
MV/LV Substation RA***052Y |  | 10 kV | _ | LV | 400 kVA :Kiosk Substation | 0.4 | --> | 0.4 | 0 | 0 | Constrained,otherwise capacity available =344kVA. | --> | 0.38 | 0 | 0.013338 | 0 | 0 | Constrained,otherwise capacity available =408.4kW. | --> | C11 ex GARDEN CITY | Garden City [T41,T42] | ARKLOW |  | 52.6832 | -6.291
MV/LV Substation RA***053 |  | 10 kV | _ | LV | 100 kVA :Building Structure | 0.1 | --> | 0.1 | 0.1 | 3.3 |  | --> | 0.095 | 0 | 0 | 0.1 | 0 |  | --> | C17 ex GLEBE | Glebe [T41,T42] | RICHMOND |  | 53.7238 | -7.7955
MV/LV Substation RA***053Z |  | 20 kV | _ | LV | 200 kVA :Kiosk Substation | 0.2 | --> | 0.2 | 0 | 0 | Constrained,otherwise capacity available =105kVA. | --> | 0.19 | 0 | 0 | 0.21393 | 0 |  | --> | C14 ex KILDARE | Kildare [T41,T42] | NEWBRIDGE |  | 53.2218 | -6.9932
MV/LV Substation RA***055Z |  | 20 kV | _ | LV | 50 kVA :Pole Substation | 0.05 | --> | 0.05 | 0 | 0 | Constrained,otherwise capacity available =46kVA. | --> | 0.0475 | 0 | 0 | 0.050604 | 0 |  | --> | E12 ex ASHBOURNE | Ashbourne [T421,T422] | FINGLAS |  | 53.4938 | -6.4337
MV/LV Substation RA***056 |  | 10 kV | _ | LV | 630 kVA :Kiosk Substation | 0.63 | --> | 0.63 | 0 | 0 | Constrained,otherwise capacity available =500kVA. | --> | 0.5985 | 0 | 0.014079 | 0.5 | 0 |  | --> | C17 ex BALLYBEGGAN | Ballybeggan [T43,T44] | TRALEE |  | 52.2782 | -9.6855
MV/LV Substation RA***056 |  | 10 kV | _ | LV | 50 kVA :Pole Substation | 0.05 | --> | 0.05 | 0 | 0 | Constrained,otherwise capacity available =40kVA. | --> | 0.0475 | 0 | 0.009633 | 0.051496 | 0 |  | --> | C17 ex VIRGINIA | Virginia [T41,T42] | MEATH HILL |  | 53.8349 | -7.0783
MV/LV Substation RA***058Y |  | 10 kV | _ | LV | 200 kVA :Pole Substation | 0.2 | --> | 0.2 | 0 | 0 | Constrained,otherwise capacity available =184kVA. | --> | 0.19 | 0 | 0 | 0.20241 | 0 |  | --> | C29 ex GRANGE CASTLE | Grange Castle [T101,T102] | INCHICORE 220KV |  | 53.2888 | -6.4933
MV/LV Substation RA***058Z |  | 10 kV | _ | LV | 400 kVA :Kiosk Substation | 0.4 | --> | 0.4 | 0.302 | 9.5 |  | --> | 0.38 | 0 | 0.003705 | 0.41461 | 0 |  | --> | C11 ex BANDON | Bandon [T101,T42] | BANDON |  | 51.7492 | -8.734
MV/LV Substation RA***059 |  | 10 kV | _ | LV | 400 kVA :Building Structure | 0.4 | --> | 0.4 | 0.35 | 0.7 |  | --> | 0.38 | 0 | 0 | 0.40752 | 0 |  | --> | C16 ex RAHANS | Rahans [T41] | MOY |  | 54.1071 | -9.1631
MV/LV Substation RA***060X |  | 10 kV | _ | LV | 400 kVA :Kiosk Substation | 0.4 | --> | 0.4 | 0.217 | 4.9 |  | --> | 0.38 | 0 | 0 | 0.42687 | 0 |  | --> | C19 ex COOLOCK | Coolock [T41,T42] | FINGLAS |  | 53.3797 | -6.1748
MV/LV Substation RA***061 |  | 10 kV | _ | LV | 100 kVA :Pole Substation | 0.1 | --> | 0.1 | 0.087 | 1.5 |  | --> | 0.095 | 0 | 0 | 0 | 0 | Constrained,otherwise capacity available =102kW. | --> | C19 ex TURLOUGH ROAD | Turlough Road [T43] | CASTLEBAR |  | 53.8621 | -9.3007
MV/LV Substation RA***062 |  | 10 kV | _ | LV | 100 kVA :Building Structure | 0.1 | --> | 0.1 | 0.09 | 1.4 |  | --> | 0.095 | 0 | 0 | 0.10151 | 0 |  | --> | C22 ex RINEANNA | Rineanna [T41,T42] | DRUMLINE |  | 52.7014 | -8.9369
MV/LV Substation RA***063 |  | 10 kV | _ | LV | 400 kVA :Building Structure | 0.4 | --> | 0.4 | 0.143 | 11.9 |  | --> | 0.38 | 0 | 0.023712 | 0.43722 | 0 |  | --> | C14 ex SALTHILL | Salthill [T101,T102] | SALTHILL |  | 53.2738 | -9.0754
MV/LV Substation RA***064 |  | 10 kV | _ | LV | 400 kVA :Kiosk Substation | 0.4 | --> | 0.4 | 0 | 0 | Constrained,otherwise capacity available =283kVA. | --> | 0.38 | 0 | 0.020007 | 0.41739 | 0 |  | --> | C12 ex MORNINGTON ROAD | Mornington Road [T41,T42] | DRYBRIDGE |  | 53.7106 | -6.3327
MV/LV Substation RA***064Z |  | 20 kV | _ | LV | 50 kVA :Pole Substation | 0.05 | --> | 0.05 | 0.05 | 2.5 |  | --> | 0.0475 | 0 | 0 | 0.05 | 0 |  | --> | E13 ex BAGENALSTOWN | Bagenalstown [T421,T422] | CARLOW |  | 52.6592 | -6.7906
MV/LV Substation RA***065X |  | 10 kV | _ | LV | 200 kVA :Pole Substation | 0.2 | --> | 0.2 | 0.199 | 2.4 |  | --> | 0.19 | 0 | 0 | 0.20015 | 0 |  | --> | C20 ex GURTEEN | Gurteen [T41] | TONROE |  | 53.9948 | -8.5245
MV/LV Substation RA***065Z |  | 20 kV | _ | LV | 100 kVA :Pole Substation | 0.1 | --> | 0.1 | 0 | 0 | Constrained,otherwise capacity available =99kVA. | --> | 0.095 | 0 | 0 | 0.10015 | 0 |  | --> | E19 ex SLANE | Slane [T421] | DRYBRIDGE |  | 53.7427 | -6.6172
MV/LV Substation RA***066Z |  | 20 kV | _ | LV | 50 kVA :Pole Substation | 0.05 | --> | 0.05 | 0 | 0 | Constrained,otherwise capacity available =47kVA. | --> | 0.0475 | 0 | 0 | 0.050453 | 0 |  | --> | E15 ex CLONROCHE | Clonroche [T421,T422] | WEXFORD |  | 52.432 | -6.7743
MV/LV Substation RA***067 |  | 10 kV | _ | LV | 100 kVA :Pole Substation | 0.1 | --> | 0.1 | 0 | 0 | Constrained,otherwise capacity available =56kVA. | --> | 0.095 | 0 | 0.004446 | 0 | 0 | Constrained,otherwise capacity available =106.5kW. | --> | C11 ex GARDEN CITY | Garden City [T41,T42] | ARKLOW |  | 52.6803 | -6.2936
MV/LV Substation RA***070 |  | 10 kV | _ | LV | 630 kVA :Kiosk Substation | 0.63 | --> | 0.63 | 0.5 | 5.7 |  | --> | 0.5985 | 0 | 0 | 0.5 | 0 |  | --> | C18 ex RAMPARTS | Ramparts [T41,T42] | DUNDALK |  | 54.0032 | -6.3983
MV/LV Substation RA***070X |  | 20 kV | _ | LV | 50 kVA :Pole Substation | 0.05 | --> | 0.05 | 0 | 0 | Constrained,otherwise capacity available =44kVA. | --> | 0.0475 | 0 | 0 | 0.050903 | 0 |  | --> | C14 ex KILDARE | Kildare [T41,T42] | NEWBRIDGE |  | 53.1815 | -6.9439
MV/LV Substation RA***070Y |  | 20 kV | _ | LV | 50 kVA :Pole Substation | 0.05 | --> | 0.05 | 0.019 | 17.8 |  | --> | 0.0475 | 0 | 0 | 0.054497 | 0 |  | --> | E21 ex BANOGE | Banoge [T121,T122] | BANOGE |  | 52.669 | -6.3069
MV/LV Substation RA***071Y |  | 20 kV | _ | LV | 50 kVA :Pole Substation | 0.05 | --> | 0.05 | 0 | 0 | Constrained,otherwise capacity available =47kVA. | --> | 0.0475 | 0 | 0.003705 | 0.050453 | 0 |  | --> | E18 ex BALLINDERRY | Ballinderry [T41,T422] | MULLINGAR |  | 53.5104 | -7.1585
MV/LV Substation RA***072X |  | 20 kV | _ | LV | 630 kVA :Building Structure | 0.63 | --> | 0.63 | 0 | 0 | Constrained,otherwise capacity available =500kVA. | --> | 0.5985 | 0 | 0 | 0.5 | 0 |  | --> | E18 ex PATRICKSWELL | Patrickswell [T421,T422] | LIMERICK |  | 52.5904 | -8.6943
MV/LV Substation RA***074X |  | 10 kV | _ | LV | 400 kVA :Kiosk Substation | 0.4 | --> | 0.4 | 0 | 0 | Constrained,otherwise capacity available =287kVA. | --> | 0.38 | 0 | 0.004446 | 0 | 0 | Constrained,otherwise capacity available =416.8kW. | --> | C14 ex DONEGAL | Donegal [T41,T42] | CATHALEENS FALL |  | 54.6593 | -8.1034
MV/LV Substation RA***075 |  | 20 kV | _ | LV | 400 kVA :Kiosk Substation | 0.4 | --> | 0.4 | 0.282 | 3 |  | --> | 0.38 | 0 | 0 | 0 | 0 | Constrained,otherwise capacity available =417.5kW. | --> | E17 ex CHARLEVILLE | Charleville [T421,T422] | CHARLEVILLE |  | 52.3487 | -8.6761
MV/LV Substation RA***075 |  | 10 kV | _ | LV | 630 kVA :Kiosk Substation | 0.63 | --> | 0.63 | 0 | 0 | Constrained,otherwise capacity available =372kVA. | --> | 0.5985 | 0 | 0.032604 | 0.5 | 0 |  | --> | C17 ex NAAS | Naas [T41,T42] | KILTEEL |  | 53.2115 | -6.6675
MV/LV Substation RA***076 |  | 10 kV | _ | LV | 50 kVA :Pole Substation | 0.05 | --> | 0.05 | 0.01 | 1.5 |  | --> | 0.0475 | 0 | 0.003705 | 0 | 0 | Constrained,otherwise capacity available =55.7kW. | --> | C19 ex TURLOUGH ROAD | Turlough Road [T43] | CASTLEBAR |  | 53.8611 | -9.2992
MV/LV Substation RA***080 |  | 10 kV | _ | LV | 630 kVA :Building Structure | 0.63 | --> | 0.63 | 0 | 0 | Constrained,otherwise capacity available =500kVA. | --> | 0.5985 | 0 | 0 | 0 | 0 | Constrained,otherwise capacity available =500kW. | --> | C11 ex RATHDRUM | Rathdrum [T42] | ARKLOW |  | 52.9365 | -6.2266
MV/LV Substation RA***080 |  | 10 kV | _ | LV | 100 kVA :Pole Substation | 0.1 | --> | 0.1 | 0 | 0 | Constrained,otherwise capacity available =29kVA. | --> | 0.095 | 0 | 0.010374 | 0.11023 | 0 |  | --> | C17 ex KILDARE | Kildare [T41,T42] | NEWBRIDGE |  | 53.1642 | -6.9032
MV/LV Substation RA***081Y |  | 10 kV | _ | LV | 100 kVA :Pole Substation | 0.1 | --> | 0.1 | 0 | 0 | Constrained,otherwise capacity available =83kVA. | --> | 0.095 | 0 | 0 | 0 | 0 | Constrained,otherwise capacity available =102.5kW. | --> | C11 ex TEMPLEMORE | Templemore [T41,T42] | IKERRIN |  | 52.7887 | -7.8225
MV/LV Substation RA***084Y |  | 10 kV | _ | LV | 400 kVA :Kiosk Substation | 0.4 | --> | 0.4 | 0 | 0 | Constrained,otherwise capacity available =314kVA. | --> | 0.38 | 0 | 0.008151 | 0.41285 | 0 |  | --> | C16 ex GARRYSPILLANE | Garryspillane [T41] | TIPPERARY |  | 52.3586 | -8.4732
MV/LV Substation RA***088Y |  | 10 kV | _ | LV | 50 kVA :Pole Substation | 0.05 | --> | 0.05 | 0 | 0 | Constrained,otherwise capacity available =46kVA. | --> | 0.0475 | 0 | 0 | 0.050604 | 0 |  | --> | E16 ex GARRANACANTY | Garranacanty [T421,T422] | TIPPERARY |  | 52.4752 | -8.1475
MV/LV Substation RA***089 |  | 10 kV | _ | LV | 200 kVA :Pole Substation | 0.2 | --> | 0.2 | 0 | 0 | Constrained,otherwise capacity available =123kVA. | --> | 0.19 | 0 | 0.008151 | 0.21137 | 0 |  | --> | C17 ex POLLERTON | Pollerton [T41,T42] | CARLOW |  | 52.843 | -6.9145
MV/LV Substation RA***091 |  | 10 kV | _ | LV | 630 kVA :Kiosk Substation | 0.63 | --> | 0.63 | 0 | 0 | Constrained,otherwise capacity available =448kVA. | --> | 0.5985 | 0 | 0.006669 | 0.5 | 0 |  | --> | C15 ex LITTLE BRAY | Little Bray [T41,T42] | FASSAROE |  | 53.2126 | -6.1184
MV/LV Substation RA***091X |  | 20 kV | _ | LV | 200 kVA :Pole Substation | 0.2 | --> | 0.2 | 0.123 | 2.5 |  | --> | 0.19 | 0 | 0.040755 | 0.21137 | 0 |  | --> | E18 ex EDGEWORTHSTOWN | Edgeworthstown [T421,T422] | RICHMOND |  | 53.6558 | -7.5215
MV/LV Substation RA***092 |  | 10 kV | _ | LV | 630 kVA :Kiosk Substation | 0.63 | --> | 0.63 | 0 | 0 | Constrained,otherwise capacity available =500kVA. | --> | 0.5985 | 0 | 0.002964 | 0.5 | 0 |  | --> | C11 ex FINISKLIN | Finisklin [T41,T42] | SLIGO |  | 54.2741 | -8.4939
MV/LV Substation RA***094 |  | 10 kV | _ | LV | 50 kVA :Pole Substation | 0.05 | --> | 0.05 | 0 | 0 | Constrained,otherwise capacity available =24kVA. | --> | 0.0475 | 0 | 0.002964 | 0.0538 | 0 |  | --> | C17 ex RATHMULLAN | Rathmullan [T41,T42] | DRYBRIDGE |  | 53.7151 | -6.3629
MV/LV Substation RA***095Y |  | 20 kV | _ | LV | 100 kVA :Pole Substation | 0.1 | --> | 0.1 | 0.086 | 4.2 |  | --> | 0.095 | 0 | 0 | 0.1021 | 0 |  | --> | E16 ex JENKINSTOWN | Jenkinstown [T421,T422] | DUNDALK |  | 54.0014 | -6.2634
MV/LV Substation RA***096 |  | 10 kV | _ | LV | 400 kVA :Kiosk Substation | 0.4 | --> | 0.4 | 0 | 0 | Constrained,otherwise capacity available =346kVA. | --> | 0.38 | 0 | 0.008151 | 0.40812 | 0 |  | --> | C17 ex RATHMULLAN | Rathmullan [T41,T42] | DRYBRIDGE |  | 53.7156 | -6.3659
MV/LV Substation RA***098 |  | 10 kV | _ | LV | 630 kVA :Kiosk Substation | 0.63 | --> | 0.63 | 0.5 | 8.1 |  | --> | 0.5985 | 0 | 0.01482 | 0.5 | 0 |  | --> | C21 ex MILLTOWN (DR) | Milltown (dr) [T101,T102] | POOLBEG |  | 53.3162 | -6.2452
MV/LV Substation RA***099 |  | 20 kV | _ | LV | 100 kVA :Pole Substation | 0.1 | --> | 0.1 | 0 | 0 | Constrained,otherwise capacity available =80kVA. | --> | 0.095 | 0 | 0.017784 | 0.10299 | 0 |  | --> | E15 ex BRUFF | Bruff [T42,T421] | LIMERICK |  | 52.5381 | -8.5219
MV/LV Substation RA***099X |  | 10 kV | _ | LV | 100 kVA :Pole Substation | 0.1 | --> | 0.1 | 0 | 0 | Constrained,otherwise capacity available =94kVA. | --> | 0.095 | 0 | 0 | 0 | 0 | Constrained,otherwise capacity available =100.9kW. | --> | C15 ex CULLION | Cullion [T41,T42] | LETTERKENNY |  | 54.9384 | -7.6186
MV/LV Substation RA***099X |  | 10 kV | _ | LV | 50 kVA :Pole Substation | 0.05 | --> | 0.05 | 0 | 0 | Constrained,otherwise capacity available =50kVA. | --> | 0.0475 | 0 | 0 | 0.05 | 0 |  | --> | C12 ex DUNLEER | Dunleer [T41,T42] | DRYBRIDGE |  | 53.7985 | -6.3969
MV/LV Substation RA***100 |  | 10 kV | _ | LV | 400 kVA :Kiosk Substation | 0.4 | --> | 0.4 | 0.191 | 0.9 |  | --> | 0.38 | 0 | 0.057057 | 0.43054 | 0 |  | --> | C12 ex KIMMAGE | Kimmage [T41,T42] | INCHICORE 220KV |  | 53.3044 | -6.2893
MV/LV Substation RA***100Z |  | 20 kV | _ | LV | 200 kVA :Kiosk Substation | 0.2 | --> | 0.2 | 0 | 0 | Constrained,otherwise capacity available =162kVA. | --> | 0.19 | 0 | 0 | 0.20569 | 0 |  | --> | E20 ex BALTRASNA | Baltrasna [T121,T122] | BALTRASNA |  | 53.5207 | -6.4119
MV/LV Substation RA***102 |  | 10 kV | _ | LV | 200 kVA :Kiosk Substation | 0.2 | --> | 0.2 | 0.155 | 0.9 |  | --> | 0.19 | 0 | 0 | 0.20672 | 0 |  | --> | C18 ex WOODFORD | Woodford [T41,T42] | KNOCKEARAGH |  | 52.0496 | -9.5147
MV/LV Substation RA***102Z |  | 10 kV | _ | LV | 50 kVA :Pole Substation | 0.05 | --> | 0.05 | 0.05 | 0.2 |  | --> | 0.0475 | 0 | 0 | 0 | 0 | Constrained,otherwise capacity available =50kW. | --> | C15 ex ROSBERCON | Rosbercon [T41,T42] | WATERFORD |  | 52.3951 | -6.9565
MV/LV Substation RA***110 |  | 20 kV | _ | LV | 50 kVA :Pole Substation | 0.05 | --> | 0.05 | 0 | 0 | Constrained,otherwise capacity available =48kVA. | --> | 0.0475 | 0 | 0 | 0 | 0 | Constrained,otherwise capacity available =50.3kW. | --> | E13 ex FOXHOLE | Foxhole [T421,T422] | DUNGARVAN |  | 51.9729 | -7.8078
MV/LV Substation RA***111Y |  | 20 kV | _ | LV | 50 kVA :Pole Substation | 0.05 | --> | 0.05 | 0 | 0 | Constrained,otherwise capacity available =40kVA. | --> | 0.0475 | 0 | 0.002223 | 0.051496 | 0 |  | --> | E13 ex BALLINROBE | Ballinrobe [T421,T422] | DALTON |  | 53.6231 | -9.2288
MV/LV Substation RA***112Z |  | 20 kV | _ | LV | 50 kVA :Pole Substation | 0.05 | --> | 0.05 | 0 | 0 | Constrained,otherwise capacity available =49kVA. | --> | 0.0475 | 0 | 0 | 0.050152 | 0 |  | --> | E20 ex CLONMINCH | Clonminch [T41,T422] | THORNSBERRY |  | 53.3777 | -7.3509
MV/LV Substation RA***113Y |  | 10 kV | _ | LV | 50 kVA :Pole Substation | 0.05 | --> | 0.05 | 0.047 | 10.9 |  | --> | 0.0475 | 0 | 0.002964 | 0.050453 | 0 |  | --> | C12 ex MULLINGAR | Mullingar [T101,T102] | MULLINGAR |  | 53.5306 | -7.3668
MV/LV Substation RA***113Y |  | 20 kV | _ | LV | 50 kVA :Pole Substation | 0.05 | --> | 0.05 | 0 | 0 | Constrained,otherwise capacity available =45kVA. | --> | 0.0475 | 0 | 0 | 0.050753 | 0 |  | --> | E21 ex SLANE | Slane [T421] | DRYBRIDGE |  | 53.6654 | -6.526
MV/LV Substation RA***114Y |  | 10 kV | _ | LV | 100 kVA :Pole Substation | 0.1 | --> | 0.1 | 0.081 | 3.3 |  | --> | 0.095 | 0 | 0 | 0.10284 | 0 |  | --> | C11 ex LLOYD | Lloyd [T41,T42] | NAVAN |  | 53.7418 | -6.9247
MV/LV Substation RA***118Z |  | 20 kV | _ | LV | 50 kVA :Pole Substation | 0.05 | --> | 0.05 | 0 | 0 | Constrained,otherwise capacity available =50kVA. | --> | 0.0475 | 0 | 0 | 0.05 | 0 |  | --> | E16 ex BALLYDEHOB | Ballydehob [T421] | DUNMANWAY |  | 51.554 | -9.6161
MV/LV Substation RA***122X |  | 10 kV | _ | LV | 1000 kVA :Kiosk Substation | 1 | --> | 1 | 0 | 0 | Constrained,otherwise capacity available =500kVA. | --> | 0.95 | 0 | 0 | 0.5 | 0 |  | --> | C17 ex ATHBOY | Athboy [T42] | NAVAN |  | 53.7125 | -7.0218
MV/LV Substation RA***123X |  | 20 kV | _ | LV | 50 kVA :Pole Substation | 0.05 | --> | 0.05 | 0.048 | 3.5 |  | --> | 0.0475 | 0 | 0 | 0.050303 | 0 |  | --> | C26 ex DUNDALK | Dundalk [T41,T42] | DUNDALK |  | 54.013 | -6.467
MV/LV Substation RA***125X |  | 10 kV | _ | LV | 630 kVA :Building Structure | 0.63 | --> | 0.63 | 0.5 | 0.7 |  | --> | 0.5985 | 0 | 0 | 0.5 | 0 |  | --> | C15 ex RAHANS | Rahans [T41] | MOY |  | 54.0866 | -9.1642
MV/LV Substation RA***127Y |  | 10 kV | _ | LV | 50 kVA :Pole Substation | 0.05 | --> | 0.05 | 0.045 | 3 |  | --> | 0.0475 | 0 | 0 | 0.050753 | 0 |  | --> | C16 ex RAMSTOWN | Ramstown [T41,T42] | CRANE |  | 52.6644 | -6.2746
MV/LV Substation RA***127Y |  | 10 kV | _ | LV | 50 kVA :Pole Substation | 0.05 | --> | 0.05 | 0 | 0 | Constrained,otherwise capacity available =46kVA. | --> | 0.0475 | 0 | 0.003705 | 0.050604 | 0 |  | --> | C11 ex DEERPARK | Deerpark [T41,T42] | BALLYDINE |  | 52.3058 | -7.5003
MV/LV Substation RA***131Z |  | 20 kV | _ | LV | 100 kVA :Pole Substation | 0.1 | --> | 0.1 | 0 | 0 | Constrained,otherwise capacity available =98kVA. | --> | 0.095 | 0 | 0 | 0.1003 | 0 |  | --> | C11 ex LOUGHSHINNY | Loughshinny [T41,T42] | GLASMORE |  | 53.5289 | -6.1525
MV/LV Substation RA***133X |  | 10 kV | _ | LV | 200 kVA :Pole Substation | 0.2 | --> | 0.2 | 0.158 | 0.4 |  | --> | 0.19 | 0 | 0 | 0.20628 | 0 |  | --> | C17 ex CARRICKMINES | Carrickmines [T41,T42] | CARRICKMINES |  | 53.26 | -6.1883
MV/LV Substation RA***135 |  | 10 kV | _ | LV | 50 kVA :Pole Substation | 0.05 | --> | 0.05 | 0 | 0 | Constrained,otherwise capacity available =26kVA. | --> | 0.0475 | 0 | 0 | 0.053518 | 0 |  | --> | C23 ex CASTLEISLAND | Castleisland [T41,T42] | TRALEE |  | 52.3004 | -9.3791
MV/LV Substation RA***136 |  | 10 kV | _ | LV | 630 kVA :Kiosk Substation | 0.63 | --> | 0.63 | 0.356 | 0.9 |  | --> | 0.5985 | 0 | 0.008151 | 0.5 | 0 |  | --> | C16 ex KIMMAGE | Kimmage [T41,T42] | INCHICORE 220KV |  | 53.3274 | -6.3077
MV/LV Substation RA***136X |  | 10 kV | _ | LV | 400 kVA :Kiosk Substation | 0.4 | --> | 0.4 | 0 | 0 | Constrained,otherwise capacity available =363kVA. | --> | 0.38 | 0 | 0 | 0.40558 | 0 |  | --> | C12 ex CRANMORE | Cranmore [T41,T42] | SLIGO |  | 54.2644 | -8.4608
MV/LV Substation RA***137 |  | 10 kV | _ | LV | 400 kVA :Kiosk Substation | 0.4 | --> | 0.4 | 0 | 0 | Constrained,otherwise capacity available =329kVA. | --> | 0.38 | 0 | 0 | 0.41064 | 0 |  | --> | C16 ex RATHMULLAN | Rathmullan [T41,T42] | DRYBRIDGE |  | 53.712 | -6.3696
MV/LV Substation RA***137X |  | 10 kV | _ | LV | 200 kVA :Kiosk Substation | 0.2 | --> | 0.2 | 0.060409 | 0.1 | Constrained,otherwise capacity available =149kVA. | --> | 0.19 | 0 | 0.006669 | 0.2076 | 0 |  | --> | C17 ex TUBBERCURRY | Tubbercurry [T41,T42] | TONROE |  | 54.0513 | -8.7431
MV/LV Substation RA***138 |  | 10 kV | _ | LV | 400 kVA :Kiosk Substation | 0.4 | --> | 0.4 | 0 | 0 | Constrained,otherwise capacity available =299kVA. | --> | 0.38 | 0 | 0.001482 | 0.41505 | 0 |  | --> | C16 ex RATHMULLAN | Rathmullan [T41,T42] | DRYBRIDGE |  | 53.7112 | -6.3699
MV/LV Substation RA***139 |  | 10 kV | _ | LV | 200 kVA :Pole Substation | 0.2 | --> | 0.2 | 0 | 0 | Constrained,otherwise capacity available =195kVA. | --> | 0.19 | 0 | 0 | 0.20076 | 0 |  | --> | C18 ex ATHBOY | Athboy [T42] | NAVAN |  | 53.6221 | -6.8577
MV/LV Substation RA***140X |  | 10 kV | _ | LV | 50 kVA :Pole Substation | 0.05 | --> | 0.05 | 0 | 0 | Constrained,otherwise capacity available =50kVA. | --> | 0.0475 | 0 | 0 | 0.05 | 0 |  | --> | C11 ex SCARIFF | Scariff [T42] | ENNIS |  | 52.8918 | -8.5133
MV/LV Substation RA***143 |  | 10 kV | _ | LV | 50 kVA :Pole Substation | 0.05 | --> | 0.05 | 0 | 0 | Constrained,otherwise capacity available =42kVA. | --> | 0.0475 | 0 | 0.001482 | 0.0512 | 0 |  | --> | C18 ex ATHBOY | Athboy [T42] | NAVAN |  | 53.6167 | -6.8649
MV/LV Substation RA***144X |  | 20 kV | _ | LV | 50 kVA :Pole Substation | 0.05 | --> | 0.05 | 0 | 0 | Constrained,otherwise capacity available =45kVA. | --> | 0.0475 | 0 | 0 | 0.050753 | 0 |  | --> | E15 ex MANORHAMILTON | Manorhamilton [T422] | SLIGO |  | 54.2845 | -7.9888
MV/LV Substation RA***148X |  | 10 kV | _ | LV | 50 kVA :Pole Substation | 0.05 | --> | 0.05 | 0.049 | 2.4 |  | --> | 0.0475 | 0 | 0 | 0.050152 | 0 |  | --> | C20 ex GURTEEN | Gurteen [T41] | TONROE |  | 53.9977 | -8.5153
MV/LV Substation RA***149 |  | 10 kV | _ | LV | 400 kVA :Kiosk Substation | 0.4 | --> | 0.4 | 0 | 0 | Constrained,otherwise capacity available =283kVA. | --> | 0.38 | 0 | 0.010374 | 0.41739 | 0 |  | --> | C20 ex LITTLE BRAY | Little Bray [T41,T42] | FASSAROE |  | 53.2111 | -6.1155
MV/LV Substation RA***153X |  | 10 kV | _ | LV | 100 kVA :Pole Substation | 0.1 | --> | 0.1 | 0 | 0 | Constrained,otherwise capacity available =75kVA. | --> | 0.095 | 0 | 0 | 0.10373 | 0 |  | --> | C12 ex DUNLEER | Dunleer [T41,T42] | DRYBRIDGE |  | 53.8036 | -6.404
MV/LV Substation RA***153X |  | 10 kV | _ | LV | 50 kVA :Pole Substation | 0.05 | --> | 0.05 | 0 | 0 | Constrained,otherwise capacity available =45kVA. | --> | 0.0475 | 0 | 0 | 0.050753 | 0 |  | --> | C17 ex GRAIGUENAMANAGH | Graiguenamanagh [T41,T42] | KILKENNY |  | 52.6235 | -6.8128
MV/LV Substation RA***154X |  | 10 kV | _ | LV | 50 kVA :Pole Substation | 0.05 | --> | 0.05 | 0 | 0 | Constrained,otherwise capacity available =49kVA. | --> | 0.0475 | 0 | 0.004446 | 0.050152 | 0 |  | --> | C15 ex SKIBBEREEN | Skibbereen [T41,T42] | DUNMANWAY |  | 51.5051 | -9.3493
MV/LV Substation RA***157X |  | 20 kV | _ | LV | 100 kVA :Pole Substation | 0.1 | --> | 0.1 | 0 | 0 | Constrained,otherwise capacity available =65kVA. | --> | 0.095 | 0 | 0 | 0 | 0 | Constrained,otherwise capacity available =105.2kW. | --> | E13 ex ABBEYLEIX | Abbeyleix [T422] | PORTLAOISE |  | 52.9148 | -7.3402
MV/LV Substation RA***158X |  | 10 kV | _ | LV | 400 kVA :Kiosk Substation | 0.4 | --> | 0.4 | 0 | 0 | Constrained,otherwise capacity available =310kVA. | --> | 0.38 | 0 | 0 | 0.41344 | 0 |  | --> | C19 ex BALLYBEGGAN | Ballybeggan [T43,T44] | TRALEE |  | 52.2627 | -9.6753
MV/LV Substation RA***159 |  | 10 kV | _ | LV | 200 kVA :Pole Substation | 0.2 | --> | 0.2 | 0 | 0 | Constrained,otherwise capacity available =84kVA. | --> | 0.19 | 0 | 0.005928 | 0.21688 | 0 |  | --> | C14 ex INCHICORE NORTH | Inchicore North [T41] | INCHICORE 220KV |  | 53.3434 | -6.3304
MV/LV Substation RA***160X |  | 20 kV | _ | LV | 630 kVA :Kiosk Substation | 0.63 | --> | 0.63 | 0 | 0 | Constrained,otherwise capacity available =482kVA. | --> | 0.5985 | 0 | 0.002964 | 0 | 0 | Constrained,otherwise capacity available =500kW. | --> | E14 ex FOXHOLE | Foxhole [T421,T422] | DUNGARVAN |  | 51.9515 | -7.8546
MV/LV Substation RA***162 |  | 10 kV | _ | LV | 630 kVA :Building Structure | 0.63 | --> | 0.63 | 0.215 | 0.9 |  | --> | 0.5985 | 0 | 0 | 0.5 | 0 |  | --> | C17 ex GARVILLE AVENUE | Garville Avenue [T42] | MILLTOWN (DR) |  | 53.3213 | -6.2668
MV/LV Substation RA***162X |  | 20 kV | _ | LV | 400 kVA :Kiosk Substation | 0.4 | --> | 0.4 | 0 | 0 | Constrained,otherwise capacity available =381kVA. | --> | 0.38 | 0 | 0.011115 | 0.40287 | 0 |  | --> | E19 ex EDENDERRY | Edenderry [T421,T422] | BLAKE |  | 53.4608 | -7.108
MV/LV Substation RA***163 |  | 10 kV | _ | LV | 100 kVA :Pole Substation | 0.1 | --> | 0.1 | 0.093 | 3.8 |  | --> | 0.095 | 0 | 0 | 0.10106 | 0 |  | --> | C14 ex WATERFORD | Waterford [T41,T42] | WATERFORD |  | 52.266 | -7.1318
MV/LV Substation RA***169 |  | 10 kV | _ | LV | 400 kVA :Kiosk Substation | 0.4 | --> | 0.4 | 0 | 0 | Constrained,otherwise capacity available =324kVA. | --> | 0.38 | 0 | 0.005928 | 0.41138 | 0 |  | --> | C16 ex RATHMULLAN | Rathmullan [T41,T42] | DRYBRIDGE |  | 53.7115 | -6.3671
MV/LV Substation RA***173 |  | 20 kV | _ | LV | 400 kVA :Kiosk Substation | 0.4 | --> | 0.4 | 0 | 0 | Constrained,otherwise capacity available =326kVA. | --> | 0.38 | 0 | 0.023712 | 0.37942 | 0 | Constrained,otherwise capacity available =411.1kW. | --> | E20 ex COLLOONEY | Collooney [T421,T422] | SLIGO |  | 54.2066 | -8.5083
MV/LV Substation RA***175Z |  | 10 kV | _ | LV | 1000 kVA :Building Structure | 1 | --> | 1 | 0.5 | 4.9 |  | --> | 0.95 | 0 | 0 | 0.5 | 0 |  | --> | C19 ex COOLOCK | Coolock [T41,T42] | FINGLAS |  | 53.3808 | -6.1781
MV/LV Substation RA***181Y |  | 10 kV | _ | LV | 50 kVA :Pole Substation | 0.05 | --> | 0.05 | 0.016 | 0.4 |  | --> | 0.0475 | 0 | 0.008151 | 0 | 0 | Constrained,otherwise capacity available =54.9kW. | --> | C15 ex KILMAGIG | Kilmagig [T42] | ARKLOW |  | 52.8557 | -6.3336
MV/LV Substation RA***182Z |  | 20 kV | _ | LV | 400 kVA :Kiosk Substation | 0.4 | --> | 0.4 | 0 | 0 | Constrained,otherwise capacity available =320kVA. | --> | 0.38 | 0 | 0 | 0.41197 | 0 |  | --> | E18 ex BALTRASNA | Baltrasna [T121,T122] | BALTRASNA |  | 53.5079 | -6.4616
MV/LV Substation RA***184 |  | 10 kV | _ | LV | 50 kVA :Pole Substation | 0.05 | --> | 0.05 | 0 | 0 | Constrained,otherwise capacity available =43kVA. | --> | 0.0475 | 0 | 0 | 0.051052 | 0 |  | --> | C15 ex KINSALE | Kinsale [T41,T42] | BANDON |  | 51.6945 | -8.4675
MV/LV Substation RA***186X |  | 20 kV | _ | LV | 200 kVA :Kiosk Substation | 0.2 | --> | 0.2 | 0 | 0 | Constrained,otherwise capacity available =113kVA. | --> | 0.19 | 0 | 0.008151 | 0.2128 | 0 |  | --> | E16 ex PATRICKSWELL | Patrickswell [T421,T422] | LIMERICK |  | 52.5616 | -8.7868
MV/LV Substation RA***187Z |  | 10 kV | _ | LV | 200 kVA :Kiosk Substation | 0.2 | --> | 0.2 | 0 | 0 | Constrained,otherwise capacity available =76kVA. | --> | 0.19 | 0 | 0.023712 | 0.21799 | 0 |  | --> | C20 ex KILDARE | Kildare [T41,T42] | NEWBRIDGE |  | 53.1689 | -6.9055
MV/LV Substation RA***188 |  | 10 kV | _ | LV | 50 kVA :Pole Substation | 0.05 | --> | 0.05 | 0.049 | 7.9 |  | --> | 0.0475 | 0 | 0 | 0.050152 | 0 |  | --> | C17 ex DUNMANWAY | Dunmanway [T422,T43] | DUNMANWAY |  | 51.7076 | -9.0275
MV/LV Substation RA***192 |  | 10 kV | _ | LV | 400 kVA :Kiosk Substation | 0.4 | --> | 0.4 | 0 | 0 | Constrained,otherwise capacity available =258kVA. | --> | 0.38 | 0 | 0.022971 | 0.42101 | 0 |  | --> | C19 ex RAHEEN | Raheen [T41,T42] | LIMERICK |  | 52.6312 | -8.657
MV/LV Substation RA***192X |  | 10 kV | _ | LV | 1000 kVA :Building Structure | 1 | --> | 1 | 0 | 0 | Constrained,otherwise capacity available =500kVA. | --> | 0.95 | 0 | 0 | 0.5 | 0 |  | --> | C13 ex LITTLE BRAY | Little Bray [T41,T42] | FASSAROE |  | 53.2073 | -6.1148
MV/LV Substation RA***193Y |  | 20 kV | _ | LV | 100 kVA :Pole Substation | 0.1 | --> | 0.1 | 0 | 0 | Constrained,otherwise capacity available =13kVA. | --> | 0.095 | 0 | 0.00741 | 0.11239 | 0 |  | --> | E18 ex BALLINDERRY | Ballinderry [T41,T422] | MULLINGAR |  | 53.5094 | -7.1431
MV/LV Substation RA***195Y |  | 20 kV | _ | LV | 50 kVA :Pole Substation | 0.05 | --> | 0.05 | 0 | 0 | Constrained,otherwise capacity available =33kVA. | --> | 0.0475 | 0 | 0.00741 | 0.052518 | 0 |  | --> | E14 ex COLLOONEY | Collooney [T421,T422] | SLIGO |  | 54.1765 | -8.6035
MV/LV Substation RA***197 |  | 10 kV | _ | LV | 400 kVA :Kiosk Substation | 0.4 | --> | 0.4 | 0.364 | 11.9 |  | --> | 0.38 | 0 | 0 | 0.40543 | 0 |  | --> | C24 ex SALTHILL | Salthill [T101,T102] | SALTHILL |  | 53.2721 | -9.0838
MV/LV Substation RA***197Y |  | 10 kV | _ | LV | 50 kVA :Pole Substation | 0.05 | --> | 0.05 | 0 | 0 | Constrained,otherwise capacity available =49kVA. | --> | 0.0475 | 0 | 0 | 0.050152 | 0 |  | --> | C23 ex BALLINDERRY | Ballinderry [T41,T422] | MULLINGAR |  | 53.547 | -7.292
MV/LV Substation RA***198X |  | 10 kV | _ | LV | 400 kVA :Kiosk Substation | 0.4 | --> | 0.4 | 0 | 0 | Constrained,otherwise capacity available =278kVA. | --> | 0.38 | 0 | 0 | 0.41256 | 0 |  | --> | C19 ex BALLYBEGGAN | Ballybeggan [T43,T44] | TRALEE |  | 52.266 | -9.6771
MV/LV Substation RA***200Y |  | 10 kV | _ | LV | 50 kVA :Pole Substation | 0.05 | --> | 0.05 | 0 | 0 | Constrained,otherwise capacity available =38kVA. | --> | 0.0475 | 0 | 0 | 0.05179 | 0 |  | --> | C14 ex SWORDS | Swords [T41,T42] | GLASMORE |  | 53.4394 | -6.2523
MV/LV Substation RA***200Y |  | 20 kV | _ | LV | 50 kVA :Pole Substation | 0.05 | --> | 0.05 | 0 | 0 | Constrained,otherwise capacity available =34kVA. | --> | 0.0475 | 0 | 0.003705 | 0.052373 | 0 |  | --> | C24 ex MACETOWN | Macetown [T101,T102] | MACETOWN |  | 53.4677 | -6.4908
MV/LV Substation RA***201Z |  | 10 kV | _ | LV | 200 kVA :Kiosk Substation | 0.2 | --> | 0.2 | 0.184 | 2.9 |  | --> | 0.19 | 0 | 0.00741 | 0.20241 | 0 |  | --> | C17 ex ABBEYLAND | Abbeyland [T41,T42] | NAVAN |  | 53.6618 | -6.6904
MV/LV Substation RA***202Y |  | 20 kV | _ | LV | 200 kVA :Kiosk Substation | 0.2 | --> | 0.2 | 0 | 0 | Constrained,otherwise capacity available =159kVA. | --> | 0.19 | 0 | 0.00741 | 0.20613 | 0 |  | --> | C18 ex KANTURK | Kanturk [T41,T42] | GLENLARA |  | 52.0971 | -8.9774
MV/LV Substation RA***204Z |  | 10 kV | _ | LV | 400 kVA :Kiosk Substation | 0.4 | --> | 0.4 | 0 | 0 | Constrained,otherwise capacity available =400kVA. | --> | 0.38 | 0 | 0 | 0.4 | 0 |  | --> | C15 ex LOUGHSHINNY | Loughshinny [T41,T42] | GLASMORE |  | 53.5332 | -6.0958
MV/LV Substation RA***205 |  | 20 kV | _ | LV | 630 kVA :Kiosk Substation | 0.63 | --> | 0.63 | 0 | 0 | Constrained,otherwise capacity available =500kVA. | --> | 0.5985 | 0 | 0 | 0.5 | 0 |  | --> | E12 ex MILLTOWN (SR) | Milltown (sr) [T421,T422] | OUGHTRAGH |  | 52.0847 | -9.8131
MV/LV Substation RA***205 |  | 20 kV | _ | LV | 200 kVA :Pole Substation | 0.2 | --> | 0.2 | 0 | 0 | Constrained,otherwise capacity available =176kVA. | --> | 0.19 | 0 | 0.008892 | 0 | 0 | Constrained,otherwise capacity available =203.6kW. | --> | E13 ex ABBEYLEIX | Abbeyleix [T422] | PORTLAOISE |  | 52.9213 | -7.3429
MV/LV Substation RA***207Z |  | 10 kV | _ | LV | 50 kVA :Pole Substation | 0.05 | --> | 0.05 | 0 | 0 | Constrained,otherwise capacity available =31kVA. | --> | 0.0475 | 0 | 0 | 0.052806 | 0 |  | --> | C11 ex LOUGHTAGALLA | Loughtagalla [T41,T42] | THURLES |  | 52.6552 | -7.7445
MV/LV Substation RA***212Y |  | 10 kV | _ | LV | 400 kVA :Kiosk Substation | 0.4 | --> | 0.4 | 0 | 0 | Constrained,otherwise capacity available =297kVA. | --> | 0.38 | 0 | 0.019266 | 0.41535 | 0 |  | --> | C11 ex KYLEERAGH | Kyleeragh [T41,T42] | NENAGH |  | 52.8639 | -8.2089
MV/LV Substation RA***213X |  | 10 kV | _ | LV | 100 kVA :Pole Substation | 0.1 | --> | 0.1 | 0.095 | 2.8 |  | --> | 0.095 | 0 | 0 | 0.10076 | 0 |  | --> | C18 ex KILROSS ROAD | Kilross Road [T42] | TIPPERARY |  | 52.4619 | -8.1602
MV/LV Substation RA***214Z |  | 20 kV | _ | LV | 50 kVA :Pole Substation | 0.05 | --> | 0.05 | 0 | 0 | Constrained,otherwise capacity available =44kVA. | --> | 0.0475 | 0 | 0 | 0 | 0 | Constrained,otherwise capacity available =50.9kW. | --> | E12 ex PORTLAOISE | Portlaoise [T423,T424] | PORTLAOISE |  | 53.007 | -7.2154
MV/LV Substation RA***217 |  | 20 kV | _ | LV | 200 kVA :Pole Substation | 0.2 | --> | 0.2 | 0 | 0 | Constrained,otherwise capacity available =178kVA. | --> | 0.19 | 0 | 0.034086 | 0.20331 | 0 |  | --> | E18 ex BALLINROBE | Ballinrobe [T421,T422] | DALTON |  | 53.6382 | -9.2436
MV/LV Substation RA***220 |  | 10 kV | _ | LV | 630 kVA :Building Structure | 0.63 | --> | 0.63 | 0.492 | 2.9 |  | --> | 0.5985 | 0 | 0.011115 | 0.5 | 0 |  | --> | C19 ex BREWERY ROAD | Brewery Road [T41,T42] | CARRICKMINES |  | 53.2752 | -6.2107
MV/LV Substation RA***224Z |  | 20 kV | _ | LV | 50 kVA :Pole Substation | 0.05 | --> | 0.05 | 0 | 0 | Constrained,otherwise capacity available =50kVA. | --> | 0.0475 | 0 | 0 | 0.05 | 0 |  | --> | E11 ex ACADEMY STREET | Academy Street [T421,T422,T44] | NAVAN |  | 53.5996 | -6.4953
MV/LV Substation RA***226 |  | 20 kV | _ | LV | 200 kVA :Kiosk Substation | 0.2 | --> | 0.2 | 0.065 | 9.1 |  | --> | 0.19 | 0 | 0.02964 | 0.2195 | 0 |  | --> | E19 ex ARDNAREE | Ardnaree [T42,T421] | MOY |  | 54.1322 | -9.1352
MV/LV Substation RA***228 |  | 10 kV | _ | LV | 400 kVA :Kiosk Substation | 0.4 | --> | 0.4 | 0 | 0 | Constrained,otherwise capacity available =187kVA. | --> | 0.38 | 0 | 0 | 0.4311 | 0 |  | --> | C16 ex SAGGART | Saggart [T41,T42] | GRANGE CASTLE |  | 53.2817 | -6.4669
MV/LV Substation RA***230 |  | 10 kV | _ | LV | 200 kVA :Pole Substation | 0.2 | --> | 0.2 | 0 | 0 | Constrained,otherwise capacity available =145kVA. | --> | 0.19 | 0 | 0.004446 | 0.20818 | 0 |  | --> | C20 ex SUTTON | Sutton [T41,T42] | GRANGE (DR) |  | 53.3679 | -6.0596
MV/LV Substation RA***231X |  | 20 kV | _ | LV | 50 kVA :Pole Substation | 0.05 | --> | 0.05 | 0 | 0 | Constrained,otherwise capacity available =43kVA. | --> | 0.0475 | 0 | 0.00741 | 0 | 0 | Constrained,otherwise capacity available =51.1kW. | --> | E12 ex CARNDONAGH | Carndonagh [T421,T422] | TRILLICK |  | 55.278 | -7.344
MV/LV Substation RA***232 |  | 10 kV | _ | LV | 400 kVA :Kiosk Substation | 0.4 | --> | 0.4 | 0 | 0 | Constrained,otherwise capacity available =346kVA. | --> | 0.38 | 0 | 0.013338 | 0.40812 | 0 |  | --> | C12 ex SAGGART | Saggart [T41,T42] | GRANGE CASTLE |  | 53.278 | -6.4808
MV/LV Substation RA***233X |  | 10 kV | _ | LV | 630 kVA :Kiosk Substation | 0.63 | --> | 0.63 | 0 | 0 | Constrained,otherwise capacity available =500kVA. | --> | 0.5985 | 0 | 0.004446 | 0.5 | 0 |  | --> | C12 ex SUTTON | Sutton [T41,T42] | GRANGE (DR) |  | 53.3972 | -6.1371
MV/LV Substation RA***233Y |  | 10 kV | _ | LV | 100 kVA :Pole Substation | 0.1 | --> | 0.1 | 0.1 | 2 |  | --> | 0.095 | 0 | 0 | 0 | 0 | Constrained,otherwise capacity available =100kW. | --> | E18 ex RATHKEALE | Rathkeale [T421,T422] | RATHKEALE |  | 52.5232 | -8.9427
MV/LV Substation RA***233Y |  | 10 kV | _ | LV | 100 kVA :Pole Substation | 0.1 | --> | 0.1 | 0 | 0 | Constrained,otherwise capacity available =91kVA. | --> | 0.095 | 0 | 0 | 0.10136 | 0 |  | --> | C11 ex JOHNSTOWN | Johnstown [T41,T42] | KILTEEL |  | 53.2195 | -6.5669
MV/LV Substation RA***234X |  | 10 kV | _ | LV | 50 kVA :Pole Substation | 0.05 | --> | 0.05 | 0 | 0 | Constrained,otherwise capacity available =45kVA. | --> | 0.0475 | 0 | 0 | 0 | 0 | Constrained,otherwise capacity available =50.8kW. | --> | C11 ex KILMALLOCK | Kilmallock [T41,T42] | CHARLEVILLE |  | 52.4662 | -8.4635
MV/LV Substation RA***234X |  | 10 kV | _ | LV | 400 kVA :Building Structure | 0.4 | --> | 0.4 | 0.4 | 5.3 |  | --> | 0.38 | 0 | 0 | 0.4 | 0 |  | --> | C17 ex BALLYTIVNAN | Ballytivnan [T41,T42] | SLIGO |  | 54.2996 | -8.4998
MV/LV Substation RA***235 |  | 10 kV | _ | LV | 630 kVA :Kiosk Substation | 0.63 | --> | 0.63 | 0.255 | 8.1 |  | --> | 0.5985 | 0 | 0.011115 | 0.5 | 0 |  | --> | C12 ex MILLTOWN (DR) | Milltown (dr) [T101,T102] | INCHICORE 220KV |  | 53.3188 | -6.2684
MV/LV Substation RA***238Z |  | 10 kV | _ | LV | 200 kVA :Pole Substation | 0.2 | --> | 0.2 | 0 | 0 | Constrained,otherwise capacity available =199kVA. | --> | 0.19 | 0 | 0 | 0.20015 | 0 |  | --> | C29 ex GRANGE CASTLE | Grange Castle [T101,T102] | INCHICORE 220KV |  | 53.2894 | -6.4779
MV/LV Substation RA***239 |  | 10 kV | _ | LV | 400 kVA :Kiosk Substation | 0.4 | --> | 0.4 | 0 | 0 | Constrained,otherwise capacity available =330kVA. | --> | 0.38 | 0 | 0.003705 | 0.41049 | 0 |  | --> | C17 ex BALLYBEGGAN | Ballybeggan [T43,T44] | TRALEE |  | 52.2836 | -9.6947
MV/LV Substation RA***240Z |  | 10 kV | _ | LV | 200 kVA :Kiosk Substation | 0.2 | --> | 0.2 | 0 | 0 | Constrained,otherwise capacity available =182kVA. | --> | 0.19 | 0 | 0 | 0 | 0 | Constrained,otherwise capacity available =202.7kW. | --> | C18 ex MOUNTRATH | Mountrath [T41,T42] | PORTLAOISE |  | 52.9982 | -7.4646
MV/LV Substation RA***242X |  | 10 kV | _ | LV | 400 kVA :Building Structure | 0.4 | --> | 0.4 | 0 | 0 | Constrained,otherwise capacity available =372kVA. | --> | 0.38 | 0 | 0.002964 | 0.40423 | 0 |  | --> | C19 ex SWORDS | Swords [T41,T42] | GLASMORE |  | 53.463 | -6.2294
MV/LV Substation RA***243X |  | 10 kV | _ | LV | 630 kVA :Kiosk Substation | 0.63 | --> | 0.63 | 0 | 0 | Constrained,otherwise capacity available =320kVA. | --> | 0.5985 | 0 | 0.002223 | 0.5 | 0 |  | --> | C16 ex SAGGART | Saggart [T41,T42] | GRANGE CASTLE |  | 53.2818 | -6.4714
MV/LV Substation RA***243Z |  | 10 kV | _ | LV | 200 kVA :Kiosk Substation | 0.2 | --> | 0.2 | 0 | 0 | Constrained,otherwise capacity available =145kVA. | --> | 0.19 | 0 | 0.013338 | 0.20818 | 0 |  | --> | C11 ex MACETOWN | Macetown [T101,T102] | MACETOWN |  | 53.3947 | -6.4257
MV/LV Substation RA***244X |  | 20 kV | _ | LV | 400 kVA :Kiosk Substation | 0.4 | --> | 0.4 | 0 | 0 | Constrained,otherwise capacity available =343kVA. | --> | 0.38 | 0 | 0 | 0.40856 | 0 |  | --> | E12 ex FINEA | Finea [T421,T422] | SHANKILL |  | 53.7651 | -7.4476
MV/LV Substation RA***244Z |  | 10 kV | _ | LV | 400 kVA :Kiosk Substation | 0.4 | --> | 0.4 | 0 | 0 | Constrained,otherwise capacity available =277kVA. | --> | 0.38 | 0 | 0.032604 | 0.41826 | 0 |  | --> | C11 ex MACETOWN | Macetown [T101,T102] | MACETOWN |  | 53.3953 | -6.4276
MV/LV Substation RA***246X |  | 20 kV | _ | LV | 50 kVA :Pole Substation | 0.05 | --> | 0.05 | 0 | 0 | Constrained,otherwise capacity available =43kVA. | --> | 0.0475 | 0 | 0 | 0.051052 | 0 |  | --> | C22 ex ATHLONE | Athlone [T41,T42] | ATHLONE |  | 53.4792 | -8.0788
MV/LV Substation RA***248 |  | 10 kV | _ | LV | 630 kVA :Kiosk Substation | 0.63 | --> | 0.63 | 0 | 0 | Constrained,otherwise capacity available =428kVA. | --> | 0.5985 | 0 | 0.03705 | 0.5 | 0 |  | --> | C19 ex RAHEEN | Raheen [T41,T42] | LIMERICK |  | 52.6291 | -8.6514
MV/LV Substation RA***250 |  | 10 kV | _ | LV | 100 kVA :Pole Substation | 0.1 | --> | 0.1 | 0 | 0 | Constrained,otherwise capacity available =100kVA. | --> | 0.095 | 0 | 0 | 0.1 | 0 |  | --> | C17 ex BALLYBODEN | Ballyboden [T41,T42] | COOKSTOWN |  | 53.2695 | -6.3071
MV/LV Substation RA***251Z |  | 20 kV | _ | LV | 50 kVA :Pole Substation | 0.05 | --> | 0.05 | 0 | 0 | Constrained,otherwise capacity available =50kVA. | --> | 0.0475 | 0 | 0 | 0.05 | 0 |  | --> | E20 ex CLONMINCH | Clonminch [T41,T422] | THORNSBERRY |  | 53.3725 | -7.3412
MV/LV Substation RA***252 |  | 20 kV | _ | LV | 50 kVA :Pole Substation | 0.05 | --> | 0.05 | 0 | 0 | Constrained,otherwise capacity available =38kVA. | --> | 0.0475 | 0 | 0 | 0.05179 | 0 |  | --> | E16 ex CLONROCHE | Clonroche [T421,T422] | WEXFORD |  | 52.4975 | -6.7685
MV/LV Substation RA***255Z |  | 10 kV | _ | LV | 200 kVA :Kiosk Substation | 0.2 | --> | 0.2 | 0 | 0 | Constrained,otherwise capacity available =167kVA. | --> | 0.19 | 0 | 0 | 0.20495 | 0 |  | --> | C17 ex VIRGINIA | Virginia [T41,T42] | MEATH HILL |  | 53.8369 | -7.0698
MV/LV Substation RA***255Z |  | 10 kV | _ | LV | 50 kVA :Pole Substation | 0.05 | --> | 0.05 | 0.043 | 0.1 |  | --> | 0.0475 | 0 | 0.006669 | 0.051052 | 0 |  | --> | C14 ex BALLYMAHON | Ballymahon [T41,T42] | ATHLONE |  | 53.647 | -7.7011
MV/LV Substation RA***257X |  | 20 kV | _ | LV | 100 kVA :Pole Substation | 0.1 | --> | 0.1 | 0.098 | 2.9 |  | --> | 0.095 | 0 | 0 | 0 | 0 | Constrained,otherwise capacity available =100.3kW. | --> | E13 ex TELAYDON | Telaydon [T42,T421] | LISDRUM |  | 54.2671 | -7.0111
MV/LV Substation RA***258 |  | 20 kV | _ | LV | 50 kVA :Pole Substation | 0.05 | --> | 0.05 | 0.037 | 1.3 |  | --> | 0.0475 | 0 | 0.005928 | 0.051937 | 0 |  | --> | E23 ex ATHBOY | Athboy [T423] | NAVAN |  | 53.5637 | -6.9556
MV/LV Substation RA***259X |  | 10 kV | _ | LV | 400 kVA :Kiosk Substation | 0.4 | --> | 0.4 | 0 | 0 | Constrained,otherwise capacity available =325kVA. | --> | 0.38 | 0 | 0.032604 | 0.41123 | 0 |  | --> | C19 ex SWORDS | Swords [T41,T42] | GLASMORE |  | 53.461 | -6.228
MV/LV Substation RA***263 |  | 20 kV | _ | LV | 50 kVA :Pole Substation | 0.05 | --> | 0.05 | 0.049 | 0.3 |  | --> | 0.0475 | 0 | 0 | 0.050152 | 0 |  | --> | E33 ex TRIM | Trim [T421] | NAVAN |  | 53.4998 | -6.8046
MV/LV Substation RA***263 |  | 10 kV | _ | LV | 400 kVA :Kiosk Substation | 0.4 | --> | 0.4 | 0.28 | 4.9 |  | --> | 0.38 | 0 | 0.009633 | 0.41782 | 0 |  | --> | C22 ex COOLOCK | Coolock [T41,T42] | FINGLAS |  | 53.3918 | -6.1864
MV/LV Substation RA***263X |  | 10 kV | _ | LV | 50 kVA :Pole Substation | 0.05 | --> | 0.05 | 0 | 0 | Constrained,otherwise capacity available =40kVA. | --> | 0.0475 | 0 | 0 | 0.051496 | 0 |  | --> | C12 ex DUNLEER | Dunleer [T41,T42] | DRYBRIDGE |  | 53.7987 | -6.3985
MV/LV Substation RA***265X |  | 10 kV | _ | LV | 50 kVA :Pole Substation | 0.05 | --> | 0.05 | 0.05 | 4.2 |  | --> | 0.0475 | 0 | 0 | 0.05 | 0 |  | --> | C13 ex ERRIGAL | Errigal [T41,T422] | SHANKILL |  | 54.0418 | -7.1747
MV/LV Substation RA***265Z |  | 10 kV | _ | LV | 400 kVA :Building Structure | 0.4 | --> | 0.4 | 0 | 0 | Constrained,otherwise capacity available =322kVA. | --> | 0.38 | 0 | 0.02223 | 0.41167 | 0 |  | --> | C17 ex BALLYCOOLIN | Ballycoolin [T41,T42,T43] | FINGLAS |  | 53.4 | -6.3446
MV/LV Substation RA***267Z |  | 20 kV | _ | LV | 100 kVA :Pole Substation | 0.1 | --> | 0.1 | 0 | 0 | Constrained,otherwise capacity available =95kVA. | --> | 0.095 | 0 | 0 | 0.10076 | 0 |  | --> | E12 ex ASHBOURNE | Ashbourne [T421,T422] | FINGLAS |  | 53.5001 | -6.4325
MV/LV Substation RA***270X |  | 20 kV | _ | LV | 50 kVA :Pole Substation | 0.05 | --> | 0.05 | 0 | 0 | Constrained,otherwise capacity available =22kVA. | --> | 0.0475 | 0 | 0 | 0.05408 | 0 |  | --> | E19 ex EDENDERRY | Edenderry [T421,T422] | BLAKE |  | 53.5039 | -7.1315
MV/LV Substation RA***271X |  | 20 kV | _ | LV | 50 kVA :Pole Substation | 0.05 | --> | 0.05 | 0 | 0 | Constrained,otherwise capacity available =38kVA. | --> | 0.0475 | 0 | 0.00741 | 0.05179 | 0 |  | --> | E19 ex KILCOCK | Kilcock [T421,T422] | GRIFFINRATH |  | 53.3373 | -6.6763
MV/LV Substation RA***272Z |  | 10 kV | _ | LV | 400 kVA :Kiosk Substation | 0.4 | --> | 0.4 | 0 | 0 | Constrained,otherwise capacity available =341kVA. | --> | 0.38 | 0 | 0.002223 | 0.40886 | 0 |  | --> | C15 ex LOUGHSHINNY | Loughshinny [T41,T42] | GLASMORE |  | 53.5328 | -6.0948
MV/LV Substation RA***274Z |  | 10 kV | _ | LV | 50 kVA :Pole Substation | 0.05 | --> | 0.05 | 0 | 0 | Constrained,otherwise capacity available =42kVA. | --> | 0.0475 | 0 | 0 | 0.0512 | 0 |  | --> | C21 ex TALBOTS INCH | Talbots Inch [T41,T42] | KILKENNY |  | 52.6909 | -7.2363
MV/LV Substation RA***275Y |  | 10 kV | _ | LV | 400 kVA :Kiosk Substation | 0.4 | --> | 0.4 | 0 | 0 | Constrained,otherwise capacity available =339kVA. | --> | 0.38 | 0 | 0.005928 | 0 | 0 | Constrained,otherwise capacity available =409.2kW. | --> | C13 ex FERMOY NORTH | Fermoy North [T41,T42] | BARRYMORE |  | 52.1427 | -8.2706
MV/LV Substation RA***277 |  | 20 kV | _ | LV | 100 kVA :Pole Substation | 0.1 | --> | 0.1 | 0 | 0 | Constrained,otherwise capacity available =96kVA. | --> | 0.095 | 0 | 0.003705 | 0.10061 | 0 |  | --> | E16 ex CLONROCHE | Clonroche [T421,T422] | WEXFORD |  | 52.4982 | -6.7671
MV/LV Substation RA***278Y |  | 10 kV | _ | LV | 50 kVA :Pole Substation | 0.05 | --> | 0.05 | 0 | 0 | Constrained,otherwise capacity available =48kVA. | --> | 0.0475 | 0 | 0 | 0.050303 | 0 |  | --> | C20 ex POLLERTON | Pollerton [T41,T42] | CARLOW |  | 52.8041 | -6.8821
MV/LV Substation RA***280Y |  | 10 kV | _ | LV | 200 kVA :Kiosk Substation | 0.2 | --> | 0.2 | 0.125 | 3.9 |  | --> | 0.19 | 0 | 0.017043 | 0.21108 | 0 |  | --> | C21 ex MARSHES | Marshes [T41,T42] | DUNDALK |  | 53.9612 | -6.3743
MV/LV Substation RA***280Z |  | 10 kV | _ | LV | 200 kVA :Kiosk Substation | 0.2 | --> | 0.2 | 0 | 0 | Constrained,otherwise capacity available =152kVA. | --> | 0.19 | 0 | 0.020748 | 0.20716 | 0 |  | --> | C11 ex MACETOWN | Macetown [T101,T102] | MACETOWN |  | 53.3944 | -6.4295
MV/LV Substation RA***284 |  | 20 kV | _ | LV | 50 kVA :Pole Substation | 0.05 | --> | 0.05 | 0 | 0 | Constrained,otherwise capacity available =37kVA. | --> | 0.0475 | 0 | 0 | 0 | 0 | Constrained,otherwise capacity available =51.9kW. | --> | C14 ex MILFORD (NR) | Milford (nr) [T41,T42] | LETTERKENNY |  | 55.1351 | -7.6725
MV/LV Substation RA***286Z |  | 20 kV | _ | LV | 200 kVA :Pole Substation | 0.2 | --> | 0.2 | 0 | 0 | Constrained,otherwise capacity available =171kVA. | --> | 0.19 | 0 | 0 | 0.20436 | 0 |  | --> | E21 ex SLANE | Slane [T421] | DRYBRIDGE |  | 53.6659 | -6.5228
MV/LV Substation RA***286Z |  | 20 kV | _ | LV | 400 kVA :Kiosk Substation | 0.4 | --> | 0.4 | 0.388 | 16.1 |  | --> | 0.38 | 0 | 0.013338 | 0.40182 | 0 |  | --> | E21 ex WEXFORD | Wexford [T121,T122] | WEXFORD |  | 52.3901 | -6.3703
MV/LV Substation RA***287 |  | 10 kV | _ | LV | 630 kVA :Kiosk Substation | 0.63 | --> | 0.63 | 0.371 | 0.9 |  | --> | 0.5985 | 0 | 0.05187 | 0.5 | 0 |  | --> | C12 ex KIMMAGE | Kimmage [T41,T42] | INCHICORE 220KV |  | 53.3077 | -6.2859
MV/LV Substation RA***287Y |  | 20 kV | _ | LV | 50 kVA :Pole Substation | 0.05 | --> | 0.05 | 0.046 | 6 |  | --> | 0.0475 | 0 | 0 | 0 | 0 | Constrained,otherwise capacity available =50.6kW. | --> | C14 ex ARDGEEHA | Ardgeeha [T41,T42] | DOON |  | 52.3818 | -7.7035
MV/LV Substation RA***289 |  | 10 kV | _ | LV | 100 kVA :Pole Substation | 0.1 | --> | 0.1 | 0 | 0 | Constrained,otherwise capacity available =79kVA. | --> | 0.095 | 0 | 0 | 0.10314 | 0 |  | --> | C21 ex TALBOTS INCH | Talbots Inch [T41,T42] | KILKENNY |  | 52.6872 | -7.2395
MV/LV Substation RA***290 |  | 10 kV | _ | LV | 630 kVA :Kiosk Substation | 0.63 | --> | 0.63 | 0.19 | 3.3 |  | --> | 0.5985 | 0 | 0.01482 | 0.5 | 0 |  | --> | C06 ex PEMBROKE | Pembroke [T41,T42,T43,T44] | RINGSEND |  | 53.3317 | -6.2383
MV/LV Substation RA***290X |  | 10 kV | _ | LV | 1000 kVA :Building Structure | 1 | --> | 1 | 0 | 0 | Constrained,otherwise capacity available =500kVA. | --> | 0.95 | 0 | 0 | 0.5 | 0 |  | --> | C19 ex PARKMORE | Parkmore [T41,T42] | GALWAY 110KV |  | 53.2995 | -8.9908
MV/LV Substation RA***290Y |  | 20 kV | _ | LV | 50 kVA :Pole Substation | 0.05 | --> | 0.05 | 0 | 0 | Constrained,otherwise capacity available =25kVA. | --> | 0.0475 | 0 | 0 | 0.053659 | 0 |  | --> | C21 ex MACETOWN | Macetown [T101,T102] | MACETOWN |  | 53.4687 | -6.5368
MV/LV Substation RA***290Y |  | 20 kV | _ | LV | 400 kVA :Kiosk Substation | 0.4 | --> | 0.4 | 0.389 | 2.4 |  | --> | 0.38 | 0 | 0 | 0.40167 | 0 |  | --> | C19 ex GRAIGUE | Graigue [T41,T42] | CARLOW |  | 52.822 | -6.9397
MV/LV Substation RA***291X |  | 10 kV | _ | LV | 1000 kVA :Building Structure | 1 | --> | 1 | 0 | 0 | Constrained,otherwise capacity available =500kVA. | --> | 0.95 | 0 | 0 | 0.5 | 0 |  | --> | C19 ex PARKMORE | Parkmore [T41,T42] | GALWAY 110KV |  | 53.2997 | -8.9941
MV/LV Substation RA***293Y |  | 20 kV | _ | LV | 200 kVA :Building Structure | 0.2 | --> | 0.2 | 0 | 0 | Constrained,otherwise capacity available =184kVA. | --> | 0.19 | 0 | 0.004446 | 0.20241 | 0 |  | --> | E17 ex CAVAN | Cavan [T42,T421] | SHANKILL |  | 54.0979 | -7.4416
MV/LV Substation RA***295 |  | 10 kV | _ | LV | 630 kVA :Kiosk Substation | 0.63 | --> | 0.63 | 0 | 0 | Constrained,otherwise capacity available =500kVA. | --> | 0.5985 | 0 | 0.00741 | 0.5 | 0 |  | --> | C12 ex MERVILLE | Merville [T41,T42] | FINGLAS |  | 53.383 | -6.316
MV/LV Substation RA***297 |  | 10 kV | _ | LV | 50 kVA :Pole Substation | 0.05 | --> | 0.05 | 0.043 | 0.4 |  | --> | 0.0475 | 0 | 0 | 0 | 0 | Constrained,otherwise capacity available =51.1kW. | --> | C21 ex SWINFORD | Swinford [T41,T42] | CASTLEBAR |  | 53.9474 | -8.9466
MV/LV Substation RA***297 |  | 10 kV | _ | LV | 630 kVA :Kiosk Substation | 0.63 | --> | 0.63 | 0.5 | 6 |  | --> | 0.5985 | 0 | 0.004446 | 0.5 | 0 |  | --> | C20 ex PELLETSTOWN | Pelletstown [T101,T102] | FINGLAS |  | 53.3819 | -6.3156
MV/LV Substation RA***299 |  | 10 kV | _ | LV | 100 kVA :Pole Substation | 0.1 | --> | 0.1 | 0.1 | 2 |  | --> | 0.095 | 0 | 0 | 0.1 | 0 |  | --> | C14 ex CAUSEWAY | Causeway [T41,T42] | TRALEE |  | 52.4432 | -9.6576
MV/LV Substation RA***300X |  | 10 kV | _ | LV | 630 kVA :Building Structure | 0.63 | --> | 0.63 | 0.38033 | 0.4 | Constrained,otherwise capacity available =500kVA. | --> | 0.5985 | 0 | 0 | 0.5 | 0 |  | --> | C19 ex CARRICKMINES | Carrickmines [T41,T42] | CARRICKMINES |  | 53.2607 | -6.1961
MV/LV Substation RA***303X |  | 20 kV | _ | LV | 50 kVA :Pole Substation | 0.05 | --> | 0.05 | 0.044 | 1 |  | --> | 0.0475 | 0 | 0 | 0.050903 | 0 |  | --> | E17 ex LONGFORD | Longford [T421,T422] | RICHMOND |  | 53.7401 | -7.723
MV/LV Substation RA***304 |  | 10 kV | _ | LV | 400 kVA :Kiosk Substation | 0.4 | --> | 0.4 | 0.358 | 2.4 |  | --> | 0.38 | 0 | 0.003705 | 0 | 0 | Constrained,otherwise capacity available =406.3kW. | --> | C15 ex KILTIMAGH | Kiltimagh [T41] | CASTLEBAR |  | 53.851 | -8.9948
MV/LV Substation RA***304Y |  | 20 kV | _ | LV | 50 kVA :Pole Substation | 0.05 | --> | 0.05 | 0.045 | 2.4 |  | --> | 0.0475 | 0 | 0 | 0.050753 | 0 |  | --> | C19 ex GRAIGUE | Graigue [T41,T42] | CARLOW |  | 52.7988 | -6.967
MV/LV Substation RA***305Y |  | 20 kV | _ | LV | 50 kVA :Pole Substation | 0.05 | --> | 0.05 | 0 | 0 | Constrained,otherwise capacity available =49kVA. | --> | 0.0475 | 0 | 0 | 0.050152 | 0 |  | --> | E16 ex CLONROCHE | Clonroche [T421,T422] | WEXFORD |  | 52.4949 | -6.7504
MV/LV Substation RA***306 |  | 10 kV | _ | LV | 33 kVA :Pole Substation | 0.033 | --> | 0.033 | 0.021 | 3.1 |  | --> | 0.03135 | 0 | 0.014079 | 0.034774 | 0 |  | --> | C13 ex PURCELLS INCH | Purcells Inch [T41,T42] | KILKENNY |  | 52.6261 | -7.2147
MV/LV Substation RA***308Y |  | 20 kV | _ | LV | 630 kVA :Kiosk Substation | 0.63 | --> | 0.63 | 0 | 0 | Constrained,otherwise capacity available =500kVA. | --> | 0.5985 | 0 | 0.01482 | 0.5 | 0 |  | --> | E12 ex CARRIGSHANE | Carrigshane [T422] | MIDLETON |  | 51.895 | -8.0412
MV/LV Substation RA***308Z |  | 20 kV | _ | LV | 200 kVA :Kiosk Substation | 0.2 | --> | 0.2 | 0 | 0 | Constrained,otherwise capacity available =158kVA. | --> | 0.19 | 0 | 0 | 0.20628 | 0 |  | --> | E14 ex BALLINDERRY | Ballinderry [T41,T422] | MULLINGAR |  | 53.4156 | -7.2935
MV/LV Substation RA***309 |  | 10 kV | _ | LV | 100 kVA :Pole Substation | 0.1 | --> | 0.1 | 0 | 0 | Constrained,otherwise capacity available =69kVA. | --> | 0.095 | 0 | 0.011115 | 0.1046 | 0 |  | --> | C12 ex SAGGART | Saggart [T41,T42] | GRANGE CASTLE |  | 53.2777 | -6.4651
MV/LV Substation RA***311Y |  | 10 kV | _ | LV | 50 kVA :Pole Substation | 0.05 | --> | 0.05 | 0.037 | 12.2 |  | --> | 0.0475 | 0 | 0 | 0.051937 | 0 |  | --> | C23 ex BALLYBEG | Ballybeg [T101,T102] | CARRICKMINES |  | 52.9382 | -6.0997
MV/LV Substation RA***314Y |  | 10 kV | _ | LV | 50 kVA :Pole Substation | 0.05 | --> | 0.05 | 0 | 0.5 |  | --> | 0.0475 | 0 | 0 | 0 | 0 | Constrained,otherwise capacity available =58.6kW. | --> | C15 ex KILMARTIN | Kilmartin [T41] | ARKLOW |  | 53.0344 | -6.0905
MV/LV Substation RA***315 |  | 10 kV | _ | LV | 400 kVA :Kiosk Substation | 0.4 | --> | 0.4 | 0.23 | 7.9 |  | --> | 0.38 | 0 | 0.046683 | 0.42502 | 0 |  | --> | C11 ex DUNMANWAY | Dunmanway [T422,T43] | DUNMANWAY |  | 51.7164 | -9.1123
MV/LV Substation RA***318 |  | 10 kV | _ | LV | 630 kVA :Kiosk Substation | 0.63 | --> | 0.63 | 0 | 0 | Constrained,otherwise capacity available =183kVA. | --> | 0.5985 | 0 | 0.017043 | 0.5 | 0 |  | --> | C15 ex LEESON STREET | Leeson Street [T41,T42] | MILLTOWN (DR) |  | 53.3267 | -6.2562
MV/LV Substation RA***321X |  | 10 kV | _ | LV | 25 kVA :Pole Substation | 0.025 | --> | 0.025 | 0 | 0 | Constrained,otherwise capacity available =22kVA. | --> | 0.02375 | 0 | 0 | 0 | 0 | Constrained,otherwise capacity available =25.5kW. | --> | C15 ex RATHDOWNEY | Rathdowney [T42] | IKERRIN |  | 52.8581 | -7.5884
MV/LV Substation RA***323 |  | 10 kV | _ | LV | 400 kVA :Kiosk Substation | 0.4 | --> | 0.4 | 0.37 | 0.7 |  | --> | 0.38 | 0 | 0 | 0.40453 | 0 |  | --> | C15 ex RAHANS | Rahans [T41] | MOY |  | 54.09 | -9.1537
MV/LV Substation RA***323 |  | 20 kV | _ | LV | 50 kVA :Pole Substation | 0.05 | --> | 0.05 | 0.044 | 1.1 |  | --> | 0.0475 | 0 | 0 | 0.050903 | 0 |  | --> | E18 ex BIRR | Birr [T41,T422] | DALLOW |  | 53.1142 | -8.0217
MV/LV Substation RA***324Y |  | 20 kV | _ | LV | 200 kVA :Pole Substation | 0.2 | --> | 0.2 | 0.154 | 0.6 |  | --> | 0.19 | 0 | 0.006669 | 0 | 0 | Constrained,otherwise capacity available =206.9kW. | --> | E19 ex LAWLESSTOWN | Lawlesstown [T42,T421] | DOON |  | 52.4647 | -7.7028
MV/LV Substation RA***326X |  | 10 kV | _ | LV | 100 kVA :Pole Substation | 0.1 | --> | 0.1 | 0 | 0 | Constrained,otherwise capacity available =94kVA. | --> | 0.095 | 0 | 0.003705 | 0 | 0 | Constrained,otherwise capacity available =100.9kW. | --> | C16 ex RATHDOWNEY | Rathdowney [T42] | IKERRIN |  | 52.8475 | -7.5871
MV/LV Substation RA***327X |  | 10 kV | _ | LV | 50 kVA :Pole Substation | 0.05 | --> | 0.05 | 0 | 0 | Constrained,otherwise capacity available =31kVA. | --> | 0.0475 | 0 | 0 | 0 | 0 | Constrained,otherwise capacity available =52.8kW. | --> | C16 ex RATHDOWNEY | Rathdowney [T42] | IKERRIN |  | 52.8487 | -7.5867
MV/LV Substation RA***329Y |  | 10 kV | _ | LV | 50 kVA :Pole Substation | 0.05 | --> | 0.05 | 0.042 | 12.2 |  | --> | 0.0475 | 0 | 0.020007 | 0.0512 | 0 |  | --> | C14 ex BALLYBEG | Ballybeg [T101,T102] | CARRICKMINES |  | 53.0004 | -6.0871
MV/LV Substation RA***334 |  | 10 kV | _ | LV | 400 kVA :Kiosk Substation | 0.4 | --> | 0.4 | 0 | 0 | Constrained,otherwise capacity available =318kVA. | --> | 0.38 | 0 | 0.016302 | 0.41226 | 0 |  | --> | C14 ex LOUGHLINSTOWN | Loughlinstown [T41,T42] | CARRICKMINES |  | 53.257 | -6.1301
MV/LV Substation RA***334 |  | 10 kV | _ | LV | 50 kVA :Pole Substation | 0.05 | --> | 0.05 | 0 | 0 | Constrained,otherwise capacity available =39kVA. | --> | 0.0475 | 0 | 0 | 0.051643 | 0 |  | --> | C15 ex SAGGART | Saggart [T41,T42] | GRANGE CASTLE |  | 53.2406 | -6.447
MV/LV Substation RA***335Y |  | 10 kV | _ | LV | 400 kVA :Kiosk Substation | 0.4 | --> | 0.4 | 0.37 | 12.2 |  | --> | 0.38 | 0 | 0 | 0.40453 | 0 |  | --> | C14 ex BALLYBEG | Ballybeg [T101,T102] | CARRICKMINES |  | 52.9959 | -6.0867
MV/LV Substation RA***335Z |  | 10 kV | _ | LV | 100 kVA :Pole Substation | 0.1 | --> | 0.1 | 0.082 | 0.2 |  | --> | 0.095 | 0 | 0 | 0 | 0 | Constrained,otherwise capacity available =102.7kW. | --> | E16 ex BEALISTOWN | Bealistown [T421,T422] | GREAT ISLAND |  | 52.2484 | -6.9196
MV/LV Substation RA***337 |  | 10 kV | _ | LV | 25 kVA :Kiosk Substation | 0.025 | --> | 0.025 | 0 | 2.3 |  | --> | 0.02375 | 0 | 0 | 0.033749 | 0 |  | --> | E13 ex AGHADA | Aghada [T721] | N/A |  | 51.8434 | -8.1922
MV/LV Substation RA***337X |  | 10 kV | _ | LV | 630 kVA :Building Structure | 0.63 | --> | 0.63 | 0 | 0 | Constrained,otherwise capacity available =500kVA. | --> | 0.5985 | 0 | 0 | 0 | 0 | Constrained,otherwise capacity available =500kW. | --> | C18 ex CULLION | Cullion [T41,T42] | LETTERKENNY |  | 54.9474 | -7.7336
MV/LV Substation RA***339 |  | 10 kV | _ | LV | 630 kVA :Kiosk Substation | 0.63 | --> | 0.63 | 0.303 | 3.3 |  | --> | 0.5985 | 0 | 0.022971 | 0.5 | 0 |  | --> | C06 ex PEMBROKE | Pembroke [T41,T42,T43,T44] | RINGSEND |  | 53.3289 | -6.2389
MV/LV Substation RA***344 |  | 10 kV | _ | LV | 630 kVA :Kiosk Substation | 0.63 | --> | 0.63 | 0.467 | 11.1 |  | --> | 0.5985 | 0 | 0.020748 | 0.5 | 0 |  | --> | C28 ex CABRA | Cabra [T101,T102] | FINGLAS |  | 53.3642 | -6.3206
MV/LV Substation RA***344 |  | 20 kV | _ | LV | 30 kVA :Pole Substation | 0.03 | --> | 0.03 | 0 | 0 |  | --> | 0.0285 | 0 | 0 | 0.034742 | 0 |  | --> | E13 ex BALLINROBE | Ballinrobe [T421,T422] | DALTON |  | 53.6291 | -9.2376
MV/LV Substation RA***346 |  | 10 kV | _ | LV | 100 kVA :Building Structure | 0.1 | --> | 0.1 | 0.056 | 9.1 |  | --> | 0.095 | 0 | 0 | 0.10647 | 0 |  | --> | C17 ex CENTRE PARK ROAD | Marina [T105,T106] | MARINA |  | 51.9008 | -8.4611
MV/LV Substation RA***353X |  | 10 kV | _ | LV | 50 kVA :Pole Substation | 0.05 | --> | 0.05 | 0.049 | 5 |  | --> | 0.0475 | 0 | 0 | 0.050152 | 0 |  | --> | C14 ex MCDONAGH | Mcdonagh [T41,T42] | KILKENNY |  | 52.6472 | -7.1171
MV/LV Substation RA***354 |  | 20 kV | _ | LV | 50 kVA :Pole Substation | 0.05 | --> | 0.05 | 0.042 | 2.9 |  | --> | 0.0475 | 0 | 0.004446 | 0 | 0 | Constrained,otherwise capacity available =51.2kW. | --> | E13 ex TELAYDON | Telaydon [T42,T421] | LISDRUM |  | 54.267 | -7.0185
MV/LV Substation RA***354Y |  | 10 kV | _ | LV | 200 kVA :Pole Substation | 0.2 | --> | 0.2 | 0 | 0 | Constrained,otherwise capacity available =151kVA. | --> | 0.19 | 0 | 0.02223 | 0.20731 | 0 |  | --> | C11 ex CARRIGALINE | Carrigaline [T41,T42] | BARNAHELY |  | 51.8265 | -8.35
MV/LV Substation RA***356Z |  | 10 kV | _ | LV | 400 kVA :Kiosk Substation | 0.4 | --> | 0.4 | 0 | 0 | Constrained,otherwise capacity available =284kVA. | --> | 0.38 | 0 | 0.017043 | 0.41724 | 0 |  | --> | C21 ex GRANGE (DR) | Grange (dr) [T41,T42] | GRANGE (DR) |  | 53.4 | -6.1512
MV/LV Substation RA***357 |  | 10 kV | _ | LV | 50 kVA :Pole Substation | 0.05 | --> | 0.05 | 0.022 | 7.2 |  | --> | 0.0475 | 0 | 0.001482 | 0 | 0 | Constrained,otherwise capacity available =54.1kW. | --> | C18 ex CONVOY | Convoy [T41,T42] | LETTERKENNY |  | 54.8693 | -7.5973
MV/LV Substation RA***357 |  | 20 kV | _ | LV | 100 kVA :Pole Substation | 0.1 | --> | 0.1 | 0 | 0 | Constrained,otherwise capacity available =84kVA. | --> | 0.095 | 0 | 0 | 0.1024 | 0 |  | --> | E16 ex GURRANEBANE | Gurranebane [T421,T422] | OUGHTRAGH |  | 51.758 | -10.0971
MV/LV Substation RA***357X |  | 10 kV | _ | LV | 100 kVA :Pole Substation | 0.1 | --> | 0.1 | 0 | 0 | Constrained,otherwise capacity available =79kVA. | --> | 0.095 | 0 | 0 | 0.10314 | 0 |  | --> | C11 ex DERRYCRAMPH | Derrycramph [T41,T42] | SHANKILL |  | 53.9684 | -7.3365
MV/LV Substation RA***359X |  | 10 kV | _ | LV | 50 kVA :Pole Substation | 0.05 | --> | 0.05 | 0 | 0 | Constrained,otherwise capacity available =42kVA. | --> | 0.0475 | 0 | 0 | 0.0512 | 0 |  | --> | C18 ex BALLYBAILIE | Ballybailie [T41,T42] | DUNDALK |  | 53.9326 | -6.5319
MV/LV Substation RA***361 |  | 10 kV | _ | LV | 50 kVA :Pole Substation | 0.05 | --> | 0.05 | 0.05 | 1.1 |  | --> | 0.0475 | 0 | 0 | 0 | 0 | Constrained,otherwise capacity available =50kW. | --> | C16 ex NEWCASTLEWEST | Newcastlewest [T41,T42] | RATHKEALE |  | 52.5169 | -9.0422
MV/LV Substation RA***361Y |  | 10 kV | _ | LV | 50 kVA :Pole Substation | 0.05 | --> | 0.05 | 0.032 | 4.6 |  | --> | 0.0475 | 0 | 0 | 0.052662 | 0 |  | --> | C11 ex RINGASKIDDY 110KV | Ringaskiddy 110kv [T42] | BARNAHELY |  | 51.8396 | -8.3584
MV/LV Substation RA***361Z |  | 10 kV | _ | LV | 400 kVA :Kiosk Substation | 0.4 | --> | 0.4 | 0 | 0 | Constrained,otherwise capacity available =383kVA. | --> | 0.38 | 0 | 0 | 0.40257 | 0 |  | --> | C21 ex GRANGE (DR) | Grange (dr) [T41,T42] | GRANGE (DR) |  | 53.4005 | -6.1498
MV/LV Substation RA***362Y |  | 10 kV | _ | LV | 200 kVA :Kiosk Substation | 0.2 | --> | 0.2 | 0.148 | 3.9 |  | --> | 0.19 | 0 | 0.033345 | 0.20775 | 0 |  | --> | C21 ex MARSHES | Marshes [T41,T42] | DUNDALK |  | 53.963 | -6.3744
MV/LV Substation RA***362Z |  | 10 kV | _ | LV | 630 kVA :Kiosk Substation | 0.63 | --> | 0.63 | 0 | 0 | Constrained,otherwise capacity available =500kVA. | --> | 0.5985 | 0 | 0 | 0.5 | 0 |  | --> | C21 ex GRANGE (DR) | Grange (dr) [T41,T42] | GRANGE (DR) |  | 53.4016 | -6.1496
MV/LV Substation RA***362Z |  | 10 kV | _ | LV | 400 kVA :Kiosk Substation | 0.4 | --> | 0.4 | 0 | 0 | Constrained,otherwise capacity available =313kVA. | --> | 0.38 | 0 | 0.003705 | 0.413 | 0 |  | --> | C17 ex BALGADDY | Balgaddy [T41,T42] | GRANGE CASTLE |  | 53.3234 | -6.4231
MV/LV Substation RA***363Z |  | 10 kV | _ | LV | 400 kVA :Kiosk Substation | 0.4 | --> | 0.4 | 0 | 0 | Constrained,otherwise capacity available =290kVA. | --> | 0.38 | 0 | 0 | 0.41637 | 0 |  | --> | C17 ex BALGADDY | Balgaddy [T41,T42] | GRANGE CASTLE |  | 53.3242 | -6.4247
MV/LV Substation RA***368Y |  | 10 kV | _ | LV | 400 kVA :Kiosk Substation | 0.4 | --> | 0.4 | 0 | 0 | Constrained,otherwise capacity available =322kVA. | --> | 0.38 | 0 | 0 | 0 | 0 | Constrained,otherwise capacity available =411.7kW. | --> | C21 ex COOLCARRON | Coolcarron [T41,T42] | BARRYMORE |  | 52.1341 | -8.2873
MV/LV Substation RA***369 |  | 20 kV | _ | LV | 630 kVA :Kiosk Substation | 0.63 | --> | 0.63 | 0 | 0 | Constrained,otherwise capacity available =440kVA. | --> | 0.5985 | 0 | 0.019266 | 0 | 0 | Constrained,otherwise capacity available =500kW. | --> | E11 ex CASTLELYONS | Castlelyons [T421,T422] | BARRYMORE |  | 52.0774 | -8.2807
MV/LV Substation RA***370X |  | 10 kV | _ | LV | 50 kVA :Pole Substation | 0.05 | --> | 0.05 | 0.05 | 1.6 |  | --> | 0.0475 | 0 | 0 | 0 | 0 | Constrained,otherwise capacity available =50kW. | --> | C13 ex DERRYBEG | Derrybeg [T41,T42] | ARDNAGAPPARY |  | 55.0188 | -8.3289
MV/LV Substation RA***372 |  | 10 kV | _ | LV | 200 kVA :Pole Substation | 0.2 | --> | 0.2 | 0 | 0 | Constrained,otherwise capacity available =115kVA. | --> | 0.19 | 0 | 0.003705 | 0.21251 | 0 |  | --> | C17 ex KINSALE | Kinsale [T41,T42] | BANDON |  | 51.7641 | -8.6305
MV/LV Substation RA***374 |  | 10 kV | _ | LV | 100 kVA :Pole Substation | 0.1 | --> | 0.1 | 0 | 0 | Constrained,otherwise capacity available =78kVA. | --> | 0.095 | 0 | 0.003705 | 0.10329 | 0 |  | --> | C16 ex ATHENRY | Athenry [T41,T42] | GALWAY 110KV |  | 53.3021 | -8.764
MV/LV Substation RA***376Y |  | 10 kV | _ | LV | 630 kVA :Kiosk Substation | 0.63 | --> | 0.63 | 0 | 0 | Constrained,otherwise capacity available =464kVA. | --> | 0.5985 | 0 | 0.00741 | 0.5 | 0 |  | --> | C18 ex LEIXLIP | Leixlip [T41,T42] | GRIFFINRATH |  | 53.364 | -6.4875
MV/LV Substation RA***377X |  | 10 kV | _ | LV | 50 kVA :Pole Substation | 0.05 | --> | 0.05 | 0 | 0 | Constrained,otherwise capacity available =49kVA. | --> | 0.0475 | 0 | 0 | 0.050152 | 0 |  | --> | C16 ex CARRIGALINE | Carrigaline [T41,T42] | BARNAHELY |  | 51.8391 | -8.3673
MV/LV Substation RA***381 |  | 10 kV | _ | LV | 630 kVA :Kiosk Substation | 0.63 | --> | 0.63 | 0 | 0 | Constrained,otherwise capacity available =500kVA. | --> | 0.5985 | 0 | 0.017784 | 0.5 | 0 |  | --> | C17 ex WHITESTOWN | Whitestown [T41,T42] | COOKSTOWN |  | 53.2831 | -6.3874
MV/LV Substation RA***382 |  | 10 kV | _ | LV | 400 kVA :Kiosk Substation | 0.4 | --> | 0.4 | 0 | 0 | Constrained,otherwise capacity available =348kVA. | --> | 0.38 | 0 | 0.017043 | 0.40782 | 0 |  | --> | C17 ex WHITESTOWN | Whitestown [T41,T42] | COOKSTOWN |  | 53.2841 | -6.3879
MV/LV Substation RA***383 |  | 10 kV | _ | LV | 400 kVA :Kiosk Substation | 0.4 | --> | 0.4 | 0 | 0 | Constrained,otherwise capacity available =354kVA. | --> | 0.38 | 0 | 0.005928 | 0.40692 | 0 |  | --> | C17 ex WHITESTOWN | Whitestown [T41,T42] | COOKSTOWN |  | 53.2837 | -6.3897
MV/LV Substation RA***385 |  | 10 kV | _ | LV | 400 kVA :Kiosk Substation | 0.4 | --> | 0.4 | 0 | 0 | Constrained,otherwise capacity available =294kVA. | --> | 0.38 | 0 | 0.010374 | 0.41578 | 0 |  | --> | C17 ex WHITESTOWN | Whitestown [T41,T42] | COOKSTOWN |  | 53.2852 | -6.3898
MV/LV Substation RA***386 |  | 10 kV | _ | LV | 400 kVA :Kiosk Substation | 0.4 | --> | 0.4 | 0 | 0 | Constrained,otherwise capacity available =339kVA. | --> | 0.38 | 0 | 0.010374 | 0.40916 | 0 |  | --> | C17 ex WHITESTOWN | Whitestown [T41,T42] | COOKSTOWN |  | 53.2852 | -6.3881
MV/LV Substation RA***388 |  | 10 kV | _ | LV | 200 kVA :Pole Substation | 0.2 | --> | 0.2 | 0.14 | 0.2 |  | --> | 0.19 | 0 | 0.004446 | 0 | 0 | Constrained,otherwise capacity available =208.9kW. | --> | E16 ex BEALISTOWN | Bealistown [T421,T422] | GREAT ISLAND |  | 52.2464 | -6.9173
MV/LV Substation RA***389 |  | 10 kV | _ | LV | 100 kVA :Pole Substation | 0.1 | --> | 0.1 | 0.054 | 0.2 |  | --> | 0.095 | 0 | 0.00741 | 0 | 0 | Constrained,otherwise capacity available =104.6kW. | --> | E16 ex BEALISTOWN | Bealistown [T421,T422] | GREAT ISLAND |  | 52.2463 | -6.9201
MV/LV Substation RA***389 |  | 10 kV | _ | LV | 50 kVA :Pole Substation | 0.05 | --> | 0.05 | 0 | 0 | Constrained,otherwise capacity available =38kVA. | --> | 0.0475 | 0 | 0 | 0.05179 | 0 |  | --> | C16 ex GARRYSPILLANE | Garryspillane [T41] | TIPPERARY |  | 52.3267 | -8.4827
MV/LV Substation RA***391Z |  | 20 kV | _ | LV | 200 kVA :Kiosk Substation | 0.2 | --> | 0.2 | 0 | 0 | Constrained,otherwise capacity available =164kVA. | --> | 0.19 | 0 | 0 | 0.20539 | 0 |  | --> | C14 ex KILDARE | Kildare [T41,T42] | NEWBRIDGE |  | 53.2174 | -6.9962
MV/LV Substation RA***4002 |  | 10 kV | _ | LV | 100 kVA :Pole Substation | 0.1 | --> | 0.1 | 0 | 0 | Constrained,otherwise capacity available =98kVA. | --> | 0.095 | 0 | 0 | 0.1003 | 0 |  | --> | C20 ex BALLYGAR | Ballygar [T41,T42] | ATHLONE |  | 53.5326 | -8.1516
MV/LV Substation RA***4006 |  | 20 kV | _ | LV | 50 kVA :Pole Substation | 0.05 | --> | 0.05 | 0.042 | 0.3 |  | --> | 0.0475 | 0 | 0 | 0.0512 | 0 |  | --> | E33 ex TRIM | Trim [T421] | NAVAN |  | 53.4828 | -6.8099
MV/LV Substation RA***4008 |  | 20 kV | _ | LV | 200 kVA :Kiosk Substation | 0.2 | --> | 0.2 | 0.196 | 4.2 |  | --> | 0.19 | 0 | 0 | 0.20061 | 0 |  | --> | E16 ex JENKINSTOWN | Jenkinstown [T421,T422] | DUNDALK |  | 54.0001 | -6.2651
MV/LV Substation RA***4011 |  | 20 kV | _ | LV | 50 kVA :Pole Substation | 0.05 | --> | 0.05 | 0 | 0 | Constrained,otherwise capacity available =35kVA. | --> | 0.0475 | 0 | 0 | 0 | 0 | Constrained,otherwise capacity available =52.2kW. | --> | E12 ex CARNDONAGH | Carndonagh [T421,T422] | TRILLICK |  | 55.2748 | -7.3396
MV/LV Substation RA***401X |  | 10 kV | _ | LV | 100 kVA :Pole Substation | 0.1 | --> | 0.1 | 0.092 | 0.9 |  | --> | 0.095 | 0 | 0 | 0.10121 | 0 |  | --> | C15 ex CLONARD | Clonard [T41,T42] | WEXFORD |  | 52.3415 | -6.4868
MV/LV Substation RA***401Z |  | 10 kV | _ | LV | 200 kVA :Kiosk Substation | 0.2 | --> | 0.2 | 0 | 0 | Constrained,otherwise capacity available =148kVA. | --> | 0.19 | 0 | 0.016302 | 0.20775 | 0 |  | --> | C39 ex COLLEGE PARK | College Park [T101,T102,T103] | COLLEGE PARK |  | 53.4193 | -6.3902
MV/LV Substation RA***402 |  | 10 kV | _ | LV | 400 kVA :Kiosk Substation | 0.4 | --> | 0.4 | 0.228 | 7.2 |  | --> | 0.38 | 0 | 0 | 0 | 0 | Constrained,otherwise capacity available =425.3kW. | --> | C18 ex CONVOY | Convoy [T41,T42] | LETTERKENNY |  | 54.8743 | -7.602
MV/LV Substation RA***4026 |  | 20 kV | _ | LV | 50 kVA :Pole Substation | 0.05 | --> | 0.05 | 0.05 | 2.3 |  | --> | 0.0475 | 0 | 0 | 0.05 | 0 |  | --> | E14 ex MOY | Moy [T421,T422] | MOY |  | 54.2454 | -9.2281
MV/LV Substation RA***4038 |  | 10 kV | _ | LV | 50 kVA :Pole Substation | 0.05 | --> | 0.05 | 0 | 0 | Constrained,otherwise capacity available =44kVA. | --> | 0.0475 | 0 | 0 | 0.050903 | 0 |  | --> | C16 ex GRAIGUENAMANAGH | Graiguenamanagh [T41,T42] | KILKENNY |  | 52.5219 | -7.014
MV/LV Substation RA***4040 |  | 10 kV | _ | LV | 50 kVA :Pole Substation | 0.05 | --> | 0.05 | 0.035 | 2.4 |  | --> | 0.0475 | 0 | 0 | 0 | 0 | Constrained,otherwise capacity available =52.2kW. | --> | C15 ex KILTIMAGH | Kiltimagh [T41] | CASTLEBAR |  | 53.8504 | -9.0029
MV/LV Substation RA***4041 |  | 10 kV | _ | LV | 400 kVA :Kiosk Substation | 0.4 | --> | 0.4 | 0.38 | 1.4 |  | --> | 0.38 | 0 | 0 | 0.40302 | 0 |  | --> | C14 ex RINEANNA | Rineanna [T41,T42] | DRUMLINE |  | 52.7578 | -8.8946
MV/LV Substation RA***4047 |  | 10 kV | _ | LV | 50 kVA :Pole Substation | 0.05 | --> | 0.05 | 0.05 | 2.4 |  | --> | 0.0475 | 0 | 0 | 0.05 | 0 |  | --> | C17 ex GURTEEN | Gurteen [T41] | TONROE |  | 53.997 | -8.5215
MV/LV Substation RA***4047 |  | 10 kV | _ | LV | 400 kVA :Kiosk Substation | 0.4 | --> | 0.4 | 0.338 | 0.7 |  | --> | 0.38 | 0 | 0 | 0.40931 | 0 |  | --> | C16 ex RAHANS | Rahans [T41] | MOY |  | 54.1013 | -9.158
MV/LV Substation RA***405 |  | 10 kV | _ | LV | 200 kVA :Pole Substation | 0.2 | --> | 0.2 | 0 | 0 | Constrained,otherwise capacity available =194kVA. | --> | 0.19 | 0 | 0.002964 | 0.20091 | 0 |  | --> | C17 ex SKIBBEREEN | Skibbereen [T41,T42] | DUNMANWAY |  | 51.5351 | -9.212
MV/LV Substation RA***4054 |  | 10 kV | _ | LV | 50 kVA :Pole Substation | 0.05 | --> | 0.05 | 0 | 0 | Constrained,otherwise capacity available =40kVA. | --> | 0.0475 | 0 | 0 | 0.051496 | 0 |  | --> | C19 ex ENNIS NORTH | Ennis North [T41,T42] | ENNIS |  | 52.8778 | -8.9667
MV/LV Substation RA***4055 |  | 10 kV | _ | LV | 50 kVA :Pole Substation | 0.05 | --> | 0.05 | 0 | 0 | Constrained,otherwise capacity available =50kVA. | --> | 0.0475 | 0 | 0 | 0.05 | 0 |  | --> | C16 ex LITTLE BRAY | Little Bray [T41,T42] | FASSAROE |  | 53.2342 | -6.1422
MV/LV Substation RA***405Y |  | 10 kV | _ | LV | 200 kVA :Pole Substation | 0.2 | --> | 0.2 | 0.193 | 0.2 |  | --> | 0.19 | 0 | 0 | 0 | 0 | Constrained,otherwise capacity available =201.1kW. | --> | E16 ex BEALISTOWN | Bealistown [T421,T422] | GREAT ISLAND |  | 52.2448 | -6.9227
MV/LV Substation RA***4063 |  | 20 kV | _ | LV | 50 kVA :Pole Substation | 0.05 | --> | 0.05 | 0.05 | 1.7 |  | --> | 0.0475 | 0 | 0 | 0.05 | 0 |  | --> | E62 ex ATHY | Athy [T101,T102] | ATHY |  | 53.0585 | -6.877
MV/LV Substation RA***4070 |  | 10 kV | _ | LV | 200 kVA :Kiosk Substation | 0.2 | --> | 0.2 | 0 | 0 | Constrained,otherwise capacity available =200kVA. | --> | 0.19 | 0 | 0 | 0 | 0 | Constrained,otherwise capacity available =200kW. | --> | C11 ex RATHDRUM | Rathdrum [T42] | ARKLOW |  | 52.935 | -6.2277
MV/LV Substation RA***4071 |  | 10 kV | _ | LV | 50 kVA :Pole Substation | 0.05 | --> | 0.05 | 0.042 | 1.7 |  | --> | 0.0475 | 0 | 0 | 0.0512 | 0 |  | --> | C21 ex ATHY | Athy [T101,T102] | ATHY |  | 52.9465 | -7.0469
MV/LV Substation RA***4081 |  | 20 kV | _ | LV | 50 kVA :Pole Substation | 0.05 | --> | 0.05 | 0 | 0 | Constrained,otherwise capacity available =46kVA. | --> | 0.0475 | 0 | 0 | 0.050604 | 0 |  | --> | E21 ex SLANE | Slane [T421] | DRYBRIDGE |  | 53.6653 | -6.5225
MV/LV Substation RA***4083 |  | 10 kV | _ | LV | 400 kVA :Kiosk Substation | 0.4 | --> | 0.4 | 0.4 | 3 |  | --> | 0.38 | 0 | 0 | 0.4 | 0 |  | --> | C18 ex RAMSTOWN | Ramstown [T41,T42] | CRANE |  | 52.6682 | -6.2997
MV/LV Substation RA***4086 |  | 10 kV | _ | LV | 400 kVA :Kiosk Substation | 0.4 | --> | 0.4 | 0 | 0 | Constrained,otherwise capacity available =372kVA. | --> | 0.38 | 0 | 0.062244 | 0.40423 | 0 |  | --> | C18 ex DUNLEER | Dunleer [T41,T42] | DRYBRIDGE |  | 53.8325 | -6.3991
MV/LV Substation RA***408X |  | 10 kV | _ | LV | 400 kVA :Kiosk Substation | 0.4 | --> | 0.4 | 0 | 0 | Constrained,otherwise capacity available =310kVA. | --> | 0.38 | 0 | 0.006669 | 0.41344 | 0 |  | --> | C12 ex WHITESTOWN | Whitestown [T41,T42] | COOKSTOWN |  | 53.2793 | -6.4067
MV/LV Substation RA***4092 |  | 10 kV | _ | LV | 50 kVA :Pole Substation | 0.05 | --> | 0.05 | 0 | 0 | Constrained,otherwise capacity available =40kVA. | --> | 0.0475 | 0 | 0 | 0.051496 | 0 |  | --> | C11 ex DEERPARK | Deerpark [T41,T42] | BALLYDINE |  | 52.3236 | -7.3906
MV/LV Substation RA***4095 |  | 10 kV | _ | LV | 400 kVA :Kiosk Substation | 0.4 | --> | 0.4 | 0.4 | 2.8 |  | --> | 0.38 | 0 | 0 | 0.4 | 0 |  | --> | C20 ex CASTLEBLAYNEY | Castleblayney [T41,T42] | DUNDALK |  | 54.1187 | -6.749
MV/LV Substation RA***4101 |  | 10 kV | _ | LV | 400 kVA :Kiosk Substation | 0.4 | --> | 0.4 | 0 | 0 | Constrained,otherwise capacity available =395kVA. | --> | 0.38 | 0 | 0.01482 | 0.40076 | 0 |  | --> | C12 ex SAGGART | Saggart [T41,T42] | GRANGE CASTLE |  | 53.2754 | -6.4856
MV/LV Substation RA***4101 |  | 10 kV | _ | LV | 50 kVA :Pole Substation | 0.05 | --> | 0.05 | 0.036 | 13.5 |  | --> | 0.0475 | 0 | 0.003705 | 0.052083 | 0 |  | --> | C21 ex ENNIS | Ennis [T101,T102] | ENNIS |  | 52.8963 | -8.9436
MV/LV Substation RA***410X |  | 10 kV | _ | LV | 50 kVA :Pole Substation | 0.05 | --> | 0.05 | 0 | 0 | Constrained,otherwise capacity available =31kVA. | --> | 0.0475 | 0 | 0.005187 | 0 | 0 | Constrained,otherwise capacity available =52.8kW. | --> | C16 ex RATHDOWNEY | Rathdowney [T42] | IKERRIN |  | 52.8551 | -7.5703
MV/LV Substation RA***413 |  | 10 kV | _ | LV | 200 kVA :Pole Substation | 0.2 | --> | 0.2 | 0.060409 | 0.1 | Constrained,otherwise capacity available =151kVA. | --> | 0.19 | 0 | 0 | 0.20731 | 0 |  | --> | C17 ex TUBBERCURRY | Tubbercurry [T41,T42] | TONROE |  | 54.0521 | -8.7479
MV/LV Substation RA***4134 |  | 10 kV | _ | LV | 50 kVA :Pole Substation | 0.05 | --> | 0.05 | 0 | 0 | Constrained,otherwise capacity available =50kVA. | --> | 0.0475 | 0 | 0 | 0.05 | 0 |  | --> | C20 ex CARRICKMACROSS | Carrickmacross [T41,T42] | MEATH HILL |  | 53.9813 | -6.8635
MV/LV Substation RA***4134 |  | 20 kV | _ | LV | 400 kVA :Building Structure | 0.4 | --> | 0.4 | 0 | 0 | Constrained,otherwise capacity available =400kVA. | --> | 0.38 | 0 | 0 | 0.4 | 0 |  | --> | C16 ex CARRICK ON SHANNON | Carrick On Shannon [T41,T42] | CARRICK ON SHANNON |  | 53.8209 | -8.0711
MV/LV Substation RA***4138 |  | 10 kV | _ | LV | 400 kVA :Kiosk Substation | 0.4 | --> | 0.4 | 0 | 0 | Constrained,otherwise capacity available =345kVA. | --> | 0.38 | 0 | 0.020007 | 0.40827 | 0 |  | --> | C12 ex ORANMORE | Oranmore [T41,T44] | GALWAY 110KV |  | 53.2721 | -8.9734
MV/LV Substation RA***4143 |  | 20 kV | _ | LV | 50 kVA :Pole Substation | 0.05 | --> | 0.05 | 0 | 0 | Constrained,otherwise capacity available =39kVA. | --> | 0.0475 | 0 | 0 | 0.051643 | 0 |  | --> | E20 ex CLONMINCH | Clonminch [T41,T422] | THORNSBERRY |  | 53.3022 | -7.3699
MV/LV Substation RA***414X |  | 10 kV | _ | LV | 200 kVA :Kiosk Substation | 0.2 | --> | 0.2 | 0 | 0 | Constrained,otherwise capacity available =127kVA. | --> | 0.19 | 0 | 0 | 0.21079 | 0 |  | --> | C19 ex TYMON | Tymon [T41,T42] | COOKSTOWN |  | 53.3005 | -6.3417
MV/LV Substation RA***414X |  | 20 kV | _ | LV | 200 kVA :Pole Substation | 0.2 | --> | 0.2 | 0 | 0 | Constrained,otherwise capacity available =173kVA. | --> | 0.19 | 0 | 0 | 0.20406 | 0 |  | --> | E23 ex ATHENRY | Athenry [T423] | GALWAY 110KV |  | 53.2847 | -8.5888
MV/LV Substation RA***414Y |  | 10 kV | _ | LV | 200 kVA :Kiosk Substation | 0.2 | --> | 0.2 | 0.145 | 2.2 |  | --> | 0.19 | 0 | 0.00741 | 0.20818 | 0 |  | --> | C11 ex BALLINASLOE | Ballinasloe [T41,T42] | SOMERSET |  | 53.3251 | -8.1911
MV/LV Substation RA***4157 |  | 10 kV | _ | LV | 630 kVA :Building Structure | 0.63 | --> | 0.63 | 0.497 | 3.9 |  | --> | 0.5985 | 0 | 0.00741 | 0.5 | 0 |  | --> | C14 ex GALWAY 110KV | Galway 110kv [T102,T103] | GALWAY 110KV |  | 53.2879 | -9.0176
MV/LV Substation RA***4158 |  | 10 kV | _ | LV | 50 kVA :Pole Substation | 0.05 | --> | 0.05 | 0 | 0 | Constrained,otherwise capacity available =47kVA. | --> | 0.0475 | 0 | 0 | 0.050453 | 0 |  | --> | C16 ex ATHENRY | Athenry [T41,T42] | GALWAY 110KV |  | 53.299 | -8.8044
MV/LV Substation RA***4159 |  | 10 kV | _ | LV | 50 kVA :Pole Substation | 0.05 | --> | 0.05 | 0 | 0 | Constrained,otherwise capacity available =48kVA. | --> | 0.0475 | 0 | 0 | 0.050303 | 0 |  | --> | C16 ex ATHENRY | Athenry [T41,T42] | GALWAY 110KV |  | 53.2984 | -8.8103
MV/LV Substation RA***415X |  | 10 kV | _ | LV | 100 kVA :Pole Substation | 0.1 | --> | 0.1 | 0 | 0 | Constrained,otherwise capacity available =69kVA. | --> | 0.095 | 0 | 0 | 0.1046 | 0 |  | --> | C17 ex HOLYCROSS ROAD | Holycross Road [T41,T42] | THURLES |  | 52.7162 | -7.9117
MV/LV Substation RA***415Y |  | 10 kV | _ | LV | 200 kVA :Pole Substation | 0.2 | --> | 0.2 | 0 | 0 | Constrained,otherwise capacity available =175kVA. | --> | 0.19 | 0 | 0 | 0.20376 | 0 |  | --> | C16 ex LOUGHREA | Loughrea [T41,T42] | SOMERSET |  | 53.2026 | -8.5889
MV/LV Substation RA***416 |  | 20 kV | _ | LV | 100 kVA :Pole Substation | 0.1 | --> | 0.1 | 0.076 | 1.9 |  | --> | 0.095 | 0 | 0 | 0 | 0 | Constrained,otherwise capacity available =103.6kW. | --> | E17 ex CREESLOUGH | Creeslough [T421] | ARDNAGAPPARY |  | 55.1771 | -7.9489
MV/LV Substation RA***4163 |  | 10 kV | _ | LV | 100 kVA :Pole Substation | 0.1 | --> | 0.1 | 0.099 | 2 |  | --> | 0.095 | 0 | 0.027417 | 0.10015 | 0 |  | --> | C19 ex CAUSEWAY | Causeway [T41,T42] | TRALEE |  | 52.4085 | -9.778
MV/LV Substation RA***4164 |  | 10 kV | _ | LV | 1000 kVA :Building Structure | 1 | --> | 1 | 0 | 0 | Constrained,otherwise capacity available =500kVA. | --> | 0.95 | 0 | 0 | 0.5 | 0 |  | --> | C11 ex LITTLE BRAY | Little Bray [T41,T42] | FASSAROE |  | 53.225 | -6.1234
MV/LV Substation RA***4164 |  | 20 kV | _ | LV | 400 kVA :Kiosk Substation | 0.4 | --> | 0.4 | 0 | 0 | Constrained,otherwise capacity available =213kVA. | --> | 0.38 | 0 | 0.042978 | 0.42744 | 0 |  | --> | E11 ex GLASMORE | Glasmore [T421,T422] | GLASMORE |  | 53.4951 | -6.1367
MV/LV Substation RA***4166 |  | 20 kV | _ | LV | 200 kVA :Pole Substation | 0.2 | --> | 0.2 | 0 | 0 | Constrained,otherwise capacity available =168kVA. | --> | 0.19 | 0 | 0 | 0.2048 | 0 |  | --> | C16 ex HOLYCROSS ROAD | Holycross Road [T41,T42] | THURLES |  | 52.6294 | -7.924
MV/LV Substation RA***4169 |  | 10 kV | _ | LV | 400 kVA :Building Structure | 0.4 | --> | 0.4 | 0 | 0 | Constrained,otherwise capacity available =216kVA. | --> | 0.38 | 0 | 0 | 0.42701 | 0 |  | --> | C20 ex POLLERTON | Pollerton [T41,T42] | CARLOW |  | 52.8028 | -6.884
MV/LV Substation RA***4178 |  | 10 kV | _ | LV | 50 kVA :Pole Substation | 0.05 | --> | 0.05 | 0 | 0 | Constrained,otherwise capacity available =40kVA. | --> | 0.0475 | 0 | 0 | 0.051496 | 0 |  | --> | C19 ex ROSCOMMON | Roscommon [T41,T42] | LANESBORO |  | 53.6488 | -8.2166
MV/LV Substation RA***417Z |  | 10 kV | _ | LV | 630 kVA :Kiosk Substation | 0.63 | --> | 0.63 | 0.497 | 10.9 |  | --> | 0.5985 | 0 | 0.003705 | 0.5 | 0 |  | --> | C21 ex MULLINGAR | Mullingar [T101,T102] | MULLINGAR |  | 53.5268 | -7.3593
MV/LV Substation RA***4181 |  | 10 kV | _ | LV | 630 kVA :Kiosk Substation | 0.63 | --> | 0.63 | 0 | 0 | Constrained,otherwise capacity available =500kVA. | --> | 0.5985 | 0 | 0.00741 | 0.5 | 0 |  | --> | C12 ex GRANGE (DR) | Grange (dr) [T41,T42] | GRANGE (DR) |  | 53.4005 | -6.1456
MV/LV Substation RA***4182 |  | 10 kV | _ | LV | 50 kVA :Pole Substation | 0.05 | --> | 0.05 | 0 | 0 | Constrained,otherwise capacity available =50kVA. | --> | 0.0475 | 0 | 0.021489 | 0.05 | 0 |  | --> | C15 ex SKIBBEREEN | Skibbereen [T41,T42] | DUNMANWAY |  | 51.4928 | -9.3464
MV/LV Substation RA***4185 |  | 20 kV | _ | LV | 50 kVA :Pole Substation | 0.05 | --> | 0.05 | 0.043 | 1.7 |  | --> | 0.0475 | 0 | 0 | 0.051052 | 0 |  | --> | E64 ex ATHY | Athy [T101,T102] | ATHY |  | 53.0533 | -7.1076
MV/LV Substation RA***4186 |  | 10 kV | _ | LV | 50 kVA :Pole Substation | 0.05 | --> | 0.05 | 0.047 | 0.4 |  | --> | 0.0475 | 0 | 0 | 0 | 0 | Constrained,otherwise capacity available =50.5kW. | --> | C21 ex SWINFORD | Swinford [T41,T42] | CASTLEBAR |  | 53.9467 | -8.9437
MV/LV Substation RA***4191 |  | 10 kV | _ | LV | 50 kVA :Pole Substation | 0.05 | --> | 0.05 | 0.049 | 1.1 |  | --> | 0.0475 | 0 | 0 | 0 | 0 | Constrained,otherwise capacity available =50.2kW. | --> | C16 ex NEWCASTLEWEST | Newcastlewest [T41,T42] | RATHKEALE |  | 52.4579 | -9.0334
MV/LV Substation RA***4191 |  | 10 kV | _ | LV | 50 kVA :Pole Substation | 0.05 | --> | 0.05 | 0 | 0 | Constrained,otherwise capacity available =48kVA. | --> | 0.0475 | 0 | 0 | 0.050303 | 0 |  | --> | C18 ex SALLINS | Sallins [T41,T42] | GRIFFINRATH |  | 53.2541 | -6.6466
MV/LV Substation RA***4200 |  | 10 kV | _ | LV | 200 kVA :Kiosk Substation | 0.2 | --> | 0.2 | 0.2 | 12.2 |  | --> | 0.19 | 0 | 0 | 0.2 | 0 |  | --> | C20 ex BALLYBEG | Ballybeg [T101,T102] | CARRICKMINES |  | 52.9755 | -6.0353
MV/LV Substation RA***4202 |  | 10 kV | _ | LV | 200 kVA :Pole Substation | 0.2 | --> | 0.2 | 0.2 | 0.9 |  | --> | 0.19 | 0 | 0 | 0.2 | 0 |  | --> | C11 ex RATHMORE | Rathmore [T42,T421] | KNOCKEARAGH |  | 52.0836 | -9.2179
MV/LV Substation RA***4207 |  | 10 kV | _ | LV | 1000 kVA :Building Structure | 1 | --> | 1 | 0.23865 | 0.2 | Constrained,otherwise capacity available =500kVA. | --> | 0.95 | 0 | 0 | 0 | 0 | Constrained,otherwise capacity available =500kW. | --> | C15 ex ROSBERCON | Rosbercon [T41,T42] | WATERFORD |  | 52.3851 | -6.9654
MV/LV Substation RA***4207 |  | 10 kV | _ | LV | 100 kVA :Pole Substation | 0.1 | --> | 0.1 | 0 | 0 | Constrained,otherwise capacity available =88kVA. | --> | 0.095 | 0 | 0 | 0.10181 | 0 |  | --> | C20 ex KILDARE | Kildare [T41,T42] | NEWBRIDGE |  | 53.17 | -6.8481
MV/LV Substation RA***4207 |  | 10 kV | _ | LV | 400 kVA :Kiosk Substation | 0.4 | --> | 0.4 | 0 | 0 | Constrained,otherwise capacity available =344kVA. | --> | 0.38 | 0 | 0 | 0.40841 | 0 |  | --> | E41 ex KINSALE | Kinsale [T423] | TRABEG |  | 51.7052 | -8.5335
MV/LV Substation RA***4209 |  | 10 kV | _ | LV | 630 kVA :Kiosk Substation | 0.63 | --> | 0.63 | 0.5 | 13.5 |  | --> | 0.5985 | 0 | 0.00741 | 0.5 | 0 |  | --> | C21 ex ENNIS | Ennis [T101,T102] | ENNIS |  | 52.9404 | -8.8977
MV/LV Substation RA***4209 |  | 20 kV | _ | LV | 50 kVA :Pole Substation | 0.05 | --> | 0.05 | 0.049 | 13.8 |  | --> | 0.0475 | 0 | 0 | 0.050152 | 0 |  | --> | C14 ex SINGLAND | Singland [T101,T102] | SINGLAND |  | 52.598 | -8.5953
MV/LV Substation RA***4211 |  | 20 kV | _ | LV | 400 kVA :Kiosk Substation | 0.4 | --> | 0.4 | 0 | 0 | Constrained,otherwise capacity available =380kVA. | --> | 0.38 | 0 | 0.00741 | 0.40302 | 0 |  | --> | E19 ex KILCOCK | Kilcock [T421,T422] | GRIFFINRATH |  | 53.3354 | -6.6769
MV/LV Substation RA***4212 |  | 10 kV | _ | LV | 1000 kVA :Building Structure | 1 | --> | 1 | 0 | 0 | Constrained,otherwise capacity available =500kVA. | --> | 0.95 | 0 | 0.10448 | 0.5 | 0 |  | --> | C23 ex PHIBSBORO | Phibsboro [T41,T42] | FINGLAS |  | 53.3564 | -6.2775
MV/LV Substation RA***4214 |  | 10 kV | _ | LV | 200 kVA :Kiosk Substation | 0.2 | --> | 0.2 | 0 | 0 | Constrained,otherwise capacity available =104kVA. | --> | 0.19 | 0 | 0.003705 | 0.21407 | 0 |  | --> | C14 ex KILDARE | Kildare [T41,T42] | NEWBRIDGE |  | 53.2199 | -7.0014
MV/LV Substation RA***4215 |  | 10 kV | _ | LV | 400 kVA :Kiosk Substation | 0.4 | --> | 0.4 | 0.229 | 11.1 |  | --> | 0.38 | 0 | 0.16673 | 0.42516 | 0 |  | --> | C12 ex CABRA | Cabra [T101,T102] | FINGLAS |  | 53.3778 | -6.3203
MV/LV Substation RA***4216 |  | 10 kV | _ | LV | 400 kVA :Kiosk Substation | 0.4 | --> | 0.4 | 0.4 | 11.1 |  | --> | 0.38 | 0 | 0 | 0.4 | 0 |  | --> | C12 ex CABRA | Cabra [T101,T102] | FINGLAS |  | 53.3765 | -6.3211
MV/LV Substation RA***421X |  | 20 kV | _ | LV | 200 kVA :Pole Substation | 0.2 | --> | 0.2 | 0 | 0 | Constrained,otherwise capacity available =182kVA. | --> | 0.19 | 0 | 0.010374 | 0.20271 | 0 |  | --> | C18 ex KANTURK | Kanturk [T41,T42] | GLENLARA |  | 52.0952 | -8.9757
MV/LV Substation RA***4228 |  | 10 kV | _ | LV | 100 kVA :Pole Substation | 0.1 | --> | 0.1 | 0.082 | 3 |  | --> | 0.095 | 0 | 0 | 0.1027 | 0 |  | --> | C24 ex RAMSTOWN | Ramstown [T41,T42] | CRANE |  | 52.6707 | -6.3053
MV/LV Substation RA***4228 |  | 20 kV | _ | LV | 50 kVA :Pole Substation | 0.05 | --> | 0.05 | 0 | 0 | Constrained,otherwise capacity available =44kVA. | --> | 0.0475 | 0 | 0.00741 | 0 | 0 | Constrained,otherwise capacity available =50.9kW. | --> | C14 ex FERMOY NORTH | Fermoy North [T41,T42] | BARRYMORE |  | 52.1878 | -8.3484
MV/LV Substation RA***423 |  | 20 kV | _ | LV | 50 kVA :Pole Substation | 0.05 | --> | 0.05 | 0 | 0 | Constrained,otherwise capacity available =32kVA. | --> | 0.0475 | 0 | 0.010374 | 0.052662 | 0 |  | --> | E21 ex ASHBOURNE | Ashbourne [T421,T422] | FINGLAS |  | 53.4875 | -6.2968
MV/LV Substation RA***4236 |  | 10 kV | _ | LV | 200 kVA :Kiosk Substation | 0.2 | --> | 0.2 | 0 | 0 | Constrained,otherwise capacity available =200kVA. | --> | 0.19 | 0 | 0 | 0.2 | 0 |  | --> | C25 ex KILBARRY | Kilbarry [T101,T43] | KILBARRY |  | 51.9128 | -8.4945
MV/LV Substation RA***423X |  | 20 kV | _ | LV | 630 kVA :Building Structure | 0.63 | --> | 0.63 | 0 | 0 | Constrained,otherwise capacity available =500kVA. | --> | 0.5985 | 0 | 0 | 0 | 0 | Constrained,otherwise capacity available =500kW. | --> | E17 ex SPRINGS | Springs [T421,T422] | DUNGARVAN |  | 52.1082 | -7.6578
MV/LV Substation RA***4240 |  | 20 kV | _ | LV | 50 kVA :Pole Substation | 0.05 | --> | 0.05 | 0.042 | 2.8 |  | --> | 0.0475 | 0 | 0.01482 | 0.0512 | 0 |  | --> | E13 ex BALLYRAGGET | Ballyragget [T421,T422] | BALLYRAGGET |  | 52.6952 | -7.4252
MV/LV Substation RA***4242 |  | 10 kV | _ | LV | 400 kVA :Kiosk Substation | 0.4 | --> | 0.4 | 0 | 0 | Constrained,otherwise capacity available =400kVA. | --> | 0.38 | 0 | 0 | 0.4 | 0 |  | --> | C12 ex SAGGART | Saggart [T41,T42] | GRANGE CASTLE |  | 53.2761 | -6.487
MV/LV Substation RA***4243 |  | 20 kV | _ | LV | 50 kVA :Pole Substation | 0.05 | --> | 0.05 | 0.05 | 3.6 |  | --> | 0.0475 | 0 | 0 | 0.05 | 0 |  | --> | E20 ex ENNISCRONE | Enniscrone [T421,T422] | MOY |  | 54.2164 | -9.0805
MV/LV Substation RA***4249 |  | 20 kV | _ | LV | 630 kVA :Kiosk Substation | 0.63 | --> | 0.63 | 0 | 0 | Constrained,otherwise capacity available =500kVA. | --> | 0.5985 | 0 | 0.08892 | 0.5 | 0 |  | --> | C11 ex LOUGHSHINNY | Loughshinny [T41,T42] | GLASMORE |  | 53.5321 | -6.1582
MV/LV Substation RA***4259 |  | 20 kV | _ | LV | 50 kVA :Pole Substation | 0.05 | --> | 0.05 | 0.043 | 6 |  | --> | 0.0475 | 0 | 0 | 0 | 0 | Constrained,otherwise capacity available =51.1kW. | --> | C14 ex ARDGEEHA | Ardgeeha [T41,T42] | DOON |  | 52.3843 | -7.6935
MV/LV Substation RA***4261 |  | 20 kV | _ | LV | 50 kVA :Pole Substation | 0.05 | --> | 0.05 | 0 | 0 | Constrained,otherwise capacity available =50kVA. | --> | 0.0475 | 0 | 0 | 0 | 0 | Constrained,otherwise capacity available =50kW. | --> | E16 ex KILMACTHOMAS | Kilmacthomas [T421,T422] | DUNGARVAN |  | 52.1574 | -7.4504
MV/LV Substation RA***4261 |  | 20 kV | _ | LV | 200 kVA :Pole Substation | 0.2 | --> | 0.2 | 0 | 0 | Constrained,otherwise capacity available =169kVA. | --> | 0.19 | 0 | 0.03705 | 0.20465 | 0 |  | --> | E11 ex ACADEMY STREET | Academy Street [T421,T422,T44] | NAVAN |  | 53.5866 | -6.6036
MV/LV Substation RA***4263 |  | 20 kV | _ | LV | 50 kVA :Pole Substation | 0.05 | --> | 0.05 | 0.031 | 16.1 |  | --> | 0.0475 | 0 | 0 | 0.052806 | 0 |  | --> | E21 ex WEXFORD | Wexford [T121,T122] | WEXFORD |  | 52.402 | -6.4728
MV/LV Substation RA***4267 |  | 20 kV | _ | LV | 50 kVA :Pole Substation | 0.05 | --> | 0.05 | 0 | 0 | Constrained,otherwise capacity available =50kVA. | --> | 0.0475 | 0 | 0 | 0.05 | 0 |  | --> | E19 ex SLANE | Slane [T421] | DRYBRIDGE |  | 53.747 | -6.6373
MV/LV Substation RA***4267 |  | 10 kV | _ | LV | 400 kVA :Kiosk Substation | 0.4 | --> | 0.4 | 0 | 0 | Constrained,otherwise capacity available =395kVA. | --> | 0.38 | 0 | 0 | 0.40076 | 0 |  | --> | C20 ex CAVAN | Cavan [T42,T421] | SHANKILL |  | 53.9886 | -7.3232
MV/LV Substation RA***4267 |  | 20 kV | _ | LV | 50 kVA :Pole Substation | 0.05 | --> | 0.05 | 0 | 0 | Constrained,otherwise capacity available =50kVA. | --> | 0.0475 | 0 | 0 | 0.05 | 0 |  | --> | C11 ex LOUGHSHINNY | Loughshinny [T41,T42] | GLASMORE |  | 53.5295 | -6.1539
MV/LV Substation RA***4270 |  | 10 kV | _ | LV | 630 kVA :Kiosk Substation | 0.63 | --> | 0.63 | 0.5 | 3 |  | --> | 0.5985 | 0 | 0 | 0.5 | 0 |  | --> | C18 ex RAMSTOWN | Ramstown [T41,T42] | CRANE |  | 52.6691 | -6.3045
MV/LV Substation RA***427X |  | 10 kV | _ | LV | 100 kVA :Pole Substation | 0.1 | --> | 0.1 | 0 | 0 | Constrained,otherwise capacity available =78kVA. | --> | 0.095 | 0 | 0 | 0.10329 | 0 |  | --> | C17 ex VIRGINIA | Virginia [T41,T42] | MEATH HILL |  | 53.8367 | -7.0741
MV/LV Substation RA***427X |  | 20 kV | _ | LV | 200 kVA :Pole Substation | 0.2 | --> | 0.2 | 0 | 0 | Constrained,otherwise capacity available =108kVA. | --> | 0.19 | 0 | 0.0741 | 0.2003 | 0 |  | --> | E12 ex BALTINGLASS | Baltinglass [T421,T422] | STRATFORD |  | 53.028 | -6.7264
MV/LV Substation RA***428 |  | 10 kV | _ | LV | 630 kVA :Kiosk Substation | 0.63 | --> | 0.63 | 0.158 | 8.1 |  | --> | 0.5985 | 0 | 0.038532 | 0.5 | 0 |  | --> | C22 ex MILLTOWN (DR) | Milltown (dr) [T101,T102] | INCHICORE 220KV |  | 53.3133 | -6.2742
MV/LV Substation RA***4285 |  | 10 kV | _ | LV | 400 kVA :Kiosk Substation | 0.4 | --> | 0.4 | 0 | 0 | Constrained,otherwise capacity available =356kVA. | --> | 0.38 | 0 | 0 | 0.40663 | 0 |  | --> | C22 ex MIDLETON | Midleton [T101,T102] | MIDLETON |  | 51.9238 | -8.1826
MV/LV Substation RA***4288 |  | 20 kV | _ | LV | 50 kVA :Pole Substation | 0.05 | --> | 0.05 | 0 | 0 | Constrained,otherwise capacity available =45kVA. | --> | 0.0475 | 0 | 0 | 0.050753 | 0 |  | --> | E20 ex BALLINDERRY | Ballinderry [T41,T422] | MULLINGAR |  | 53.4052 | -7.3886
MV/LV Substation RA***4289 |  | 10 kV | _ | LV | 630 kVA :Building Structure | 0.63 | --> | 0.63 | 0.5 | 1.5 |  | --> | 0.5985 | 0 | 0 | 0.5 | 0 |  | --> | C14 ex MARROWBONE LANE | Marrowbone Lane [T42] | INCHICORE 220KV |  | 53.3419 | -6.2838
MV/LV Substation RA***4289 |  | 20 kV | _ | LV | 50 kVA :Pole Substation | 0.05 | --> | 0.05 | 0 | 0 | Constrained,otherwise capacity available =50kVA. | --> | 0.0475 | 0 | 0 | 0.05 | 0 |  | --> | E16 ex BALLYDEHOB | Ballydehob [T421] | DUNMANWAY |  | 51.5535 | -9.5287
MV/LV Substation RA***429 |  | 10 kV | _ | LV | 100 kVA :Pole Substation | 0.1 | --> | 0.1 | 0.083 | 6 |  | --> | 0.095 | 0 | 0 | 0.10255 | 0 |  | --> | C26 ex PELLETSTOWN | Pelletstown [T101,T102] | FINGLAS |  | 53.3837 | -6.3587
MV/LV Substation RA***4297 |  | 20 kV | _ | LV | 400 kVA :Kiosk Substation | 0.4 | --> | 0.4 | 0 | 0 | Constrained,otherwise capacity available =288kVA. | --> | 0.38 | 0 | 0 | 0.41666 | 0 |  | --> | E18 ex BALTRASNA | Baltrasna [T121,T122] | BALTRASNA |  | 53.5006 | -6.4674
MV/LV Substation RA***4302 |  | 20 kV | _ | LV | 50 kVA :Pole Substation | 0.05 | --> | 0.05 | 0.05 | 16.1 |  | --> | 0.0475 | 0 | 0 | 0.05 | 0 |  | --> | E17 ex WEXFORD | Wexford [T121,T122] | WEXFORD |  | 52.3108 | -6.7136
MV/LV Substation RA***4306 |  | 10 kV | _ | LV | 400 kVA :Kiosk Substation | 0.4 | --> | 0.4 | 0 | 0 | Constrained,otherwise capacity available =400kVA. | --> | 0.38 | 0 | 0 | 0 | 0 | Constrained,otherwise capacity available =400kW. | --> | C14 ex DRUMBEAR | Drumbear [T41,T42] | LISDRUM |  | 54.2536 | -6.966
MV/LV Substation RA***4315 |  | 20 kV | _ | LV | 50 kVA :Pole Substation | 0.05 | --> | 0.05 | 0 | 0 | Constrained,otherwise capacity available =50kVA. | --> | 0.0475 | 0 | 0 | 0.05 | 0 |  | --> | E11 ex BALLYDEHOB | Ballydehob [T421] | DUNMANWAY |  | 51.5383 | -9.5338
MV/LV Substation RA***4315 |  | 10 kV | _ | LV | 400 kVA :Kiosk Substation | 0.4 | --> | 0.4 | 0 | 0 | Constrained,otherwise capacity available =400kVA. | --> | 0.38 | 0 | 0 | 0.4 | 0 |  | --> | C15 ex KINSALE | Kinsale [T41,T42] | BANDON |  | 51.7121 | -8.5226
MV/LV Substation RA***431Z |  | 20 kV | _ | LV | 200 kVA :Pole Substation | 0.2 | --> | 0.2 | 0 | 0 | Constrained,otherwise capacity available =199kVA. | --> | 0.19 | 0 | 0 | 0.20015 | 0 |  | --> | C11 ex LOUGHSHINNY | Loughshinny [T41,T42] | GLASMORE |  | 53.5454 | -6.1538
MV/LV Substation RA***432 |  | 20 kV | _ | LV | 50 kVA :Pole Substation | 0.05 | --> | 0.05 | 0.05 | 1.4 |  | --> | 0.0475 | 0 | 0 | 0.05 | 0 |  | --> | E12 ex CONG | Cong [T421,T422] | CLOON |  | 53.5269 | -9.619
MV/LV Substation RA***4323 |  | 20 kV | _ | LV | 200 kVA :Kiosk Substation | 0.2 | --> | 0.2 | 0 | 0 | Constrained,otherwise capacity available =133kVA. | --> | 0.19 | 0 | 0.02964 | 0.20993 | 0 |  | --> | E13 ex BALTINGLASS | Baltinglass [T421,T422] | STRATFORD |  | 52.9116 | -6.8366
MV/LV Substation RA***433Z |  | 10 kV | _ | LV | 50 kVA :Pole Substation | 0.05 | --> | 0.05 | 0 | 0 | Constrained,otherwise capacity available =44kVA. | --> | 0.0475 | 0 | 0 | 0.050903 | 0 |  | --> | C21 ex TALBOTS INCH | Talbots Inch [T41,T42] | KILKENNY |  | 52.6905 | -7.2446
MV/LV Substation RA***4348 |  | 10 kV | _ | LV | 400 kVA :Kiosk Substation | 0.4 | --> | 0.4 | 0 | 0 | Constrained,otherwise capacity available =141kVA. | --> | 0.38 | 0 | 0 | 0.4375 | 0 |  | --> | C17 ex NAAS | Naas [T41,T42] | KILTEEL |  | 53.2129 | -6.672
MV/LV Substation RA***4349 |  | 10 kV | _ | LV | 400 kVA :Kiosk Substation | 0.4 | --> | 0.4 | 0 | 0 | Constrained,otherwise capacity available =397kVA. | --> | 0.38 | 0 | 0 | 0.40046 | 0 |  | --> | C17 ex NAAS | Naas [T41,T42] | KILTEEL |  | 53.2115 | -6.6729
MV/LV Substation RA***434X |  | 10 kV | _ | LV | 630 kVA :Kiosk Substation | 0.63 | --> | 0.63 | 0.5 | 11.9 |  | --> | 0.5985 | 0 | 0 | 0.5 | 0 |  | --> | C24 ex SALTHILL | Salthill [T101,T102] | SALTHILL |  | 53.2725 | -9.0846
MV/LV Substation RA***434Y |  | 10 kV | _ | LV | 400 kVA :Kiosk Substation | 0.4 | --> | 0.4 | 0.311 | 12.2 |  | --> | 0.38 | 0 | 0 | 0.41329 | 0 |  | --> | C14 ex BALLYBEG | Ballybeg [T101,T102] | CARRICKMINES |  | 52.9966 | -6.0878
MV/LV Substation RA***4350 |  | 10 kV | _ | LV | 50 kVA :Pole Substation | 0.05 | --> | 0.05 | 0 | 0 | Constrained,otherwise capacity available =49kVA. | --> | 0.0475 | 0 | 0 | 0.050152 | 0 |  | --> | C11 ex CARRIGALINE | Carrigaline [T41,T42] | BARNAHELY |  | 51.8323 | -8.3703
MV/LV Substation RA***4356 |  | 10 kV | _ | LV | 100 kVA :Pole Substation | 0.1 | --> | 0.1 | 0 | 0 | Constrained,otherwise capacity available =91kVA. | --> | 0.095 | 0 | 0 | 0.10136 | 0 |  | --> | C14 ex GORESBRIDGE | Goresbridge [T41,T42] | KILKENNY |  | 52.6043 | -6.9273
MV/LV Substation RA***4358 |  | 10 kV | _ | LV | 400 kVA :Building Structure | 0.4 | --> | 0.4 | 0.23865 | 0.2 | Constrained,otherwise capacity available =370kVA. | --> | 0.38 | 0 | 0 | 0 | 0 | Constrained,otherwise capacity available =404.5kW. | --> | C15 ex ROSBERCON | Rosbercon [T41,T42] | WATERFORD |  | 52.3905 | -6.9593
MV/LV Substation RA***4360 |  | 20 kV | _ | LV | 630 kVA :Kiosk Substation | 0.63 | --> | 0.63 | 0 | 0 | Constrained,otherwise capacity available =500kVA. | --> | 0.5985 | 0 | 0.025194 | 0.5 | 0 |  | --> | E21 ex ASHBOURNE | Ashbourne [T421,T422] | FINGLAS |  | 53.4912 | -6.2943
MV/LV Substation RA***4362 |  | 10 kV | _ | LV | 50 kVA :Pole Substation | 0.05 | --> | 0.05 | 0 | 0 | Constrained,otherwise capacity available =44kVA. | --> | 0.0475 | 0 | 0 | 0 | 0 | Constrained,otherwise capacity available =50.9kW. | --> | C22 ex PORTLAOISE | Portlaoise [T41,T42] | PORTLAOISE |  | 53.0539 | -7.2025
MV/LV Substation RA***4369 |  | 20 kV | _ | LV | 630 kVA :Kiosk Substation | 0.63 | --> | 0.63 | 0.5 | 3 |  | --> | 0.5985 | 0 | 0 | 0 | 0 | Constrained,otherwise capacity available =500kW. | --> | E17 ex CHARLEVILLE | Charleville [T421,T422] | CHARLEVILLE |  | 52.347 | -8.6747
MV/LV Substation RA***4375 |  | 20 kV | _ | LV | 630 kVA :Kiosk Substation | 0.63 | --> | 0.63 | 0 | 0 | Constrained,otherwise capacity available =500kVA. | --> | 0.5985 | 0 | 0.00741 | 0.5 | 0 |  | --> | E21 ex ASHBOURNE | Ashbourne [T421,T422] | FINGLAS |  | 53.4907 | -6.2982
MV/LV Substation RA***4378 |  | 10 kV | _ | LV | 50 kVA :Pole Substation | 0.05 | --> | 0.05 | 0 | 0 | Constrained,otherwise capacity available =50kVA. | --> | 0.0475 | 0 | 0.002964 | 0 | 0 | Constrained,otherwise capacity available =50kW. | --> | C20 ex MOUNTMELLICK | Mountmellick [T41,T42] | PORTLAOISE |  | 53.0637 | -7.2846
MV/LV Substation RA***437Y |  | 10 kV | _ | LV | 50 kVA :Pole Substation | 0.05 | --> | 0.05 | 0 | 0 | Constrained,otherwise capacity available =35kVA. | --> | 0.0475 | 0 | 0.008892 | 0.052228 | 0 |  | --> | C16 ex CARRIGALINE | Carrigaline [T41,T42] | BARNAHELY |  | 51.8656 | -8.3631
MV/LV Substation RA***4388 |  | 20 kV | _ | LV | 50 kVA :Pole Substation | 0.05 | --> | 0.05 | 0 | 0 | Constrained,otherwise capacity available =38kVA. | --> | 0.0475 | 0 | 0 | 0.05179 | 0 |  | --> | C17 ex KYLEERAGH | Kyleeragh [T41,T42] | NENAGH |  | 53 | -8.1337
MV/LV Substation RA***4388 |  | 10 kV | _ | LV | 50 kVA :Pole Substation | 0.05 | --> | 0.05 | 0.036794 | 0 | Constrained,otherwise capacity available =40kVA. | --> | 0.0475 | 0 | 0 | 0.051496 | 0 |  | --> | C18 ex CALLAN | Callan [T41,T42] | KILKENNY |  | 52.5373 | -7.3199
MV/LV Substation RA***438Z |  | 20 kV | _ | LV | 200 kVA :Kiosk Substation | 0.2 | --> | 0.2 | 0 | 0 | Constrained,otherwise capacity available =177kVA. | --> | 0.19 | 0 | 0 | 0.20346 | 0 |  | --> | E18 ex BALTRASNA | Baltrasna [T121,T122] | BALTRASNA |  | 53.5022 | -6.4664
MV/LV Substation RA***4391 |  | 10 kV | _ | LV | 400 kVA :Kiosk Substation | 0.4 | --> | 0.4 | 0 | 0 | Constrained,otherwise capacity available =352kVA. | --> | 0.38 | 0 | 0 | 0 | 0 | Constrained,otherwise capacity available =407.2kW. | --> | C13 ex FERMOY NORTH | Fermoy North [T41,T42] | BARRYMORE |  | 52.143 | -8.2667
MV/LV Substation RA***4392 |  | 20 kV | _ | LV | 50 kVA :Pole Substation | 0.05 | --> | 0.05 | 0 | 0 | Constrained,otherwise capacity available =50kVA. | --> | 0.0475 | 0 | 0 | 0 | 0 | Constrained,otherwise capacity available =50kW. | --> | E13 ex ABBEYLEIX | Abbeyleix [T422] | PORTLAOISE |  | 52.8976 | -7.3065
MV/LV Substation RA***4402 |  | 10 kV | _ | LV | 400 kVA :Kiosk Substation | 0.4 | --> | 0.4 | 0 | 0 | Constrained,otherwise capacity available =400kVA. | --> | 0.38 | 0 | 0 | 0.4 | 0 |  | --> | C19 ex JOHNSTOWN | Johnstown [T41,T42] | KILTEEL |  | 53.229 | -6.6437
MV/LV Substation RA***4405 |  | 20 kV | _ | LV | 630 kVA :Building Structure | 0.63 | --> | 0.63 | 0 | 0 | Constrained,otherwise capacity available =500kVA. | --> | 0.5985 | 0 | 0.08892 | 0.5 | 0 |  | --> | E21 ex BALTRASNA | Baltrasna [T121,T122] | BALTRASNA |  | 53.5254 | -6.4059
MV/LV Substation RA***440Y |  | 20 kV | _ | LV | 50 kVA :Pole Substation | 0.05 | --> | 0.05 | 0 | 0 | Constrained,otherwise capacity available =47kVA. | --> | 0.0475 | 0 | 0 | 0 | 0 | Constrained,otherwise capacity available =50.5kW. | --> | E13 ex ABBEYLEIX | Abbeyleix [T422] | PORTLAOISE |  | 52.9186 | -7.3397
MV/LV Substation RA***4411 |  | 20 kV | _ | LV | 400 kVA :Kiosk Substation | 0.4 | --> | 0.4 | 0 | 0 | Constrained,otherwise capacity available =339kVA. | --> | 0.38 | 0 | 0.008151 | 0.40916 | 0 |  | --> | E20 ex BALTINGLASS | Baltinglass [T421,T422] | STRATFORD |  | 52.9416 | -6.7036
MV/LV Substation RA***443 |  | 10 kV | _ | LV | 50 kVA :Pole Substation | 0.05 | --> | 0.05 | 0 | 0 | Constrained,otherwise capacity available =48kVA. | --> | 0.0475 | 0 | 0.003705 | 0.050303 | 0 |  | --> | C17 ex ROSEHILL | Rosehill [T41,T42] | KILKENNY |  | 52.6102 | -7.288
MV/LV Substation RA***443X |  | 20 kV | _ | LV | 50 kVA :Pole Substation | 0.05 | --> | 0.05 | 0.039 | 8.2 |  | --> | 0.0475 | 0 | 0.003705 | 0.051643 | 0 |  | --> | C17 ex MOUNT MISERY | Mount Misery [T41,T42] | WATERFORD |  | 52.2901 | -7.059
MV/LV Substation RA***4443 |  | 10 kV | _ | LV | 630 kVA :Kiosk Substation | 0.63 | --> | 0.63 | 0.5 | 2 |  | --> | 0.5985 | 0 | 0 | 0 | 0 | Constrained,otherwise capacity available =500kW. | --> | E18 ex RATHKEALE | Rathkeale [T421,T422] | RATHKEALE |  | 52.5246 | -8.944
MV/LV Substation RA***4451 |  | 20 kV | _ | LV | 50 kVA :Pole Substation | 0.05 | --> | 0.05 | 0.05 | 2.5 |  | --> | 0.0475 | 0 | 0 | 0.05 | 0 |  | --> | E13 ex BAGENALSTOWN | Bagenalstown [T421,T422] | CARLOW |  | 52.6638 | -6.7879
MV/LV Substation RA***4455 |  | 20 kV | _ | LV | 50 kVA :Pole Substation | 0.05 | --> | 0.05 | 0 | 0 | Constrained,otherwise capacity available =50kVA. | --> | 0.0475 | 0 | 0 | 0 | 0 | Constrained,otherwise capacity available =50kW. | --> | E13 ex ABBEYLEIX | Abbeyleix [T422] | PORTLAOISE |  | 52.8998 | -7.3157
MV/LV Substation RA***445X |  | 20 kV | _ | LV | 50 kVA :Pole Substation | 0.05 | --> | 0.05 | 0 | 0 | Constrained,otherwise capacity available =50kVA. | --> | 0.0475 | 0 | 0 | 0.05 | 0 |  | --> | E19 ex KILCOCK | Kilcock [T421,T422] | GRIFFINRATH |  | 53.3468 | -6.6807
MV/LV Substation RA***446 |  | 20 kV | _ | LV | 50 kVA :Pole Substation | 0.05 | --> | 0.05 | 0 | 0 | Constrained,otherwise capacity available =22kVA. | --> | 0.0475 | 0 | 0.002223 | 0.05408 | 0 |  | --> | E12 ex ASHBOURNE | Ashbourne [T421,T422] | FINGLAS |  | 53.4988 | -6.4203
MV/LV Substation RA***4477 |  | 20 kV | _ | LV | 50 kVA :Pole Substation | 0.05 | --> | 0.05 | 0 | 0 | Constrained,otherwise capacity available =27kVA. | --> | 0.0475 | 0 | 0 | 0.053377 | 0 |  | --> | C18 ex NEWBROOK | Newbrook [T42] | MULLINGAR |  | 53.4804 | -7.5469
MV/LV Substation RA***448X |  | 10 kV | _ | LV | 30 kVA :Pole Substation | 0.03 | --> | 0.03 | 0 | 1.7 |  | --> | 0.0285 | 0 | 0.002964 | 0.037461 | 0 |  | --> | C20 ex ATHY | Athy [T101,T102] | ATHY |  | 52.9973 | -6.9886
MV/LV Substation RA***449X |  | 10 kV | _ | LV | 50 kVA :Pole Substation | 0.05 | --> | 0.05 | 0.031 | 1.9 |  | --> | 0.0475 | 0 | 0.003705 | 0 | 0 | Constrained,otherwise capacity available =52.8kW. | --> | C16 ex TURLOUGH ROAD | Turlough Road [T41,T42] | CASTLEBAR |  | 53.8763 | -9.3112
MV/LV Substation RA***451 |  | 10 kV | _ | LV | 200 kVA :Pole Substation | 0.2 | --> | 0.2 | 0 | 0 | Constrained,otherwise capacity available =174kVA. | --> | 0.19 | 0 | 0.008151 | 0.20391 | 0 |  | --> | C12 ex GRANAGH | Granagh [T41,T42] | WATERFORD |  | 52.2893 | -7.2313
MV/LV Substation RA***453 |  | 20 kV | _ | LV | 630 kVA :Building Structure | 0.63 | --> | 0.63 | 0 | 0 | Constrained,otherwise capacity available =490kVA. | --> | 0.5985 | 0 | 0.006669 | 0.5 | 0 |  | --> | E18 ex BALTRASNA | Baltrasna [T121,T122] | BALTRASNA |  | 53.5074 | -6.4589
MV/LV Substation RA***453X |  | 20 kV | _ | LV | 100 kVA :Pole Substation | 0.1 | --> | 0.1 | 0 | 0 | Constrained,otherwise capacity available =56kVA. | --> | 0.095 | 0 | 0 | 0.10647 | 0 |  | --> | C14 ex KILDARE | Kildare [T41,T42] | NEWBRIDGE |  | 53.2183 | -6.9951
MV/LV Substation RA***4542 |  | 10 kV | _ | LV | 50 kVA :Pole Substation | 0.05 | --> | 0.05 | 0 | 0 | Constrained,otherwise capacity available =50kVA. | --> | 0.0475 | 0 | 0 | 0.05 | 0 |  | --> | C11 ex LOUGHTAGALLA | Loughtagalla [T41,T42] | THURLES |  | 52.6717 | -7.7363
MV/LV Substation RA***4546 |  | 20 kV | _ | LV | 400 kVA :Kiosk Substation | 0.4 | --> | 0.4 | 0.4 | 16.1 |  | --> | 0.38 | 0 | 0 | 0.4 | 0 |  | --> | E21 ex WEXFORD | Wexford [T121,T122] | WEXFORD |  | 52.3922 | -6.4491
MV/LV Substation RA***4547 |  | 20 kV | _ | LV | 50 kVA :Pole Substation | 0.05 | --> | 0.05 | 0.05 | 16.1 |  | --> | 0.0475 | 0 | 0 | 0.05 | 0 |  | --> | E21 ex WEXFORD | Wexford [T121,T122] | WEXFORD |  | 52.3914 | -6.3789
MV/LV Substation RA***454Y |  | 10 kV | _ | LV | 200 kVA :Kiosk Substation | 0.2 | --> | 0.2 | 0.181 | 2.4 |  | --> | 0.19 | 0 | 0.003705 | 0.20286 | 0 |  | --> | C20 ex GRAIGUE | Graigue [T41,T42] | CARLOW |  | 52.849 | -6.9911
MV/LV Substation RA***455X |  | 10 kV | _ | LV | 50 kVA :Pole Substation | 0.05 | --> | 0.05 | 0.026 | 1.1 |  | --> | 0.0475 | 0 | 0 | 0.053518 | 0 |  | --> | C23 ex KILKEE | Kilkee [T41] | TULLABRACK |  | 52.6037 | -9.7224
MV/LV Substation RA***455X |  | 20 kV | _ | LV | 200 kVA :Pole Substation | 0.2 | --> | 0.2 | 0 | 0 | Constrained,otherwise capacity available =200kVA. | --> | 0.19 | 0 | 0 | 0.2 | 0 |  | --> | E18 ex BALTRASNA | Baltrasna [T121,T122] | BALTRASNA |  | 53.5048 | -6.4545
MV/LV Substation RA***455X |  | 10 kV | _ | LV | 200 kVA :Pole Substation | 0.2 | --> | 0.2 | 0 | 0 | Constrained,otherwise capacity available =117kVA. | --> | 0.19 | 0 | 0 | 0.21223 | 0 |  | --> | C19 ex KILDARE | Kildare [T41,T42] | NEWBRIDGE |  | 53.2165 | -7.0013
MV/LV Substation RA***455Y |  | 10 kV | _ | LV | 400 kVA :Kiosk Substation | 0.4 | --> | 0.4 | 0.283 | 2.4 |  | --> | 0.38 | 0 | 0.02964 | 0.41739 | 0 |  | --> | C20 ex GRAIGUE | Graigue [T41,T42] | CARLOW |  | 52.8489 | -6.9933
MV/LV Substation RA***456 |  | 10 kV | _ | LV | 100 kVA :Pole Substation | 0.1 | --> | 0.1 | 0 | 0 | Constrained,otherwise capacity available =74kVA. | --> | 0.095 | 0 | 0.002964 | 0.10387 | 0 |  | --> | C11 ex JOHNSTOWN | Johnstown [T41,T42] | KILTEEL |  | 53.2169 | -6.5651
MV/LV Substation RA***456X |  | 20 kV | _ | LV | 50 kVA :Pole Substation | 0.05 | --> | 0.05 | 0 | 0 | Constrained,otherwise capacity available =42kVA. | --> | 0.0475 | 0 | 0 | 0.0512 | 0 |  | --> | E13 ex GORT | Gort [T41,T42] | ENNIS |  | 53.0731 | -8.7792
MV/LV Substation RA***457 |  | 20 kV | _ | LV | 50 kVA :Pole Substation | 0.05 | --> | 0.05 | 0.042 | 6 |  | --> | 0.0475 | 0 | 0.005187 | 0 | 0 | Constrained,otherwise capacity available =51.2kW. | --> | C14 ex ARDGEEHA | Ardgeeha [T41,T42] | DOON |  | 52.3899 | -7.7024
MV/LV Substation RA***4588 |  | 20 kV | _ | LV | 50 kVA :Pole Substation | 0.05 | --> | 0.05 | 0.044 | 1.3 |  | --> | 0.0475 | 0 | 0 | 0.050903 | 0 |  | --> | C16 ex LOUGHANALLA | Loughanalla [T41,T42] | MULLINGAR |  | 53.6445 | -7.2304
MV/LV Substation RA***458Y |  | 10 kV | _ | LV | 50 kVA :Pole Substation | 0.05 | --> | 0.05 | 0.05 | 2.4 |  | --> | 0.0475 | 0 | 0 | 0.05 | 0 |  | --> | C20 ex GRAIGUE | Graigue [T41,T42] | CARLOW |  | 52.8479 | -6.984
MV/LV Substation RA***4600 |  | 10 kV | _ | LV | 1000 kVA :Building Structure | 1 | --> | 1 | 0 | 0 | Constrained,otherwise capacity available =500kVA. | --> | 0.95 | 0 | 0 | 0.5 | 0 |  | --> | C12 ex GLOUCESTER PLACE | Gloucester Place [T41,T42] | MCDERMOTT |  | 53.3531 | -6.2514
MV/LV Substation RA***460X |  | 10 kV | _ | LV | 200 kVA :Kiosk Substation | 0.2 | --> | 0.2 | 0.166 | 1.7 |  | --> | 0.19 | 0 | 0.010374 | 0.2051 | 0 |  | --> | C23 ex ATHY | Athy [T101,T102] | ATHY |  | 52.9462 | -7.0411
MV/LV Substation RA***463X |  | 20 kV | _ | LV | 100 kVA :Pole Substation | 0.1 | --> | 0.1 | 0 | 0 | Constrained,otherwise capacity available =95kVA. | --> | 0.095 | 0 | 0 | 0.10076 | 0 |  | --> | E20 ex BALTINGLASS | Baltinglass [T421,T422] | STRATFORD |  | 52.9346 | -6.7221
MV/LV Substation RA***466Z |  | 10 kV | _ | LV | 50 kVA :Pole Substation | 0.05 | --> | 0.05 | 0 | 0 | Constrained,otherwise capacity available =50kVA. | --> | 0.0475 | 0 | 0 | 0.05 | 0 |  | --> | C18 ex LOUGHSHINNY | Loughshinny [T41,T42] | GLASMORE |  | 53.5279 | -6.1224
MV/LV Substation RA***468 |  | 10 kV | _ | LV | 50 kVA :Pole Substation | 0.05 | --> | 0.05 | 0 | 0.1 |  | --> | 0.0475 | 0 | 0 | 0.059314 | 0 |  | --> | C16 ex CARRIGLAWN | Carriglawn [T41,T42] | WEXFORD |  | 52.3421 | -6.4899
MV/LV Substation RA***468X |  | 20 kV | _ | LV | 50 kVA :Pole Substation | 0.05 | --> | 0.05 | 0.05 | 2.9 |  | --> | 0.0475 | 0 | 0 | 0 | 0 | Constrained,otherwise capacity available =50kW. | --> | E13 ex TELAYDON | Telaydon [T42,T421] | LISDRUM |  | 54.266 | -7.0125
MV/LV Substation RA***471X |  | 10 kV | _ | LV | 25 kVA :Pole Substation | 0.025 | --> | 0.025 | 0.023 | 3 |  | --> | 0.02375 | 0 | 0 | 0.025302 | 0 |  | --> | C25 ex NENAGH | Nenagh [T41,T42] | NENAGH |  | 52.8642 | -8.1343
MV/LV Substation RA***473X |  | 10 kV | _ | LV | 50 kVA :Pole Substation | 0.05 | --> | 0.05 | 0 | 0 | Constrained,otherwise capacity available =44kVA. | --> | 0.0475 | 0 | 0 | 0 | 0 | Constrained,otherwise capacity available =50.9kW. | --> | C23 ex TINAHASK | Tinahask [T41,T42] | ARKLOW |  | 52.7703 | -6.2884
MV/LV Substation RA***4786 |  | 20 kV | _ | LV | 630 kVA :Kiosk Substation | 0.63 | --> | 0.63 | 0 | 0 | Constrained,otherwise capacity available =500kVA. | --> | 0.5985 | 0 | 0 | 0.5 | 0 |  | --> | E14 ex BALLINDERRY | Ballinderry [T41,T422] | MULLINGAR |  | 53.4195 | -7.2941
MV/LV Substation RA***479X |  | 10 kV | _ | LV | 1000 kVA :Building Structure | 1 | --> | 1 | 0.5 | 6 |  | --> | 0.95 | 0 | 0.003705 | 0.5 | 0 |  | --> | C24 ex PELLETSTOWN | Pelletstown [T101,T102] | FINGLAS |  | 53.3774 | -6.3307
MV/LV Substation RA***480 |  | 20 kV | _ | LV | 200 kVA :Pole Substation | 0.2 | --> | 0.2 | 0.185 | 2 |  | --> | 0.19 | 0 | 0 | 0.20226 | 0 |  | --> | E16 ex MOHILL | Mohill [T421,T422] | CARRICK ON SHANNON |  | 53.8619 | -7.916
MV/LV Substation RA***480X |  | 10 kV | _ | LV | 1000 kVA :Building Structure | 1 | --> | 1 | 0.5 | 6 |  | --> | 0.95 | 0 | 0 | 0.5 | 0 |  | --> | C24 ex PELLETSTOWN | Pelletstown [T101,T102] | FINGLAS |  | 53.3781 | -6.3274
MV/LV Substation RA***481 |  | 20 kV | _ | LV | 100 kVA :Pole Substation | 0.1 | --> | 0.1 | 0.089 | 1.7 |  | --> | 0.095 | 0 | 0 | 0.10166 | 0 |  | --> | E64 ex ATHY | Athy [T101,T102] | ATHY |  | 53.0956 | -7.0991
MV/LV Substation RA***483 |  | 10 kV | _ | LV | 200 kVA :Pole Substation | 0.2 | --> | 0.2 | 0.106 | 0.9 |  | --> | 0.19 | 0 | 0.003705 | 0.21379 | 0 |  | --> | C11 ex RATHMORE | Rathmore [T42,T421] | KNOCKEARAGH |  | 52.08 | -9.2469
MV/LV Substation RA***484 |  | 10 kV | _ | LV | 50 kVA :Pole Substation | 0.05 | --> | 0.05 | 0 | 0 | Constrained,otherwise capacity available =36kVA. | --> | 0.0475 | 0 | 0.00741 | 0.052083 | 0 |  | --> | C16 ex RIVERSTOWN | Riverstown [T41,T42] | KILBARRY |  | 51.9841 | -8.3446
MV/LV Substation RA***485Z |  | 10 kV | _ | LV | 200 kVA :Pole Substation | 0.2 | --> | 0.2 | 0 | 0 | Constrained,otherwise capacity available =171kVA. | --> | 0.19 | 0 | 0 | 0 | 0 | Constrained,otherwise capacity available =204.4kW. | --> | C19 ex LISMORE | Lismore [T41,T42] | DUNGARVAN |  | 52.1329 | -7.9378
MV/LV Substation RA***491 |  | 20 kV | _ | LV | 50 kVA :Pole Substation | 0.05 | --> | 0.05 | 0.027 | 4.2 |  | --> | 0.0475 | 0 | 0.00741 | 0.053377 | 0 |  | --> | E15 ex JENKINSTOWN | Jenkinstown [T421,T422] | DUNDALK |  | 54.0531 | -6.3373
MV/LV Substation RA***492 |  | 20 kV | _ | LV | 50 kVA :Pole Substation | 0.05 | --> | 0.05 | 0.001 | 4.2 |  | --> | 0.0475 | 0 | 0 | 0.056917 | 0 |  | --> | E15 ex JENKINSTOWN | Jenkinstown [T421,T422] | DUNDALK |  | 54.0558 | -6.3378
MV/LV Substation RA***494X |  | 10 kV | _ | LV | 25 kVA :Pole Substation | 0.025 | --> | 0.025 | 0 | 0 | Constrained,otherwise capacity available =24kVA. | --> | 0.02375 | 0 | 0 | 0.025151 | 0 |  | --> | C16 ex ATHENRY | Athenry [T41,T42] | GALWAY 110KV |  | 53.3061 | -8.7618
MV/LV Substation RA***495 |  | 20 kV | _ | LV | 400 kVA :Building Structure | 0.4 | --> | 0.4 | 0 | 0 | Constrained,otherwise capacity available =400kVA. | --> | 0.38 | 0 | 0 | 0.4 | 0 |  | --> | C18 ex SCARTEEN | Scarteen [T41,T42] | MALLOW |  | 52.1318 | -8.6871
MV/LV Substation RA***495Y |  | 10 kV | _ | LV | 400 kVA :Kiosk Substation | 0.4 | --> | 0.4 | 0 | 0 | Constrained,otherwise capacity available =392kVA. | --> | 0.38 | 0 | 0 | 0.40121 | 0 |  | --> | C16 ex LOUGHREA | Loughrea [T41,T42] | SOMERSET |  | 53.1997 | -8.5654
MV/LV Substation RA***496X |  | 10 kV | _ | LV | 50 kVA :Pole Substation | 0.05 | --> | 0.05 | 0 | 0 | Constrained,otherwise capacity available =41kVA. | --> | 0.0475 | 0 | 0.004446 | 0.051348 | 0 |  | --> | C11 ex JOHNSTOWN | Johnstown [T41,T42] | KILTEEL |  | 53.2271 | -6.5127
MV/LV Substation RA***496Z |  | 20 kV | _ | LV | 200 kVA :Pole Substation | 0.2 | --> | 0.2 | 0.176 | 2.5 |  | --> | 0.19 | 0 | 0 | 0.20361 | 0 |  | --> | E17 ex EDGEWORTHSTOWN | Edgeworthstown [T421,T422] | RICHMOND |  | 53.6225 | -7.6343
MV/LV Substation RA***497X |  | 20 kV | _ | LV | 50 kVA :Pole Substation | 0.05 | --> | 0.05 | 0 | 0 | Constrained,otherwise capacity available =50kVA. | --> | 0.0475 | 0 | 0 | 0 | 0 | Constrained,otherwise capacity available =50kW. | --> | E13 ex FOXHOLE | Foxhole [T421,T422] | DUNGARVAN |  | 51.9641 | -7.792
MV/LV Substation RA***498X |  | 20 kV | _ | LV | 100 kVA :Pole Substation | 0.1 | --> | 0.1 | 0.081 | 1.4 |  | --> | 0.095 | 0 | 0 | 0.10284 | 0 |  | --> | E13 ex KILLINICK | Killinick [T421,T422] | WEXFORD |  | 52.2211 | -6.3609
MV/LV Substation RA***498Y |  | 20 kV | _ | LV | 100 kVA :Pole Substation | 0.1 | --> | 0.1 | 0 | 0 | Constrained,otherwise capacity available =65kVA. | --> | 0.095 | 0 | 0.005187 | 0.10518 | 0 |  | --> | E18 ex BALLINDERRY | Ballinderry [T41,T422] | MULLINGAR |  | 53.5086 | -7.1365
MV/LV Substation RA***500 |  | 10 kV | _ | LV | 100 kVA :Pole Substation | 0.1 | --> | 0.1 | 0 | 0 | Constrained,otherwise capacity available =98kVA. | --> | 0.095 | 0 | 0 | 0.1003 | 0 |  | --> | C20 ex POLLERTON | Pollerton [T41,T42] | CARLOW |  | 52.8043 | -6.8794
MV/LV Substation RA***500 |  | 20 kV | _ | LV | 50 kVA :Pole Substation | 0.05 | --> | 0.05 | 0 | 0 | Constrained,otherwise capacity available =50kVA. | --> | 0.0475 | 0 | 0 | 0.05 | 0 |  | --> | E11 ex WHITECHURCH | Whitechurch [T421,T422] | KILBARRY |  | 52.0148 | -8.5973
MV/LV Substation RA***501 |  | 20 kV | _ | LV | 200 kVA :Kiosk Substation | 0.2 | --> | 0.2 | 0 | 0 | Constrained,otherwise capacity available =198kVA. | --> | 0.19 | 0 | 0 | 0.2003 | 0 |  | --> | E11 ex WHITECHURCH | Whitechurch [T421,T422] | KILBARRY |  | 52.0143 | -8.5974
MV/LV Substation RA***501X |  | 20 kV | _ | LV | 50 kVA :Pole Substation | 0.05 | --> | 0.05 | 0.053 | 17.8 |  | --> | 0.0475 | 0 | 0.003705 | 0.049543 | 0 |  | --> | E13 ex BANOGE | Banoge [T121,T122] | BANOGE |  | 52.5803 | -6.276
MV/LV Substation RA***501Y |  | 20 kV | _ | LV | 200 kVA :Kiosk Substation | 0.2 | --> | 0.2 | 0.118 | 4.2 |  | --> | 0.19 | 0 | 0.039273 | 0.21208 | 0 |  | --> | E16 ex JENKINSTOWN | Jenkinstown [T421,T422] | DUNDALK |  | 54.0023 | -6.2681
MV/LV Substation RA***502X |  | 10 kV | _ | LV | 400 kVA :Kiosk Substation | 0.4 | --> | 0.4 | 0 | 0 | Constrained,otherwise capacity available =180kVA. | --> | 0.38 | 0 | 0.02223 | 0 | 0 | Constrained,otherwise capacity available =432.1kW. | --> | C12 ex CULLION | Cullion [T41,T42] | LETTERKENNY |  | 54.9407 | -7.7466
MV/LV Substation RA***503X |  | 10 kV | _ | LV | 50 kVA :Pole Substation | 0.05 | --> | 0.05 | 0.028 | 1.9 |  | --> | 0.0475 | 0 | 0.006669 | 0 | 0 | Constrained,otherwise capacity available =53.2kW. | --> | C16 ex TURLOUGH ROAD | Turlough Road [T41,T42] | CASTLEBAR |  | 53.8628 | -9.3073
MV/LV Substation RA***504Y |  | 10 kV | _ | LV | 50 kVA :Pole Substation | 0.05 | --> | 0.05 | 0 | 0 | Constrained,otherwise capacity available =50kVA. | --> | 0.0475 | 0 | 0.00741 | 0 | 0 | Constrained,otherwise capacity available =50kW. | --> | C22 ex PORTLAOISE | Portlaoise [T41,T42] | PORTLAOISE |  | 53.1256 | -7.1553
MV/LV Substation RA***506X |  | 20 kV | _ | LV | 200 kVA :Pole Substation | 0.2 | --> | 0.2 | 0 | 0 | Constrained,otherwise capacity available =193kVA. | --> | 0.19 | 0 | 0 | 0 | 0 | Constrained,otherwise capacity available =201.1kW. | --> | E13 ex ABBEYLEIX | Abbeyleix [T422] | PORTLAOISE |  | 52.9522 | -7.3578
MV/LV Substation RA***506Y |  | 20 kV | _ | LV | 50 kVA :Pole Substation | 0.05 | --> | 0.05 | 0 | 0 | Constrained,otherwise capacity available =40kVA. | --> | 0.0475 | 0 | 0 | 0.051496 | 0 |  | --> | C16 ex HOLYCROSS ROAD | Holycross Road [T41,T42] | THURLES |  | 52.624 | -7.9145
MV/LV Substation RA***507X |  | 10 kV | _ | LV | 630 kVA :Building Structure | 0.63 | --> | 0.63 | 0 | 0 | Constrained,otherwise capacity available =500kVA. | --> | 0.5985 | 0 | 0.00741 | 0.5 | 0 |  | --> | C12 ex GLOUCESTER PLACE | Gloucester Place [T41,T42] | MCDERMOTT |  | 53.3533 | -6.251
MV/LV Substation RA***511 |  | 20 kV | _ | LV | 50 kVA :Pole Substation | 0.05 | --> | 0.05 | 0.039 | 3.5 |  | --> | 0.0475 | 0 | 0 | 0.051643 | 0 |  | --> | E16 ex BELVIEW | Belview [T421,T422] | WATERFORD |  | 52.2834 | -7.0559
MV/LV Substation RA***512X |  | 10 kV | _ | LV | 50 kVA :Pole Substation | 0.05 | --> | 0.05 | 0 | 0 | Constrained,otherwise capacity available =48kVA. | --> | 0.0475 | 0 | 0 | 0.050303 | 0 |  | --> | C20 ex CAHIRCALLA | Cahircalla [T41,T42] | ENNIS |  | 52.8154 | -9.0581
MV/LV Substation RA***513X |  | 20 kV | _ | LV | 50 kVA :Pole Substation | 0.05 | --> | 0.05 | 0.05 | 0.9 |  | --> | 0.0475 | 0 | 0 | 0.05 | 0 |  | --> | E17 ex RATHMORE | Rathmore [T42,T421] | KNOCKEARAGH |  | 52.0741 | -9.16
MV/LV Substation RA***515 |  | 10 kV | _ | LV | 50 kVA :Pole Substation | 0.05 | --> | 0.05 | 0 | 0 | Constrained,otherwise capacity available =50kVA. | --> | 0.0475 | 0 | 0 | 0.05 | 0 |  | --> | C14 ex BALLYBEGGAN | Ballybeggan [T43,T44] | TRALEE |  | 52.2778 | -9.6686
MV/LV Substation RA***517X |  | 10 kV | _ | LV | 200 kVA :Pole Substation | 0.2 | --> | 0.2 | 0 | 0 | Constrained,otherwise capacity available =200kVA. | --> | 0.19 | 0 | 0 | 0.2 | 0 |  | --> | C11 ex SCARIFF | Scariff [T42] | ENNIS |  | 52.8914 | -8.5086
MV/LV Substation RA***517Y |  | 20 kV | _ | LV | 100 kVA :Pole Substation | 0.1 | --> | 0.1 | 0.084 | 0.4 |  | --> | 0.095 | 0 | 0.008151 | 0.1024 | 0 |  | --> | E19 ex TULLOW | Tullow [T421,T422] | CARLOW |  | 52.7966 | -6.6604
MV/LV Substation RA***519X |  | 20 kV | _ | LV | 50 kVA :Pole Substation | 0.05 | --> | 0.05 | 0 | 0 | Constrained,otherwise capacity available =50kVA. | --> | 0.0475 | 0 | 0 | 0.05 | 0 |  | --> | E18 ex BALLINROBE | Ballinrobe [T421,T422] | DALTON |  | 53.6407 | -9.244
MV/LV Substation RA***521 |  | 10 kV | _ | LV | 400 kVA :Kiosk Substation | 0.4 | --> | 0.4 | 0 | 0 | Constrained,otherwise capacity available =286kVA. | --> | 0.38 | 0 | 0.063726 | 0.41695 | 0 |  | --> | C18 ex BALLYBODEN | Ballyboden [T41,T42] | COOKSTOWN |  | 53.2964 | -6.2809
MV/LV Substation RA***521Y |  | 20 kV | _ | LV | 50 kVA :Pole Substation | 0.05 | --> | 0.05 | 0.045 | 2.4 |  | --> | 0.0475 | 0 | 0 | 0.050753 | 0 |  | --> | C19 ex GRAIGUE | Graigue [T41,T42] | CARLOW |  | 52.7547 | -6.9756
MV/LV Substation RA***524 |  | 10 kV | _ | LV | 50 kVA :Pole Substation | 0.05 | --> | 0.05 | 0 | 0 | Constrained,otherwise capacity available =30kVA. | --> | 0.0475 | 0 | 0 | 0.052949 | 0 |  | --> | C23 ex BALLINDERRY | Ballinderry [T41,T422] | MULLINGAR |  | 53.5458 | -7.2941
MV/LV Substation RA***525Z |  | 10 kV | _ | LV | 200 kVA :Kiosk Substation | 0.2 | --> | 0.2 | 0 | 0 | Constrained,otherwise capacity available =176kVA. | --> | 0.19 | 0 | 0 | 0.20361 | 0 |  | --> | C16 ex HOWTH JUNCTION | Howth Junction [T41,T42] | GRANGE (DR) |  | 53.3986 | -6.1505
MV/LV Substation RA***531 |  | 10 kV | _ | LV | 200 kVA :Pole Substation | 0.2 | --> | 0.2 | 0 | 0 | Constrained,otherwise capacity available =188kVA. | --> | 0.19 | 0 | 0 | 0.20181 | 0 |  | --> | C11 ex SCARIFF | Scariff [T42] | ENNIS |  | 52.8911 | -8.5087
MV/LV Substation RA***532 |  | 10 kV | _ | LV | 50 kVA :Pole Substation | 0.05 | --> | 0.05 | 0 | 0 | Constrained,otherwise capacity available =28kVA. | --> | 0.0475 | 0 | 0 | 0.053235 | 0 |  | --> | C23 ex MACETOWN | Macetown [T101,T102] | MACETOWN |  | 53.4162 | -6.4618
MV/LV Substation RA***533 |  | 10 kV | _ | LV | 400 kVA :Building Structure | 0.4 | --> | 0.4 | 0.371 | 1.5 |  | --> | 0.38 | 0 | 0 | 0.40438 | 0 |  | --> | C12 ex SMEARLA | Smearla [T41,T42] | TRIEN |  | 52.4454 | -9.4962
MV/LV Substation RA***534X |  | 10 kV | _ | LV | 400 kVA :Kiosk Substation | 0.4 | --> | 0.4 | 0.15 | 0.3 |  | --> | 0.38 | 0 | 0.048165 | 0.43626 | 0 |  | --> | C18 ex BALLYMOTE | Ballymote [T41] | SLIGO |  | 54.0884 | -8.5218
MV/LV Substation RA***535 |  | 10 kV | _ | LV | 630 kVA :Kiosk Substation | 0.63 | --> | 0.63 | 0 | 0 | Constrained,otherwise capacity available =440kVA. | --> | 0.5985 | 0 | 0.031122 | 0.5 | 0 |  | --> | C18 ex BALLYBODEN | Ballyboden [T41,T42] | COOKSTOWN |  | 53.2981 | -6.2803
MV/LV Substation RA***535Z |  | 10 kV | _ | LV | 400 kVA :Kiosk Substation | 0.4 | --> | 0.4 | 0 | 0 | Constrained,otherwise capacity available =400kVA. | --> | 0.38 | 0 | 0 | 0.4 | 0 |  | --> | C19 ex SWORDS | Swords [T41,T42] | GLASMORE |  | 53.4616 | -6.2293
MV/LV Substation RA***536 |  | 20 kV | _ | LV | 100 kVA :Pole Substation | 0.1 | --> | 0.1 | 0.064 | 1.6 |  | --> | 0.095 | 0 | 0.020748 | 0.10532 | 0 |  | --> | C17 ex CURRA | Curra [T41] | SOMERSET |  | 53.1764 | -8.337
MV/LV Substation RA***538Z |  | 20 kV | _ | LV | 100 kVA :Pole Substation | 0.1 | --> | 0.1 | 0 | 0 | Constrained,otherwise capacity available =79kVA. | --> | 0.095 | 0 | 0 | 0.10314 | 0 |  | --> | E17 ex BALTRASNA | Baltrasna [T121,T122] | BALTRASNA |  | 53.5092 | -6.4794
MV/LV Substation RA***541 |  | 10 kV | _ | LV | 400 kVA :Kiosk Substation | 0.4 | --> | 0.4 | 0 | 0 | Constrained,otherwise capacity available =274kVA. | --> | 0.38 | 0 | 0.008892 | 0.41869 | 0 |  | --> | C11 ex LOUGHLINSTOWN | Loughlinstown [T41,T42] | CARRICKMINES |  | 53.2387 | -6.1182
MV/LV Substation RA***542 |  | 20 kV | _ | LV | 100 kVA :Pole Substation | 0.1 | --> | 0.1 | 0 | 0 | Constrained,otherwise capacity available =88kVA. | --> | 0.095 | 0 | 0 | 0 | 0 | Constrained,otherwise capacity available =101.8kW. | --> | E19 ex PORTLAOISE | Portlaoise [T423,T424] | PORTLAOISE |  | 53.0247 | -7.2687
MV/LV Substation RA***542 |  | 10 kV | _ | LV | 400 kVA :Kiosk Substation | 0.4 | --> | 0.4 | 0 | 0 | Constrained,otherwise capacity available =235kVA. | --> | 0.38 | 0 | 0.005928 | 0.42431 | 0 |  | --> | C11 ex LOUGHLINSTOWN | Loughlinstown [T41,T42] | CARRICKMINES |  | 53.2377 | -6.1215
MV/LV Substation RA***542Z |  | 20 kV | _ | LV | 200 kVA :Kiosk Substation | 0.2 | --> | 0.2 | 0 | 0 | Constrained,otherwise capacity available =154kVA. | --> | 0.19 | 0 | 0.008151 | 0.20687 | 0 |  | --> | E16 ex ASHBOURNE | Ashbourne [T421,T422] | FINGLAS |  | 53.518 | -6.4002
MV/LV Substation RA***543Z |  | 20 kV | _ | LV | 400 kVA :Kiosk Substation | 0.4 | --> | 0.4 | 0 | 0 | Constrained,otherwise capacity available =302kVA. | --> | 0.38 | 0 | 0.017784 | 0.41461 | 0 |  | --> | E16 ex ASHBOURNE | Ashbourne [T421,T422] | FINGLAS |  | 53.5199 | -6.3987
MV/LV Substation RA***546X |  | 20 kV | _ | LV | 200 kVA :Pole Substation | 0.2 | --> | 0.2 | 0 | 0 | Constrained,otherwise capacity available =180kVA. | --> | 0.19 | 0 | 0.00741 | 0 | 0 | Constrained,otherwise capacity available =203kW. | --> | E13 ex ABBEYLEIX | Abbeyleix [T422] | PORTLAOISE |  | 52.9647 | -7.37
MV/LV Substation RA***548X |  | 10 kV | _ | LV | 100 kVA :Pole Substation | 0.1 | --> | 0.1 | 0 | 0 | Constrained,otherwise capacity available =92kVA. | --> | 0.095 | 0 | 0 | 0.10121 | 0 |  | --> | C16 ex LOUGHTAGALLA | Loughtagalla [T41,T42] | THURLES |  | 52.7123 | -7.761
MV/LV Substation RA***549 |  | 20 kV | _ | LV | 50 kVA :Pole Substation | 0.05 | --> | 0.05 | 0.044 | 4.4 |  | --> | 0.0475 | 0 | 0 | 0.050903 | 0 |  | --> | E17 ex CRANE | Crane [T122] | CRANE |  | 52.5421 | -6.3855
MV/LV Substation RA***550 |  | 10 kV | _ | LV | 630 kVA :Kiosk Substation | 0.63 | --> | 0.63 | 0.5 | 11.1 |  | --> | 0.5985 | 0 | 0.025194 | 0.5 | 0 |  | --> | C28 ex CABRA | Cabra [T101,T102] | FINGLAS |  | 53.3724 | -6.3057
MV/LV Substation RA***550X |  | 20 kV | _ | LV | 100 kVA :Pole Substation | 0.1 | --> | 0.1 | 0 | 0 | Constrained,otherwise capacity available =44kVA. | --> | 0.095 | 0 | 0 | 0.10816 | 0 |  | --> | E18 ex BALLINDERRY | Ballinderry [T41,T422] | MULLINGAR |  | 53.5232 | -7.0943
MV/LV Substation RA***550Y |  | 20 kV | _ | LV | 50 kVA :Pole Substation | 0.05 | --> | 0.05 | 0.047 | 2.5 |  | --> | 0.0475 | 0 | 0 | 0.050453 | 0 |  | --> | E17 ex BAGENALSTOWN | Bagenalstown [T421,T422] | CARLOW |  | 52.7338 | -6.9672
MV/LV Substation RA***551X |  | 20 kV | _ | LV | 50 kVA :Pole Substation | 0.05 | --> | 0.05 | 0 | 0 | Constrained,otherwise capacity available =34kVA. | --> | 0.0475 | 0 | 0 | 0.052373 | 0 |  | --> | C24 ex MACETOWN | Macetown [T101,T102] | MACETOWN |  | 53.4984 | -6.5373
MV/LV Substation RA***552X |  | 20 kV | _ | LV | 50 kVA :Pole Substation | 0.05 | --> | 0.05 | 0 | 0 | Constrained,otherwise capacity available =35kVA. | --> | 0.0475 | 0 | 0 | 0.052228 | 0 |  | --> | C24 ex MACETOWN | Macetown [T101,T102] | MACETOWN |  | 53.4982 | -6.5312
MV/LV Substation RA***554X |  | 10 kV | _ | LV | 1000 kVA :Building Structure | 1 | --> | 1 | 0.5 | 3.3 |  | --> | 0.95 | 0 | 0 | 0.5 | 0 |  | --> | C26 ex PEMBROKE | Pembroke [T41,T42,T43,T44] | RINGSEND |  | 53.3389 | -6.236
MV/LV Substation RA***559X |  | 10 kV | _ | LV | 400 kVA :Building Structure | 0.4 | --> | 0.4 | 0 | 0 | Constrained,otherwise capacity available =400kVA. | --> | 0.38 | 0 | 0 | 0.4 | 0 |  | --> | C20 ex CAVAN | Cavan [T42,T421] | SHANKILL |  | 53.9788 | -7.2391
MV/LV Substation RA***561 |  | 10 kV | _ | LV | 200 kVA :Pole Substation | 0.2 | --> | 0.2 | 0 | 0 | Constrained,otherwise capacity available =172kVA. | --> | 0.19 | 0 | 0 | 0.20421 | 0 |  | --> | C11 ex SCARIFF | Scariff [T42] | ENNIS |  | 52.8938 | -8.5086
MV/LV Substation RA***563Y |  | 10 kV | _ | LV | 400 kVA :Kiosk Substation | 0.4 | --> | 0.4 | 0.383 | 2.2 |  | --> | 0.38 | 0 | 0.003705 | 0.40257 | 0 |  | --> | C11 ex BALLINASLOE | Ballinasloe [T41,T42] | SOMERSET |  | 53.3262 | -8.1936
MV/LV Substation RA***564Y |  | 10 kV | _ | LV | 200 kVA :Kiosk Substation | 0.2 | --> | 0.2 | 0 | 0 | Constrained,otherwise capacity available =131kVA. | --> | 0.19 | 0 | 0 | 0.21022 | 0 |  | --> | C16 ex RAHEEN | Raheen [T41,T42] | LIMERICK |  | 52.6154 | -8.663
MV/LV Substation RA***567Z |  | 20 kV | _ | LV | 200 kVA :Kiosk Substation | 0.2 | --> | 0.2 | 0 | 0 | Constrained,otherwise capacity available =155kVA. | --> | 0.19 | 0 | 0 | 0.20672 | 0 |  | --> | E18 ex BALTRASNA | Baltrasna [T121,T122] | BALTRASNA |  | 53.5068 | -6.4633
MV/LV Substation RA***568 |  | 20 kV | _ | LV | 50 kVA :Pole Substation | 0.05 | --> | 0.05 | 0.05 | 1.4 |  | --> | 0.0475 | 0 | 0 | 0.05 | 0 |  | --> | E20 ex KILLINICK | Killinick [T421,T422] | WEXFORD |  | 52.24 | -6.5888
MV/LV Substation RA***571Z |  | 20 kV | _ | LV | 200 kVA :Kiosk Substation | 0.2 | --> | 0.2 | 0 | 0 | Constrained,otherwise capacity available =163kVA. | --> | 0.19 | 0 | 0.015561 | 0.20554 | 0 |  | --> | E16 ex ASHBOURNE | Ashbourne [T421,T422] | FINGLAS |  | 53.5193 | -6.402
MV/LV Substation RA***572Z |  | 20 kV | _ | LV | 630 kVA :Building Structure | 0.63 | --> | 0.63 | 0 | 0 | Constrained,otherwise capacity available =500kVA. | --> | 0.5985 | 0 | 0.00741 | 0.5 | 0 |  | --> | E21 ex BALTRASNA | Baltrasna [T121,T122] | BALTRASNA |  | 53.5229 | -6.4095
MV/LV Substation RA***573 |  | 10 kV | _ | LV | 200 kVA :Pole Substation | 0.2 | --> | 0.2 | 0.173 | 1.6 |  | --> | 0.19 | 0 | 0 | 0 | 0 | Constrained,otherwise capacity available =204.1kW. | --> | C13 ex DERRYBEG | Derrybeg [T41,T42] | ARDNAGAPPARY |  | 55.0182 | -8.3307
MV/LV Substation RA***574X |  | 10 kV | _ | LV | 100 kVA :Pole Substation | 0.1 | --> | 0.1 | 0.095 | 1.4 |  | --> | 0.095 | 0 | 0 | 0.10076 | 0 |  | --> | C14 ex KELLS | Kells [T41,T42] | NAVAN |  | 53.7291 | -6.8625
MV/LV Substation RA***575Y |  | 10 kV | _ | LV | 200 kVA :Kiosk Substation | 0.2 | --> | 0.2 | 0 | 0 | Constrained,otherwise capacity available =165kVA. | --> | 0.19 | 0 | 0.005928 | 0.072493 | 0 | Constrained,otherwise capacity available =205.2kW. | --> | C16 ex TOOMEVARA | Toomevara [T42] | NENAGH |  | 52.8811 | -7.9598
MV/LV Substation RA***577Y |  | 20 kV | _ | LV | 200 kVA :Kiosk Substation | 0.2 | --> | 0.2 | 0.071 | 1.4 |  | --> | 0.19 | 0 | 0.03705 | 0.21868 | 0 |  | --> | E11 ex KILLINICK | Killinick [T421,T422] | WEXFORD |  | 52.2332 | -6.6006
MV/LV Substation RA***582Z |  | 20 kV | _ | LV | 200 kVA :Pole Substation | 0.2 | --> | 0.2 | 0 | 0 | Constrained,otherwise capacity available =164kVA. | --> | 0.19 | 0 | 0.033345 | 0.20539 | 0 |  | --> | E18 ex GLASMORE | Glasmore [T421,T422] | GLASMORE |  | 53.4728 | -6.2644
MV/LV Substation RA***584 |  | 20 kV | _ | LV | 100 kVA :Pole Substation | 0.1 | --> | 0.1 | 0 | 0 | Constrained,otherwise capacity available =80kVA. | --> | 0.095 | 0 | 0 | 0.10299 | 0 |  | --> | C21 ex CASTLEISLAND | Castleisland [T41,T42] | TRALEE |  | 52.1666 | -9.4584
MV/LV Substation RA***585Z |  | 20 kV | _ | LV | 400 kVA :Kiosk Substation | 0.4 | --> | 0.4 | 0 | 0 | Constrained,otherwise capacity available =272kVA. | --> | 0.38 | 0 | 0.005187 | 0.41898 | 0 |  | --> | E16 ex ASHBOURNE | Ashbourne [T421,T422] | FINGLAS |  | 53.5179 | -6.4071
MV/LV Substation RA***586Y |  | 20 kV | _ | LV | 50 kVA :Pole Substation | 0.05 | --> | 0.05 | 0 | 0.4 |  | --> | 0.0475 | 0 | 0.040755 | 0.057177 | 0 |  | --> | E13 ex TULLOW | Tullow [T421,T422] | CARLOW |  | 52.8247 | -6.7883
MV/LV Substation RA***586Y |  | 20 kV | _ | LV | 50 kVA :Pole Substation | 0.05 | --> | 0.05 | 0.035 | 1.4 |  | --> | 0.0475 | 0 | 0 | 0.052228 | 0 |  | --> | E20 ex KILLINICK | Killinick [T421,T422] | WEXFORD |  | 52.2681 | -6.4835
MV/LV Substation RA***586Z |  | 20 kV | _ | LV | 400 kVA :Kiosk Substation | 0.4 | --> | 0.4 | 0 | 0 | Constrained,otherwise capacity available =377kVA. | --> | 0.38 | 0 | 0 | 0.40348 | 0 |  | --> | E16 ex ASHBOURNE | Ashbourne [T421,T422] | FINGLAS |  | 53.519 | -6.4039
MV/LV Substation RA***587Z |  | 10 kV | _ | LV | 200 kVA :Kiosk Substation | 0.2 | --> | 0.2 | 0.174 | 6 |  | --> | 0.19 | 0 | 0 | 0.20391 | 0 |  | --> | C26 ex PELLETSTOWN | Pelletstown [T101,T102] | FINGLAS |  | 53.377 | -6.3455
MV/LV Substation RA***589X |  | 10 kV | _ | LV | 100 kVA :Pole Substation | 0.1 | --> | 0.1 | 0 | 0 | Constrained,otherwise capacity available =79kVA. | --> | 0.095 | 0 | 0.017784 | 0 | 0 | Constrained,otherwise capacity available =103.1kW. | --> | C16 ex MILFORD (NR) | Milford (nr) [T41,T42] | LETTERKENNY |  | 55.0273 | -7.7758
MV/LV Substation RA***590Y |  | 20 kV | _ | LV | 630 kVA :Building Structure | 0.63 | --> | 0.63 | 0 | 0 | Constrained,otherwise capacity available =500kVA. | --> | 0.5985 | 0 | 0 | 0.37942 | 0 | Constrained,otherwise capacity available =500kW. | --> | E20 ex COLLOONEY | Collooney [T421,T422] | SLIGO |  | 54.1856 | -8.4808
MV/LV Substation RA***591Y |  | 10 kV | _ | LV | 200 kVA :Kiosk Substation | 0.2 | --> | 0.2 | 0.132 | 3.9 |  | --> | 0.19 | 0 | 0.031122 | 0.21007 | 0 |  | --> | C21 ex MARSHES | Marshes [T41,T42] | DUNDALK |  | 53.9643 | -6.3761
MV/LV Substation RA***597X |  | 10 kV | _ | LV | 400 kVA :Kiosk Substation | 0.4 | --> | 0.4 | 0 | 0 | Constrained,otherwise capacity available =247kVA. | --> | 0.38 | 0 | 0.038532 | 0.42259 | 0 |  | --> | C11 ex MORRISTOWN | Morristown [T41,T42] | NEWBRIDGE |  | 53.165 | -6.8096
MV/LV Substation RA***599X |  | 10 kV | _ | LV | 200 kVA :Kiosk Substation | 0.2 | --> | 0.2 | 0.068 | 3 |  | --> | 0.19 | 0 | 0.008151 | 0.21909 | 0 |  | --> | C18 ex RAMSTOWN | Ramstown [T41,T42] | CRANE |  | 52.6699 | -6.2982
MV/LV Substation RA***600X |  | 10 kV | _ | LV | 200 kVA :Kiosk Substation | 0.2 | --> | 0.2 | 0.148 | 3 |  | --> | 0.19 | 0 | 0.00741 | 0.20775 | 0 |  | --> | C18 ex RAMSTOWN | Ramstown [T41,T42] | CRANE |  | 52.6696 | -6.2946
MV/LV Substation RA***600Z |  | 10 kV | _ | LV | 50 kVA :Pole Substation | 0.05 | --> | 0.05 | 0.047 | 0.2 |  | --> | 0.0475 | 0 | 0 | 0 | 0 | Constrained,otherwise capacity available =50.5kW. | --> | E17 ex BEALISTOWN | Bealistown [T421,T422] | GREAT ISLAND |  | 52.1865 | -6.8624
MV/LV Substation RA***604 |  | 20 kV | _ | LV | 200 kVA :Pole Substation | 0.2 | --> | 0.2 | 0.123 | 0.2 |  | --> | 0.19 | 0 | 0.00741 | 0 | 0 | Constrained,otherwise capacity available =211.4kW. | --> | C12 ex ROSSGEIR | Rossgeir [T41,T42] | LETTERKENNY |  | 54.8005 | -7.5926
MV/LV Substation RA***607 |  | 10 kV | _ | LV | 200 kVA :Kiosk Substation | 0.2 | --> | 0.2 | 0.188 | 1.3 |  | --> | 0.19 | 0 | 0 | 0.20181 | 0 |  | --> | C17 ex LOUGHANALLA | Loughanalla [T41,T42] | MULLINGAR |  | 53.6846 | -7.2942
MV/LV Substation RA***608Y |  | 10 kV | _ | LV | 630 kVA :Kiosk Substation | 0.63 | --> | 0.63 | 0 | 0 | Constrained,otherwise capacity available =500kVA. | --> | 0.5985 | 0 | 0 | 0.5 | 0 |  | --> | C13 ex DOCK ROAD | Dock Road [T41,T42] | LIMERICK |  | 52.6362 | -8.6688
MV/LV Substation RA***608Y |  | 10 kV | _ | LV | 400 kVA :Kiosk Substation | 0.4 | --> | 0.4 | 0 | 0 | Constrained,otherwise capacity available =293kVA. | --> | 0.38 | 0 | 0.005928 | 0 | 0 | Constrained,otherwise capacity available =415.9kW. | --> | C16 ex PORTARLINGTON | Portarlington [T41,T42] | PORTLAOISE |  | 53.147 | -7.177
MV/LV Substation RA***609X |  | 10 kV | _ | LV | 50 kVA :Pole Substation | 0.05 | --> | 0.05 | 0 | 0 | Constrained,otherwise capacity available =35kVA. | --> | 0.0475 | 0 | 0 | 0.052228 | 0 |  | --> | C11 ex JOHNSTOWN | Johnstown [T41,T42] | KILTEEL |  | 53.2161 | -6.5252
MV/LV Substation RA***609Y |  | 10 kV | _ | LV | 50 kVA :Pole Substation | 0.05 | --> | 0.05 | 0 | 0 | Constrained,otherwise capacity available =36kVA. | --> | 0.0475 | 0 | 0 | 0.052083 | 0 |  | --> | C16 ex TOOMEVARA | Toomevara [T42] | NENAGH |  | 52.8662 | -7.9705
MV/LV Substation RA***615 |  | 20 kV | _ | LV | 100 kVA :Pole Substation | 0.1 | --> | 0.1 | 0 | 0 | Constrained,otherwise capacity available =70kVA. | --> | 0.095 | 0 | 0 | 0.10446 | 0 |  | --> | E21 ex ASHBOURNE | Ashbourne [T421,T422] | FINGLAS |  | 53.4889 | -6.2859
MV/LV Substation RA***616X |  | 10 kV | _ | LV | 630 kVA :Building Structure | 0.63 | --> | 0.63 | 0.5 | 3.9 |  | --> | 0.5985 | 0 | 0 | 0.5 | 0 |  | --> | C13 ex GALWAY 110KV | Galway 110kv [T102,T103] | GALWAY 110KV |  | 53.2998 | -8.998
MV/LV Substation RA***617 |  | 20 kV | _ | LV | 630 kVA :Kiosk Substation | 0.63 | --> | 0.63 | 0.43064 | 0.4 | Constrained,otherwise capacity available =500kVA. | --> | 0.5985 | 0 | 0.0741 | 0.5 | 0 |  | --> | E19 ex TULLOW | Tullow [T421,T422] | CARLOW |  | 52.8007 | -6.6743
MV/LV Substation RA***618 |  | 10 kV | _ | LV | 400 kVA :Kiosk Substation | 0.4 | --> | 0.4 | 0.347 | 8.1 |  | --> | 0.38 | 0 | 0 | 0.40797 | 0 |  | --> | C15 ex MILLTOWN (DR) | Milltown (dr) [T101,T102] | POOLBEG |  | 53.3273 | -6.2544
MV/LV Substation RA***621X |  | 20 kV | _ | LV | 50 kVA :Building Structure | 0.05 | --> | 0.05 | 0.05 | 0.1 |  | --> | 0.0475 | 0 | 0 | 0.05 | 0 |  | --> | E11 ex KILCULLEN | Kilcullen [T41,T42,T424] | STRATFORD |  | 53.1149 | -6.6547
MV/LV Substation RA***621Y |  | 10 kV | _ | LV | 400 kVA :Kiosk Substation | 0.4 | --> | 0.4 | 0.385 | 12.2 |  | --> | 0.38 | 0 | 0 | 0.40227 | 0 |  | --> | C21 ex BALLYBEG | Ballybeg [T101,T102] | CARRICKMINES |  | 52.9958 | -6.081
MV/LV Substation RA***623 |  | 10 kV | _ | LV | 400 kVA :Kiosk Substation | 0.4 | --> | 0.4 | 0.165 | 3 |  | --> | 0.38 | 0 | 0.020007 | 0.43418 | 0 |  | --> | C33 ex INCHICORE CENTRAL | Inchicore Central [T43,T45] | INCHICORE 220KV |  | 53.338 | -6.3293
MV/LV Substation RA***627X |  | 10 kV | _ | LV | 400 kVA :Kiosk Substation | 0.4 | --> | 0.4 | 0 | 0 | Constrained,otherwise capacity available =393kVA. | --> | 0.38 | 0 | 0 | 0.40106 | 0 |  | --> | C12 ex SAGGART | Saggart [T41,T42] | GRANGE CASTLE |  | 53.2768 | -6.4719
MV/LV Substation RA***628X |  | 10 kV | _ | LV | 50 kVA :Pole Substation | 0.05 | --> | 0.05 | 0.046 | 3.3 |  | --> | 0.0475 | 0 | 0 | 0.050604 | 0 |  | --> | C11 ex LLOYD | Lloyd [T41,T42] | NAVAN |  | 53.7451 | -6.9273
MV/LV Substation RA***635X |  | 10 kV | _ | LV | 50 kVA :Pole Substation | 0.05 | --> | 0.05 | 0 | 0 | Constrained,otherwise capacity available =50kVA. | --> | 0.0475 | 0 | 0 | 0.05 | 0 |  | --> | C25 ex GARRYSPILLANE | Garryspillane [T41] | TIPPERARY |  | 52.4248 | -8.3892
MV/LV Substation RA***638 |  | 10 kV | _ | LV | 400 kVA :Kiosk Substation | 0.4 | --> | 0.4 | 0.287 | 2 |  | --> | 0.38 | 0 | 0.02223 | 0.41681 | 0 |  | --> | C14 ex CAUSEWAY | Causeway [T41,T42] | TRALEE |  | 52.4547 | -9.6631
MV/LV Substation RA***638Y |  | 20 kV | _ | LV | 50 kVA :Pole Substation | 0.05 | --> | 0.05 | 0.033 | 0.4 |  | --> | 0.0475 | 0 | 0 | 0.052518 | 0 |  | --> | E13 ex TULLOW | Tullow [T421,T422] | CARLOW |  | 52.7888 | -6.7997
MV/LV Substation RA***639 |  | 10 kV | _ | LV | 400 kVA :Kiosk Substation | 0.4 | --> | 0.4 | 0.228 | 0.9 |  | --> | 0.38 | 0 | 0 | 0.42531 | 0 |  | --> | C21 ex KIMMAGE | Kimmage [T41,T42] | INCHICORE 220KV |  | 53.2992 | -6.2866
MV/LV Substation RA***640Z |  | 20 kV | _ | LV | 400 kVA :Building Structure | 0.4 | --> | 0.4 | 0 | 0 | Constrained,otherwise capacity available =400kVA. | --> | 0.38 | 0 | 0 | 0.4 | 0 |  | --> | E18 ex BALTRASNA | Baltrasna [T121,T122] | BALTRASNA |  | 53.4999 | -6.4583
MV/LV Substation RA***641X |  | 20 kV | _ | LV | 100 kVA :Pole Substation | 0.1 | --> | 0.1 | 0 | 0 | Constrained,otherwise capacity available =91kVA. | --> | 0.095 | 0 | 0 | 0.10136 | 0 |  | --> | E19 ex KILCOCK | Kilcock [T421,T422] | GRIFFINRATH |  | 53.3338 | -6.6895
MV/LV Substation RA***642X |  | 10 kV | _ | LV | 400 kVA :Kiosk Substation | 0.4 | --> | 0.4 | 0 | 0 | Constrained,otherwise capacity available =353kVA. | --> | 0.38 | 0 | 0 | 0.40707 | 0 |  | --> | C16 ex ATHENRY | Athenry [T41,T42] | GALWAY 110KV |  | 53.3006 | -8.7551
MV/LV Substation RA***651X |  | 10 kV | _ | LV | 100 kVA :Pole Substation | 0.1 | --> | 0.1 | 0.075 | 0.5 |  | --> | 0.095 | 0 | 0.00741 | 0 | 0 | Constrained,otherwise capacity available =103.7kW. | --> | C20 ex KILMARTIN | Kilmartin [T41] | ARKLOW |  | 53.0491 | -6.2542
MV/LV Substation RA***651X |  | 10 kV | _ | LV | 1000 kVA :Building Structure | 1 | --> | 1 | 0.5 | 6 |  | --> | 0.95 | 0 | 0 | 0.5 | 0 |  | --> | C29 ex PELLETSTOWN | Pelletstown [T101,T102] | FINGLAS |  | 53.3767 | -6.3251
MV/LV Substation RA***652 |  | 10 kV | _ | LV | 200 kVA :Pole Substation | 0.2 | --> | 0.2 | 0 | 0 | Constrained,otherwise capacity available =145kVA. | --> | 0.19 | 0 | 0.003705 | 0.20818 | 0 |  | --> | C19 ex JOHNSTOWN | Johnstown [T41,T42] | KILTEEL |  | 53.2202 | -6.6479
MV/LV Substation RA***652Z |  | 20 kV | _ | LV | 200 kVA :Pole Substation | 0.2 | --> | 0.2 | 0 | 0 | Constrained,otherwise capacity available =200kVA. | --> | 0.19 | 0 | 0 | 0.2 | 0 |  | --> | C21 ex MACETOWN | Macetown [T101,T102] | MACETOWN |  | 53.4669 | -6.4893
MV/LV Substation RA***654Z |  | 20 kV | _ | LV | 50 kVA :Pole Substation | 0.05 | --> | 0.05 | 0 | 0 | Constrained,otherwise capacity available =47kVA. | --> | 0.0475 | 0 | 0 | 0.050453 | 0 |  | --> | C17 ex MONEYCOOLEY | Moneycooley [T41,T42,T44] | GRIFFINRATH |  | 53.3736 | -6.5688
MV/LV Substation RA***655 |  | 10 kV | _ | LV | 400 kVA :Kiosk Substation | 0.4 | --> | 0.4 | 0.198 | 0.9 |  | --> | 0.38 | 0 | 0.011856 | 0.42956 | 0 |  | --> | C16 ex KIMMAGE | Kimmage [T41,T42] | INCHICORE 220KV |  | 53.3146 | -6.3013
MV/LV Substation RA***655Y |  | 10 kV | _ | LV | 200 kVA :Kiosk Substation | 0.2 | --> | 0.2 | 0 | 0 | Constrained,otherwise capacity available =138kVA. | --> | 0.19 | 0 | 0.03705 | 0.2092 | 0 |  | --> | C16 ex MONEYCOOLEY | Moneycooley [T41,T42,T44] | GRIFFINRATH |  | 53.3762 | -6.5852
MV/LV Substation RA***657X |  | 10 kV | _ | LV | 50 kVA :Pole Substation | 0.05 | --> | 0.05 | 0.048 | 1.1 |  | --> | 0.0475 | 0 | 0 | 0.050303 | 0 |  | --> | C23 ex KILKEE | Kilkee [T41] | TULLABRACK |  | 52.605 | -9.7254
MV/LV Substation RA***658X |  | 20 kV | _ | LV | 50 kVA :Pole Substation | 0.05 | --> | 0.05 | 0.031 | 0.4 |  | --> | 0.0475 | 0 | 0.003705 | 0.052806 | 0 |  | --> | E13 ex TULLOW | Tullow [T421,T422] | CARLOW |  | 52.7878 | -6.8008
MV/LV Substation RA***663X |  | 20 kV | _ | LV | 100 kVA :Pole Substation | 0.1 | --> | 0.1 | 0 | 0 |  | --> | 0.095 | 0 | 0.003705 | 0.12019 | 0 |  | --> | E17 ex BALTINGLASS | Baltinglass [T421,T422] | STRATFORD |  | 52.8815 | -6.6951
MV/LV Substation RA***664 |  | 10 kV | _ | LV | 200 kVA :Pole Substation | 0.2 | --> | 0.2 | 0.184 | 4.4 |  | --> | 0.19 | 0 | 0 | 0.20241 | 0 |  | --> | C20 ex KINGSCOURT | Kingscourt [T41,T42] | MEATH HILL |  | 53.8423 | -6.7513
MV/LV Substation RA***665Y |  | 20 kV | _ | LV | 50 kVA :Pole Substation | 0.05 | --> | 0.05 | 0 | 0 | Constrained,otherwise capacity available =38kVA. | --> | 0.0475 | 0 | 0.00741 | 0.05179 | 0 |  | --> | E20 ex CLONMINCH | Clonminch [T41,T422] | THORNSBERRY |  | 53.3788 | -7.347
MV/LV Substation RA***669 |  | 10 kV | _ | LV | 50 kVA :Pole Substation | 0.05 | --> | 0.05 | 0 | 0 | Constrained,otherwise capacity available =40kVA. | --> | 0.0475 | 0 | 0.00741 | 0.051496 | 0 |  | --> | C12 ex GRANAGH | Granagh [T41,T42] | WATERFORD |  | 52.2861 | -7.2394
MV/LV Substation RA***675 |  | 10 kV | _ | LV | 630 kVA :Kiosk Substation | 0.63 | --> | 0.63 | 0.5 | 0.9 |  | --> | 0.5985 | 0 | 0 | 0.5 | 0 |  | --> | C21 ex KIMMAGE | Kimmage [T41,T42] | INCHICORE 220KV |  | 53.2991 | -6.2849
MV/LV Substation RA***679X |  | 10 kV | _ | LV | 400 kVA :Kiosk Substation | 0.4 | --> | 0.4 | 0.346 | 11.9 |  | --> | 0.38 | 0 | 0.015561 | 0.40812 | 0 |  | --> | C23 ex SALTHILL | Salthill [T101,T102] | SALTHILL |  | 53.2726 | -9.1163
MV/LV Substation RA***680X |  | 20 kV | _ | LV | 100 kVA :Pole Substation | 0.1 | --> | 0.1 | 0.051 | 3 |  | --> | 0.095 | 0 | 0.033345 | 0 | 0 | Constrained,otherwise capacity available =107.2kW. | --> | E11 ex CHARLEVILLE | Charleville [T421,T422] | CHARLEVILLE |  | 52.3489 | -8.6597
MV/LV Substation RA***684X |  | 20 kV | _ | LV | 200 kVA :Building Structure | 0.2 | --> | 0.2 | 0.165 | 0.3 |  | --> | 0.19 | 0 | 0.006669 | 0.20525 | 0 |  | --> | E33 ex TRIM | Trim [T421] | NAVAN |  | 53.4499 | -6.8401
MV/LV Substation RA***688Y |  | 20 kV | _ | LV | 400 kVA :Kiosk Substation | 0.4 | --> | 0.4 | 0 | 0 | Constrained,otherwise capacity available =193kVA. | --> | 0.38 | 0 | 0.022971 | 0.43026 | 0 |  | --> | E17 ex CAVAN | Cavan [T42,T421] | SHANKILL |  | 54.0986 | -7.441
MV/LV Substation RA***691Y |  | 20 kV | _ | LV | 50 kVA :Pole Substation | 0.05 | --> | 0.05 | 0.033 | 4.2 |  | --> | 0.0475 | 0 | 0.002223 | 0.052518 | 0 |  | --> | E16 ex JENKINSTOWN | Jenkinstown [T421,T422] | DUNDALK |  | 53.9972 | -6.2654
MV/LV Substation RA***694 |  | 10 kV | _ | LV | 50 kVA :Pole Substation | 0.05 | --> | 0.05 | 0.045 | 1.3 |  | --> | 0.0475 | 0 | 0 | 0.050753 | 0 |  | --> | C27 ex BALLYCROSSAUN | Ballycrossaun [T421,T422] | SOMERSET |  | 53.1737 | -8.3321
MV/LV Substation RA***695Y |  | 10 kV | _ | LV | 400 kVA :Kiosk Substation | 0.4 | --> | 0.4 | 0.368 | 5.7 |  | --> | 0.38 | 0 | 0 | 0.40483 | 0 |  | --> | C24 ex RAMPARTS | Ramparts [T41,T42] | DUNDALK |  | 53.9988 | -6.3988
MV/LV Substation RA***696 |  | 10 kV | _ | LV | 50 kVA :Pole Substation | 0.05 | --> | 0.05 | 0 | 0 | Constrained,otherwise capacity available =46kVA. | --> | 0.0475 | 0 | 0 | 0.050604 | 0 |  | --> | C16 ex GRAIGUENAMANAGH | Graiguenamanagh [T41,T42] | KILKENNY |  | 52.5217 | -7.0196
MV/LV Substation RA***697 |  | 10 kV | _ | LV | 630 kVA :Kiosk Substation | 0.63 | --> | 0.63 | 0.5 | 0.8 |  | --> | 0.5985 | 0 | 0 | 0.5 | 0 |  | --> | C17 ex DONNYBROOK | Donnybrook [T41,T42] | MILLTOWN (DR) |  | 53.3249 | -6.2119
MV/LV Substation RA***697X |  | 20 kV | _ | LV | 50 kVA :Pole Substation | 0.05 | --> | 0.05 | 0 | 0 | Constrained,otherwise capacity available =37kVA. | --> | 0.0475 | 0 | 0 | 0.051937 | 0 |  | --> | E13 ex GORT | Gort [T41,T42] | ENNIS |  | 53.1126 | -8.8476
MV/LV Substation RA***697Z |  | 20 kV | _ | LV | 50 kVA :Pole Substation | 0.05 | --> | 0.05 | 0.05 | 0.4 |  | --> | 0.0475 | 0 | 0 | 0.05 | 0 |  | --> | E19 ex TULLOW | Tullow [T421,T422] | CARLOW |  | 52.8044 | -6.6572
MV/LV Substation RA***699Y |  | 10 kV | _ | LV | 200 kVA :Kiosk Substation | 0.2 | --> | 0.2 | 0 | 0 | Constrained,otherwise capacity available =164kVA. | --> | 0.19 | 0 | 0.006669 | 0 | 0 | Constrained,otherwise capacity available =205.4kW. | --> | C14 ex PORTLAOISE | Portlaoise [T41,T42] | PORTLAOISE |  | 53.0415 | -7.2763
MV/LV Substation RA***701 |  | 10 kV | _ | LV | 100 kVA :Pole Substation | 0.1 | --> | 0.1 | 0 | 0 | Constrained,otherwise capacity available =90kVA. | --> | 0.095 | 0 | 0 | 0.10151 | 0 |  | --> | C20 ex POLLERTON | Pollerton [T41,T42] | CARLOW |  | 52.8 | -6.8821
MV/LV Substation RA***706X |  | 20 kV | _ | LV | 50 kVA :Pole Substation | 0.05 | --> | 0.05 | 0.048 | 0.1 |  | --> | 0.0475 | 0 | 0 | 0.050303 | 0 |  | --> | E11 ex KILCULLEN | Kilcullen [T41,T42,T424] | STRATFORD |  | 53.0326 | -6.7377
MV/LV Substation RA***709Z |  | 10 kV | _ | LV | 100 kVA :Pole Substation | 0.1 | --> | 0.1 | 0 | 0 | Constrained,otherwise capacity available =75kVA. | --> | 0.095 | 0 | 0.003705 | 0.10373 | 0 |  | --> | C11 ex JOHNSTOWN | Johnstown [T41,T42] | KILTEEL |  | 53.2064 | -6.573
MV/LV Substation RA***711Z |  | 10 kV | _ | LV | 100 kVA :Pole Substation | 0.1 | --> | 0.1 | 0 | 0 | Constrained,otherwise capacity available =95kVA. | --> | 0.095 | 0 | 0 | 0.10076 | 0 |  | --> | C11 ex JOHNSTOWN | Johnstown [T41,T42] | KILTEEL |  | 53.2111 | -6.5678
MV/LV Substation RA***712Y |  | 10 kV | _ | LV | 400 kVA :Kiosk Substation | 0.4 | --> | 0.4 | 0 | 0 | Constrained,otherwise capacity available =349kVA. | --> | 0.38 | 0 | 0.003705 | 0.40767 | 0 |  | --> | C15 ex DERRYCRAMPH | Derrycramph [T41,T42] | SHANKILL |  | 53.9837 | -7.377
MV/LV Substation RA***712Z |  | 20 kV | _ | LV | 630 kVA :Building Structure | 0.63 | --> | 0.63 | 0 | 0 | Constrained,otherwise capacity available =500kVA. | --> | 0.5985 | 0 | 0 | 0.5 | 0 |  | --> | E21 ex BALTRASNA | Baltrasna [T121,T122] | BALTRASNA |  | 53.5263 | -6.4136
MV/LV Substation RA***713X |  | 20 kV | _ | LV | 50 kVA :Pole Substation | 0.05 | --> | 0.05 | 0.043 | 16.1 |  | --> | 0.0475 | 0 | 0 | 0.051052 | 0 |  | --> | E17 ex WEXFORD | Wexford [T121,T122] | WEXFORD |  | 52.3093 | -6.7172
MV/LV Substation RA***713Z |  | 20 kV | _ | LV | 100 kVA :Pole Substation | 0.1 | --> | 0.1 | 0 | 0 | Constrained,otherwise capacity available =98kVA. | --> | 0.095 | 0 | 0 | 0 | 0 | Constrained,otherwise capacity available =100.3kW. | --> | E17 ex KNOCKMULLEN | Knockmullen [T42,T421] | GREAT ISLAND |  | 52.393 | -6.789
MV/LV Substation RA***713Z |  | 20 kV | _ | LV | 630 kVA :Building Structure | 0.63 | --> | 0.63 | 0 | 0 | Constrained,otherwise capacity available =500kVA. | --> | 0.5985 | 0 | 0 | 0.5 | 0 |  | --> | E20 ex BALTRASNA | Baltrasna [T121,T122] | BALTRASNA |  | 53.5217 | -6.4164
MV/LV Substation RA***719 |  | 10 kV | _ | LV | 200 kVA :Pole Substation | 0.2 | --> | 0.2 | 0 | 0 | Constrained,otherwise capacity available =193kVA. | --> | 0.19 | 0 | 0.004446 | 0.20106 | 0 |  | --> | C21 ex LITTLE BRAY | Little Bray [T41,T42] | FASSAROE |  | 53.2253 | -6.1789
MV/LV Substation RA***721X |  | 20 kV | _ | LV | 50 kVA :Pole Substation | 0.05 | --> | 0.05 | 0 | 0 | Constrained,otherwise capacity available =50kVA. | --> | 0.0475 | 0 | 0 | 0.05 | 0 |  | --> | E19 ex GARRANACANTY | Garranacanty [T421,T422] | TIPPERARY |  | 52.4389 | -8.0785
MV/LV Substation RA***722 |  | 20 kV | _ | LV | 200 kVA :Pole Substation | 0.2 | --> | 0.2 | 0.15 | 2 |  | --> | 0.19 | 0 | 0.004446 | 0 | 0 | Constrained,otherwise capacity available =207.5kW. | --> | E14 ex RATHKEALE | Rathkeale [T421,T422] | RATHKEALE |  | 52.5438 | -8.7254
MV/LV Substation RA***722 |  | 20 kV | _ | LV | 400 kVA :Building Structure | 0.4 | --> | 0.4 | 0.4 | 2.7 |  | --> | 0.38 | 0 | 0 | 0.4 | 0 |  | --> | E12 ex OLDCASTLE | Oldcastle [T41,T422] | MULLINGAR |  | 53.7396 | -7.2427
MV/LV Substation RA***725 |  | 20 kV | _ | LV | 50 kVA :Pole Substation | 0.05 | --> | 0.05 | 0 | 0 | Constrained,otherwise capacity available =41kVA. | --> | 0.0475 | 0 | 0 | 0.051348 | 0 |  | --> | E15 ex CREAGH | Creagh [T421,T422] | ATHLONE |  | 53.2786 | -8.0519
MV/LV Substation RA***725X |  | 10 kV | _ | LV | 50 kVA :Pole Substation | 0.05 | --> | 0.05 | 0 | 0 | Constrained,otherwise capacity available =50kVA. | --> | 0.0475 | 0 | 0 | 0 | 0 | Constrained,otherwise capacity available =50kW. | --> | C19 ex MILFORD (NR) | Milford (nr) [T41,T42] | LETTERKENNY |  | 55.0269 | -7.6608
MV/LV Substation RA***726Y |  | 10 kV | _ | LV | 200 kVA :Kiosk Substation | 0.2 | --> | 0.2 | 0 | 0 | Constrained,otherwise capacity available =152kVA. | --> | 0.19 | 0 | 0.002223 | 0.20716 | 0 |  | --> | C23 ex CREGG ROAD | Cregg Road [T41,T42] | BALLYDINE |  | 52.3536 | -7.4026
MV/LV Substation RA***728Y |  | 10 kV | _ | LV | 630 kVA :Building Structure | 0.63 | --> | 0.63 | 0.5 | 0.8 |  | --> | 0.5985 | 0 | 0 | 0.5 | 0 |  | --> | C11 ex MANOR STREET | Manor Street [T41,T42] | WATERFORD |  | 52.2555 | -7.1116
MV/LV Substation RA***729Y |  | 10 kV | _ | LV | 630 kVA :Building Structure | 0.63 | --> | 0.63 | 0.5 | 0.8 |  | --> | 0.5985 | 0 | 0 | 0.5 | 0 |  | --> | C11 ex MANOR STREET | Manor Street [T41,T42] | WATERFORD |  | 52.2555 | -7.1115
MV/LV Substation RA***730 |  | 20 kV | _ | LV | 50 kVA :Pole Substation | 0.05 | --> | 0.05 | 0 | 0 | Constrained,otherwise capacity available =37kVA. | --> | 0.0475 | 0 | 0 | 0.051937 | 0 |  | --> | C11 ex LOUGHSHINNY | Loughshinny [T41,T42] | GLASMORE |  | 53.5283 | -6.1525
MV/LV Substation RA***730Y |  | 10 kV | _ | LV | 1000 kVA :Building Structure | 1 | --> | 1 | 0.5 | 0.8 |  | --> | 0.95 | 0 | 0 | 0.5 | 0 |  | --> | C14 ex MANOR STREET | Manor Street [T41,T42] | WATERFORD |  | 52.2551 | -7.1115
MV/LV Substation RA***731 |  | 20 kV | _ | LV | 50 kVA :Pole Substation | 0.05 | --> | 0.05 | 0 | 0 | Constrained,otherwise capacity available =46kVA. | --> | 0.0475 | 0 | 0.002964 | 0.050604 | 0 |  | --> | E15 ex BATTER LANE TEMPORARY | Batter Lane Temporary 38kv [T421] | GLASMORE |  | 53.5177 | -6.1655
MV/LV Substation RA***732X |  | 20 kV | _ | LV | 100 kVA :Pole Substation | 0.1 | --> | 0.1 | 0 | 0 | Constrained,otherwise capacity available =99kVA. | --> | 0.095 | 0 | 0 | 0 | 0 | Constrained,otherwise capacity available =100.2kW. | --> | E12 ex PORTLAOISE | Portlaoise [T423,T424] | PORTLAOISE |  | 52.9594 | -7.2282
MV/LV Substation RA***732X |  | 20 kV | _ | LV | 200 kVA :Pole Substation | 0.2 | --> | 0.2 | 0 | 0 | Constrained,otherwise capacity available =145kVA. | --> | 0.19 | 0 | 0 | 0.20818 | 0 |  | --> | E18 ex BALTRASNA | Baltrasna [T121,T122] | BALTRASNA |  | 53.5061 | -6.4648
MV/LV Substation RA***733 |  | 10 kV | _ | LV | 50 kVA :Pole Substation | 0.05 | --> | 0.05 | 0.048 | 4.4 |  | --> | 0.0475 | 0 | 0 | 0.050303 | 0 |  | --> | C19 ex KINGSCOURT | Kingscourt [T41,T42] | MEATH HILL |  | 53.8546 | -6.7795
MV/LV Substation RA***733X |  | 20 kV | _ | LV | 50 kVA :Pole Substation | 0.05 | --> | 0.05 | 0 | 0 | Constrained,otherwise capacity available =45kVA. | --> | 0.0475 | 0 | 0.00741 | 0.050753 | 0 |  | --> | E19 ex KILCOCK | Kilcock [T421,T422] | GRIFFINRATH |  | 53.3367 | -6.6763
MV/LV Substation RA***733X |  | 10 kV | _ | LV | 50 kVA :Pole Substation | 0.05 | --> | 0.05 | 0 | 0 | Constrained,otherwise capacity available =30kVA. | --> | 0.0475 | 0 | 0 | 0.052949 | 0 |  | --> | C11 ex DEERPARK | Deerpark [T41,T42] | BALLYDINE |  | 52.3102 | -7.5169
MV/LV Substation RA***736X |  | 10 kV | _ | LV | 100 kVA :Pole Substation | 0.1 | --> | 0.1 | 0 | 0 | Constrained,otherwise capacity available =96kVA. | --> | 0.095 | 0 | 0 | 0.10061 | 0 |  | --> | C17 ex KINSALE | Kinsale [T41,T42] | BANDON |  | 51.7655 | -8.6444
MV/LV Substation RA***738 |  | 20 kV | _ | LV | 400 kVA :Building Structure | 0.4 | --> | 0.4 | 0 | 0 | Constrained,otherwise capacity available =356kVA. | --> | 0.38 | 0 | 0 | 0.40663 | 0 |  | --> | E12 ex ASHBOURNE | Ashbourne [T421,T422] | FINGLAS |  | 53.4997 | -6.4302
MV/LV Substation RA***743X |  | 10 kV | _ | LV | 50 kVA :Pole Substation | 0.05 | --> | 0.05 | 0 | 0 | Constrained,otherwise capacity available =50kVA. | --> | 0.0475 | 0 | 0 | 0.05 | 0 |  | --> | C17 ex CARRIGALINE | Carrigaline [T41,T42] | BARNAHELY |  | 51.8253 | -8.3671
MV/LV Substation RA***744X |  | 20 kV | _ | LV | 50 kVA :Pole Substation | 0.05 | --> | 0.05 | 0.042 | 0.1 |  | --> | 0.0475 | 0 | 0.00741 | 0.0512 | 0 |  | --> | E11 ex KILCULLEN | Kilcullen [T41,T42,T424] | STRATFORD |  | 53.0254 | -6.7396
MV/LV Substation RA***748X |  | 10 kV | _ | LV | 1000 kVA :Building Structure | 1 | --> | 1 | 0.5 | 3.9 |  | --> | 0.95 | 0 | 0 | 0.5 | 0 |  | --> | C13 ex GALWAY 110KV | Galway 110kv [T102,T103] | GALWAY 110KV |  | 53.2986 | -8.9974
MV/LV Substation RA***748Y |  | 10 kV | _ | LV | 50 kVA :Pole Substation | 0.05 | --> | 0.05 | 0.039 | 0.2 |  | --> | 0.0475 | 0 | 0 | 0 | 0 | Constrained,otherwise capacity available =51.6kW. | --> | E16 ex BEALISTOWN | Bealistown [T421,T422] | GREAT ISLAND |  | 52.2479 | -6.9202
MV/LV Substation RA***749X |  | 10 kV | _ | LV | 1000 kVA :Building Structure | 1 | --> | 1 | 0.5 | 6 |  | --> | 0.95 | 0 | 0 | 0.5 | 0 |  | --> | C24 ex PELLETSTOWN | Pelletstown [T101,T102] | FINGLAS |  | 53.3763 | -6.3252
MV/LV Substation RA***750X |  | 10 kV | _ | LV | 50 kVA :Pole Substation | 0.05 | --> | 0.05 | 0.044 | 0.9 |  | --> | 0.0475 | 0 | 0.003705 | 0.050903 | 0 |  | --> | C11 ex RATHMORE | Rathmore [T42,T421] | KNOCKEARAGH |  | 52.0669 | -9.241
MV/LV Substation RA***751X |  | 20 kV | _ | LV | 50 kVA :Pole Substation | 0.05 | --> | 0.05 | 0 | 0 | Constrained,otherwise capacity available =28kVA. | --> | 0.0475 | 0 | 0.011115 | 0.053235 | 0 |  | --> | C11 ex RAHEEN | Raheen [T41,T42] | LIMERICK |  | 52.6311 | -8.697
MV/LV Substation RA***755 |  | 20 kV | _ | LV | 100 kVA :Pole Substation | 0.1 | --> | 0.1 | 0 | 0 | Constrained,otherwise capacity available =100kVA. | --> | 0.095 | 0 | 0 | 0.1 | 0 |  | --> | E18 ex GLASMORE | Glasmore [T421,T422] | GLASMORE |  | 53.4714 | -6.2563
MV/LV Substation RA***757 |  | 10 kV | _ | LV | 50 kVA :Pole Substation | 0.05 | --> | 0.05 | 0.047 | 1.5 |  | --> | 0.0475 | 0 | 0 | 0.050453 | 0 |  | --> | C19 ex SHERCOCK | Shercock [T41,T42] | MEATH HILL |  | 53.9648 | -6.9087
MV/LV Substation RA***757X |  | 20 kV | _ | LV | 100 kVA :Pole Substation | 0.1 | --> | 0.1 | 0 | 0 | Constrained,otherwise capacity available =64kVA. | --> | 0.095 | 0 | 0 | 0.10532 | 0 |  | --> | E12 ex BALTINGLASS | Baltinglass [T421,T422] | STRATFORD |  | 53.0189 | -6.6535
MV/LV Substation RA***757X |  | 20 kV | _ | LV | 50 kVA :Pole Substation | 0.05 | --> | 0.05 | 0.013 | 0.4 |  | --> | 0.0475 | 0 | 0 | 0.05532 | 0 |  | --> | E15 ex BALLYCONNELL | Ballyconnell [T421,T422] | GORTAWEE |  | 54.1247 | -7.5746
MV/LV Substation RA***757Y |  | 10 kV | _ | LV | 50 kVA :Pole Substation | 0.05 | --> | 0.05 | 0 | 0 | Constrained,otherwise capacity available =48kVA. | --> | 0.0475 | 0 | 0 | 0 | 0 | Constrained,otherwise capacity available =50.3kW. | --> | C15 ex DRUMBEAR | Drumbear [T41,T42] | LISDRUM |  | 54.2145 | -6.8878
MV/LV Substation RA***758 |  | 20 kV | _ | LV | 50 kVA :Pole Substation | 0.05 | --> | 0.05 | 0 | 0 | Constrained,otherwise capacity available =48kVA. | --> | 0.0475 | 0 | 0 | 0 | 0 | Constrained,otherwise capacity available =50.3kW. | --> | E16 ex KILMACTHOMAS | Kilmacthomas [T421,T422] | DUNGARVAN |  | 52.1576 | -7.4448
MV/LV Substation RA***759X |  | 10 kV | _ | LV | 50 kVA :Pole Substation | 0.05 | --> | 0.05 | 0.05 | 1.3 |  | --> | 0.0475 | 0 | 0 | 0.05 | 0 |  | --> | C21 ex CASTLEREA | Castlerea [T41,T42] | CARRICK ON SHANNON |  | 53.7037 | -8.4004
MV/LV Substation RA***762 |  | 20 kV | _ | LV | 50 kVA :Pole Substation | 0.05 | --> | 0.05 | 0 | 0 | Constrained,otherwise capacity available =26kVA. | --> | 0.0475 | 0 | 0.003705 | 0.053518 | 0 |  | --> | E18 ex CLONMINCH | Clonminch [T41,T422] | THORNSBERRY |  | 53.2805 | -7.6129
MV/LV Substation RA***762X |  | 20 kV | _ | LV | 50 kVA :Pole Substation | 0.05 | --> | 0.05 | 0 | 0 | Constrained,otherwise capacity available =42kVA. | --> | 0.0475 | 0 | 0 | 0.0512 | 0 |  | --> | E13 ex KILCOCK | Kilcock [T421,T422] | GRIFFINRATH |  | 53.4454 | -6.6662
MV/LV Substation RA***762X |  | 10 kV | _ | LV | 200 kVA :Kiosk Substation | 0.2 | --> | 0.2 | 0.168 | 3.9 |  | --> | 0.19 | 0 | 0 | 0.2048 | 0 |  | --> | C25 ex GALWAY 110KV | Galway 110kv [T102,T103] | GALWAY 110KV |  | 53.2896 | -9.0153
MV/LV Substation RA***763 |  | 20 kV | _ | LV | 50 kVA :Pole Substation | 0.05 | --> | 0.05 | 0 | 0 | Constrained,otherwise capacity available =39kVA. | --> | 0.0475 | 0 | 0.004446 | 0.051643 | 0 |  | --> | E18 ex CLONMINCH | Clonminch [T41,T422] | THORNSBERRY |  | 53.2819 | -7.6216
MV/LV Substation RA***765 |  | 20 kV | _ | LV | 100 kVA :Pole Substation | 0.1 | --> | 0.1 | 0 | 0 | Constrained,otherwise capacity available =96kVA. | --> | 0.095 | 0 | 0 | 0.10061 | 0 |  | --> | E18 ex CLONMINCH | Clonminch [T41,T422] | THORNSBERRY |  | 53.2852 | -7.6129
MV/LV Substation RA***767 |  | 20 kV | _ | LV | 200 kVA :Kiosk Substation | 0.2 | --> | 0.2 | 0 | 0 | Constrained,otherwise capacity available =173kVA. | --> | 0.19 | 0 | 0.003705 | 0.20406 | 0 |  | --> | E17 ex DINGLE | Dingle [T421,T422] | OUGHTRAGH |  | 52.1408 | -10.2837
MV/LV Substation RA***769X |  | 20 kV | _ | LV | 200 kVA :Building Structure | 0.2 | --> | 0.2 | 0 | 0 | Constrained,otherwise capacity available =174kVA. | --> | 0.19 | 0 | 0 | 0.20391 | 0 |  | --> | E16 ex BALLYDEHOB | Ballydehob [T421] | DUNMANWAY |  | 51.5561 | -9.5432
MV/LV Substation RA***769Z |  | 20 kV | _ | LV | 50 kVA :Pole Substation | 0.05 | --> | 0.05 | 0.049 | 16.1 |  | --> | 0.0475 | 0 | 0 | 0.050152 | 0 |  | --> | E12 ex WEXFORD | Wexford [T121,T122] | WEXFORD |  | 52.3869 | -6.6688
MV/LV Substation RA***771 |  | 10 kV | _ | LV | 50 kVA :Pole Substation | 0.05 | --> | 0.05 | 0.047 | 2.4 |  | --> | 0.0475 | 0 | 0.003705 | 0.050453 | 0 |  | --> | C11 ex BRAY | Bray [T41,T42] | FASSAROE |  | 53.2002 | -6.1618
MV/LV Substation RA***771X |  | 10 kV | _ | LV | 100 kVA :Pole Substation | 0.1 | --> | 0.1 | 0 | 0 | Constrained,otherwise capacity available =67kVA. | --> | 0.095 | 0 | 0.005928 | 0.10489 | 0 |  | --> | C22 ex CAVAN | Cavan [T42,T421] | SHANKILL |  | 53.9988 | -7.3531
MV/LV Substation RA***772X |  | 10 kV | _ | LV | 50 kVA :Pole Substation | 0.05 | --> | 0.05 | 0 | 0 | Constrained,otherwise capacity available =49kVA. | --> | 0.0475 | 0 | 0 | 0.050152 | 0 |  | --> | C16 ex ENNISTYMON | Ennistymon [T41,T42] | ENNIS |  | 52.9626 | -9.3654
MV/LV Substation RA***774Z |  | 20 kV | _ | LV | 630 kVA :Building Structure | 0.63 | --> | 0.63 | 0 | 0 | Constrained,otherwise capacity available =500kVA. | --> | 0.5985 | 0 | 0 | 0.5 | 0 |  | --> | E21 ex BALTRASNA | Baltrasna [T121,T122] | BALTRASNA |  | 53.5241 | -6.41
MV/LV Substation RA***780 |  | 10 kV | _ | LV | 50 kVA :Pole Substation | 0.05 | --> | 0.05 | 0.04 | 1.1 |  | --> | 0.0475 | 0 | 0.001482 | 0.051496 | 0 |  | --> | C23 ex KILKEE | Kilkee [T41] | TULLABRACK |  | 52.6042 | -9.7164
MV/LV Substation RA***782 |  | 10 kV | _ | LV | 50 kVA :Pole Substation | 0.05 | --> | 0.05 | 0 | 0 | Constrained,otherwise capacity available =50kVA. | --> | 0.0475 | 0 | 0 | 0.05 | 0 |  | --> | C11 ex JOHNSTOWN | Johnstown [T41,T42] | KILTEEL |  | 53.2142 | -6.5701
MV/LV Substation RA***785Y |  | 10 kV | _ | LV | 400 kVA :Kiosk Substation | 0.4 | --> | 0.4 | 0.3 | 1.7 |  | --> | 0.38 | 0 | 0.010374 | 0.41491 | 0 |  | --> | C23 ex ATHY | Athy [T101,T102] | ATHY |  | 52.9842 | -6.9876
MV/LV Substation RA***786Y |  | 20 kV | _ | LV | 100 kVA :Pole Substation | 0.1 | --> | 0.1 | 0 | 0 | Constrained,otherwise capacity available =98kVA. | --> | 0.095 | 0 | 0 | 0 | 0 | Constrained,otherwise capacity available =100.3kW. | --> | E19 ex PORTLAOISE | Portlaoise [T423,T424] | PORTLAOISE |  | 53.018 | -7.2734
MV/LV Substation RA***788X |  | 10 kV | _ | LV | 400 kVA :Kiosk Substation | 0.4 | --> | 0.4 | 0 | 0 | Constrained,otherwise capacity available =14kVA. | --> | 0.38 | 0 | 0.10003 | 0.45442 | 0 |  | --> | C16 ex ATHENRY | Athenry [T41,T42] | GALWAY 110KV |  | 53.301 | -8.7609
MV/LV Substation RA***789X |  | 10 kV | _ | LV | 200 kVA :Kiosk Substation | 0.2 | --> | 0.2 | 0 | 0 | Constrained,otherwise capacity available =177kVA. | --> | 0.19 | 0 | 0.002964 | 0.20346 | 0 |  | --> | C16 ex ATHENRY | Athenry [T41,T42] | GALWAY 110KV |  | 53.3018 | -8.7603
MV/LV Substation RA***789Y |  | 10 kV | _ | LV | 50 kVA :Pole Substation | 0.05 | --> | 0.05 | 0 | 0 | Constrained,otherwise capacity available =50kVA. | --> | 0.0475 | 0 | 0.005187 | 0.05 | 0 |  | --> | C15 ex KINSALE | Kinsale [T41,T42] | BANDON |  | 51.7115 | -8.516
MV/LV Substation RA***790Z |  | 10 kV | _ | LV | 200 kVA :Kiosk Substation | 0.2 | --> | 0.2 | 0 | 0 | Constrained,otherwise capacity available =132kVA. | --> | 0.19 | 0 | 0.026676 | 0.21007 | 0 |  | --> | C20 ex KILDARE | Kildare [T41,T42] | NEWBRIDGE |  | 53.1667 | -6.905
MV/LV Substation RA***791Y |  | 20 kV | _ | LV | 50 kVA :Pole Substation | 0.05 | --> | 0.05 | 0 | 0 | Constrained,otherwise capacity available =37kVA. | --> | 0.0475 | 0 | 0 | 0.051937 | 0 |  | --> | E21 ex SLANE | Slane [T421] | DRYBRIDGE |  | 53.6672 | -6.511
MV/LV Substation RA***796Z |  | 20 kV | _ | LV | 630 kVA :Building Structure | 0.63 | --> | 0.63 | 0 | 0 | Constrained,otherwise capacity available =500kVA. | --> | 0.5985 | 0 | 0.1482 | 0.5 | 0 |  | --> | E21 ex BALTRASNA | Baltrasna [T121,T122] | BALTRASNA |  | 53.5234 | -6.4065
MV/LV Substation RA***797 |  | 10 kV | _ | LV | 200 kVA :Pole Substation | 0.2 | --> | 0.2 | 0 | 0 | Constrained,otherwise capacity available =200kVA. | --> | 0.19 | 0 | 0 | 0.2 | 0 |  | --> | C15 ex SKIBBEREEN | Skibbereen [T41,T42] | DUNMANWAY |  | 51.5011 | -9.3539
MV/LV Substation RA***797X |  | 10 kV | _ | LV | 50 kVA :Pole Substation | 0.05 | --> | 0.05 | 0.02 | 1.1 |  | --> | 0.0475 | 0 | 0 | 0 | 0 | Constrained,otherwise capacity available =54.4kW. | --> | C16 ex NEWCASTLEWEST | Newcastlewest [T41,T42] | RATHKEALE |  | 52.5181 | -9.0463
MV/LV Substation RA***800Y |  | 10 kV | _ | LV | 50 kVA :Pole Substation | 0.05 | --> | 0.05 | 0 | 0 | Constrained,otherwise capacity available =49kVA. | --> | 0.0475 | 0 | 0 | 0.050152 | 0 |  | --> | C30 ex KINSALE | Kinsale [T41,T42] | BANDON |  | 51.7175 | -8.6432
MV/LV Substation RA***803 |  | 20 kV | _ | LV | 50 kVA :Pole Substation | 0.05 | --> | 0.05 | 0 | 0 | Constrained,otherwise capacity available =43kVA. | --> | 0.0475 | 0 | 0.003705 | 0.051052 | 0 |  | --> | E12 ex ASHBOURNE | Ashbourne [T421,T422] | FINGLAS |  | 53.5002 | -6.4291
MV/LV Substation RA***804X |  | 20 kV | _ | LV | 50 kVA :Pole Substation | 0.05 | --> | 0.05 | 0 | 0 | Constrained,otherwise capacity available =47kVA. | --> | 0.0475 | 0 | 0 | 0.050453 | 0 |  | --> | C18 ex KANTURK | Kanturk [T41,T42] | GLENLARA |  | 52.0967 | -8.9714
MV/LV Substation RA***808 |  | 10 kV | _ | LV | 50 kVA :Pole Substation | 0.05 | --> | 0.05 | 0 | 0 | Constrained,otherwise capacity available =43kVA. | --> | 0.0475 | 0 | 0 | 0.051052 | 0 |  | --> | C18 ex LOUGHSHINNY | Loughshinny [T41,T42] | GLASMORE |  | 53.5286 | -6.1171
MV/LV Substation RA***811X |  | 20 kV | _ | LV | 50 kVA :Pole Substation | 0.05 | --> | 0.05 | 0.047 | 4.4 |  | --> | 0.0475 | 0 | 0 | 0.050453 | 0 |  | --> | E18 ex CRANE | Crane [T122] | CRANE |  | 52.514 | -6.369
MV/LV Substation RA***812 |  | 10 kV | _ | LV | 630 kVA :Kiosk Substation | 0.63 | --> | 0.63 | 0.5 | 0.9 |  | --> | 0.5985 | 0 | 0 | 0.5 | 0 |  | --> | C17 ex GARVILLE AVENUE | Garville Avenue [T42] | MILLTOWN (DR) |  | 53.3214 | -6.2666
MV/LV Substation RA***812Y |  | 10 kV | _ | LV | 630 kVA :Kiosk Substation | 0.63 | --> | 0.63 | 0.468 | 2.9 |  | --> | 0.5985 | 0 | 0 | 0.5 | 0 |  | --> | C15 ex ABBEYLAND | Abbeyland [T41,T42] | NAVAN |  | 53.6512 | -6.6871
MV/LV Substation RA***817X |  | 10 kV | _ | LV | 50 kVA :Pole Substation | 0.05 | --> | 0.05 | 0 | 0 | Constrained,otherwise capacity available =50kVA. | --> | 0.0475 | 0 | 0 | 0.05 | 0 |  | --> | C14 ex SWORDS | Swords [T41,T42] | GLASMORE |  | 53.4462 | -6.2597
MV/LV Substation RA***818 |  | 20 kV | _ | LV | 100 kVA :Pole Substation | 0.1 | --> | 0.1 | 0 | 0 | Constrained,otherwise capacity available =97kVA. | --> | 0.095 | 0 | 0 | 0.10045 | 0 |  | --> | E21 ex BALTRASNA | Baltrasna [T121,T122] | BALTRASNA |  | 53.5257 | -6.4114
MV/LV Substation RA***819X |  | 10 kV | _ | LV | 50 kVA :Pole Substation | 0.05 | --> | 0.05 | 0 | 0 | Constrained,otherwise capacity available =46kVA. | --> | 0.0475 | 0 | 0.00741 | 0.050604 | 0 |  | --> | C11 ex CARRIGALINE | Carrigaline [T41,T42] | BARNAHELY |  | 51.8345 | -8.3698
MV/LV Substation RA***824X |  | 10 kV | _ | LV | 50 kVA :Pole Substation | 0.05 | --> | 0.05 | 0 | 0 | Constrained,otherwise capacity available =34kVA. | --> | 0.0475 | 0 | 0 | 0.052373 | 0 |  | --> | C14 ex KILDARE | Kildare [T41,T42] | NEWBRIDGE |  | 53.219 | -7.0024
MV/LV Substation RA***828 |  | 10 kV | _ | LV | 100 kVA :Pole Substation | 0.1 | --> | 0.1 | 0 | 0 | Constrained,otherwise capacity available =98kVA. | --> | 0.095 | 0 | 0 | 0 | 0 | Constrained,otherwise capacity available =100.3kW. | --> | C19 ex MILFORD (NR) | Milford (nr) [T41,T42] | LETTERKENNY |  | 55.1006 | -7.53
MV/LV Substation RA***831 |  | 10 kV | _ | LV | 400 kVA :Kiosk Substation | 0.4 | --> | 0.4 | 0 | 0 | Constrained,otherwise capacity available =352kVA. | --> | 0.38 | 0 | 0.00741 | 0.40722 | 0 |  | --> | C16 ex LITTLE BRAY | Little Bray [T41,T42] | FASSAROE |  | 53.2415 | -6.1312
MV/LV Substation RA***832 |  | 10 kV | _ | LV | 100 kVA :Pole Substation | 0.1 | --> | 0.1 | 0 | 0 | Constrained,otherwise capacity available =76kVA. | --> | 0.095 | 0 | 0 | 0.10358 | 0 |  | --> | C19 ex ROSCOMMON | Roscommon [T41,T42] | LANESBORO |  | 53.6454 | -8.2246
MV/LV Substation RA***832Z |  | 20 kV | _ | LV | 630 kVA :Building Structure | 0.63 | --> | 0.63 | 0 | 0 | Constrained,otherwise capacity available =500kVA. | --> | 0.5985 | 0 | 0 | 0.5 | 0 |  | --> | E21 ex BALTRASNA | Baltrasna [T121,T122] | BALTRASNA |  | 53.5206 | -6.4083
MV/LV Substation RA***836Z |  | 20 kV | _ | LV | 630 kVA :Building Structure | 0.63 | --> | 0.63 | 0 | 0 | Constrained,otherwise capacity available =500kVA. | --> | 0.5985 | 0 | 0 | 0.5 | 0 |  | --> | E21 ex BALTRASNA | Baltrasna [T121,T122] | BALTRASNA |  | 53.5204 | -6.4056
MV/LV Substation RA***837 |  | 10 kV | _ | LV | 100 kVA :Pole Substation | 0.1 | --> | 0.1 | 0.08 | 4 |  | --> | 0.095 | 0 | 0 | 0.10299 | 0 |  | --> | C17 ex BALLYJAMESDUFF | Ballyjamesduff [T41,T42] | SHANKILL |  | 53.862 | -7.2131
MV/LV Substation RA***842 |  | 10 kV | _ | LV | 1000 kVA :Building Structure | 1 | --> | 1 | 0.5 | 0.9 |  | --> | 0.95 | 0 | 0 | 0.5 | 0 |  | --> | C17 ex GARVILLE AVENUE | Garville Avenue [T42] | MILLTOWN (DR) |  | 53.3252 | -6.267
MV/LV Substation RA***842X |  | 10 kV | _ | LV | 50 kVA :Pole Substation | 0.05 | --> | 0.05 | 0 | 0 | Constrained,otherwise capacity available =48kVA. | --> | 0.0475 | 0 | 0 | 0.050303 | 0 |  | --> | C15 ex SAGGART | Saggart [T41,T42] | GRANGE CASTLE |  | 53.2392 | -6.4477
MV/LV Substation RA***843X |  | 10 kV | _ | LV | 50 kVA :Pole Substation | 0.05 | --> | 0.05 | 0 | 0 | Constrained,otherwise capacity available =42kVA. | --> | 0.0475 | 0 | 0 | 0.0512 | 0 |  | --> | C13 ex SPIDDAL | Spiddal [T42] | SCREEB |  | 53.2493 | -9.3006
MV/LV Substation RA***845Y |  | 10 kV | _ | LV | 630 kVA :Kiosk Substation | 0.63 | --> | 0.63 | 0.14262 | 0.1 | Constrained,otherwise capacity available =498kVA. | --> | 0.5985 | 0 | 0 | 0.5 | 0 |  | --> | C12 ex CARRIGLAWN | Carriglawn [T41,T42] | WEXFORD |  | 52.3433 | -6.4646
MV/LV Substation RA***846 |  | 10 kV | _ | LV | 100 kVA :Pole Substation | 0.1 | --> | 0.1 | 0 | 0 | Constrained,otherwise capacity available =54kVA. | --> | 0.095 | 0 | 0 | 0.10675 | 0 |  | --> | C11 ex DEERPARK | Deerpark [T41,T42] | BALLYDINE |  | 52.3048 | -7.4945
MV/LV Substation RA***846 |  | 20 kV | _ | LV | 50 kVA :Pole Substation | 0.05 | --> | 0.05 | 0.043 | 3.1 |  | --> | 0.0475 | 0 | 0 | 0.051052 | 0 |  | --> | E12 ex LUMCLOON | Lumcloon [T421,T422] | DALLOW |  | 53.2483 | -7.8719
MV/LV Substation RA***847X |  | 10 kV | _ | LV | 200 kVA :Pole Substation | 0.2 | --> | 0.2 | 0 | 0 | Constrained,otherwise capacity available =149kVA. | --> | 0.19 | 0 | 0 | 0 | 0 | Constrained,otherwise capacity available =207.6kW. | --> | C17 ex TEMPLEMORE | Templemore [T41,T42] | IKERRIN |  | 52.7914 | -7.8303
MV/LV Substation RA***851 |  | 10 kV | _ | LV | 50 kVA :Pole Substation | 0.05 | --> | 0.05 | 0 | 0 | Constrained,otherwise capacity available =38kVA. | --> | 0.0475 | 0 | 0 | 0.05179 | 0 |  | --> | C18 ex LOUGHSHINNY | Loughshinny [T41,T42] | GLASMORE |  | 53.5273 | -6.1181
MV/LV Substation RA***854 |  | 10 kV | _ | LV | 25 kVA :Pole Substation | 0.025 | --> | 0.025 | 0 | 0 | Constrained,otherwise capacity available =25kVA. | --> | 0.02375 | 0 | 0 | 0.025 | 0 |  | --> | C16 ex GRAIGUENAMANAGH | Graiguenamanagh [T41,T42] | KILKENNY |  | 52.5297 | -6.9992
MV/LV Substation RA***860Y |  | 10 kV | _ | LV | 100 kVA :Pole Substation | 0.1 | --> | 0.1 | 0.092 | 0.2 |  | --> | 0.095 | 0 | 0 | 0 | 0 | Constrained,otherwise capacity available =101.2kW. | --> | E17 ex BEALISTOWN | Bealistown [T421,T422] | GREAT ISLAND |  | 52.1816 | -6.8388
MV/LV Substation RA***862 |  | 20 kV | _ | LV | 200 kVA :Pole Substation | 0.2 | --> | 0.2 | 0 | 0 | Constrained,otherwise capacity available =150kVA. | --> | 0.19 | 0 | 0.008892 | 0.20745 | 0 |  | --> | C14 ex KILDARE | Kildare [T41,T42] | NEWBRIDGE |  | 53.2168 | -6.9854
MV/LV Substation RA***862X |  | 10 kV | _ | LV | 400 kVA :Kiosk Substation | 0.4 | --> | 0.4 | 0.316 | 13.5 |  | --> | 0.38 | 0 | 0.042978 | 0.41256 | 0 |  | --> | C18 ex ENNIS | Ennis [T101,T102] | ENNIS |  | 52.859 | -8.9453
MV/LV Substation RA***866 |  | 10 kV | _ | LV | 100 kVA :Pole Substation | 0.1 | --> | 0.1 | 0.092 | 2 |  | --> | 0.095 | 0 | 0.003705 | 0.10121 | 0 |  | --> | C19 ex CAUSEWAY | Causeway [T41,T42] | TRALEE |  | 52.4096 | -9.7692
MV/LV Substation RA***867 |  | 20 kV | _ | LV | 50 kVA :Pole Substation | 0.05 | --> | 0.05 | 0 | 0 | Constrained,otherwise capacity available =31kVA. | --> | 0.0475 | 0 | 0.002964 | 0.052806 | 0 |  | --> | E17 ex BALTINGLASS | Baltinglass [T421,T422] | STRATFORD |  | 52.9193 | -6.5465
MV/LV Substation RA***867Z |  | 20 kV | _ | LV | 400 kVA :Building Structure | 0.4 | --> | 0.4 | 0 | 0 | Constrained,otherwise capacity available =380kVA. | --> | 0.38 | 0 | 0 | 0.40302 | 0 |  | --> | E21 ex BALTRASNA | Baltrasna [T121,T122] | BALTRASNA |  | 53.5246 | -6.4065
MV/LV Substation RA***868 |  | 10 kV | _ | LV | 630 kVA :Building Structure | 0.63 | --> | 0.63 | 0.065 | 4.2 |  | --> | 0.5985 | 0 | 0.017043 | 0.5 | 0 |  | --> | C13 ex CRUMLIN | Crumlin [T41,T42] | INCHICORE 220KV |  | 53.3265 | -6.3151
MV/LV Substation RA***868 |  | 20 kV | _ | LV | 50 kVA :Pole Substation | 0.05 | --> | 0.05 | 0 | 0 | Constrained,otherwise capacity available =13kVA. | --> | 0.0475 | 0 | 0.012597 | 0.05532 | 0 |  | --> | E18 ex GLASMORE | Glasmore [T421,T422] | GLASMORE |  | 53.4727 | -6.2543
MV/LV Substation RA***869Y |  | 20 kV | _ | LV | 100 kVA :Pole Substation | 0.1 | --> | 0.1 | 0 | 0 | Constrained,otherwise capacity available =84kVA. | --> | 0.095 | 0 | 0 | 0 | 0 | Constrained,otherwise capacity available =102.4kW. | --> | E13 ex ABBEYLEIX | Abbeyleix [T422] | PORTLAOISE |  | 52.9518 | -7.354
MV/LV Substation RA***870X |  | 10 kV | _ | LV | 100 kVA :Pole Substation | 0.1 | --> | 0.1 | 0 | 0 | Constrained,otherwise capacity available =86kVA. | --> | 0.095 | 0 | 0.005928 | 0.1021 | 0 |  | --> | C15 ex LITTLE MILLS | Little Mills [T41] | DUNDALK |  | 53.9883 | -6.4276
MV/LV Substation RA***873Z |  | 10 kV | _ | LV | 630 kVA :Building Structure | 0.63 | --> | 0.63 | 0.5 | 5 |  | --> | 0.5985 | 0 | 0.016302 | 0.5 | 0 |  | --> | C20 ex MCDONAGH | Mcdonagh [T41,T42] | KILKENNY |  | 52.6699 | -7.2316
MV/LV Substation RA***874X |  | 10 kV | _ | LV | 200 kVA :Kiosk Substation | 0.2 | --> | 0.2 | 0.169 | 1.3 |  | --> | 0.19 | 0 | 0.001482 | 0.20465 | 0 |  | --> | C26 ex CLIFDEN | Clifden [T41,T42] | SCREEB |  | 53.4939 | -10.0184
MV/LV Substation RA***874Z |  | 10 kV | _ | LV | 200 kVA :Kiosk Substation | 0.2 | --> | 0.2 | 0 | 0 | Constrained,otherwise capacity available =88kVA. | --> | 0.19 | 0 | 0.02964 | 0.21632 | 0 |  | --> | C21 ex TALBOTS INCH | Talbots Inch [T41,T42] | KILKENNY |  | 52.6734 | -7.2343
MV/LV Substation RA***875 |  | 10 kV | _ | LV | 50 kVA :Pole Substation | 0.05 | --> | 0.05 | 0.033 | 3 |  | --> | 0.0475 | 0 | 0.011856 | 0.052518 | 0 |  | --> | C16 ex RAMSTOWN | Ramstown [T41,T42] | CRANE |  | 52.665 | -6.2635
MV/LV Substation RA***878 |  | 20 kV | _ | LV | 50 kVA :Pole Substation | 0.05 | --> | 0.05 | 0 | 0 | Constrained,otherwise capacity available =46kVA. | --> | 0.0475 | 0 | 0 | 0.050604 | 0 |  | --> | E16 ex BALLYDEHOB | Ballydehob [T421] | DUNMANWAY |  | 51.5537 | -9.6115
MV/LV Substation RA***878X |  | 20 kV | _ | LV | 200 kVA :Pole Substation | 0.2 | --> | 0.2 | 0 | 0 | Constrained,otherwise capacity available =168kVA. | --> | 0.19 | 0 | 0 | 0 | 0 | Constrained,otherwise capacity available =204.8kW. | --> | E17 ex SPRINGS | Springs [T421,T422] | DUNGARVAN |  | 52.1072 | -7.6558
MV/LV Substation RA***879 |  | 10 kV | _ | LV | 630 kVA :Building Structure | 0.63 | --> | 0.63 | 0.5 | 0.9 |  | --> | 0.5985 | 0 | 0 | 0.5 | 0 |  | --> | C17 ex GARVILLE AVENUE | Garville Avenue [T42] | MILLTOWN (DR) |  | 53.3238 | -6.2626
MV/LV Substation RA***880 |  | 20 kV | _ | LV | 50 kVA :Pole Substation | 0.05 | --> | 0.05 | 0.036 | 19.8 |  | --> | 0.0475 | 0 | 0 | 0.052083 | 0 |  | --> | E19 ex MULLAGHARLIN | Mullagharlin [T121,T122] | MULLAGHARLIN |  | 53.9737 | -6.476
MV/LV Substation RA***883 |  | 20 kV | _ | LV | 630 kVA :Building Structure | 0.63 | --> | 0.63 | 0 | 0 | Constrained,otherwise capacity available =500kVA. | --> | 0.5985 | 0 | 0 | 0 | 0 | Constrained,otherwise capacity available =500kW. | --> | C26 ex GLENTIES | Glenties [T41,T42] | BINBANE |  | 54.8395 | -8.2099
MV/LV Substation RA***884 |  | 20 kV | _ | LV | 200 kVA :Pole Substation | 0.2 | --> | 0.2 | 0.181 | 3 |  | --> | 0.19 | 0 | 0 | 0 | 0 | Constrained,otherwise capacity available =202.9kW. | --> | E11 ex CHARLEVILLE | Charleville [T421,T422] | CHARLEVILLE |  | 52.3465 | -8.6551
MV/LV Substation RA***889 |  | 10 kV | _ | LV | 200 kVA :Pole Substation | 0.2 | --> | 0.2 | 0.131 | 2.6 |  | --> | 0.19 | 0 | 0.002964 | 0.21022 | 0 |  | --> | C18 ex KILLESHANDRA | Killeshandra [T41,T42] | GORTAWEE |  | 54.0136 | -7.5313
MV/LV Substation RA***890 |  | 20 kV | _ | LV | 50 kVA :Pole Substation | 0.05 | --> | 0.05 | 0.035 | 0.1 |  | --> | 0.0475 | 0 | 0 | 0.052228 | 0 |  | --> | E11 ex KILCULLEN | Kilcullen [T41,T42,T424] | STRATFORD |  | 53.0872 | -6.7106
MV/LV Substation RA***892Z |  | 20 kV | _ | LV | 200 kVA :Kiosk Substation | 0.2 | --> | 0.2 | 0 | 0 | Constrained,otherwise capacity available =118kVA. | --> | 0.19 | 0 | 0.010374 | 0.21208 | 0 |  | --> | E18 ex BALLINDERRY | Ballinderry [T41,T422] | MULLINGAR |  | 53.5054 | -7.1341
MV/LV Substation RA***895Y |  | 20 kV | _ | LV | 50 kVA :Pole Substation | 0.05 | --> | 0.05 | 0.019 | 1.1 |  | --> | 0.0475 | 0 | 0 | 0.054497 | 0 |  | --> | E24 ex BIRR | Birr [T41,T422] | DALLOW |  | 53.1341 | -7.8267
MV/LV Substation RA***896 |  | 10 kV | _ | LV | 200 kVA :Pole Substation | 0.2 | --> | 0.2 | 0.154 | 0.4 |  | --> | 0.19 | 0 | 0.004446 | 0 | 0 | Constrained,otherwise capacity available =206.9kW. | --> | C13 ex SWINFORD | Swinford [T41,T42] | CASTLEBAR |  | 53.9447 | -8.9371
MV/LV Substation RA***899 |  | 20 kV | _ | LV | 100 kVA :Pole Substation | 0.1 | --> | 0.1 | 0 | 0 | Constrained,otherwise capacity available =81kVA. | --> | 0.095 | 0 | 0 | 0.10284 | 0 |  | --> | E12 ex FINEA | Finea [T421,T422] | SHANKILL |  | 53.7733 | -7.4954
MV/LV Substation RA***901X |  | 10 kV | _ | LV | 50 kVA :Pole Substation | 0.05 | --> | 0.05 | 0.005 | 3.8 |  | --> | 0.0475 | 0 | 0 | 0.056391 | 0 |  | --> | C14 ex WATERFORD | Waterford [T41,T42] | WATERFORD |  | 52.2627 | -7.1337
MV/LV Substation RA***902 |  | 10 kV | _ | LV | 400 kVA :Kiosk Substation | 0.4 | --> | 0.4 | 0 | 0 | Constrained,otherwise capacity available =400kVA. | --> | 0.38 | 0 | 0 | 0 | 0 | Constrained,otherwise capacity available =400kW. | --> | C17 ex ROSCREA | Roscrea [T41,T42] | IKERRIN |  | 52.9585 | -7.7613
MV/LV Substation RA***903X |  | 10 kV | _ | LV | 50 kVA :Pole Substation | 0.05 | --> | 0.05 | 0 | 0 | Constrained,otherwise capacity available =2kVA. | --> | 0.0475 | 0 | 0 | 0.056786 | 0 |  | --> | C17 ex VIRGINIA | Virginia [T41,T42] | MEATH HILL |  | 53.836 | -7.0729
MV/LV Substation RA***907X |  | 10 kV | _ | LV | 100 kVA :Pole Substation | 0.1 | --> | 0.1 | 0 | 0 | Constrained,otherwise capacity available =88kVA. | --> | 0.095 | 0 | 0 | 0.10181 | 0 |  | --> | C12 ex SAGGART | Saggart [T41,T42] | GRANGE CASTLE |  | 53.2423 | -6.5572
MV/LV Substation RA***909Y |  | 20 kV | _ | LV | 200 kVA :Building Structure | 0.2 | --> | 0.2 | 0 | 0 | Constrained,otherwise capacity available =199kVA. | --> | 0.19 | 0 | 0 | 0.20015 | 0 |  | --> | E16 ex JULIANSTOWN | Julianstown [T421,T422] | DRYBRIDGE |  | 53.6782 | -6.2424
MV/LV Substation RA***910 |  | 20 kV | _ | LV | 50 kVA :Pole Substation | 0.05 | --> | 0.05 | 0 | 0 | Constrained,otherwise capacity available =50kVA. | --> | 0.0475 | 0 | 0 | 0.05 | 0 |  | --> | E18 ex GARRANACANTY | Garranacanty [T421,T422] | TIPPERARY |  | 52.5044 | -8.2122
MV/LV Substation RA***911 |  | 20 kV | _ | LV | 200 kVA :Pole Substation | 0.2 | --> | 0.2 | 0 | 0 | Constrained,otherwise capacity available =197kVA. | --> | 0.19 | 0 | 0 | 0.20045 | 0 |  | --> | E12 ex ASHBOURNE | Ashbourne [T421,T422] | FINGLAS |  | 53.5012 | -6.4273
MV/LV Substation RA***911X |  | 20 kV | _ | LV | 50 kVA :Pole Substation | 0.05 | --> | 0.05 | 0 | 0 | Constrained,otherwise capacity available =35kVA. | --> | 0.0475 | 0 | 0 | 0.052228 | 0 |  | --> | C17 ex KYLEERAGH | Kyleeragh [T41,T42] | NENAGH |  | 53.0078 | -8.1558
MV/LV Substation RA***915X |  | 10 kV | _ | LV | 630 kVA :Building Structure | 0.63 | --> | 0.63 | 0.23865 | 0.2 | Constrained,otherwise capacity available =500kVA. | --> | 0.5985 | 0 | 0 | 0 | 0 | Constrained,otherwise capacity available =500kW. | --> | C15 ex ROSBERCON | Rosbercon [T41,T42] | WATERFORD |  | 52.3844 | -6.9628
MV/LV Substation RA***916 |  | 20 kV | _ | LV | 100 kVA :Pole Substation | 0.1 | --> | 0.1 | 0.075 | 2.5 |  | --> | 0.095 | 0 | 0 | 0.10373 | 0 |  | --> | E17 ex BAGENALSTOWN | Bagenalstown [T421,T422] | CARLOW |  | 52.7416 | -6.9799
MV/LV Substation RA***917X |  | 10 kV | _ | LV | 50 kVA :Pole Substation | 0.05 | --> | 0.05 | 0 | 0 | Constrained,otherwise capacity available =44kVA. | --> | 0.0475 | 0 | 0 | 0.050903 | 0 |  | --> | C15 ex SKIBBEREEN | Skibbereen [T41,T42] | DUNMANWAY |  | 51.5037 | -9.3501
MV/LV Substation RA***918Y |  | 10 kV | _ | LV | 200 kVA :Kiosk Substation | 0.2 | --> | 0.2 | 0 | 0 | Constrained,otherwise capacity available =153kVA. | --> | 0.19 | 0 | 0.009633 | 0 | 0 | Constrained,otherwise capacity available =207kW. | --> | C14 ex PORTLAOISE | Portlaoise [T41,T42] | PORTLAOISE |  | 53.0508 | -7.2736
MV/LV Substation RA***921 |  | 20 kV | _ | LV | 100 kVA :Pole Substation | 0.1 | --> | 0.1 | 0.09 | 7.5 |  | --> | 0.095 | 0 | 0.008151 | 0 | 0 | Constrained,otherwise capacity available =101.5kW. | --> | E12 ex CHURCHTOWN | Churchtown [T422] | RATHKEALE |  | 52.3946 | -9.1607
MV/LV Substation RA***922X |  | 10 kV | _ | LV | 50 kVA :Pole Substation | 0.05 | --> | 0.05 | 0.049 | 1.1 |  | --> | 0.0475 | 0 | 0 | 0 | 0 | Constrained,otherwise capacity available =50.2kW. | --> | C19 ex NEWCASTLEWEST | Newcastlewest [T41,T42] | RATHKEALE |  | 52.372 | -9.0343
MV/LV Substation RA***923 |  | 20 kV | _ | LV | 50 kVA :Pole Substation | 0.05 | --> | 0.05 | 0.03 | 3 |  | --> | 0.0475 | 0 | 0 | 0 | 0 | Constrained,otherwise capacity available =52.9kW. | --> | E14 ex CHARLEVILLE | Charleville [T421,T422] | CHARLEVILLE |  | 52.348 | -8.7249
MV/LV Substation RA***926 |  | 10 kV | _ | LV | 50 kVA :Pole Substation | 0.05 | --> | 0.05 | 0 | 0 | Constrained,otherwise capacity available =45kVA. | --> | 0.0475 | 0 | 0 | 0.050753 | 0 |  | --> | C30 ex KINSALE | Kinsale [T41,T42] | BANDON |  | 51.7091 | -8.662
MV/LV Substation RA***927 |  | 10 kV | _ | LV | 200 kVA :Pole Substation | 0.2 | --> | 0.2 | 0.097 | 12.2 |  | --> | 0.19 | 0 | 0.020007 | 0.21506 | 0 |  | --> | C14 ex BALLYBEG | Ballybeg [T101,T102] | CARRICKMINES |  | 52.9976 | -6.0852
MV/LV Substation RA***930 |  | 10 kV | _ | LV | 50 kVA :Pole Substation | 0.05 | --> | 0.05 | 0 | 0 | Constrained,otherwise capacity available =45kVA. | --> | 0.0475 | 0 | 0 | 0.050753 | 0 |  | --> | C16 ex LITTLE BRAY | Little Bray [T41,T42] | FASSAROE |  | 53.2364 | -6.1479
MV/LV Substation RA***933 |  | 20 kV | _ | LV | 50 kVA :Pole Substation | 0.05 | --> | 0.05 | 0.045 | 1.1 |  | --> | 0.0475 | 0 | 0 | 0.050753 | 0 |  | --> | E14 ex RANDALSTOWN | Randalstown [T422] | NAVAN |  | 53.7841 | -6.7483
MV/LV Substation RA***933Y |  | 20 kV | _ | LV | 100 kVA :Pole Substation | 0.1 | --> | 0.1 | 0.076 | 1.7 |  | --> | 0.095 | 0 | 0 | 0.10358 | 0 |  | --> | E62 ex ATHY | Athy [T101,T102] | ATHY |  | 53.0023 | -6.988
MV/LV Substation RA***935 |  | 10 kV | _ | LV | 200 kVA :Pole Substation | 0.2 | --> | 0.2 | 0 | 0 | Constrained,otherwise capacity available =156kVA. | --> | 0.19 | 0 | 0 | 0.20657 | 0 |  | --> | C17 ex CARRIGSHANE | Carrigshane [T41] | MIDLETON |  | 51.893 | -8.1645
MV/LV Substation RA***937 |  | 10 kV | _ | LV | 50 kVA :Pole Substation | 0.05 | --> | 0.05 | 0 | 0 | Constrained,otherwise capacity available =37kVA. | --> | 0.0475 | 0 | 0 | 0.051937 | 0 |  | --> | C11 ex BALLINCOLLIG | Ballincollig [T41,T42] | KILBARRY |  | 51.8433 | -8.5927
MV/LV Substation RA***950Z |  | 10 kV | _ | LV | 400 kVA :Kiosk Substation | 0.4 | --> | 0.4 | 0.369 | 10.9 |  | --> | 0.38 | 0 | 0.00741 | 0.40468 | 0 |  | --> | C18 ex MULLINGAR | Mullingar [T101,T102] | MULLINGAR |  | 53.5272 | -7.3662
MV/LV Substation RA***951X |  | 10 kV | _ | LV | 50 kVA :Pole Substation | 0.05 | --> | 0.05 | 0.027 | 1.1 |  | --> | 0.0475 | 0 | 0 | 0 | 0 | Constrained,otherwise capacity available =53.4kW. | --> | C19 ex NEWCASTLEWEST | Newcastlewest [T41,T42] | RATHKEALE |  | 52.376 | -9.0467
MV/LV Substation RA***953 |  | 10 kV | _ | LV | 200 kVA :Pole Substation | 0.2 | --> | 0.2 | 0.095 | 2.8 |  | --> | 0.19 | 0 | 0.015561 | 0.21534 | 0 |  | --> | E14 ex CLARA | Clara [T421,T422] | THORNSBERRY |  | 53.3405 | -7.6168
MV/LV Substation RA***954X |  | 20 kV | _ | LV | 200 kVA :Pole Substation | 0.2 | --> | 0.2 | 0.2 | 0.6 |  | --> | 0.19 | 0 | 0 | 0 | 0 | Constrained,otherwise capacity available =200kW. | --> | E23 ex LAWLESSTOWN | Lawlesstown [T42,T421] | DOON |  | 52.3727 | -7.7795
MV/LV Substation RA***961X |  | 20 kV | _ | LV | 200 kVA :Pole Substation | 0.2 | --> | 0.2 | 0 | 0 | Constrained,otherwise capacity available =193kVA. | --> | 0.19 | 0 | 0 | 0.20106 | 0 |  | --> | E13 ex BALTINGLASS | Baltinglass [T421,T422] | STRATFORD |  | 52.8587 | -6.7266
MV/LV Substation RA***962X |  | 20 kV | _ | LV | 200 kVA :Kiosk Substation | 0.2 | --> | 0.2 | 0.179 | 0.4 |  | --> | 0.19 | 0 | 0 | 0.20316 | 0 |  | --> | E15 ex BALLYCONNELL | Ballyconnell [T421,T422] | GORTAWEE |  | 54.1229 | -7.573
MV/LV Substation RA***965X |  | 20 kV | _ | LV | 50 kVA :Pole Substation | 0.05 | --> | 0.05 | 0.049 | 0.4 |  | --> | 0.0475 | 0 | 0 | 0.050152 | 0 |  | --> | E19 ex TULLOW | Tullow [T421,T422] | CARLOW |  | 52.7981 | -6.6806
MV/LV Substation RA***972X |  | 10 kV | _ | LV | 630 kVA :Building Structure | 0.63 | --> | 0.63 | 0 | 0 | Constrained,otherwise capacity available =500kVA. | --> | 0.5985 | 0 | 0 | 0.5 | 0 |  | --> | C15 ex ORANMORE | Oranmore [T41,T44] | GALWAY 110KV |  | 53.2679 | -8.9313
MV/LV Substation RA***974 |  | 10 kV | _ | LV | 50 kVA :Pole Substation | 0.05 | --> | 0.05 | 0 | 0 |  | --> | 0.0475 | 0 | 0 | 0.058199 | 0 |  | --> | C16 ex LITTLE BRAY | Little Bray [T41,T42] | FASSAROE |  | 53.2329 | -6.141
MV/LV Substation RA***975 |  | 10 kV | _ | LV | 400 kVA :Kiosk Substation | 0.4 | --> | 0.4 | 0 | 0 | Constrained,otherwise capacity available =307kVA. | --> | 0.38 | 0 | 0.006669 | 0.41388 | 0 |  | --> | C13 ex BALLYBEGGAN | Ballybeggan [T43,T44] | TRALEE |  | 52.2695 | -9.6758
MV/LV Substation RA***975X |  | 10 kV | _ | LV | 1000 kVA :Building Structure | 1 | --> | 1 | 0.5 | 3.9 |  | --> | 0.95 | 0 | 0.02223 | 0.5 | 0 |  | --> | C13 ex GALWAY 110KV | Galway 110kv [T102,T103] | GALWAY 110KV |  | 53.2985 | -8.9986
MV/LV Substation RA***976Y |  | 10 kV | _ | LV | 630 kVA :Kiosk Substation | 0.63 | --> | 0.63 | 0 | 0 | Constrained,otherwise capacity available =500kVA. | --> | 0.5985 | 0 | 0 | 0.5 | 0 |  | --> | C14 ex NAAS | Naas [T41,T42] | KILTEEL |  | 53.2155 | -6.6671
MV/LV Substation RA***977X |  | 20 kV | _ | LV | 50 kVA :Pole Substation | 0.05 | --> | 0.05 | 0.05 | 0.4 |  | --> | 0.0475 | 0 | 0 | 0.05 | 0 |  | --> | E15 ex BALLYCONNELL | Ballyconnell [T421,T422] | GORTAWEE |  | 54.0934 | -7.5159
MV/LV Substation RA***978Y |  | 20 kV | _ | LV | 400 kVA :Kiosk Substation | 0.4 | --> | 0.4 | 0 | 0 | Constrained,otherwise capacity available =344kVA. | --> | 0.38 | 0 | 0.02223 | 0.40841 | 0 |  | --> | E16 ex DRUMLINE | Drumline [T421,T422] | DRUMLINE |  | 52.7139 | -8.8543
MV/LV Substation RA***980X |  | 10 kV | _ | LV | 200 kVA :Pole Substation | 0.2 | --> | 0.2 | 0 | 0 | Constrained,otherwise capacity available =200kVA. | --> | 0.19 | 0 | 0 | 0 | 0 | Constrained,otherwise capacity available =200kW. | --> | C15 ex RATHDOWNEY | Rathdowney [T42] | IKERRIN |  | 52.8577 | -7.5815
MV/LV Substation RA***980X |  | 10 kV | _ | LV | 400 kVA :Kiosk Substation | 0.4 | --> | 0.4 | 0.244 | 3.1 |  | --> | 0.38 | 0 | 0.02964 | 0.42302 | 0 |  | --> | C22 ex BELLFIELD | Bellfield [T41,T42] | CRANE |  | 52.5036 | -6.5664
MV/LV Substation RA***981 |  | 20 kV | _ | LV | 100 kVA :Pole Substation | 0.1 | --> | 0.1 | 0 | 0 | Constrained,otherwise capacity available =100kVA. | --> | 0.095 | 0 | 0.003705 | 0.1 | 0 |  | --> | E18 ex GLASMORE | Glasmore [T421,T422] | GLASMORE |  | 53.4747 | -6.2563
MV/LV Substation RA***984Y |  | 10 kV | _ | LV | 400 kVA :Kiosk Substation | 0.4 | --> | 0.4 | 0 | 0 | Constrained,otherwise capacity available =306kVA. | --> | 0.38 | 0 | 0.017784 | 0.41403 | 0 |  | --> | C17 ex VIRGINIA | Virginia [T41,T42] | MEATH HILL |  | 53.8388 | -7.0818
MV/LV Substation RA***989 |  | 20 kV | _ | LV | 50 kVA :Pole Substation | 0.05 | --> | 0.05 | 0 | 0 | Constrained,otherwise capacity available =40kVA. | --> | 0.0475 | 0 | 0 | 0.051496 | 0 |  | --> | E12 ex BALTINGLASS | Baltinglass [T421,T422] | STRATFORD |  | 52.9679 | -6.7096
MV/LV Substation RA***989Y |  | 10 kV | _ | LV | 200 kVA :Pole Substation | 0.2 | --> | 0.2 | 0.167 | 1.7 |  | --> | 0.19 | 0 | 0.008892 | 0.20495 | 0 |  | --> | C21 ex ATHY | Athy [T101,T102] | ATHY |  | 52.9422 | -7.0475
MV/LV Substation RA***992X |  | 20 kV | _ | LV | 50 kVA :Pole Substation | 0.05 | --> | 0.05 | 0.047 | 1.4 |  | --> | 0.0475 | 0 | 0.004446 | 0.050453 | 0 |  | --> | E20 ex KILLINICK | Killinick [T421,T422] | WEXFORD |  | 52.2702 | -6.4788
MV/LV Substation RA***994 |  | 10 kV | _ | LV | 400 kVA :Building Structure | 0.4 | --> | 0.4 | 0 | 0 | Constrained,otherwise capacity available =363kVA. | --> | 0.38 | 0 | 0 | 0.40558 | 0 |  | --> | C21 ex PHIBSBORO | Phibsboro [T41,T42] | FINGLAS |  | 53.3568 | -6.2883
MV/LV Substation RA***996 |  | 20 kV | _ | LV | 50 kVA :Pole Substation | 0.05 | --> | 0.05 | 0 | 0 | Constrained,otherwise capacity available =46kVA. | --> | 0.0475 | 0 | 0 | 0.050604 | 0 |  | --> | E18 ex WHITECHURCH | Whitechurch [T421,T422] | KILBARRY |  | 52.0147 | -8.6076
MV/LV Substation RA***997X |  | 10 kV | _ | LV | 400 kVA :Kiosk Substation | 0.4 | --> | 0.4 | 0.308 | 3 |  | --> | 0.38 | 0 | 0.014079 | 0.41373 | 0 |  | --> | C18 ex RAMSTOWN | Ramstown [T41,T42] | CRANE |  | 52.668 | -6.298
MV/LV Substation RA***999 |  | 10 kV | _ | LV | 400 kVA :Building Structure | 0.4 | --> | 0.4 | 0 | 0 | Constrained,otherwise capacity available =382kVA. | --> | 0.38 | 0 | 0.021489 | 0.40272 | 0 |  | --> | E17 ex ACADEMY STREET | Academy Street [T421,T422,T44] | NAVAN |  | 53.6238 | -6.8562
MV/LV Substation RA***999 |  | 10 kV | _ | LV | 100 kVA :Pole Substation | 0.1 | --> | 0.1 | 0 | 0 | Constrained,otherwise capacity available =91kVA. | --> | 0.095 | 0 | 0 | 0.10136 | 0 |  | --> | C18 ex BALLYBAILIE | Ballybailie [T41,T42] | DUNDALK |  | 53.9351 | -6.5424
MV/LV Substation RD***985X |  | 10 kV | _ | LV | 400 kVA :Kiosk Substation | 0.4 | --> | 0.4 | 0 | 0 | Constrained,otherwise capacity available =364kVA. | --> | 0.38 | 0 | 0 | 0 | 0 | Constrained,otherwise capacity available =405.4kW. | --> | C16 ex RATHDRUM | Rathdrum [T42] | ARKLOW |  | 52.9345 | -6.2369
MV/LV Substation RE***002 |  | 20 kV | _ | LV | 100 kVA :Pole Substation | 0.1 | --> | 0.1 | 0 | 0 | Constrained,otherwise capacity available =93kVA. | --> | 0.095 | 0 | 0 | 0.10106 | 0 |  | --> | E12 ex BALLINROBE | Ballinrobe [T421,T422] | DALTON |  | 53.614 | -9.2202
MV/LV Substation RE***002Z |  | 10 kV | _ | LV | 200 kVA :Kiosk Substation | 0.2 | --> | 0.2 | 0.11 | 5 |  | --> | 0.19 | 0 | 0 | 0.21322 | 0 |  | --> | C14 ex MCDONAGH | Mcdonagh [T41,T42] | KILKENNY |  | 52.659 | -7.2297
MV/LV Substation RE***004X |  | 20 kV | _ | LV | 400 kVA :Building Structure | 0.4 | --> | 0.4 | 0 | 0 | Constrained,otherwise capacity available =284kVA. | --> | 0.38 | 0 | 0 | 0 | 0 | Constrained,otherwise capacity available =417.2kW. | --> | E20 ex FOXHOLE | Foxhole [T421,T422] | DUNGARVAN |  | 51.9256 | -7.8723
MV/LV Substation RE***004Y |  | 10 kV | _ | LV | 200 kVA :Kiosk Substation | 0.2 | --> | 0.2 | 0.097 | 18.7 |  | --> | 0.19 | 0 | 0 | 0.21506 | 0 |  | --> | C19 ex ARKLOW | Arklow [T101,T102] | ARKLOW |  | 52.8065 | -6.1538
MV/LV Substation RE***005 |  | 10 kV | _ | LV | 630 kVA :Kiosk Substation | 0.63 | --> | 0.63 | 0.474 | 0.8 |  | --> | 0.5985 | 0 | 0 | 0.5 | 0 |  | --> | C13 ex MANOR STREET | Manor Street [T41,T42] | WATERFORD |  | 52.2605 | -7.1056
MV/LV Substation RE***005X |  | 10 kV | _ | LV | 630 kVA :Building Structure | 0.63 | --> | 0.63 | 0 | 0 | Constrained,otherwise capacity available =500kVA. | --> | 0.5985 | 0 | 0.010374 | 0.5 | 0 |  | --> | C19 ex RAHEEN | Raheen [T41,T42] | LIMERICK |  | 52.6331 | -8.6544
MV/LV Substation RE***011 |  | 10 kV | _ | LV | 200 kVA :Kiosk Substation | 0.2 | --> | 0.2 | 0 | 0 | Constrained,otherwise capacity available =169kVA. | --> | 0.19 | 0 | 0.011115 | 0.20465 | 0 |  | --> | C19 ex LOUGHSHINNY | Loughshinny [T41,T42] | GLASMORE |  | 53.5847 | -6.1029
MV/LV Substation RE***012 |  | 10 kV | _ | LV | 630 kVA :Kiosk Substation | 0.63 | --> | 0.63 | 0 | 0 | Constrained,otherwise capacity available =452kVA. | --> | 0.5985 | 0 | 0.016302 | 0.5 | 0 |  | --> | C16 ex LOUGHREA | Loughrea [T41,T42] | SOMERSET |  | 53.1996 | -8.5831
MV/LV Substation RE***014Y |  | 10 kV | _ | LV | 200 kVA :Pole Substation | 0.2 | --> | 0.2 | 0 | 0 | Constrained,otherwise capacity available =189kVA. | --> | 0.19 | 0 | 0 | 0.20166 | 0 |  | --> | C19 ex ENNIS NORTH | Ennis North [T41,T42] | ENNIS |  | 52.8669 | -8.9796
MV/LV Substation RE***017 |  | 10 kV | _ | LV | 100 kVA :Pole Substation | 0.1 | --> | 0.1 | 0.074 | 1.3 |  | --> | 0.095 | 0 | 0 | 0.10387 | 0 |  | --> | C17 ex CASTLEREA | Castlerea [T41,T42] | CARRICK ON SHANNON |  | 53.7639 | -8.4799
MV/LV Substation RE***018 |  | 10 kV | _ | LV | 50 kVA :Pole Substation | 0.05 | --> | 0.05 | 0 | 0 | Constrained,otherwise capacity available =1kVA. | --> | 0.0475 | 0 | 0 | 0 | 0 | Constrained,otherwise capacity available =56.9kW. | --> | C15 ex BANTRY | Bantry [T41,T42] | BALLYLICKY |  | 51.7218 | -9.4494
MV/LV Substation RE***021 |  | 10 kV | _ | LV | 100 kVA :Pole Substation | 0.1 | --> | 0.1 | 0 | 0 | Constrained,otherwise capacity available =89kVA. | --> | 0.095 | 0 | 0.003705 | 0.10166 | 0 |  | --> | C14 ex GREYSTONES | Greystones [T41,T42] | FASSAROE |  | 53.1564 | -6.0828
MV/LV Substation RE***023Y |  | 10 kV | _ | LV | 50 kVA :Pole Substation | 0.05 | --> | 0.05 | 0.029 | 1.2 |  | --> | 0.0475 | 0 | 0 | 0.053092 | 0 |  | --> | E16 ex CRATLOE | Cratloe [T421,T422] | ARDNACRUSHA |  | 52.7245 | -8.7104
MV/LV Substation RE***025Z |  | 10 kV | _ | LV | 400 kVA :Kiosk Substation | 0.4 | --> | 0.4 | 0 | 0 | Constrained,otherwise capacity available =222kVA. | --> | 0.38 | 0 | 0.011856 | 0.42616 | 0 |  | --> | C17 ex HOWTH JUNCTION | Howth Junction [T41,T42] | GRANGE (DR) |  | 53.389 | -6.159
MV/LV Substation RE***032Y |  | 10 kV | _ | LV | 400 kVA :Building Structure | 0.4 | --> | 0.4 | 0 | 0 | Constrained,otherwise capacity available =400kVA. | --> | 0.38 | 0 | 0 | 0.4 | 0 |  | --> | C18 ex DENNEHYS CROSS | Dennehys Cross [T41,T42] | TRABEG |  | 51.8914 | -8.5198
MV/LV Substation RE***033 |  | 10 kV | _ | LV | 100 kVA :Pole Substation | 0.1 | --> | 0.1 | 0 | 0 | Constrained,otherwise capacity available =85kVA. | --> | 0.095 | 0 | 0 | 0.10225 | 0 |  | --> | C19 ex BALLYBAILIE | Ballybailie [T41,T42] | DUNDALK |  | 53.8647 | -6.5394
MV/LV Substation RE***033Z |  | 20 kV | _ | LV | 50 kVA :Pole Substation | 0.05 | --> | 0.05 | 0 | 0 | Constrained,otherwise capacity available =49kVA. | --> | 0.0475 | 0 | 0 | 0.050152 | 0 |  | --> | E17 ex ACADEMY STREET | Academy Street [T421,T422,T44] | NAVAN |  | 53.6021 | -6.7512
MV/LV Substation RE***035Y |  | 10 kV | _ | LV | 200 kVA :Pole Substation | 0.2 | --> | 0.2 | 0.2 | 3.1 |  | --> | 0.19 | 0 | 0 | 0.2 | 0 |  | --> | C11 ex BELLFIELD | Bellfield [T41,T42] | CRANE |  | 52.5038 | -6.6068
MV/LV Substation RE***036 |  | 20 kV | _ | LV | 400 kVA :Kiosk Substation | 0.4 | --> | 0.4 | 0.4 | 1.4 |  | --> | 0.38 | 0 | 0 | 0.4 | 0 |  | --> | E11 ex KILLINICK | Killinick [T421,T422] | WEXFORD |  | 52.1725 | -6.592
MV/LV Substation RE***037Z |  | 10 kV | _ | LV | 630 kVA :Building Structure | 0.63 | --> | 0.63 | 0 | 0 | Constrained,otherwise capacity available =500kVA. | --> | 0.5985 | 0 | 0 | 0.5 | 0 |  | --> | C20 ex RATHMULLAN | Rathmullan [T41,T42] | DRYBRIDGE |  | 53.7017 | -6.3807
MV/LV Substation RE***040X |  | 20 kV | _ | LV | 100 kVA :Pole Substation | 0.1 | --> | 0.1 | 0 | 0 | Constrained,otherwise capacity available =100kVA. | --> | 0.095 | 0 | 0 | 0.1 | 0 |  | --> | C12 ex DUNLEER | Dunleer [T41,T42] | DRYBRIDGE |  | 53.8068 | -6.2894
MV/LV Substation RE***041 |  | 10 kV | _ | LV | 400 kVA :Kiosk Substation | 0.4 | --> | 0.4 | 0.14262 | 0.1 | Constrained,otherwise capacity available =259kVA. | --> | 0.38 | 0 | 0.020007 | 0.42086 | 0 |  | --> | C17 ex CARRIGLAWN | Carriglawn [T41,T42] | WEXFORD |  | 52.3437 | -6.4702
MV/LV Substation RE***043 |  | 10 kV | _ | LV | 400 kVA :Building Structure | 0.4 | --> | 0.4 | 0.395 | 3.9 |  | --> | 0.38 | 0 | 0 | 0.40076 | 0 |  | --> | C21 ex GALWAY 110KV | Galway 110kv [T102,T103] | GALWAY 110KV |  | 53.2782 | -8.9905
MV/LV Substation RE***043Z |  | 10 kV | _ | LV | 200 kVA :Pole Substation | 0.2 | --> | 0.2 | 0 | 0 | Constrained,otherwise capacity available =184kVA. | --> | 0.19 | 0 | 0 | 0 | 0 | Constrained,otherwise capacity available =202.4kW. | --> | E18 ex BLESSINGTON | Blessington [T421,T422] | KILTEEL |  | 53.1903 | -6.5422
MV/LV Substation RE***046Y |  | 10 kV | _ | LV | 630 kVA :Building Structure | 0.63 | --> | 0.63 | 0.437 | 13.2 |  | --> | 0.5985 | 0 | 0.013338 | 0.5 | 0 |  | --> | C17 ex ARTANE | Artane [T101,T102] | FINGLAS |  | 53.3805 | -6.1857
MV/LV Substation RE***052Z |  | 10 kV | _ | LV | 200 kVA :Kiosk Substation | 0.2 | --> | 0.2 | 0.183 | 4.2 |  | --> | 0.19 | 0 | 0.016302 | 0 | 0 | Constrained,otherwise capacity available =202.6kW. | --> | C13 ex CHURCHTOWN | Churchtown [T41] | RATHKEALE |  | 52.4581 | -9.059
MV/LV Substation RE***054Z |  | 10 kV | _ | LV | 400 kVA :Kiosk Substation | 0.4 | --> | 0.4 | 0 | 0 | Constrained,otherwise capacity available =359kVA. | --> | 0.38 | 0 | 0 | 0.40618 | 0 |  | --> | C17 ex VIRGINIA | Virginia [T41,T42] | MEATH HILL |  | 53.8368 | -7.0729
MV/LV Substation RE***060Y |  | 20 kV | _ | LV | 50 kVA :Pole Substation | 0.05 | --> | 0.05 | 0 | 0 | Constrained,otherwise capacity available =47kVA. | --> | 0.0475 | 0 | 0 | 0.050453 | 0 |  | --> | E17 ex CREAGH | Creagh [T421,T422] | ATHLONE |  | 53.2707 | -8.4178
MV/LV Substation RE***061 |  | 20 kV | _ | LV | 100 kVA :Pole Substation | 0.1 | --> | 0.1 | 0.071 | 3.5 |  | --> | 0.095 | 0 | 0.008151 | 0.10431 | 0 |  | --> | C18 ex DUNDALK | Dundalk [T41,T42] | DUNDALK |  | 54.0288 | -6.3935
MV/LV Substation RE***067Z |  | 10 kV | _ | LV | 630 kVA :Kiosk Substation | 0.63 | --> | 0.63 | 0 | 0 | Constrained,otherwise capacity available =445kVA. | --> | 0.5985 | 0 | 0 | 0.5 | 0 |  | --> | C20 ex RATHMULLAN | Rathmullan [T41,T42] | DRYBRIDGE |  | 53.7031 | -6.3772
MV/LV Substation RE***070 |  | 10 kV | _ | LV | 200 kVA :Pole Substation | 0.2 | --> | 0.2 | 0 | 0 | Constrained,otherwise capacity available =161kVA. | --> | 0.19 | 0 | 0 | 0 | 0 | Constrained,otherwise capacity available =205.8kW. | --> | C15 ex CULLION | Cullion [T41,T42] | LETTERKENNY |  | 54.9352 | -7.6268
MV/LV Substation RE***072 |  | 10 kV | _ | LV | 400 kVA :Kiosk Substation | 0.4 | --> | 0.4 | 0.299 | 6.4 |  | --> | 0.38 | 0 | 0.02223 | 0.41505 | 0 |  | --> | C14 ex GARRYCASTLE | Garrycastle [T41,T42] | ATHLONE |  | 53.424 | -7.9163
MV/LV Substation RE***072 |  | 10 kV | _ | LV | 400 kVA :Building Structure | 0.4 | --> | 0.4 | 0 | 0 | Constrained,otherwise capacity available =348kVA. | --> | 0.38 | 0 | 0.003705 | 0.40782 | 0 |  | --> | C11 ex BALLYBEGGAN | Ballybeggan [T43,T44] | TRALEE |  | 52.2719 | -9.6875
MV/LV Substation RE***072X |  | 10 kV | _ | LV | 50 kVA :Pole Substation | 0.05 | --> | 0.05 | 0.046 | 0.7 |  | --> | 0.0475 | 0 | 0 | 0.050604 | 0 |  | --> | C15 ex RAHANS | Rahans [T41] | MOY |  | 54.0923 | -9.1967
MV/LV Substation RE***072Z |  | 10 kV | _ | LV | 50 kVA :Pole Substation | 0.05 | --> | 0.05 | 0.045 | 2.7 |  | --> | 0.0475 | 0 | 0 | 0.050753 | 0 |  | --> | C17 ex OLDCASTLE | Oldcastle [T41,T422] | MULLINGAR |  | 53.7915 | -7.138
MV/LV Substation RE***073 |  | 10 kV | _ | LV | 200 kVA :Pole Substation | 0.2 | --> | 0.2 | 0.072 | 6.4 |  | --> | 0.19 | 0 | 0.038532 | 0.21854 | 0 |  | --> | C11 ex GARRYCASTLE | Garrycastle [T41,T42] | ATHLONE |  | 53.4201 | -7.9126
MV/LV Substation RE***073Z |  | 10 kV | _ | LV | 630 kVA :Building Structure | 0.63 | --> | 0.63 | 0 | 0 | Constrained,otherwise capacity available =500kVA. | --> | 0.5985 | 0 | 0 | 0.5 | 0 |  | --> | C14 ex MOUNTGORRY | Mountgorry [T41,T42] | GRANGE (DR) |  | 53.4561 | -6.206
MV/LV Substation RE***080Z |  | 10 kV | _ | LV | 200 kVA :Kiosk Substation | 0.2 | --> | 0.2 | 0 | 0 | Constrained,otherwise capacity available =162kVA. | --> | 0.19 | 0 | 0 | 0.20569 | 0 |  | --> | C12 ex SUTTON | Sutton [T41,T42] | GRANGE (DR) |  | 53.3974 | -6.1389
MV/LV Substation RE***081 |  | 10 kV | _ | LV | 400 kVA :Building Structure | 0.4 | --> | 0.4 | 0.3 | 2.8 |  | --> | 0.38 | 0 | 0.03705 | 0.41491 | 0 |  | --> | C23 ex MOUNT MERRION | Mount Merrion [T41,T42] | CARRICKMINES |  | 53.2935 | -6.2174
MV/LV Substation RE***081Y |  | 10 kV | _ | LV | 50 kVA :Pole Substation | 0.05 | --> | 0.05 | 0 | 0 | Constrained,otherwise capacity available =26kVA. | --> | 0.0475 | 0 | 0 | 0.053518 | 0 |  | --> | C23 ex ATHLONE | Athlone [T41,T42] | ATHLONE |  | 53.4457 | -7.9318
MV/LV Substation RE***088 |  | 10 kV | _ | LV | 400 kVA :Kiosk Substation | 0.4 | --> | 0.4 | 0.261 | 3.9 |  | --> | 0.38 | 0 | 0.017784 | 0.42058 | 0 |  | --> | C19 ex GALWAY 110KV | Galway 110kv [T102,T103] | GALWAY 110KV |  | 53.2769 | -9.0235
MV/LV Substation RE***088Y |  | 10 kV | _ | LV | 200 kVA :Kiosk Substation | 0.2 | --> | 0.2 | 0.077 | 3.1 |  | --> | 0.19 | 0 | 0.002964 | 0.21785 | 0 |  | --> | C11 ex BELLFIELD | Bellfield [T41,T42] | CRANE |  | 52.4979 | -6.5788
MV/LV Substation RE***091 |  | 10 kV | _ | LV | 630 kVA :Building Structure | 0.63 | --> | 0.63 | 0 | 0 | Constrained,otherwise capacity available =433kVA. | --> | 0.5985 | 0 | 0.0741 | 0.5 | 0 |  | --> | C15 ex DUNDRUM | Dundrum [T41,T42] | BLACKROCK |  | 53.2866 | -6.2152
MV/LV Substation RE***091Z |  | 10 kV | _ | LV | 1000 kVA :Building Structure | 1 | --> | 1 | 0 | 0 | Constrained,otherwise capacity available =500kVA. | --> | 0.95 | 0 | 0 | 0.5 | 0 |  | --> | C19 ex COOLMINE | Coolmine [T41,T42] | FINGLAS |  | 53.396 | -6.3924
MV/LV Substation RE***098 |  | 10 kV | _ | LV | 630 kVA :Building Structure | 0.63 | --> | 0.63 | 0.243 | 7.2 |  | --> | 0.5985 | 0 | 0.003705 | 0.5 | 0 |  | --> | C17 ex LIBERTY STREET | Liberty Street [T101,T102] | LIBERTY STREET |  | 51.8937 | -8.4775
MV/LV Substation RE***102 |  | 10 kV | _ | LV | 400 kVA :Building Structure | 0.4 | --> | 0.4 | 0.361 | 9.5 |  | --> | 0.38 | 0 | 0.012597 | 0.40588 | 0 |  | --> | C14 ex BANDON | Bandon [T101,T42] | BANDON |  | 51.7427 | -8.7281
MV/LV Substation RE***103Z |  | 10 kV | _ | LV | 1000 kVA :Building Structure | 1 | --> | 1 | 0 | 0 | Constrained,otherwise capacity available =500kVA. | --> | 0.95 | 0 | 0 | 0.5 | 0 |  | --> | C19 ex COOLMINE | Coolmine [T41,T42] | FINGLAS |  | 53.3955 | -6.3946
MV/LV Substation RE***107X |  | 10 kV | _ | LV | 50 kVA :Pole Substation | 0.05 | --> | 0.05 | 0 | 0 | Constrained,otherwise capacity available =36kVA. | --> | 0.0475 | 0 | 0 | 0.052083 | 0 |  | --> | C19 ex KILDARE | Kildare [T41,T42] | NEWBRIDGE |  | 53.1685 | -6.9369
MV/LV Substation RE***108X |  | 10 kV | _ | LV | 200 kVA :Pole Substation | 0.2 | --> | 0.2 | 0.155 | 5.8 |  | --> | 0.19 | 0 | 0.02964 | 0.20672 | 0 |  | --> | C14 ex OAKFIELD | Oakfield [T41,T42] | SLIGO |  | 54.2408 | -8.4761
MV/LV Substation RE***111 |  | 20 kV | _ | LV | 50 kVA :Pole Substation | 0.05 | --> | 0.05 | 0 | 0 | Constrained,otherwise capacity available =50kVA. | --> | 0.0475 | 0 | 0 | 0.05 | 0 |  | --> | E13 ex KILCOCK | Kilcock [T421,T422] | GRIFFINRATH |  | 53.5111 | -6.5638
MV/LV Substation RE***112X |  | 10 kV | _ | LV | 400 kVA :Kiosk Substation | 0.4 | --> | 0.4 | 0.382 | 2.3 |  | --> | 0.38 | 0 | 0 | 0.40272 | 0 |  | --> | E17 ex MOY | Moy [T421,T422] | MOY |  | 54.1014 | -9.1615
MV/LV Substation RE***113 |  | 10 kV | _ | LV | 400 kVA :Building Structure | 0.4 | --> | 0.4 | 0.3 | 1.8 |  | --> | 0.38 | 0 | 0.015561 | 0.41491 | 0 |  | --> | C17 ex CAHERDAVIN | Caherdavin [T41,T42] | ARDNACRUSHA |  | 52.6677 | -8.6321
MV/LV Substation RE***115X |  | 10 kV | _ | LV | 630 kVA :Kiosk Substation | 0.63 | --> | 0.63 | 0 | 0 | Constrained,otherwise capacity available =500kVA. | --> | 0.5985 | 0 | 0 | 0.5 | 0 |  | --> | C23 ex PHIBSBORO | Phibsboro [T41,T42] | FINGLAS |  | 53.35 | -6.2785
MV/LV Substation RE***116Z |  | 10 kV | _ | LV | 630 kVA :Building Structure | 0.63 | --> | 0.63 | 0 | 0 | Constrained,otherwise capacity available =500kVA. | --> | 0.5985 | 0 | 0 | 0.5 | 0 |  | --> | C23 ex KILMORE | Kilmore [T101,T102,T103] | FINGLAS |  | 53.4021 | -6.2255
MV/LV Substation RE***121 |  | 10 kV | _ | LV | 400 kVA :Building Structure | 0.4 | --> | 0.4 | 0.369 | 2.4 |  | --> | 0.38 | 0 | 0 | 0.40468 | 0 |  | --> | C17 ex GRAIGUE | Graigue [T41,T42] | CARLOW |  | 52.8283 | -6.9343
MV/LV Substation RE***124X |  | 20 kV | _ | LV | 50 kVA :Pole Substation | 0.05 | --> | 0.05 | 0.049 | 7.6 |  | --> | 0.0475 | 0 | 0 | 0 | 0 | Constrained,otherwise capacity available =50.2kW. | --> | E14 ex BELLACORICK | Bellacorick [T122] | BELLACORICK |  | 54.205 | -9.918
MV/LV Substation RE***124Y |  | 20 kV | _ | LV | 50 kVA :Pole Substation | 0.05 | --> | 0.05 | 0 | 0 | Constrained,otherwise capacity available =50kVA. | --> | 0.0475 | 0 | 0 | 0.05 | 0 |  | --> | E15 ex GORT | Gort [T41,T42] | ENNIS |  | 53.1234 | -8.7855
MV/LV Substation RE***135Y |  | 10 kV | _ | LV | 50 kVA :Pole Substation | 0.05 | --> | 0.05 | 0 | 0 | Constrained,otherwise capacity available =50kVA. | --> | 0.0475 | 0 | 0 | 0.05 | 0 |  | --> | C11 ex DRYBRIDGE | Drybridge [T41,T42] | DRYBRIDGE |  | 53.721 | -6.3748
MV/LV Substation RE***137 |  | 10 kV | _ | LV | 400 kVA :Building Structure | 0.4 | --> | 0.4 | 0 | 0 | Constrained,otherwise capacity available =390kVA. | --> | 0.38 | 0 | 0 | 0.40151 | 0 |  | --> | C18 ex WATERFORD IND EST | Waterford Ind Est [T41,T42,T44] | BUTLERSTOWN |  | 52.2465 | -7.1424
MV/LV Substation RE***138X |  | 10 kV | _ | LV | 50 kVA :Pole Substation | 0.05 | --> | 0.05 | 0.05 | 0.7 |  | --> | 0.0475 | 0 | 0 | 0.05 | 0 |  | --> | C15 ex RAHANS | Rahans [T41] | MOY |  | 54.0912 | -9.164
MV/LV Substation RE***138Y |  | 10 kV | _ | LV | 100 kVA :Pole Substation | 0.1 | --> | 0.1 | 0.089 | 3 |  | --> | 0.095 | 0 | 0 | 0.10166 | 0 |  | --> | C21 ex NENAGH | Nenagh [T41,T42] | NENAGH |  | 52.8602 | -8.2254
MV/LV Substation RE***147 |  | 10 kV | _ | LV | 100 kVA :Pole Substation | 0.1 | --> | 0.1 | 0 | 0 | Constrained,otherwise capacity available =100kVA. | --> | 0.095 | 0 | 0 | 0.1 | 0 |  | --> | C12 ex CRANMORE | Cranmore [T41,T42] | SLIGO |  | 54.2352 | -8.456
MV/LV Substation RE***147X |  | 10 kV | _ | LV | 1000 kVA :Building Structure | 1 | --> | 1 | 0 | 0 | Constrained,otherwise capacity available =500kVA. | --> | 0.95 | 0 | 0.02964 | 0.5 | 0 |  | --> | C14 ex BALLYMOUNT | Ballymount [T41,T42] | INCHICORE 220KV |  | 53.3187 | -6.3626
MV/LV Substation RE***149Z |  | 10 kV | _ | LV | 400 kVA :Building Structure | 0.4 | --> | 0.4 | 0 | 0 | Constrained,otherwise capacity available =289kVA. | --> | 0.38 | 0 | 0.011856 | 0.41651 | 0 |  | --> | C23 ex COLLEGE PARK | College Park [T101,T102,T103] | COLLEGE PARK |  | 53.411 | -6.3573
MV/LV Substation RE***153 |  | 10 kV | _ | LV | 400 kVA :Kiosk Substation | 0.4 | --> | 0.4 | 0 | 0 | Constrained,otherwise capacity available =193kVA. | --> | 0.38 | 0 | 0.01482 | 0.43026 | 0 |  | --> | C19 ex GARRYOWEN | Garryowen [T41,T42] | LIMERICK |  | 52.6613 | -8.6138
MV/LV Substation RE***155Y |  | 10 kV | _ | LV | 100 kVA :Pole Substation | 0.1 | --> | 0.1 | 0.083 | 0.8 |  | --> | 0.095 | 0 | 0 | 0.10255 | 0 |  | --> | C18 ex MILLTOWN MALBAY | Milltown Malbay [T42] | TULLABRACK |  | 52.8381 | -9.4307
MV/LV Substation RE***157 |  | 20 kV | _ | LV | 630 kVA :Building Structure | 0.63 | --> | 0.63 | 0.5 | 3 |  | --> | 0.5985 | 0 | 0 | 0 | 0 | Constrained,otherwise capacity available =500kW. | --> | E14 ex MOVILLE | Moville [T421,T422] | TRILLICK |  | 55.1589 | -7.1227
MV/LV Substation RE***161X |  | 10 kV | _ | LV | 50 kVA :Pole Substation | 0.05 | --> | 0.05 | 0 | 0 | Constrained,otherwise capacity available =47kVA. | --> | 0.0475 | 0 | 0 | 0.050453 | 0 |  | --> | C12 ex CRANMORE | Cranmore [T41,T42] | SLIGO |  | 54.2346 | -8.4445
MV/LV Substation RE***162X |  | 10 kV | _ | LV | 50 kVA :Pole Substation | 0.05 | --> | 0.05 | 0.037 | 0.4 |  | --> | 0.0475 | 0 | 0 | 0 | 0 | Constrained,otherwise capacity available =51.9kW. | --> | C13 ex SWINFORD | Swinford [T41,T42] | CASTLEBAR |  | 53.8876 | -9.0272
MV/LV Substation RE***163 |  | 10 kV | _ | LV | 400 kVA :Building Structure | 0.4 | --> | 0.4 | 0 | 0 | Constrained,otherwise capacity available =267kVA. | --> | 0.38 | 0 | 0.046683 | 0.41971 | 0 |  | --> | C27 ex KILBARRY | Kilbarry [T101,T43] | KILBARRY |  | 51.9105 | -8.4776
MV/LV Substation RE***167 |  | 10 kV | _ | LV | 400 kVA :Building Structure | 0.4 | --> | 0.4 | 0.368 | 2.3 |  | --> | 0.38 | 0 | 0.020007 | 0.40483 | 0 |  | --> | C11 ex BALLYRICKARD | Ballyrickard [T41,T42] | TRALEE |  | 52.2811 | -9.7051
MV/LV Substation RE***171Z |  | 10 kV | _ | LV | 400 kVA :Building Structure | 0.4 | --> | 0.4 | 0 | 0 | Constrained,otherwise capacity available =399kVA. | --> | 0.38 | 0 | 0 | 0.40015 | 0 |  | --> | C20 ex RATHMULLAN | Rathmullan [T41,T42] | DRYBRIDGE |  | 53.7008 | -6.3792
MV/LV Substation RE***175 |  | 10 kV | _ | LV | 200 kVA :Kiosk Substation | 0.2 | --> | 0.2 | 0.14 | 2.4 |  | --> | 0.19 | 0 | 0.015561 | 0.20891 | 0 |  | --> | C12 ex BRAY | Bray [T41,T42] | FASSAROE |  | 53.1936 | -6.1307
MV/LV Substation RE***175X |  | 10 kV | _ | LV | 50 kVA :Pole Substation | 0.05 | --> | 0.05 | 0 | 0 | Constrained,otherwise capacity available =39kVA. | --> | 0.0475 | 0 | 0 | 0.051643 | 0 |  | --> | C14 ex GARRYOWEN | Garryowen [T41,T42] | LIMERICK |  | 52.6669 | -8.6075
MV/LV Substation RE***175Y |  | 20 kV | _ | LV | 200 kVA :Pole Substation | 0.2 | --> | 0.2 | 0.2 | 6.4 |  | --> | 0.19 | 0 | 0 | 0.2 | 0 |  | --> | C22 ex BUSHFIELD | Bushfield [T41,T42] | ATHLONE |  | 53.462 | -7.8028
MV/LV Substation RE***176Y |  | 20 kV | _ | LV | 200 kVA :Kiosk Substation | 0.2 | --> | 0.2 | 0 | 0 | Constrained,otherwise capacity available =146kVA. | --> | 0.19 | 0 | 0.020748 | 0.20804 | 0 |  | --> | E11 ex EDENDERRY | Edenderry [T421,T422] | BLAKE |  | 53.3394 | -7.0738
MV/LV Substation RE***188 |  | 10 kV | _ | LV | 630 kVA :Building Structure | 0.63 | --> | 0.63 | 0 | 0 | Constrained,otherwise capacity available =500kVA. | --> | 0.5985 | 0 | 0 | 0.5 | 0 |  | --> | C17 ex SEMPERIT | Semperit [T41,T42,T43] | GRANGE CASTLE |  | 53.3355 | -6.3475
MV/LV Substation RE***191Y |  | 10 kV | _ | LV | 50 kVA :Pole Substation | 0.05 | --> | 0.05 | 0 | 0 | Constrained,otherwise capacity available =49kVA. | --> | 0.0475 | 0 | 0 | 0.050152 | 0 |  | --> | C17 ex ATHBOY | Athboy [T42] | NAVAN |  | 53.704 | -7.0165
MV/LV Substation RE***192X |  | 10 kV | _ | LV | 100 kVA :Pole Substation | 0.1 | --> | 0.1 | 0.094 | 2.1 |  | --> | 0.095 | 0 | 0 | 0 | 0 | Constrained,otherwise capacity available =100.9kW. | --> | C17 ex KILCAR | Kilcar [T41] | BINBANE |  | 54.6549 | -8.6339
MV/LV Substation RE***197Y |  | 10 kV | _ | LV | 630 kVA :Building Structure | 0.63 | --> | 0.63 | 0 | 0 | Constrained,otherwise capacity available =500kVA. | --> | 0.5985 | 0 | 0 | 0.5 | 0 |  | --> | C21 ex CARRIGTWOHILL | Carrigtwohill [T42] | COW CROSS |  | 51.8903 | -8.2582
MV/LV Substation RE***197Z |  | 10 kV | _ | LV | 400 kVA :Kiosk Substation | 0.4 | --> | 0.4 | 0.358 | 3.3 |  | --> | 0.38 | 0 | 0.000741 | 0.40633 | 0 |  | --> | C12 ex GLEBE | Glebe [T41,T42] | RICHMOND |  | 53.7236 | -7.8007
MV/LV Substation RE***198 |  | 10 kV | _ | LV | 400 kVA :Kiosk Substation | 0.4 | --> | 0.4 | 0 | 0 | Constrained,otherwise capacity available =338kVA. | --> | 0.38 | 0 | 0.018525 | 0.40931 | 0 |  | --> | C18 ex MONEENAGEISHA | Moneenageisha [T41,T42] | GALWAY 110KV |  | 53.2792 | -9.025
MV/LV Substation RE***203X |  | 10 kV | _ | LV | 200 kVA :Pole Substation | 0.2 | --> | 0.2 | 0 | 0 | Constrained,otherwise capacity available =189kVA. | --> | 0.19 | 0 | 0 | 0.20166 | 0 |  | --> | C23 ex CLONMINCH | Clonminch [T41,T422] | THORNSBERRY |  | 53.2756 | -7.4667
MV/LV Substation RE***208X |  | 20 kV | _ | LV | 200 kVA :Building Structure | 0.2 | --> | 0.2 | 0.187 | 0.4 |  | --> | 0.19 | 0 | 0 | 0.20196 | 0 |  | --> | C16 ex CARRAROE | Carraroe [T42] | SCREEB |  | 53.1276 | -9.6868
MV/LV Substation RE***217 |  | 10 kV | _ | LV | 50 kVA :Pole Substation | 0.05 | --> | 0.05 | 0.044 | 1 |  | --> | 0.0475 | 0 | 0.003705 | 0 | 0 | Constrained,otherwise capacity available =50.9kW. | --> | C16 ex BOYLE | Boyle [T41,T42] | CARRICK ON SHANNON |  | 53.9992 | -8.2772
MV/LV Substation RE***219X |  | 10 kV | _ | LV | 200 kVA :Kiosk Substation | 0.2 | --> | 0.2 | 0 | 0 | Constrained,otherwise capacity available =164kVA. | --> | 0.19 | 0 | 0 | 0.20539 | 0 |  | --> | C21 ex LITTLE BRAY | Little Bray [T41,T42] | FASSAROE |  | 53.2112 | -6.1698
MV/LV Substation RE***224 |  | 10 kV | _ | LV | 630 kVA :Building Structure | 0.63 | --> | 0.63 | 0.5 | 11.9 |  | --> | 0.5985 | 0 | 0.018525 | 0.5 | 0 |  | --> | C19 ex SALTHILL | Salthill [T101,T102] | SALTHILL |  | 53.2591 | -9.0824
MV/LV Substation RE***226 |  | 20 kV | _ | LV | 100 kVA :Pole Substation | 0.1 | --> | 0.1 | 0 | 0 | Constrained,otherwise capacity available =63kVA. | --> | 0.095 | 0 | 0.005187 | 0.10547 | 0 |  | --> | E31 ex CAPPAMORE | Cappamore [T41,T42] | ARDNACRUSHA |  | 52.6851 | -8.2346
MV/LV Substation RE***232X |  | 20 kV | _ | LV | 100 kVA :Pole Substation | 0.1 | --> | 0.1 | 0.092 | 17.8 |  | --> | 0.095 | 0 | 0.003705 | 0.10121 | 0 |  | --> | E13 ex BANOGE | Banoge [T121,T122] | BANOGE |  | 52.6431 | -6.2367
MV/LV Substation RE***234X |  | 20 kV | _ | LV | 100 kVA :Pole Substation | 0.1 | --> | 0.1 | 0 | 0 | Constrained,otherwise capacity available =100kVA. | --> | 0.095 | 0 | 0 | 0.1 | 0 |  | --> | C21 ex CASTLEISLAND | Castleisland [T41,T42] | TRALEE |  | 52.1475 | -9.5029
MV/LV Substation RE***234Y |  | 10 kV | _ | LV | 50 kVA :Pole Substation | 0.05 | --> | 0.05 | 0.043 | 6 |  | --> | 0.0475 | 0 | 0 | 0.051052 | 0 |  | --> | C17 ex TRABEG | Trabeg [T101,T102] | TRABEG |  | 51.8544 | -8.4887
MV/LV Substation RE***236 |  | 10 kV | _ | LV | 400 kVA :Building Structure | 0.4 | --> | 0.4 | 0.377 | 3.9 |  | --> | 0.38 | 0 | 0.00741 | 0.40348 | 0 |  | --> | C19 ex GALWAY 110KV | Galway 110kv [T102,T103] | GALWAY 110KV |  | 53.2725 | -9.0293
MV/LV Substation RE***240Y |  | 10 kV | _ | LV | 200 kVA :Kiosk Substation | 0.2 | --> | 0.2 | 0 | 0 | Constrained,otherwise capacity available =197kVA. | --> | 0.19 | 0 | 0.004446 | 0.20045 | 0 |  | --> | C20 ex CELBRIDGE | Celbridge [T41,T42] | GRIFFINRATH |  | 53.3063 | -6.5636
MV/LV Substation RE***244 |  | 20 kV | _ | LV | 50 kVA :Pole Substation | 0.05 | --> | 0.05 | 0.029 | 2.3 |  | --> | 0.0475 | 0 | 0 | 0.053092 | 0 |  | --> | E13 ex MOY | Moy [T421,T422] | MOY |  | 54.0854 | -9.1684
MV/LV Substation RE***247 |  | 10 kV | _ | LV | 400 kVA :Kiosk Substation | 0.4 | --> | 0.4 | 0 | 0 | Constrained,otherwise capacity available =280kVA. | --> | 0.38 | 0 | 0.05187 | 0.41782 | 0 |  | --> | C19 ex RAHEEN | Raheen [T41,T42] | LIMERICK |  | 52.6263 | -8.6552
MV/LV Substation RE***249Z |  | 20 kV | _ | LV | 50 kVA :Pole Substation | 0.05 | --> | 0.05 | 0 | 0 | Constrained,otherwise capacity available =48kVA. | --> | 0.0475 | 0 | 0 | 0.050303 | 0 |  | --> | E17 ex ACADEMY STREET | Academy Street [T421,T422,T44] | NAVAN |  | 53.6005 | -6.741
MV/LV Substation RE***250X |  | 20 kV | _ | LV | 50 kVA :Pole Substation | 0.05 | --> | 0.05 | 0.045 | 2.5 |  | --> | 0.0475 | 0 | 0 | 0.050753 | 0 |  | --> | E18 ex EDGEWORTHSTOWN | Edgeworthstown [T421,T422] | RICHMOND |  | 53.6925 | -7.6093
MV/LV Substation RE***251Y |  | 10 kV | _ | LV | 100 kVA :Pole Substation | 0.1 | --> | 0.1 | 0.093 | 0.9 |  | --> | 0.095 | 0 | 0 | 0 | 0 | Constrained,otherwise capacity available =101.1kW. | --> | C18 ex SPA ROAD | Spa Road [T41,T42] | DOON |  | 52.3648 | -7.6436
MV/LV Substation RE***255Y |  | 10 kV | _ | LV | 200 kVA :Kiosk Substation | 0.2 | --> | 0.2 | 0 | 0 | Constrained,otherwise capacity available =188kVA. | --> | 0.19 | 0 | 0 | 0.20181 | 0 |  | --> | C22 ex BALLYMOUNT | Ballymount [T41,T42] | INCHICORE 220KV |  | 53.321 | -6.3693
MV/LV Substation RE***261X |  | 10 kV | _ | LV | 630 kVA :Kiosk Substation | 0.63 | --> | 0.63 | 0 | 0 | Constrained,otherwise capacity available =500kVA. | --> | 0.5985 | 0 | 0 | 0.5 | 0 |  | --> | C14 ex CARRICK ON SHANNON | Carrick On Shannon [T41,T42] | CARRICK ON SHANNON |  | 53.9489 | -8.0938
MV/LV Substation RE***261X |  | 10 kV | _ | LV | 50 kVA :Pole Substation | 0.05 | --> | 0.05 | 0.038 | 6.4 |  | --> | 0.0475 | 0 | 0 | 0.05179 | 0 |  | --> | C19 ex BUSHFIELD | Bushfield [T41,T42] | ATHLONE |  | 53.4288 | -7.9032
MV/LV Substation RE***262Z |  | 10 kV | _ | LV | 630 kVA :Kiosk Substation | 0.63 | --> | 0.63 | 0 | 0 | Constrained,otherwise capacity available =500kVA. | --> | 0.5985 | 0 | 0 | 0.5 | 0 |  | --> | C14 ex ROSEHILL | Rosehill [T41,T42] | KILKENNY |  | 52.6508 | -7.2541
MV/LV Substation RE***265X |  | 10 kV | _ | LV | 630 kVA :Building Structure | 0.63 | --> | 0.63 | 0.5 | 5.8 |  | --> | 0.5985 | 0 | 0 | 0.5 | 0 |  | --> | C14 ex OAKFIELD | Oakfield [T41,T42] | SLIGO |  | 54.2517 | -8.4728
MV/LV Substation RE***265Y |  | 10 kV | _ | LV | 630 kVA :Building Structure | 0.63 | --> | 0.63 | 0.5 | 2.4 |  | --> | 0.5985 | 0 | 0 | 0.5 | 0 |  | --> | C18 ex GRAIGUE | Graigue [T41,T42] | CARLOW |  | 52.846 | -6.9443
MV/LV Substation RE***267X |  | 10 kV | _ | LV | 400 kVA :Kiosk Substation | 0.4 | --> | 0.4 | 0 | 0 | Constrained,otherwise capacity available =328kVA. | --> | 0.38 | 0 | 0.014079 | 0.41079 | 0 |  | --> | C16 ex CLONES | Clones [T41,T42] | SHANKILL |  | 54.1876 | -7.2376
MV/LV Substation RE***270 |  | 20 kV | _ | LV | 50 kVA :Pole Substation | 0.05 | --> | 0.05 | 0.048 | 8.5 |  | --> | 0.0475 | 0 | 0 | 0 | 0 | Constrained,otherwise capacity available =50.3kW. | --> | E14 ex ARIGNA | Arigna [T121] | ARIGNA |  | 54.0673 | -7.949
MV/LV Substation RE***272Y |  | 10 kV | _ | LV | 100 kVA :Pole Substation | 0.1 | --> | 0.1 | 0 | 0 | Constrained,otherwise capacity available =94kVA. | --> | 0.095 | 0 | 0 | 0.10091 | 0 |  | --> | C11 ex KANTURK | Kanturk [T41,T42] | GLENLARA |  | 52.1751 | -8.8997
MV/LV Substation RE***273 |  | 10 kV | _ | LV | 1000 kVA :Building Structure | 1 | --> | 1 | 0 | 0 | Constrained,otherwise capacity available =500kVA. | --> | 0.95 | 0 | 0.001482 | 0.5 | 0 |  | --> | C11 ex BALLYBEGGAN | Ballybeggan [T43,T44] | TRALEE |  | 52.2718 | -9.6887
MV/LV Substation RE***275X |  | 10 kV | _ | LV | 100 kVA :Pole Substation | 0.1 | --> | 0.1 | 0.088 | 2.1 |  | --> | 0.095 | 0 | 0 | 0 | 0 | Constrained,otherwise capacity available =101.8kW. | --> | C17 ex KILCAR | Kilcar [T41] | BINBANE |  | 54.6346 | -8.6469
MV/LV Substation RE***276X |  | 10 kV | _ | LV | 50 kVA :Pole Substation | 0.05 | --> | 0.05 | 0 | 0 | Constrained,otherwise capacity available =33kVA. | --> | 0.0475 | 0 | 0.008151 | 0 | 0 | Constrained,otherwise capacity available =52.5kW. | --> | C18 ex FERMOY NORTH | Fermoy North [T41,T42] | BARRYMORE |  | 52.1466 | -8.4323
MV/LV Substation RE***278 |  | 10 kV | _ | LV | 630 kVA :Kiosk Substation | 0.63 | --> | 0.63 | 0.5 | 2.8 |  | --> | 0.5985 | 0 | 0 | 0.5 | 0 |  | --> | C13 ex RECESS | Recess [T41] | SCREEB |  | 53.4671 | -9.7309
MV/LV Substation RE***278Z |  | 10 kV | _ | LV | 50 kVA :Pole Substation | 0.05 | --> | 0.05 | 0.05 | 0.1 |  | --> | 0.0475 | 0 | 0 | 0.05 | 0 |  | --> | C16 ex KILCULLEN | Kilcullen [T41,T42,T424] | STRATFORD |  | 53.1334 | -6.8427
MV/LV Substation RE***280 |  | 20 kV | _ | LV | 400 kVA :Building Structure | 0.4 | --> | 0.4 | 0 | 0 | Constrained,otherwise capacity available =400kVA. | --> | 0.38 | 0 | 0 | 0 | 0 | Constrained,otherwise capacity available =400kW. | --> | E11 ex MACROOM | Macroom [T422] | MACROOM |  | 51.9424 | -8.7563
MV/LV Substation RE***282 |  | 10 kV | _ | LV | 50 kVA :Pole Substation | 0.05 | --> | 0.05 | 0 | 0 | Constrained,otherwise capacity available =34kVA. | --> | 0.0475 | 0 | 0.003705 | 0.052373 | 0 |  | --> | C15 ex TALBOTS INCH | Talbots Inch [T41,T42] | KILKENNY |  | 52.6709 | -7.3887
MV/LV Substation RE***282X |  | 10 kV | _ | LV | 1000 kVA :Building Structure | 1 | --> | 1 | 0.5 | 13.9 |  | --> | 0.95 | 0 | 0 | 0.5 | 0 |  | --> | C19 ex CENTRAL PARK | Central Park [T101,T102] | CARRICKMINES |  | 53.269 | -6.1992
MV/LV Substation RE***289Z |  | 10 kV | _ | LV | 630 kVA :Kiosk Substation | 0.63 | --> | 0.63 | 0.5 | 2.9 |  | --> | 0.5985 | 0 | 0 | 0.5 | 0 |  | --> | C11 ex ABBEYLAND | Abbeyland [T41,T42] | NAVAN |  | 53.6516 | -6.7097
MV/LV Substation RE***290Z |  | 10 kV | _ | LV | 630 kVA :Kiosk Substation | 0.63 | --> | 0.63 | 0.5 | 2.9 |  | --> | 0.5985 | 0 | 0 | 0.5 | 0 |  | --> | C11 ex ABBEYLAND | Abbeyland [T41,T42] | NAVAN |  | 53.6517 | -6.7119
MV/LV Substation RE***291Y |  | 10 kV | _ | LV | 400 kVA :Kiosk Substation | 0.4 | --> | 0.4 | 0.4 | 6.4 |  | --> | 0.38 | 0 | 0 | 0.4 | 0 |  | --> | C19 ex BUSHFIELD | Bushfield [T41,T42] | ATHLONE |  | 53.4285 | -7.9053
MV/LV Substation RE***291Z |  | 10 kV | _ | LV | 400 kVA :Kiosk Substation | 0.4 | --> | 0.4 | 0.4 | 2.9 |  | --> | 0.38 | 0 | 0 | 0.4 | 0 |  | --> | C11 ex ABBEYLAND | Abbeyland [T41,T42] | NAVAN |  | 53.6508 | -6.714
MV/LV Substation RE***294Y |  | 10 kV | _ | LV | 50 kVA :Pole Substation | 0.05 | --> | 0.05 | 0.05 | 18.7 |  | --> | 0.0475 | 0 | 0 | 0.05 | 0 |  | --> | C18 ex ARKLOW | Arklow [T101,T102] | ARKLOW |  | 52.8918 | -6.1437
MV/LV Substation RE***296Y |  | 10 kV | _ | LV | 400 kVA :Kiosk Substation | 0.4 | --> | 0.4 | 0 | 0 | Constrained,otherwise capacity available =212kVA. | --> | 0.38 | 0 | 0.02223 | 0.42758 | 0 |  | --> | C16 ex DERRYCRAMPH | Derrycramph [T41,T42] | SHANKILL |  | 53.9832 | -7.3502
MV/LV Substation RE***299Z |  | 10 kV | _ | LV | 400 kVA :Building Structure | 0.4 | --> | 0.4 | 0 | 0 | Constrained,otherwise capacity available =400kVA. | --> | 0.38 | 0 | 0 | 0.4 | 0 |  | --> | C23 ex RATHMULLAN | Rathmullan [T41,T42] | DRYBRIDGE |  | 53.7049 | -6.3808
MV/LV Substation RE***306X |  | 10 kV | _ | LV | 50 kVA :Pole Substation | 0.05 | --> | 0.05 | 0.049 | 2 |  | --> | 0.0475 | 0 | 0 | 0.050152 | 0 |  | --> | C19 ex CAUSEWAY | Causeway [T41,T42] | TRALEE |  | 52.4032 | -9.7877
MV/LV Substation RE***318Z |  | 20 kV | _ | LV | 100 kVA :Pole Substation | 0.1 | --> | 0.1 | 0 | 0 | Constrained,otherwise capacity available =78kVA. | --> | 0.095 | 0 | 0 | 0.10329 | 0 |  | --> | E11 ex ACADEMY STREET | Academy Street [T421,T422,T44] | NAVAN |  | 53.6283 | -6.5922
MV/LV Substation RE***323X |  | 10 kV | _ | LV | 25 kVA :Pole Substation | 0.025 | --> | 0.025 | 0 | 0 | Constrained,otherwise capacity available =20kVA. | --> | 0.02375 | 0 | 0 | 0 | 0 | Constrained,otherwise capacity available =25.7kW. | --> | C12 ex MOUNTRATH | Mountrath [T41,T42] | PORTLAOISE |  | 53.0123 | -7.4422
MV/LV Substation RE***330Z |  | 20 kV | _ | LV | 200 kVA :Kiosk Substation | 0.2 | --> | 0.2 | 0.145 | 16.1 |  | --> | 0.19 | 0 | 0.013338 | 0.20818 | 0 |  | --> | E21 ex WEXFORD | Wexford [T121,T122] | WEXFORD |  | 52.3812 | -6.4466
MV/LV Substation RE***331 |  | 10 kV | _ | LV | 50 kVA :Pole Substation | 0.05 | --> | 0.05 | 0 | 0 | Constrained,otherwise capacity available =39kVA. | --> | 0.0475 | 0 | 0.041126 | 0.051643 | 0 |  | --> | C18 ex TRAMORE | Tramore [T41,T42] | BUTLERSTOWN |  | 52.1873 | -7.2237
MV/LV Substation RE***336 |  | 20 kV | _ | LV | 200 kVA :Kiosk Substation | 0.2 | --> | 0.2 | 0 | 0 | Constrained,otherwise capacity available =155kVA. | --> | 0.19 | 0 | 0.002964 | 0.20672 | 0 |  | --> | E15 ex GURRANEBANE | Gurranebane [T421,T422] | OUGHTRAGH |  | 51.949 | -10.2198
MV/LV Substation RE***341X |  | 10 kV | _ | LV | 630 kVA :Kiosk Substation | 0.63 | --> | 0.63 | 0.31329 | 0.3 | Constrained,otherwise capacity available =500kVA. | --> | 0.5985 | 0 | 0 | 0.5 | 0 |  | --> | C20 ex SANTRY | Santry [T41,T42] | FINGLAS |  | 53.3975 | -6.2472
MV/LV Substation RE***346X |  | 10 kV | _ | LV | 200 kVA :Kiosk Substation | 0.2 | --> | 0.2 | 0.189 | 3.9 |  | --> | 0.19 | 0 | 0.018525 | 0.20166 | 0 |  | --> | C19 ex GALWAY 110KV | Galway 110kv [T102,T103] | GALWAY 110KV |  | 53.2757 | -9.015
MV/LV Substation RE***351 |  | 10 kV | _ | LV | 630 kVA :Building Structure | 0.63 | --> | 0.63 | 0 | 0 | Constrained,otherwise capacity available =500kVA. | --> | 0.5985 | 0 | 0 | 0.5 | 0 |  | --> | C22 ex MACETOWN | Macetown [T101,T102] | MACETOWN |  | 53.3926 | -6.4472
MV/LV Substation RE***352X |  | 20 kV | _ | LV | 50 kVA :Pole Substation | 0.05 | --> | 0.05 | 0 | 0 | Constrained,otherwise capacity available =35kVA. | --> | 0.0475 | 0 | 0 | 0.052228 | 0 |  | --> | C12 ex DUNLEER | Dunleer [T41,T42] | DRYBRIDGE |  | 53.8052 | -6.2697
MV/LV Substation RE***353 |  | 20 kV | _ | LV | 100 kVA :Pole Substation | 0.1 | --> | 0.1 | 0.09 | 1.3 |  | --> | 0.095 | 0 | 0 | 0.10151 | 0 |  | --> | C24 ex CLIFDEN | Clifden [T41,T42] | SCREEB |  | 53.6049 | -10.0004
MV/LV Substation RE***354 |  | 10 kV | _ | LV | 400 kVA :Building Structure | 0.4 | --> | 0.4 | 0.15247 | 0.2 | Constrained,otherwise capacity available =360kVA. | --> | 0.38 | 0 | 0 | 0.40603 | 0 |  | --> | C18 ex SANDYFORD | Sandyford [T41,T42] | CARRICKMINES |  | 53.2728 | -6.2145
MV/LV Substation RE***359 |  | 20 kV | _ | LV | 200 kVA :Pole Substation | 0.2 | --> | 0.2 | 0 | 0 | Constrained,otherwise capacity available =191kVA. | --> | 0.19 | 0 | 0 | 0 | 0 | Constrained,otherwise capacity available =201.4kW. | --> | E12 ex CARNDONAGH | Carndonagh [T421,T422] | TRILLICK |  | 55.2778 | -7.3973
MV/LV Substation RE***360 |  | 10 kV | _ | LV | 50 kVA :Pole Substation | 0.05 | --> | 0.05 | 0 | 0 | Constrained,otherwise capacity available =44kVA. | --> | 0.0475 | 0 | 0 | 0.050903 | 0 |  | --> | C14 ex BALLYHALE | Ballyhale [T42,T421] | KILKENNY |  | 52.3905 | -7.2057
MV/LV Substation RE***362 |  | 20 kV | _ | LV | 100 kVA :Pole Substation | 0.1 | --> | 0.1 | 0 | 0 | Constrained,otherwise capacity available =95kVA. | --> | 0.095 | 0 | 0 | 0.10076 | 0 |  | --> | E17 ex GURRANEBANE | Gurranebane [T421,T422] | OUGHTRAGH |  | 51.9317 | -10.2514
MV/LV Substation RE***367X |  | 20 kV | _ | LV | 100 kVA :Pole Substation | 0.1 | --> | 0.1 | 0.063 | 2.8 |  | --> | 0.095 | 0 | 0.003705 | 0.10547 | 0 |  | --> | E21 ex CLARA | Clara [T421,T422] | THORNSBERRY |  | 53.3456 | -7.594
MV/LV Substation RE***370 |  | 10 kV | _ | LV | 630 kVA :Building Structure | 0.63 | --> | 0.63 | 0.311 | 1 |  | --> | 0.5985 | 0 | 0.017043 | 0.5 | 0 |  | --> | C14 ex NEWMARKET (DR) | Newmarket (dr) [T41] | FRANCIS STREET |  | 53.333 | -6.2889
MV/LV Substation RE***378X |  | 10 kV | _ | LV | 1000 kVA :Building Structure | 1 | --> | 1 | 0 | 0 | Constrained,otherwise capacity available =500kVA. | --> | 0.95 | 0 | 0 | 0.5 | 0 |  | --> | C14 ex WHITEHALL | Whitehall [T41] | FINGLAS |  | 53.3766 | -6.2423
MV/LV Substation RE***382Y |  | 10 kV | _ | LV | 400 kVA :Kiosk Substation | 0.4 | --> | 0.4 | 0.338 | 2.4 |  | --> | 0.38 | 0 | 0 | 0.40931 | 0 |  | --> | C18 ex GRAIGUE | Graigue [T41,T42] | CARLOW |  | 52.8448 | -6.9437
MV/LV Substation RE***382Z |  | 10 kV | _ | LV | 200 kVA :Kiosk Substation | 0.2 | --> | 0.2 | 0.181 | 1.5 |  | --> | 0.19 | 0 | 0 | 0.20286 | 0 |  | --> | C13 ex SMEARLA | Smearla [T41,T42] | TRIEN |  | 52.4522 | -9.4801
MV/LV Substation RE***382Z |  | 10 kV | _ | LV | 630 kVA :Building Structure | 0.63 | --> | 0.63 | 0.5 | 6 |  | --> | 0.5985 | 0 | 0 | 0.5 | 0 |  | --> | C17 ex TRABEG | Trabeg [T101,T102] | TRABEG |  | 51.8685 | -8.4801
MV/LV Substation RE***383Y |  | 10 kV | _ | LV | 400 kVA :Kiosk Substation | 0.4 | --> | 0.4 | 0.378 | 2.4 |  | --> | 0.38 | 0 | 0 | 0.40333 | 0 |  | --> | C18 ex GRAIGUE | Graigue [T41,T42] | CARLOW |  | 52.8459 | -6.9472
MV/LV Substation RE***383Z |  | 10 kV | _ | LV | 400 kVA :Building Structure | 0.4 | --> | 0.4 | 0.4 | 6 |  | --> | 0.38 | 0 | 0 | 0.4 | 0 |  | --> | C17 ex TRABEG | Trabeg [T101,T102] | TRABEG |  | 51.8673 | -8.4793
MV/LV Substation RE***384Z |  | 10 kV | _ | LV | 630 kVA :Building Structure | 0.63 | --> | 0.63 | 0.5 | 6 |  | --> | 0.5985 | 0 | 0 | 0.5 | 0 |  | --> | C17 ex TRABEG | Trabeg [T101,T102] | TRABEG |  | 51.8679 | -8.4793
MV/LV Substation RE***386 |  | 20 kV | _ | LV | 50 kVA :Pole Substation | 0.05 | --> | 0.05 | 0.045 | 0.9 |  | --> | 0.0475 | 0 | 0 | 0.050753 | 0 |  | --> | E19 ex KENMARE | Kenmare [T421] | KNOCKEARAGH |  | 51.8757 | -9.6369
MV/LV Substation RE***388Y |  | 10 kV | _ | LV | 400 kVA :Building Structure | 0.4 | --> | 0.4 | 0 | 0 | Constrained,otherwise capacity available =324kVA. | --> | 0.38 | 0 | 0 | 0.41138 | 0 |  | --> | C14 ex CAVAN | Cavan [T42,T421] | SHANKILL |  | 53.9997 | -7.356
MV/LV Substation RE***399 |  | 20 kV | _ | LV | 50 kVA :Pole Substation | 0.05 | --> | 0.05 | 0.047 | 0.6 |  | --> | 0.0475 | 0 | 0 | 0 | 0 | Constrained,otherwise capacity available =50.5kW. | --> | E19 ex LAWLESSTOWN | Lawlesstown [T42,T421] | DOON |  | 52.4551 | -7.7181
MV/LV Substation RE***4006 |  | 10 kV | _ | LV | 100 kVA :Pole Substation | 0.1 | --> | 0.1 | 0.086 | 1.3 |  | --> | 0.095 | 0 | 0 | 0.1021 | 0 |  | --> | C18 ex CASTLEREA | Castlerea [T41,T42] | CARRICK ON SHANNON |  | 53.7675 | -8.4735
MV/LV Substation RE***400X |  | 10 kV | _ | LV | 50 kVA :Pole Substation | 0.05 | --> | 0.05 | 0 | 0 | Constrained,otherwise capacity available =49kVA. | --> | 0.0475 | 0 | 0 | 0.050152 | 0 |  | --> | C16 ex STICKILLEN | Stickillen [T41,T42] | DRYBRIDGE |  | 53.7945 | -6.4622
MV/LV Substation RE***4025 |  | 10 kV | _ | LV | 50 kVA :Pole Substation | 0.05 | --> | 0.05 | 0.04 | 0.9 |  | --> | 0.0475 | 0 | 0 | 0.051496 | 0 |  | --> | C22 ex ROSS CARBERY | Ross Carbery [T41,T42] | DUNMANWAY |  | 51.6397 | -9.1582
MV/LV Substation RE***4030 |  | 20 kV | _ | LV | 50 kVA :Pole Substation | 0.05 | --> | 0.05 | 0 | 0 | Constrained,otherwise capacity available =49kVA. | --> | 0.0475 | 0 | 0 | 0.050152 | 0 |  | --> | E15 ex GURRANEBANE | Gurranebane [T421,T422] | OUGHTRAGH |  | 51.9516 | -10.2154
MV/LV Substation RE***4043 |  | 20 kV | _ | LV | 50 kVA :Pole Substation | 0.05 | --> | 0.05 | 0.045 | 0.4 |  | --> | 0.0475 | 0 | 0 | 0 | 0 | Constrained,otherwise capacity available =50.8kW. | --> | C21 ex SWINFORD | Swinford [T41,T42] | CASTLEBAR |  | 53.9826 | -9.095
MV/LV Substation RE***4043 |  | 10 kV | _ | LV | 50 kVA :Pole Substation | 0.05 | --> | 0.05 | 0.04 | 1 |  | --> | 0.0475 | 0 | 0 | 0.051496 | 0 |  | --> | C25 ex TYCOR | Tycor [T41,T42] | WATERFORD |  | 52.2642 | -7.1577
MV/LV Substation RE***4056 |  | 20 kV | _ | LV | 200 kVA :Pole Substation | 0.2 | --> | 0.2 | 0 | 0 | Constrained,otherwise capacity available =160kVA. | --> | 0.19 | 0 | 0 | 0.20598 | 0 |  | --> | C13 ex MORNINGTON ROAD | Mornington Road [T41,T42] | DRYBRIDGE |  | 53.708 | -6.2744
MV/LV Substation RE***405X |  | 10 kV | _ | LV | 630 kVA :Kiosk Substation | 0.63 | --> | 0.63 | 0 | 0 | Constrained,otherwise capacity available =500kVA. | --> | 0.5985 | 0 | 0.012597 | 0.5 | 0 |  | --> | C22 ex COBH | Cobh [T41,T42] | COW CROSS |  | 51.8547 | -8.298
MV/LV Substation RE***4068 |  | 10 kV | _ | LV | 50 kVA :Pole Substation | 0.05 | --> | 0.05 | 0 | 0 | Constrained,otherwise capacity available =36kVA. | --> | 0.0475 | 0 | 0 | 0.052083 | 0 |  | --> | C17 ex SKIBBEREEN | Skibbereen [T41,T42] | DUNMANWAY |  | 51.5346 | -9.2222
MV/LV Substation RE***406Y |  | 20 kV | _ | LV | 50 kVA :Pole Substation | 0.05 | --> | 0.05 | 0 | 0 | Constrained,otherwise capacity available =19kVA. | --> | 0.0475 | 0 | 0 | 0.054497 | 0 |  | --> | E11 ex CAVAN | Cavan [T42,T421] | SHANKILL |  | 54.1002 | -7.3242
MV/LV Substation RE***407Y |  | 10 kV | _ | LV | 400 kVA :Kiosk Substation | 0.4 | --> | 0.4 | 0.349 | 0.4 |  | --> | 0.38 | 0 | 0.014079 | 0 | 0 | Constrained,otherwise capacity available =407.7kW. | --> | C15 ex KILMAGIG | Kilmagig [T42] | ARKLOW |  | 52.8533 | -6.3401
MV/LV Substation RE***4094 |  | 20 kV | _ | LV | 100 kVA :Pole Substation | 0.1 | --> | 0.1 | 0 | 0 | Constrained,otherwise capacity available =100kVA. | --> | 0.095 | 0 | 0 | 0.1 | 0 |  | --> | E18 ex GURRANEBANE | Gurranebane [T421,T422] | OUGHTRAGH |  | 51.8457 | -10.2367
MV/LV Substation RE***4108 |  | 10 kV | _ | LV | 200 kVA :Kiosk Substation | 0.2 | --> | 0.2 | 0 | 0 | Constrained,otherwise capacity available =182kVA. | --> | 0.19 | 0 | 0 | 0.20271 | 0 |  | --> | C14 ex BALLYBEGGAN | Ballybeggan [T43,T44] | TRALEE |  | 52.2873 | -9.6955
MV/LV Substation RE***4112 |  | 20 kV | _ | LV | 100 kVA :Pole Substation | 0.1 | --> | 0.1 | 0 | 0 | Constrained,otherwise capacity available =76kVA. | --> | 0.095 | 0 | 0.001482 | 0.10358 | 0 |  | --> | E15 ex JULIANSTOWN | Julianstown [T421,T422] | DRYBRIDGE |  | 53.6196 | -6.273
MV/LV Substation RE***4123 |  | 10 kV | _ | LV | 400 kVA :Building Structure | 0.4 | --> | 0.4 | 0.363 | 0.8 |  | --> | 0.38 | 0 | 0 | 0.40558 | 0 |  | --> | C11 ex MANOR STREET | Manor Street [T41,T42] | WATERFORD |  | 52.2488 | -7.1051
MV/LV Substation RE***414X |  | 10 kV | _ | LV | 200 kVA :Pole Substation | 0.2 | --> | 0.2 | 0.199 | 1.7 |  | --> | 0.19 | 0 | 0.002964 | 0.20015 | 0 |  | --> | C21 ex ATHY | Athy [T101,T102] | ATHY |  | 52.933 | -7.0803
MV/LV Substation RE***4158 |  | 20 kV | _ | LV | 50 kVA :Pole Substation | 0.05 | --> | 0.05 | 0.049 | 0.6 |  | --> | 0.0475 | 0 | 0 | 0 | 0 | Constrained,otherwise capacity available =50.2kW. | --> | E19 ex LAWLESSTOWN | Lawlesstown [T42,T421] | DOON |  | 52.465 | -7.709
MV/LV Substation RE***4186 |  | 10 kV | _ | LV | 50 kVA :Pole Substation | 0.05 | --> | 0.05 | 0 | 0 | Constrained,otherwise capacity available =50kVA. | --> | 0.0475 | 0 | 0 | 0.05 | 0 |  | --> | C21 ex KILMONEY | Kilmoney [T41,T42] | TRABEG |  | 51.7251 | -8.3656
MV/LV Substation RE***418Z |  | 10 kV | _ | LV | 400 kVA :Kiosk Substation | 0.4 | --> | 0.4 | 0 | 0 | Constrained,otherwise capacity available =246kVA. | --> | 0.38 | 0 | 0.00741 | 0.42273 | 0 |  | --> | C12 ex GRANGE (DR) | Grange (dr) [T41,T42] | GRANGE (DR) |  | 53.4004 | -6.1411
MV/LV Substation RE***419Y |  | 10 kV | _ | LV | 400 kVA :Building Structure | 0.4 | --> | 0.4 | 0.397 | 6.4 |  | --> | 0.38 | 0 | 0 | 0.40046 | 0 |  | --> | C19 ex BUSHFIELD | Bushfield [T41,T42] | ATHLONE |  | 53.429 | -7.9214
MV/LV Substation RE***419Z |  | 10 kV | _ | LV | 400 kVA :Kiosk Substation | 0.4 | --> | 0.4 | 0 | 0 | Constrained,otherwise capacity available =324kVA. | --> | 0.38 | 0 | 0 | 0.41138 | 0 |  | --> | C12 ex GRANGE (DR) | Grange (dr) [T41,T42] | GRANGE (DR) |  | 53.4013 | -6.1396
MV/LV Substation RE***420Z |  | 10 kV | _ | LV | 400 kVA :Kiosk Substation | 0.4 | --> | 0.4 | 0 | 0 | Constrained,otherwise capacity available =371kVA. | --> | 0.38 | 0 | 0 | 0.40438 | 0 |  | --> | C12 ex GRANGE (DR) | Grange (dr) [T41,T42] | GRANGE (DR) |  | 53.4021 | -6.141
MV/LV Substation RE***4218 |  | 10 kV | _ | LV | 200 kVA :Kiosk Substation | 0.2 | --> | 0.2 | 0.138 | 12.2 |  | --> | 0.19 | 0 | 0.011115 | 0.2092 | 0 |  | --> | C25 ex BALLYBEG | Ballybeg [T101,T102] | CARRICKMINES |  | 52.9856 | -6.0489
MV/LV Substation RE***421Z |  | 10 kV | _ | LV | 400 kVA :Kiosk Substation | 0.4 | --> | 0.4 | 0 | 0 | Constrained,otherwise capacity available =351kVA. | --> | 0.38 | 0 | 0 | 0.40737 | 0 |  | --> | C12 ex GRANGE (DR) | Grange (dr) [T41,T42] | GRANGE (DR) |  | 53.4016 | -6.1436
MV/LV Substation RE***4232 |  | 20 kV | _ | LV | 200 kVA :Pole Substation | 0.2 | --> | 0.2 | 0 | 0 | Constrained,otherwise capacity available =200kVA. | --> | 0.19 | 0 | 0 | 0.2 | 0 |  | --> | E18 ex CLONROCHE | Clonroche [T421,T422] | WEXFORD |  | 52.4737 | -6.6326
MV/LV Substation RE***423Z |  | 10 kV | _ | LV | 25 kVA :Building Structure | 0.025 | --> | 0.025 | 0.025 | 6 |  | --> | 0.02375 | 0 | 0 | 0.025 | 0 |  | --> | C17 ex TRABEG | Trabeg [T101,T102] | TRABEG |  | 51.8672 | -8.4796
MV/LV Substation RE***4258 |  | 10 kV | _ | LV | 1000 kVA :Building Structure | 1 | --> | 1 | 0 | 0 | Constrained,otherwise capacity available =500kVA. | --> | 0.95 | 0 | 0 | 0.5 | 0 |  | --> | C13 ex KILDARE | Kildare [T41,T42] | NEWBRIDGE |  | 53.1549 | -6.9158
MV/LV Substation RE***4261 |  | 20 kV | _ | LV | 400 kVA :Kiosk Substation | 0.4 | --> | 0.4 | 0 | 0 | Constrained,otherwise capacity available =400kVA. | --> | 0.38 | 0 | 0 | 0.4 | 0 |  | --> | C12 ex SCARIFF | Scariff [T42] | ENNIS |  | 52.9309 | -8.4293
MV/LV Substation RE***4279 |  | 10 kV | _ | LV | 400 kVA :Kiosk Substation | 0.4 | --> | 0.4 | 0 | 0 | Constrained,otherwise capacity available =343kVA. | --> | 0.38 | 0 | 0.013338 | 0.40856 | 0 |  | --> | C17 ex BISHOPSTOWN | Bishopstown [T41,T42] | KILBARRY |  | 51.8911 | -8.5656
MV/LV Substation RE***4308 |  | 10 kV | _ | LV | 100 kVA :Pole Substation | 0.1 | --> | 0.1 | 0 | 0 | Constrained,otherwise capacity available =100kVA. | --> | 0.095 | 0 | 0 | 0.1 | 0 |  | --> | C15 ex ORANMORE | Oranmore [T41,T44] | GALWAY 110KV |  | 53.2477 | -8.9525
MV/LV Substation RE***4367 |  | 20 kV | _ | LV | 630 kVA :Kiosk Substation | 0.63 | --> | 0.63 | 0 | 0 | Constrained,otherwise capacity available =500kVA. | --> | 0.5985 | 0 | 0 | 0.5 | 0 |  | --> | E18 ex ADAMSTOWN | Adamstown [T121,T122] | INCHICORE 220KV |  | 53.339 | -6.4748
MV/LV Substation RE***4381 |  | 20 kV | _ | LV | 630 kVA :Kiosk Substation | 0.63 | --> | 0.63 | 0 | 0 | Constrained,otherwise capacity available =500kVA. | --> | 0.5985 | 0 | 0 | 0.5 | 0 |  | --> | E15 ex BATTER LANE TEMPORARY | Batter Lane Temporary 38kv [T421] | GLASMORE |  | 53.5272 | -6.1814
MV/LV Substation RE***439Y |  | 20 kV | _ | LV | 630 kVA :Building Structure | 0.63 | --> | 0.63 | 0 | 0 | Constrained,otherwise capacity available =500kVA. | --> | 0.5985 | 0 | 0.38903 | 0.5 | 0 |  | --> | E11 ex ACADEMY STREET | Academy Street [T421,T422,T44] | NAVAN |  | 53.6191 | -6.5995
MV/LV Substation RE***442 |  | 20 kV | _ | LV | 50 kVA :Pole Substation | 0.05 | --> | 0.05 | 0 | 0 | Constrained,otherwise capacity available =39kVA. | --> | 0.0475 | 0 | 0 | 0.051643 | 0 |  | --> | E17 ex GURRANEBANE | Gurranebane [T421,T422] | OUGHTRAGH |  | 51.929 | -10.2766
MV/LV Substation RE***445 |  | 10 kV | _ | LV | 100 kVA :Pole Substation | 0.1 | --> | 0.1 | 0 | 18.7 |  | --> | 0.095 | 0 | 0.006669 | 0.1241 | 0 |  | --> | C18 ex ARKLOW | Arklow [T101,T102] | ARKLOW |  | 52.8902 | -6.1443
MV/LV Substation RE***445X |  | 10 kV | _ | LV | 630 kVA :Building Structure | 0.63 | --> | 0.63 | 0 | 0 | Constrained,otherwise capacity available =500kVA. | --> | 0.5985 | 0 | 0 | 0.5 | 0 |  | --> | C17 ex BELGARD | Belgard [T41,T42] | COOKSTOWN |  | 53.2921 | -6.3696
MV/LV Substation RE***447 |  | 20 kV | _ | LV | 100 kVA :Pole Substation | 0.1 | --> | 0.1 | 0 | 0 | Constrained,otherwise capacity available =67kVA. | --> | 0.095 | 0 | 0 | 0.10489 | 0 |  | --> | E15 ex DINGLE | Dingle [T421,T422] | OUGHTRAGH |  | 52.1704 | -10.3869
MV/LV Substation RE***452Z |  | 10 kV | _ | LV | 630 kVA :Building Structure | 0.63 | --> | 0.63 | 0 | 0 | Constrained,otherwise capacity available =500kVA. | --> | 0.5985 | 0 | 0 | 0.5 | 0 |  | --> | C14 ex BALLYMOUNT | Ballymount [T41,T42] | INCHICORE 220KV |  | 53.318 | -6.3605
MV/LV Substation RE***458X |  | 10 kV | _ | LV | 630 kVA :Building Structure | 0.63 | --> | 0.63 | 0 | 0 | Constrained,otherwise capacity available =500kVA. | --> | 0.5985 | 0 | 0 | 0.5 | 0 |  | --> | C14 ex CLONTARF | Clontarf [T42] | FINGLAS |  | 53.3688 | -6.1755
MV/LV Substation RE***459X |  | 10 kV | _ | LV | 200 kVA :Pole Substation | 0.2 | --> | 0.2 | 0 | 0 | Constrained,otherwise capacity available =177kVA. | --> | 0.19 | 0 | 0.00741 | 0.20346 | 0 |  | --> | C12 ex SAGGART | Saggart [T41,T42] | GRANGE CASTLE |  | 53.2629 | -6.48
MV/LV Substation RE***459X |  | 20 kV | _ | LV | 200 kVA :Pole Substation | 0.2 | --> | 0.2 | 0 | 0 | Constrained,otherwise capacity available =179kVA. | --> | 0.19 | 0 | 0.002223 | 0.20316 | 0 |  | --> | C15 ex KILMONEY | Kilmoney [T41,T42] | TRABEG |  | 51.8182 | -8.5508
MV/LV Substation RE***460X |  | 10 kV | _ | LV | 630 kVA :Kiosk Substation | 0.63 | --> | 0.63 | 0 | 0 | Constrained,otherwise capacity available =500kVA. | --> | 0.5985 | 0 | 0 | 0.5 | 0 |  | --> | C17 ex CARRICK ON SHANNON | Carrick On Shannon [T41,T42] | CARRICK ON SHANNON |  | 53.9454 | -8.0775
MV/LV Substation RE***460Y |  | 10 kV | _ | LV | 1000 kVA :Kiosk Substation | 1 | --> | 1 | 0 | 0 | Constrained,otherwise capacity available =500kVA. | --> | 0.95 | 0 | 0 | 0.5 | 0 |  | --> | C18 ex ROSEHILL | Rosehill [T41,T42] | KILKENNY |  | 52.6526 | -7.2544
MV/LV Substation RE***473Z |  | 10 kV | _ | LV | 630 kVA :Building Structure | 0.63 | --> | 0.63 | 0 | 0 | Constrained,otherwise capacity available =500kVA. | --> | 0.5985 | 0 | 0 | 0.5 | 0 |  | --> | C14 ex KILBARRY | Kilbarry [T101,T43] | KILBARRY |  | 51.9172 | -8.4712
MV/LV Substation RE***483X |  | 10 kV | _ | LV | 630 kVA :Kiosk Substation | 0.63 | --> | 0.63 | 0 | 0 | Constrained,otherwise capacity available =500kVA. | --> | 0.5985 | 0 | 0 | 0.5 | 0 |  | --> | C14 ex CLONTARF | Clontarf [T42] | FINGLAS |  | 53.3629 | -6.1831
MV/LV Substation RE***484Y |  | 10 kV | _ | LV | 400 kVA :Building Structure | 0.4 | --> | 0.4 | 0 | 0 | Constrained,otherwise capacity available =400kVA. | --> | 0.38 | 0 | 0 | 0.4 | 0 |  | --> | C21 ex BISHOPSTOWN | Bishopstown [T41,T42] | KILBARRY |  | 51.8866 | -8.5377
MV/LV Substation RE***488X |  | 10 kV | _ | LV | 400 kVA :Kiosk Substation | 0.4 | --> | 0.4 | 0 | 0 | Constrained,otherwise capacity available =400kVA. | --> | 0.38 | 0 | 0 | 0.4 | 0 |  | --> | C13 ex DOCK ROAD | Dock Road [T41,T42] | LIMERICK |  | 52.6445 | -8.6716
MV/LV Substation RE***497Y |  | 10 kV | _ | LV | 630 kVA :Kiosk Substation | 0.63 | --> | 0.63 | 0.5 | 0.9 |  | --> | 0.5985 | 0 | 0 | 0.5 | 0 |  | --> | C15 ex COES ROAD | Coes Road [T41,T42] | DUNDALK |  | 53.9921 | -6.3766
MV/LV Substation RE***498Y |  | 10 kV | _ | LV | 630 kVA :Kiosk Substation | 0.63 | --> | 0.63 | 0.5 | 3.9 |  | --> | 0.5985 | 0 | 0 | 0.5 | 0 |  | --> | C18 ex MARSHES | Marshes [T41,T42] | DUNDALK |  | 53.9881 | -6.3769
MV/LV Substation RE***501Z |  | 10 kV | _ | LV | 400 kVA :Kiosk Substation | 0.4 | --> | 0.4 | 0 | 0 | Constrained,otherwise capacity available =321kVA. | --> | 0.38 | 0 | 0.005928 | 0.41182 | 0 |  | --> | C39 ex COLLEGE PARK | College Park [T101,T102,T103] | COLLEGE PARK |  | 53.4281 | -6.3757
MV/LV Substation RE***521 |  | 10 kV | _ | LV | 400 kVA :Building Structure | 0.4 | --> | 0.4 | 0 | 0 | Constrained,otherwise capacity available =349kVA. | --> | 0.38 | 0 | 0 | 0.40767 | 0 |  | --> | C22 ex ORANMORE | Oranmore [T41,T44] | GALWAY 110KV |  | 53.2806 | -8.925
MV/LV Substation RE***527X |  | 10 kV | _ | LV | 50 kVA :Pole Substation | 0.05 | --> | 0.05 | 0 | 0 | Constrained,otherwise capacity available =32kVA. | --> | 0.0475 | 0 | 0 | 0.052662 | 0 |  | --> | C15 ex CASTLECOMER | Castlecomer [T41,T42] | BALLYRAGGET |  | 52.8676 | -7.1657
MV/LV Substation RE***533 |  | 10 kV | _ | LV | 400 kVA :Building Structure | 0.4 | --> | 0.4 | 0 | 0 | Constrained,otherwise capacity available =384kVA. | --> | 0.38 | 0 | 0 | 0.40242 | 0 |  | --> | C17 ex BALLYBODEN | Ballyboden [T41,T42] | COOKSTOWN |  | 53.2728 | -6.2993
MV/LV Substation RE***535X |  | 10 kV | _ | LV | 50 kVA :Pole Substation | 0.05 | --> | 0.05 | 0 | 0 | Constrained,otherwise capacity available =50kVA. | --> | 0.0475 | 0 | 0 | 0.05 | 0 |  | --> | C18 ex TRAMORE | Tramore [T41,T42] | BUTLERSTOWN |  | 52.1945 | -7.2112
MV/LV Substation RE***543 |  | 20 kV | _ | LV | 50 kVA :Pole Substation | 0.05 | --> | 0.05 | 0 | 0 | Constrained,otherwise capacity available =14kVA. | --> | 0.0475 | 0 | 0 | 0.055184 | 0 |  | --> | E18 ex GURRANEBANE | Gurranebane [T421,T422] | OUGHTRAGH |  | 51.9214 | -10.2945
MV/LV Substation RE***544X |  | 10 kV | _ | LV | 630 kVA :Building Structure | 0.63 | --> | 0.63 | 0 | 0 | Constrained,otherwise capacity available =500kVA. | --> | 0.5985 | 0 | 0.026676 | 0.5 | 0 |  | --> | C22 ex BALLYMOUNT | Ballymount [T41,T42] | INCHICORE 220KV |  | 53.3185 | -6.3636
MV/LV Substation RE***544Y |  | 10 kV | _ | LV | 400 kVA :Kiosk Substation | 0.4 | --> | 0.4 | 0 | 0 | Constrained,otherwise capacity available =328kVA. | --> | 0.38 | 0 | 0.002223 | 0.41079 | 0 |  | --> | C13 ex MIDLETON | Midleton [T101,T102] | MIDLETON |  | 51.9235 | -8.1683
MV/LV Substation RE***546X |  | 10 kV | _ | LV | 630 kVA :Building Structure | 0.63 | --> | 0.63 | 0 | 0 | Constrained,otherwise capacity available =500kVA. | --> | 0.5985 | 0 | 0 | 0.5 | 0 |  | --> | C17 ex CARRICK ON SHANNON | Carrick On Shannon [T41,T42] | CARRICK ON SHANNON |  | 53.942 | -8.1094
MV/LV Substation RE***550 |  | 10 kV | _ | LV | 100 kVA :Pole Substation | 0.1 | --> | 0.1 | 0.062 | 17.8 |  | --> | 0.095 | 0 | 0.005187 | 0.10561 | 0 |  | --> | E24 ex BANOGE | Banoge [T121,T122] | BANOGE |  | 52.646 | -6.2383
MV/LV Substation RE***552X |  | 20 kV | _ | LV | 200 kVA :Pole Substation | 0.2 | --> | 0.2 | 0 | 0 | Constrained,otherwise capacity available =181kVA. | --> | 0.19 | 0 | 0 | 0.20286 | 0 |  | --> | E16 ex GURRANEBANE | Gurranebane [T421,T422] | OUGHTRAGH |  | 51.8309 | -10.1721
MV/LV Substation RE***571Z |  | 10 kV | _ | LV | 1000 kVA :Building Structure | 1 | --> | 1 | 0 | 0 | Constrained,otherwise capacity available =500kVA. | --> | 0.95 | 0 | 0 | 0.5 | 0 |  | --> | C19 ex COOLMINE | Coolmine [T41,T42] | FINGLAS |  | 53.3955 | -6.3946
MV/LV Substation RE***575 |  | 20 kV | _ | LV | 50 kVA :Pole Substation | 0.05 | --> | 0.05 | 0.049 | 4.4 |  | --> | 0.0475 | 0 | 0 | 0 | 0 | Constrained,otherwise capacity available =50.2kW. | --> | E19 ex STRANORLAR | Stranorlar [T421,T422] | LETTERKENNY |  | 54.8576 | -8.1223
MV/LV Substation RE***576X |  | 10 kV | _ | LV | 100 kVA :Pole Substation | 0.1 | --> | 0.1 | 0 | 0 | Constrained,otherwise capacity available =95kVA. | --> | 0.095 | 0 | 0 | 0 | 0 | Constrained,otherwise capacity available =100.8kW. | --> | E18 ex WINDSOR | Windsor [T421,T422] | CASTLEBAR |  | 53.8505 | -9.2837
MV/LV Substation RE***580X |  | 10 kV | _ | LV | 400 kVA :Kiosk Substation | 0.4 | --> | 0.4 | 0 | 0 | Constrained,otherwise capacity available =336kVA. | --> | 0.38 | 0 | 0 | 0.4096 | 0 |  | --> | C15 ex SKIBBEREEN | Skibbereen [T41,T42] | DUNMANWAY |  | 51.5397 | -9.2735
MV/LV Substation RE***586X |  | 20 kV | _ | LV | 50 kVA :Pole Substation | 0.05 | --> | 0.05 | 0 | 0 | Constrained,otherwise capacity available =25kVA. | --> | 0.0475 | 0 | 0.023712 | 0.053659 | 0 |  | --> | E11 ex CAVAN | Cavan [T42,T421] | SHANKILL |  | 54.0711 | -7.2839
MV/LV Substation RE***589 |  | 10 kV | _ | LV | 50 kVA :Pole Substation | 0.05 | --> | 0.05 | 0 | 0 | Constrained,otherwise capacity available =27kVA. | --> | 0.0475 | 0 | 0.003705 | 0.053377 | 0 |  | --> | C14 ex GREYSTONES | Greystones [T41,T42] | FASSAROE |  | 53.1592 | -6.0842
MV/LV Substation RE***589X |  | 10 kV | _ | LV | 50 kVA :Pole Substation | 0.05 | --> | 0.05 | 0 | 0 | Constrained,otherwise capacity available =47kVA. | --> | 0.0475 | 0 | 0.003705 | 0.050453 | 0 |  | --> | C11 ex COOLCORCORAN | Coolcorcoran [T41,T42] | KNOCKEARAGH |  | 52.0782 | -9.5065
MV/LV Substation RE***601Y |  | 20 kV | _ | LV | 200 kVA :Kiosk Substation | 0.2 | --> | 0.2 | 0 | 0 | Constrained,otherwise capacity available =190kVA. | --> | 0.19 | 0 | 0 | 0.20151 | 0 |  | --> | E11 ex CAVAN | Cavan [T42,T421] | SHANKILL |  | 54.0266 | -7.3389
MV/LV Substation RE***607Y |  | 10 kV | _ | LV | 200 kVA :Pole Substation | 0.2 | --> | 0.2 | 0.007 | 0.9 |  | --> | 0.19 | 0 | 0 | 0.22728 | 0 |  | --> | C16 ex CLONARD | Clonard [T41,T42] | WEXFORD |  | 52.3287 | -6.4885
MV/LV Substation RE***610 |  | 10 kV | _ | LV | 400 kVA :Kiosk Substation | 0.4 | --> | 0.4 | 0 | 0 | Constrained,otherwise capacity available =245kVA. | --> | 0.38 | 0 | 0.018525 | 0.42288 | 0 |  | --> | C19 ex BELGARD | Belgard [T41,T42] | COOKSTOWN |  | 53.2988 | -6.3638
MV/LV Substation RE***614Y |  | 10 kV | _ | LV | 630 kVA :Kiosk Substation | 0.63 | --> | 0.63 | 0.5 | 0.9 |  | --> | 0.5985 | 0 | 0.020748 | 0.5 | 0 |  | --> | C15 ex COES ROAD | Coes Road [T41,T42] | DUNDALK |  | 54.006 | -6.367
MV/LV Substation RE***616 |  | 20 kV | _ | LV | 200 kVA :Pole Substation | 0.2 | --> | 0.2 | 0 | 0 | Constrained,otherwise capacity available =199kVA. | --> | 0.19 | 0 | 0 | 0 | 0 | Constrained,otherwise capacity available =200.2kW. | --> | C11 ex MOUNTMELLICK | Mountmellick [T41,T42] | PORTLAOISE |  | 53.1612 | -7.4737
MV/LV Substation RE***621X |  | 10 kV | _ | LV | 200 kVA :Pole Substation | 0.2 | --> | 0.2 | 0.161 | 9.5 |  | --> | 0.19 | 0 | 0.008151 | 0.20584 | 0 |  | --> | C13 ex BANDON | Bandon [T101,T42] | BANDON |  | 51.7314 | -8.7659
MV/LV Substation RE***624X |  | 20 kV | _ | LV | 50 kVA :Pole Substation | 0.05 | --> | 0.05 | 0.039 | 5.9 |  | --> | 0.0475 | 0 | 0.003705 | 0.051643 | 0 |  | --> | C14 ex CASHEL | Cashel [T41,T42] | CAHIR |  | 52.5201 | -7.8735
MV/LV Substation RE***624X |  | 10 kV | _ | LV | 400 kVA :Kiosk Substation | 0.4 | --> | 0.4 | 0 | 0 | Constrained,otherwise capacity available =184kVA. | --> | 0.38 | 0 | 0.00741 | 0.43152 | 0 |  | --> | C12 ex LUCAN EAST | Lucan East [T41,T42] | GRANGE CASTLE |  | 53.3591 | -6.4438
MV/LV Substation RE***632Y |  | 20 kV | _ | LV | 50 kVA :Pole Substation | 0.05 | --> | 0.05 | 0 | 0 | Constrained,otherwise capacity available =35kVA. | --> | 0.0475 | 0 | 0 | 0.052228 | 0 |  | --> | C11 ex RAHEEN | Raheen [T41,T42] | LIMERICK |  | 52.6156 | -8.6856
MV/LV Substation RE***633 |  | 10 kV | _ | LV | 50 kVA :Pole Substation | 0.05 | --> | 0.05 | 0.044 | 0.3 |  | --> | 0.0475 | 0 | 0.002223 | 0.050903 | 0 |  | --> | C17 ex BANAGHER | Banagher [T41,T42] | DALLOW |  | 53.2211 | -8.1491
MV/LV Substation RE***634 |  | 10 kV | _ | LV | 100 kVA :Pole Substation | 0.1 | --> | 0.1 | 0.074 | 4.6 |  | --> | 0.095 | 0 | 0.004446 | 0.10387 | 0 |  | --> | C11 ex RINGASKIDDY 110KV | Ringaskiddy 110kv [T42] | BARNAHELY |  | 51.8471 | -8.349
MV/LV Substation RE***667 |  | 20 kV | _ | LV | 50 kVA :Pole Substation | 0.05 | --> | 0.05 | 0.037 | 1.6 |  | --> | 0.0475 | 0 | 0 | 0 | 0 | Constrained,otherwise capacity available =51.9kW. | --> | C17 ex BALLYSHANNON | Ballyshannon [T41,T42] | CATHALEENS FALL |  | 54.5575 | -8.0963
MV/LV Substation RE***673 |  | 10 kV | _ | LV | 50 kVA :Pole Substation | 0.05 | --> | 0.05 | 0 | 0 | Constrained,otherwise capacity available =50kVA. | --> | 0.0475 | 0 | 0.005928 | 0 | 0 | Constrained,otherwise capacity available =50kW. | --> | C22 ex LISMORE | Lismore [T41,T42] | DUNGARVAN |  | 52.1753 | -8.0073
MV/LV Substation RE***687X |  | 10 kV | _ | LV | 200 kVA :Pole Substation | 0.2 | --> | 0.2 | 0.199 | 18.7 |  | --> | 0.19 | 0 | 0 | 0.20015 | 0 |  | --> | C18 ex ARKLOW | Arklow [T101,T102] | ARKLOW |  | 52.8896 | -6.1441
MV/LV Substation RE***699 |  | 20 kV | _ | LV | 100 kVA :Pole Substation | 0.1 | --> | 0.1 | 0.075 | 2.8 |  | --> | 0.095 | 0 | 0.002964 | 0.10373 | 0 |  | --> | E13 ex CLARA | Clara [T421,T422] | THORNSBERRY |  | 53.4704 | -7.5188
MV/LV Substation RE***705 |  | 10 kV | _ | LV | 630 kVA :Building Structure | 0.63 | --> | 0.63 | 0 | 0 | Constrained,otherwise capacity available =500kVA. | --> | 0.5985 | 0 | 0 | 0.5 | 0 |  | --> | C11 ex KILSARAN | Kilsaran [T42] | DRYBRIDGE |  | 53.8883 | -6.3889
MV/LV Substation RE***711X |  | 10 kV | _ | LV | 100 kVA :Pole Substation | 0.1 | --> | 0.1 | 0.073 | 13.5 |  | --> | 0.095 | 0 | 0 | 0.10402 | 0 |  | --> | C17 ex ENNIS | Ennis [T101,T102] | ENNIS |  | 52.8584 | -8.9778
MV/LV Substation RE***711X |  | 10 kV | _ | LV | 50 kVA :Pole Substation | 0.05 | --> | 0.05 | 0 | 0 | Constrained,otherwise capacity available =39kVA. | --> | 0.0475 | 0 | 0 | 0.051643 | 0 |  | --> | C15 ex CLONAKILTY | Clonakilty [T41,T42] | DUNMANWAY |  | 51.6253 | -8.8991
MV/LV Substation RE***712X |  | 20 kV | _ | LV | 50 kVA :Pole Substation | 0.05 | --> | 0.05 | 0.047 | 6 |  | --> | 0.0475 | 0 | 0 | 0 | 0 | Constrained,otherwise capacity available =50.5kW. | --> | C14 ex ARDGEEHA | Ardgeeha [T41,T42] | DOON |  | 52.3842 | -7.7185
MV/LV Substation RE***717 |  | 20 kV | _ | LV | 50 kVA :Pole Substation | 0.05 | --> | 0.05 | 0 | 0 | Constrained,otherwise capacity available =49kVA. | --> | 0.0475 | 0 | 0 | 0.050152 | 0 |  | --> | E16 ex MILLTOWN (SR) | Milltown (sr) [T421,T422] | OUGHTRAGH |  | 52.1007 | -9.7689
MV/LV Substation RE***718 |  | 10 kV | _ | LV | 200 kVA :Pole Substation | 0.2 | --> | 0.2 | 0.184 | 0.9 |  | --> | 0.19 | 0 | 0.003705 | 0.20241 | 0 |  | --> | C21 ex ROSS CARBERY | Ross Carbery [T41,T42] | DUNMANWAY |  | 51.6262 | -9.0572
MV/LV Substation RE***721Z |  | 20 kV | _ | LV | 400 kVA :Kiosk Substation | 0.4 | --> | 0.4 | 0 | 0 | Constrained,otherwise capacity available =306kVA. | --> | 0.38 | 0 | 0 | 0.41403 | 0 |  | --> | C11 ex LOUGHSHINNY | Loughshinny [T41,T42] | GLASMORE |  | 53.5217 | -6.1605
MV/LV Substation RE***722X |  | 20 kV | _ | LV | 50 kVA :Pole Substation | 0.05 | --> | 0.05 | 0.048 | 0.4 |  | --> | 0.0475 | 0 | 0 | 0.050303 | 0 |  | --> | E13 ex TULLOW | Tullow [T421,T422] | CARLOW |  | 52.8118 | -6.7978
MV/LV Substation RE***733X |  | 20 kV | _ | LV | 200 kVA :Pole Substation | 0.2 | --> | 0.2 | 0.2 | 2.5 |  | --> | 0.19 | 0 | 0.14524 | 0.2 | 0 |  | --> | E12 ex BAGENALSTOWN | Bagenalstown [T421,T422] | CARLOW |  | 52.7093 | -7.0267
MV/LV Substation RE***734X |  | 10 kV | _ | LV | 1000 kVA :Building Structure | 1 | --> | 1 | 0 | 0 | Constrained,otherwise capacity available =500kVA. | --> | 0.95 | 0 | 0 | 0.5 | 0 |  | --> | C15 ex COOLCORCORAN | Coolcorcoran [T41,T42] | KNOCKEARAGH |  | 52.0685 | -9.5168
MV/LV Substation RE***735X |  | 10 kV | _ | LV | 1000 kVA :Building Structure | 1 | --> | 1 | 0 | 0 | Constrained,otherwise capacity available =500kVA. | --> | 0.95 | 0 | 0 | 0.5 | 0 |  | --> | C15 ex COOLCORCORAN | Coolcorcoran [T41,T42] | KNOCKEARAGH |  | 52.0683 | -9.5168
MV/LV Substation RE***737X |  | 10 kV | _ | LV | 200 kVA :Pole Substation | 0.2 | --> | 0.2 | 0 | 0 | Constrained,otherwise capacity available =200kVA. | --> | 0.19 | 0 | 0 | 0.2 | 0 |  | --> | C11 ex DEERPARK | Deerpark [T41,T42] | BALLYDINE |  | 52.3216 | -7.375
MV/LV Substation RE***756X |  | 10 kV | _ | LV | 50 kVA :Pole Substation | 0.05 | --> | 0.05 | 0.043 | 3.9 |  | --> | 0.0475 | 0 | 0 | 0.051052 | 0 |  | --> | C16 ex ARDFINNAN | Ardfinnan [T42] | CAHIR |  | 52.3459 | -7.889
MV/LV Substation RE***757Y |  | 10 kV | _ | LV | 100 kVA :Pole Substation | 0.1 | --> | 0.1 | 0.088 | 3.5 |  | --> | 0.095 | 0 | 0 | 0 | 0 | Constrained,otherwise capacity available =101.8kW. | --> | E17 ex GLENGARRIFF | Glengarriff [T421] | BALLYLICKY |  | 51.7528 | -9.5342
MV/LV Substation RE***760Y |  | 20 kV | _ | LV | 50 kVA :Pole Substation | 0.05 | --> | 0.05 | 0 | 0 | Constrained,otherwise capacity available =29kVA. | --> | 0.0475 | 0 | 0 | 0.053092 | 0 |  | --> | C11 ex RIVERSTOWN | Riverstown [T41,T42] | KILBARRY |  | 52.0025 | -8.3257
MV/LV Substation RE***765Y |  | 10 kV | _ | LV | 200 kVA :Kiosk Substation | 0.2 | --> | 0.2 | 0 | 0 | Constrained,otherwise capacity available =126kVA. | --> | 0.19 | 0 | 0.010374 | 0.21094 | 0 |  | --> | C23 ex CLONMINCH | Clonminch [T41,T422] | THORNSBERRY |  | 53.2672 | -7.4765
MV/LV Substation RE***782Z |  | 10 kV | _ | LV | 100 kVA :Pole Substation | 0.1 | --> | 0.1 | 0 | 0 | Constrained,otherwise capacity available =100kVA. | --> | 0.095 | 0 | 0.003705 | 0 | 0 | Constrained,otherwise capacity available =100kW. | --> | C15 ex BANTRY | Bantry [T41,T42] | BALLYLICKY |  | 51.7223 | -9.4452
MV/LV Substation RE***794 |  | 20 kV | _ | LV | 100 kVA :Pole Substation | 0.1 | --> | 0.1 | 0 | 0 | Constrained,otherwise capacity available =74kVA. | --> | 0.095 | 0 | 0.00741 | 0.10387 | 0 |  | --> | E31 ex CAPPAMORE | Cappamore [T41,T42] | ARDNACRUSHA |  | 52.6867 | -8.2397
MV/LV Substation RE***795X |  | 10 kV | _ | LV | 50 kVA :Pole Substation | 0.05 | --> | 0.05 | 0.047 | 1.3 |  | --> | 0.0475 | 0 | 0 | 0.050453 | 0 |  | --> | C27 ex CLIFDEN | Clifden [T41,T42] | SCREEB |  | 53.4879 | -10.0055
MV/LV Substation RE***802Y |  | 10 kV | _ | LV | 200 kVA :Kiosk Substation | 0.2 | --> | 0.2 | 0.119 | 1.7 |  | --> | 0.19 | 0 | 0.013338 | 0.21194 | 0 |  | --> | C20 ex ATHY | Athy [T101,T102] | ATHY |  | 52.9968 | -6.9764
MV/LV Substation RE***804 |  | 10 kV | _ | LV | 50 kVA :Pole Substation | 0.05 | --> | 0.05 | 0 | 0 | Constrained,otherwise capacity available =37kVA. | --> | 0.0475 | 0 | 0 | 0.051937 | 0 |  | --> | C15 ex BALLYBAILIE | Ballybailie [T41,T42] | DUNDALK |  | 53.9089 | -6.6113
MV/LV Substation RE***806Z |  | 10 kV | _ | LV | 630 kVA :Building Structure | 0.63 | --> | 0.63 | 0.14262 | 0.1 | Constrained,otherwise capacity available =500kVA. | --> | 0.5985 | 0 | 0 | 0.5 | 0 |  | --> | C12 ex CARRIGLAWN | Carriglawn [T41,T42] | WEXFORD |  | 52.3426 | -6.464
MV/LV Substation RE***807 |  | 20 kV | _ | LV | 50 kVA :Pole Substation | 0.05 | --> | 0.05 | 0 | 0 | Constrained,otherwise capacity available =50kVA. | --> | 0.0475 | 0 | 0 | 0.05 | 0 |  | --> | E17 ex DALTON | Dalton [T421,T422] | DALTON |  | 53.7795 | -8.8388
MV/LV Substation RE***810X |  | 20 kV | _ | LV | 100 kVA :Pole Substation | 0.1 | --> | 0.1 | 0 | 0 | Constrained,otherwise capacity available =81kVA. | --> | 0.095 | 0 | 0.003705 | 0.10284 | 0 |  | --> | E15 ex GURRANEBANE | Gurranebane [T421,T422] | OUGHTRAGH |  | 51.9517 | -10.2136
MV/LV Substation RE***812X |  | 10 kV | _ | LV | 50 kVA :Pole Substation | 0.05 | --> | 0.05 | 0.037 | 5 |  | --> | 0.0475 | 0 | 0 | 0.051937 | 0 |  | --> | C20 ex MCDONAGH | Mcdonagh [T41,T42] | KILKENNY |  | 52.7174 | -7.2356
MV/LV Substation RE***819X |  | 20 kV | _ | LV | 100 kVA :Pole Substation | 0.1 | --> | 0.1 | 0.099 | 8.1 |  | --> | 0.095 | 0 | 0 | 0 | 0 | Constrained,otherwise capacity available =100.2kW. | --> | E11 ex WESTPORT | Westport [T421,T422] | CASTLEBAR |  | 53.7786 | -9.6403
MV/LV Substation RE***825X |  | 10 kV | _ | LV | 100 kVA :Pole Substation | 0.1 | --> | 0.1 | 0.051 | 3.1 |  | --> | 0.095 | 0 | 0 | 0.10718 | 0 |  | --> | C14 ex BELLFIELD | Bellfield [T41,T42] | CRANE |  | 52.5095 | -6.5797
MV/LV Substation RE***827X |  | 10 kV | _ | LV | 200 kVA :Pole Substation | 0.2 | --> | 0.2 | 0 | 0 | Constrained,otherwise capacity available =165kVA. | --> | 0.19 | 0 | 0.011115 | 0.20525 | 0 |  | --> | C17 ex BISHOPSTOWN | Bishopstown [T41,T42] | KILBARRY |  | 51.8922 | -8.5659
MV/LV Substation RE***828Z |  | 10 kV | _ | LV | 630 kVA :Building Structure | 0.63 | --> | 0.63 | 0.5 | 0.9 |  | --> | 0.5985 | 0 | 0 | 0.5 | 0 |  | --> | C19 ex CLONARD | Clonard [T41,T42] | WEXFORD |  | 52.3254 | -6.4921
MV/LV Substation RE***829Z |  | 20 kV | _ | LV | 200 kVA :Kiosk Substation | 0.2 | --> | 0.2 | 0.191 | 3.5 |  | --> | 0.19 | 0 | 0 | 0 | 0 | Constrained,otherwise capacity available =201.4kW. | --> | E14 ex GLENGARRIFF | Glengarriff [T421] | BALLYLICKY |  | 51.7539 | -9.5418
MV/LV Substation RE***838 |  | 20 kV | _ | LV | 50 kVA :Pole Substation | 0.05 | --> | 0.05 | 0 | 0 | Constrained,otherwise capacity available =29kVA. | --> | 0.0475 | 0 | 0 | 0.053092 | 0 |  | --> | E14 ex BALTRASNA | Baltrasna [T121,T122] | BALTRASNA |  | 53.5491 | -6.502
MV/LV Substation RE***842Y |  | 20 kV | _ | LV | 100 kVA :Pole Substation | 0.1 | --> | 0.1 | 0.017 | 1.3 |  | --> | 0.095 | 0 | 0 | 0.11185 | 0 |  | --> | C17 ex ROOSKY | Roosky [T41] | RICHMOND |  | 53.7975 | -8.0617
MV/LV Substation RE***844X |  | 10 kV | _ | LV | 25 kVA :Pole Substation | 0.025 | --> | 0.025 | 0.024 | 18.7 |  | --> | 0.02375 | 0 | 0.005928 | 0.025151 | 0 |  | --> | C18 ex ARKLOW | Arklow [T101,T102] | ARKLOW |  | 52.8902 | -6.157
MV/LV Substation RE***845X |  | 10 kV | _ | LV | 25 kVA :Pole Substation | 0.025 | --> | 0.025 | 0.013 | 18.7 |  | --> | 0.02375 | 0 | 0 | 0.026759 | 0 |  | --> | C18 ex ARKLOW | Arklow [T101,T102] | ARKLOW |  | 52.8889 | -6.1674
MV/LV Substation RE***858X |  | 10 kV | _ | LV | 400 kVA :Building Structure | 0.4 | --> | 0.4 | 0.379 | 4.5 |  | --> | 0.38 | 0 | 0 | 0.40318 | 0 |  | --> | C13 ex MALLOW | Mallow [T41,T42] | MALLOW |  | 52.1403 | -8.642
MV/LV Substation RE***858X |  | 10 kV | _ | LV | 200 kVA :Pole Substation | 0.2 | --> | 0.2 | 0.118 | 2.9 |  | --> | 0.19 | 0 | 0.003705 | 0.21208 | 0 |  | --> | C11 ex ABBEYLAND | Abbeyland [T41,T42] | NAVAN |  | 53.6408 | -6.6996
MV/LV Substation RE***859 |  | 20 kV | _ | LV | 1000 kVA :Building Structure | 1 | --> | 1 | 0 | 0 | Constrained,otherwise capacity available =500kVA. | --> | 0.95 | 0 | 0 | 0.5 | 0 |  | --> | C12 ex DUNLEER | Dunleer [T41,T42] | DRYBRIDGE |  | 53.7972 | -6.2273
MV/LV Substation RE***862Y |  | 10 kV | _ | LV | 50 kVA :Pole Substation | 0.05 | --> | 0.05 | 0 | 0 | Constrained,otherwise capacity available =50kVA. | --> | 0.0475 | 0 | 0 | 0.05 | 0 |  | --> | C20 ex ROSCOMMON | Roscommon [T41,T42] | LANESBORO |  | 53.6492 | -8.1605
MV/LV Substation RE***863Z |  | 10 kV | _ | LV | 400 kVA :Kiosk Substation | 0.4 | --> | 0.4 | 0 | 0 | Constrained,otherwise capacity available =376kVA. | --> | 0.38 | 0 | 0 | 0.40363 | 0 |  | --> | C14 ex ROSEHILL | Rosehill [T41,T42] | KILKENNY |  | 52.6509 | -7.2544
MV/LV Substation RE***877 |  | 20 kV | _ | LV | 100 kVA :Pole Substation | 0.1 | --> | 0.1 | 0 | 0 | Constrained,otherwise capacity available =95kVA. | --> | 0.095 | 0 | 0 | 0.10076 | 0 |  | --> | E11 ex KILCOLGAN | Kilcolgan [T42,T421] | GALWAY 110KV |  | 53.156 | -9.0774
MV/LV Substation RE***891 |  | 20 kV | _ | LV | 200 kVA :Pole Substation | 0.2 | --> | 0.2 | 0.122 | 2.8 |  | --> | 0.19 | 0 | 0 | 0.21151 | 0 |  | --> | E12 ex CLARA | Clara [T421,T422] | THORNSBERRY |  | 53.3678 | -7.5021
MV/LV Substation RE***895 |  | 10 kV | _ | LV | 50 kVA :Pole Substation | 0.05 | --> | 0.05 | 0.04 | 3.7 |  | --> | 0.0475 | 0 | 0 | 0.051496 | 0 |  | --> | C15 ex KILFLYNN | Kilflynn [T41,T42] | TRALEE |  | 52.3388 | -9.6112
MV/LV Substation RE***913 |  | 10 kV | _ | LV | 100 kVA :Pole Substation | 0.1 | --> | 0.1 | 0 | 0 | Constrained,otherwise capacity available =66kVA. | --> | 0.095 | 0 | 0.025935 | 0.10504 | 0 |  | --> | C11 ex SRAH | Srah [T41,T42] | THORNSBERRY |  | 53.2619 | -7.5082
MV/LV Substation RE***921 |  | 10 kV | _ | LV | 630 kVA :Kiosk Substation | 0.63 | --> | 0.63 | 0 | 0 | Constrained,otherwise capacity available =500kVA. | --> | 0.5985 | 0 | 0 | 0.5 | 0 |  | --> | C12 ex CRANMORE | Cranmore [T41,T42] | SLIGO |  | 54.2343 | -8.4505
MV/LV Substation RE***924 |  | 10 kV | _ | LV | 100 kVA :Pole Substation | 0.1 | --> | 0.1 | 0 | 0 | Constrained,otherwise capacity available =77kVA. | --> | 0.095 | 0 | 0.02223 | 0.10343 | 0 |  | --> | C17 ex DUNLEER | Dunleer [T41,T42] | DRYBRIDGE |  | 53.8512 | -6.3869
MV/LV Substation RE***926Z |  | 20 kV | _ | LV | 100 kVA :Pole Substation | 0.1 | --> | 0.1 | 0.091 | 1.4 |  | --> | 0.095 | 0 | 0 | 0.10136 | 0 |  | --> | E11 ex KILLINICK | Killinick [T421,T422] | WEXFORD |  | 52.2294 | -6.6526
MV/LV Substation RE***929 |  | 10 kV | _ | LV | 100 kVA :Pole Substation | 0.1 | --> | 0.1 | 0 | 0 | Constrained,otherwise capacity available =77kVA. | --> | 0.095 | 0 | 0 | 0 | 0 | Constrained,otherwise capacity available =103.4kW. | --> | C13 ex CULLION | Cullion [T41,T42] | LETTERKENNY |  | 54.9395 | -7.7092
MV/LV Substation RE***930X |  | 20 kV | _ | LV | 50 kVA :Pole Substation | 0.05 | --> | 0.05 | 0 | 0 | Constrained,otherwise capacity available =35kVA. | --> | 0.0475 | 0 | 0 | 0.052228 | 0 |  | --> | E13 ex KILCOCK | Kilcock [T421,T422] | GRIFFINRATH |  | 53.51 | -6.5625
MV/LV Substation RE***942 |  | 10 kV | _ | LV | 50 kVA :Pole Substation | 0.05 | --> | 0.05 | 0 | 0 | Constrained,otherwise capacity available =50kVA. | --> | 0.0475 | 0 | 0 | 0.05 | 0 |  | --> | C14 ex GREYSTONES | Greystones [T41,T42] | FASSAROE |  | 53.1441 | -6.1515
MV/LV Substation RE***943 |  | 20 kV | _ | LV | 100 kVA :Pole Substation | 0.1 | --> | 0.1 | 0.096 | 0.6 |  | --> | 0.095 | 0 | 0.003705 | 0 | 0 | Constrained,otherwise capacity available =100.6kW. | --> | E19 ex LAWLESSTOWN | Lawlesstown [T42,T421] | DOON |  | 52.4534 | -7.7203
MV/LV Substation RE***944X |  | 20 kV | _ | LV | 630 kVA :Kiosk Substation | 0.63 | --> | 0.63 | 0 | 0 | Constrained,otherwise capacity available =500kVA. | --> | 0.5985 | 0 | 0 | 0.5 | 0 |  | --> | E17 ex GURRANEBANE | Gurranebane [T421,T422] | OUGHTRAGH |  | 51.9406 | -10.2384
MV/LV Substation RE***945X |  | 10 kV | _ | LV | 50 kVA :Pole Substation | 0.05 | --> | 0.05 | 0.05 | 0.7 |  | --> | 0.0475 | 0 | 0 | 0.05 | 0 |  | --> | C24 ex MULLAGH | Mullagh [T44] | MEATH HILL |  | 53.8665 | -6.9589
MV/LV Substation RE***948X |  | 10 kV | _ | LV | 100 kVA :Pole Substation | 0.1 | --> | 0.1 | 0 | 0 | Constrained,otherwise capacity available =92kVA. | --> | 0.095 | 0 | 0.003705 | 0 | 0 | Constrained,otherwise capacity available =101.2kW. | --> | C14 ex KNOCKMULLEN | Knockmullen [T42,T421] | GREAT ISLAND |  | 52.393 | -6.9326
MV/LV Substation RE***954 |  | 20 kV | _ | LV | 200 kVA :Pole Substation | 0.2 | --> | 0.2 | 0.2 | 2.8 |  | --> | 0.19 | 0 | 0 | 0.2 | 0 |  | --> | E14 ex BANGOR ERRIS | Bangor Erris [T421] | BELLACORICK |  | 54.237 | -9.7221
MV/LV Substation RE***956 |  | 20 kV | _ | LV | 50 kVA :Pole Substation | 0.05 | --> | 0.05 | 0 | 0 | Constrained,otherwise capacity available =49kVA. | --> | 0.0475 | 0 | 0 | 0.050152 | 0 |  | --> | E11 ex CAVAN | Cavan [T42,T421] | SHANKILL |  | 54.0272 | -7.3403
MV/LV Substation RE***958X |  | 10 kV | _ | LV | 1000 kVA :Building Structure | 1 | --> | 1 | 0.5 | 1.5 |  | --> | 0.95 | 0 | 0 | 0.5 | 0 |  | --> | C15 ex MARROWBONE LANE | Marrowbone Lane [T42] | INCHICORE 220KV |  | 53.337 | -6.2923
MV/LV Substation RE***966 |  | 20 kV | _ | LV | 400 kVA :Kiosk Substation | 0.4 | --> | 0.4 | 0.4 | 8.2 |  | --> | 0.38 | 0 | 0 | 0.4 | 0 |  | --> | C17 ex MOUNT MISERY | Mount Misery [T41,T42] | WATERFORD |  | 52.2784 | -7.0789
MV/LV Substation RE***973Y |  | 10 kV | _ | LV | 400 kVA :Kiosk Substation | 0.4 | --> | 0.4 | 0.357 | 6 |  | --> | 0.38 | 0 | 0 | 0.40648 | 0 |  | --> | C11 ex TRABEG | Trabeg [T101,T102] | TRABEG |  | 51.8798 | -8.4405
MV/LV Substation RE***974X |  | 10 kV | _ | LV | 50 kVA :Pole Substation | 0.05 | --> | 0.05 | 0 | 0 | Constrained,otherwise capacity available =16kVA. | --> | 0.0475 | 0 | 0.00741 | 0.05491 | 0 |  | --> | C15 ex ORANMORE | Oranmore [T41,T44] | GALWAY 110KV |  | 53.2575 | -8.9393
MV/LV Substation RE***976X |  | 20 kV | _ | LV | 50 kVA :Pole Substation | 0.05 | --> | 0.05 | 0.036 | 3.5 |  | --> | 0.0475 | 0 | 0.008151 | 0 | 0 | Constrained,otherwise capacity available =52.1kW. | --> | E12 ex DUNFIRTH | Dunfirth [T122] | DUNFIRTH |  | 53.4316 | -6.9576
MV/LV Substation RE***981X |  | 10 kV | _ | LV | 200 kVA :Kiosk Substation | 0.2 | --> | 0.2 | 0.184 | 3.5 |  | --> | 0.19 | 0 | 0.008151 | 0.20241 | 0 |  | --> | C11 ex TRIMMS LANE | Trimms Lane [T41,T42] | SALTHILL |  | 53.262 | -9.0738
MV/LV Substation RE***987 |  | 10 kV | _ | LV | 200 kVA :Pole Substation | 0.2 | --> | 0.2 | 0.185 | 3.5 |  | --> | 0.19 | 0 | 0 | 0 | 0 | Constrained,otherwise capacity available =202.3kW. | --> | E17 ex GLENGARRIFF | Glengarriff [T421] | BALLYLICKY |  | 51.7533 | -9.5368
MV/LV Substation RE***988X |  | 10 kV | _ | LV | 630 kVA :Kiosk Substation | 0.63 | --> | 0.63 | 0 | 0 | Constrained,otherwise capacity available =500kVA. | --> | 0.5985 | 0 | 0.051129 | 0.5 | 0 |  | --> | C12 ex ORANMORE | Oranmore [T41,T44] | GALWAY 110KV |  | 53.274 | -8.9754
MV/LV Substation RE***993 |  | 20 kV | _ | LV | 200 kVA :Pole Substation | 0.2 | --> | 0.2 | 0 | 0 | Constrained,otherwise capacity available =190kVA. | --> | 0.19 | 0 | 0 | 0.20151 | 0 |  | --> | E31 ex CAPPAMORE | Cappamore [T41,T42] | ARDNACRUSHA |  | 52.6952 | -8.1203
MV/LV Substation RE***993X |  | 10 kV | _ | LV | 50 kVA :Pole Substation | 0.05 | --> | 0.05 | 0 | 0 | Constrained,otherwise capacity available =48kVA. | --> | 0.0475 | 0 | 0 | 0.050303 | 0 |  | --> | C24 ex GORESBRIDGE | Goresbridge [T41,T42] | KILKENNY |  | 52.6331 | -7.0597
MV/LV Substation RE***994 |  | 20 kV | _ | LV | 630 kVA :Kiosk Substation | 0.63 | --> | 0.63 | 0 | 0 | Constrained,otherwise capacity available =413kVA. | --> | 0.5985 | 0 | 0.12375 | 0 | 0 | Constrained,otherwise capacity available =500kW. | --> | E20 ex FOXHOLE | Foxhole [T421,T422] | DUNGARVAN |  | 51.9251 | -7.8758
MV/LV Substation RE***995Y |  | 10 kV | _ | LV | 50 kVA :Pole Substation | 0.05 | --> | 0.05 | 0.046 | 1.1 |  | --> | 0.0475 | 0 | 0 | 0 | 0 | Constrained,otherwise capacity available =50.6kW. | --> | C16 ex NEWCASTLEWEST | Newcastlewest [T41,T42] | RATHKEALE |  | 52.4931 | -9.0662
MV/LV Substation RH***005 |  | 10 kV | _ | LV | 630 kVA :Building Structure | 0.63 | --> | 0.63 | 0 | 0 | Constrained,otherwise capacity available =500kVA. | --> | 0.5985 | 0 | 0.00741 | 0.37742 | 0 | Constrained,otherwise capacity available =500kW. | --> | C22 ex CASTLEISLAND | Castleisland [T41,T42] | TRALEE |  | 52.2282 | -9.46
MV/LV Substation RH***024Y |  | 10 kV | _ | LV | 400 kVA :Kiosk Substation | 0.4 | --> | 0.4 | 0.293 | 13.8 |  | --> | 0.38 | 0 | 0.019266 | 0.41593 | 0 |  | --> | C13 ex SINGLAND | Singland [T101,T102] | SINGLAND |  | 52.6651 | -8.591
MV/LV Substation RH***034X |  | 10 kV | _ | LV | 50 kVA :Pole Substation | 0.05 | --> | 0.05 | 0.05 | 0.1 |  | --> | 0.0475 | 0 | 0 | 0.05 | 0 |  | --> | C17 ex TUBBERCURRY | Tubbercurry [T41,T42] | TONROE |  | 54.0367 | -8.7721
MV/LV Substation RH***083 |  | 20 kV | _ | LV | 200 kVA :Pole Substation | 0.2 | --> | 0.2 | 0 | 0 | Constrained,otherwise capacity available =200kVA. | --> | 0.19 | 0 | 0 | 0.2 | 0 |  | --> | E20 ex EDENDERRY | Edenderry [T421,T422] | BLAKE |  | 53.3334 | -7.2242
MV/LV Substation RH***301Z |  | 10 kV | _ | LV | 400 kVA :Kiosk Substation | 0.4 | --> | 0.4 | 0.316 | 13.8 |  | --> | 0.38 | 0 | 0 | 0.41256 | 0 |  | --> | C13 ex SINGLAND | Singland [T101,T102] | SINGLAND |  | 52.6644 | -8.5921
MV/LV Substation RH***371Y |  | 20 kV | _ | LV | 200 kVA :Pole Substation | 0.2 | --> | 0.2 | 0.198 | 1 |  | --> | 0.19 | 0 | 0 | 0.2003 | 0 |  | --> | E17 ex LONGFORD | Longford [T421,T422] | RICHMOND |  | 53.7697 | -7.7052
MV/LV Substation RH***445X |  | 20 kV | _ | LV | 200 kVA :Pole Substation | 0.2 | --> | 0.2 | 0.196 | 8.2 |  | --> | 0.19 | 0 | 0 | 0.20061 | 0 |  | --> | C17 ex MOUNT MISERY | Mount Misery [T41,T42] | WATERFORD |  | 52.2979 | -7.054
MV/LV Substation RH***487 |  | 20 kV | _ | LV | 400 kVA :Kiosk Substation | 0.4 | --> | 0.4 | 0 | 0 | Constrained,otherwise capacity available =340kVA. | --> | 0.38 | 0 | 0.024453 | 0.40901 | 0 |  | --> | C15 ex KANTURK | Kanturk [T41,T42] | GLENLARA |  | 52.131 | -8.8913
MV/LV Substation RH***637Y |  | 10 kV | _ | LV | 400 kVA :Kiosk Substation | 0.4 | --> | 0.4 | 0.245 | 1.7 |  | --> | 0.38 | 0 | 0.00741 | 0.42288 | 0 |  | --> | C20 ex ATHY | Athy [T101,T102] | ATHY |  | 52.9941 | -6.9742
MV/LV Substation RH***652Y |  | 10 kV | _ | LV | 400 kVA :Kiosk Substation | 0.4 | --> | 0.4 | 0.361 | 1.7 |  | --> | 0.38 | 0 | 0.010374 | 0.40588 | 0 |  | --> | C20 ex ATHY | Athy [T101,T102] | ATHY |  | 52.9979 | -6.9779
MV/LV Substation RH***688 |  | 20 kV | _ | LV | 200 kVA :Pole Substation | 0.2 | --> | 0.2 | 0 | 0 | Constrained,otherwise capacity available =171kVA. | --> | 0.19 | 0 | 0 | 0.20436 | 0 |  | --> | E20 ex EDENDERRY | Edenderry [T421,T422] | BLAKE |  | 53.3502 | -7.1992
MV/LV Substation RH***976Y |  | 10 kV | _ | LV | 400 kVA :Kiosk Substation | 0.4 | --> | 0.4 | 0.382 | 13.8 |  | --> | 0.38 | 0 | 0.016302 | 0.40272 | 0 |  | --> | C13 ex SINGLAND | Singland [T101,T102] | SINGLAND |  | 52.6649 | -8.5985
MV/LV Substation RI***001 |  | 10 kV | _ | LV | 150 kVA :Kiosk Substation | 0.15 | --> | 0.15 | 0 | 2.1 |  | --> | 0.1425 | 0 | 0.013338 | 0.1777 | 0 |  | --> | C18 ex BUTTEVANT | Buttevant [T41,T42] | MALLOW |  | 52.2297 | -8.6701
MV/LV Substation RI***001 |  | 10 kV | _ | LV | 400 kVA :Kiosk Substation | 0.4 | --> | 0.4 | 0.219 | 2.8 |  | --> | 0.38 | 0 | 0.020007 | 0.42659 | 0 |  | --> | E14 ex CLARA | Clara [T421,T422] | THORNSBERRY |  | 53.3423 | -7.6129
MV/LV Substation RI***002 |  | 10 kV | _ | LV | 100 kVA :Pole Substation | 0.1 | --> | 0.1 | 0 | 0 | Constrained,otherwise capacity available =66kVA. | --> | 0.095 | 0 | 0 | 0.10504 | 0 |  | --> | C17 ex TUAM NORTH | Tuam North [T41,T42] | CLOON |  | 53.5066 | -8.8371
MV/LV Substation RI***005Z |  | 10 kV | _ | LV | 200 kVA :Kiosk Substation | 0.2 | --> | 0.2 | 0 | 0 | Constrained,otherwise capacity available =186kVA. | --> | 0.19 | 0 | 0.002223 | 0.20211 | 0 |  | --> | C20 ex GARRYOWEN | Garryowen [T41,T42] | LIMERICK |  | 52.6492 | -8.598
MV/LV Substation RI***006 |  | 10 kV | _ | LV | 630 kVA :Kiosk Substation | 0.63 | --> | 0.63 | 0.499 | 0.9 |  | --> | 0.5985 | 0 | 0.019266 | 0.5 | 0 |  | --> | C11 ex WOODFORD | Woodford [T41,T42] | KNOCKEARAGH |  | 52.0518 | -9.4912
MV/LV Substation RI***008 |  | 10 kV | _ | LV | 400 kVA :Kiosk Substation | 0.4 | --> | 0.4 | 0 | 0 | Constrained,otherwise capacity available =309kVA. | --> | 0.38 | 0 | 0.038532 | 0.41359 | 0 |  | --> | C22 ex COBH | Cobh [T41,T42] | COW CROSS |  | 51.8516 | -8.3224
MV/LV Substation RI***009Z |  | 10 kV | _ | LV | 200 kVA :Kiosk Substation | 0.2 | --> | 0.2 | 0 | 0 | Constrained,otherwise capacity available =154kVA. | --> | 0.19 | 0 | 0 | 0.20687 | 0 |  | --> | C34 ex CLONDALKIN | Clondalkin [T41,T42,T44] | INCHICORE 220KV |  | 53.3247 | -6.3918
MV/LV Substation RI***010 |  | 20 kV | _ | LV | 200 kVA :Pole Substation | 0.2 | --> | 0.2 | 0 | 0 | Constrained,otherwise capacity available =152kVA. | --> | 0.19 | 0 | 0.035568 | 0 | 0 | Constrained,otherwise capacity available =207.2kW. | --> | E18 ex SPRINGS | Springs [T421,T422] | DUNGARVAN |  | 52.0477 | -7.5918
MV/LV Substation RI***014 |  | 10 kV | _ | LV | 200 kVA :Kiosk Substation | 0.2 | --> | 0.2 | 0 | 0 | Constrained,otherwise capacity available =141kVA. | --> | 0.19 | 0 | 0.01482 | 0.20877 | 0 |  | --> | C12 ex KYLEERAGH | Kyleeragh [T41,T42] | NENAGH |  | 52.8708 | -8.2221
MV/LV Substation RI***016X |  | 10 kV | _ | LV | 50 kVA :Pole Substation | 0.05 | --> | 0.05 | 0 | 0 | Constrained,otherwise capacity available =50kVA. | --> | 0.0475 | 0 | 0 | 0 | 0 | Constrained,otherwise capacity available =50kW. | --> | C11 ex KILMALLOCK | Kilmallock [T41,T42] | CHARLEVILLE |  | 52.3928 | -8.5338
MV/LV Substation RI***017X |  | 10 kV | _ | LV | 200 kVA :Pole Substation | 0.2 | --> | 0.2 | 0.135 | 6 |  | --> | 0.19 | 0 | 0.006669 | 0 | 0 | Constrained,otherwise capacity available =209.6kW. | --> | C11 ex ARDGEEHA | Ardgeeha [T41,T42] | DOON |  | 52.3669 | -7.7025
MV/LV Substation RI***019 |  | 10 kV | _ | LV | 200 kVA :Kiosk Substation | 0.2 | --> | 0.2 | 0 | 0 | Constrained,otherwise capacity available =186kVA. | --> | 0.19 | 0 | 0 | 0.20211 | 0 |  | --> | C16 ex TRAMORE | Tramore [T41,T42] | BUTLERSTOWN |  | 52.1632 | -7.1376
MV/LV Substation RI***020 |  | 10 kV | _ | LV | 50 kVA :Building Structure | 0.05 | --> | 0.05 | 0.042007 | 0 | Constrained,otherwise capacity available =50kVA. | --> | 0.0475 | 0 | 0 | 0.05 | 0 |  | --> | C16 ex SHANNON | Shannon [T41,T42] | DRUMLINE |  | 52.6979 | -8.9063
MV/LV Substation RI***021 |  | 10 kV | _ | LV | 200 kVA :Pole Substation | 0.2 | --> | 0.2 | 0 | 0 | Constrained,otherwise capacity available =188kVA. | --> | 0.19 | 0 | 0 | 0.20181 | 0 |  | --> | C23 ex CASTLEISLAND | Castleisland [T41,T42] | TRALEE |  | 52.2329 | -9.4681
MV/LV Substation RI***021Y |  | 10 kV | _ | LV | 200 kVA :Pole Substation | 0.2 | --> | 0.2 | 0 | 0 | Constrained,otherwise capacity available =195kVA. | --> | 0.19 | 0 | 0 | 0 | 0 | Constrained,otherwise capacity available =200.8kW. | --> | C11 ex KILMALLOCK | Kilmallock [T41,T42] | CHARLEVILLE |  | 52.3874 | -8.5391
MV/LV Substation RI***027 |  | 10 kV | _ | LV | 200 kVA :Pole Substation | 0.2 | --> | 0.2 | 0.106 | 1 |  | --> | 0.19 | 0 | 0 | 0.21379 | 0 |  | --> | E14 ex LONGFORD | Longford [T421,T422] | RICHMOND |  | 53.7281 | -7.8061
MV/LV Substation RI***027Z |  | 20 kV | _ | LV | 200 kVA :Kiosk Substation | 0.2 | --> | 0.2 | 0.178 | 1.7 |  | --> | 0.19 | 0 | 0.005187 | 0.20331 | 0 |  | --> | C12 ex ATHY | Athy [T101,T102] | ATHY |  | 52.992 | -6.9645
MV/LV Substation RI***030 |  | 10 kV | _ | LV | 200 kVA :Kiosk Substation | 0.2 | --> | 0.2 | 0 | 0 |  | --> | 0.19 | 0 | 0 | 0.23089 | 0 |  | --> | C16 ex TRAMORE | Tramore [T41,T42] | BUTLERSTOWN |  | 52.162 | -7.1386
MV/LV Substation RI***030 |  | 10 kV | _ | LV | 1000 kVA :Kiosk Substation | 1 | --> | 1 | 0 | 0 | Constrained,otherwise capacity available =443kVA. | --> | 0.95 | 0 | 0.005928 | 0.5 | 0 |  | --> | C13 ex GLOUCESTER PLACE | Gloucester Place [T41,T42] | MCDERMOTT |  | 53.3581 | -6.2523
MV/LV Substation RI***033Y |  | 20 kV | _ | LV | 50 kVA :Pole Substation | 0.05 | --> | 0.05 | 0.028 | 1.1 |  | --> | 0.0475 | 0 | 0 | 0.053235 | 0 |  | --> | E20 ex BIRR | Birr [T41,T422] | DALLOW |  | 53.0855 | -7.927
MV/LV Substation RI***034 |  | 10 kV | _ | LV | 400 kVA :Kiosk Substation | 0.4 | --> | 0.4 | 0.344 | 0.9 |  | --> | 0.38 | 0 | 0.019266 | 0.40841 | 0 |  | --> | C15 ex COES ROAD | Coes Road [T41,T42] | DUNDALK |  | 54.0041 | -6.368
MV/LV Substation RI***035 |  | 10 kV | _ | LV | 200 kVA :Kiosk Substation | 0.2 | --> | 0.2 | 0 | 0 | Constrained,otherwise capacity available =159kVA. | --> | 0.19 | 0 | 0 | 0 | 0 | Constrained,otherwise capacity available =206.1kW. | --> | C12 ex ROSCREA | Roscrea [T41,T42] | IKERRIN |  | 52.957 | -7.7961
MV/LV Substation RI***039 |  | 10 kV | _ | LV | 100 kVA :Pole Substation | 0.1 | --> | 0.1 | 0 | 0 | Constrained,otherwise capacity available =78kVA. | --> | 0.095 | 0 | 0 | 0.10329 | 0 |  | --> | C17 ex VIRGINIA | Virginia [T41,T42] | MEATH HILL |  | 53.8322 | -7.0808
MV/LV Substation RI***039Y |  | 20 kV | _ | LV | 200 kVA :Kiosk Substation | 0.2 | --> | 0.2 | 0.189 | 0.9 |  | --> | 0.19 | 0 | 0 | 0 | 0 | Constrained,otherwise capacity available =201.7kW. | --> | E15 ex CASTLETOWNBERE | Castletownbere [T421] | BALLYLICKY |  | 51.6451 | -9.9146
MV/LV Substation RI***040Z |  | 10 kV | _ | LV | 630 kVA :Building Structure | 0.63 | --> | 0.63 | 0 | 0 | Constrained,otherwise capacity available =404kVA. | --> | 0.5985 | 0 | 0 | 0.5 | 0 |  | --> | C34 ex CLONDALKIN | Clondalkin [T41,T42,T44] | INCHICORE 220KV |  | 53.3275 | -6.3734
MV/LV Substation RI***041Z |  | 10 kV | _ | LV | 400 kVA :Kiosk Substation | 0.4 | --> | 0.4 | 0 | 0 | Constrained,otherwise capacity available =244kVA. | --> | 0.38 | 0 | 0.039273 | 0.42302 | 0 |  | --> | E12 ex GLASMORE | Glasmore [T421,T422] | GLASMORE |  | 53.4477 | -6.247
MV/LV Substation RI***046 |  | 10 kV | _ | LV | 200 kVA :Pole Substation | 0.2 | --> | 0.2 | 0 | 0 | Constrained,otherwise capacity available =197kVA. | --> | 0.19 | 0 | 0 | 0.20045 | 0 |  | --> | C15 ex STICKILLEN | Stickillen [T41,T42] | DRYBRIDGE |  | 53.782 | -6.6726
MV/LV Substation RI***046Y |  | 10 kV | _ | LV | 400 kVA :Kiosk Substation | 0.4 | --> | 0.4 | 0.362 | 2.2 |  | --> | 0.38 | 0 | 0 | 0.40573 | 0 |  | --> | C11 ex BALLINASLOE | Ballinasloe [T41,T42] | SOMERSET |  | 53.3317 | -8.2213
MV/LV Substation RI***048Y |  | 20 kV | _ | LV | 400 kVA :Kiosk Substation | 0.4 | --> | 0.4 | 0 | 0 | Constrained,otherwise capacity available =360kVA. | --> | 0.38 | 0 | 0 | 0.37942 | 0 | Constrained,otherwise capacity available =406kW. | --> | E14 ex COLLOONEY | Collooney [T421,T422] | SLIGO |  | 54.1824 | -8.4955
MV/LV Substation RI***049 |  | 10 kV | _ | LV | 100 kVA :Pole Substation | 0.1 | --> | 0.1 | 0 | 0 | Constrained,otherwise capacity available =35kVA. | --> | 0.095 | 0 | 0.020748 | 0 | 0 | Constrained,otherwise capacity available =109.4kW. | --> | C15 ex PALLAS | Pallas [T41,T42] | PORTLAOISE |  | 53.0417 | -7.3019
MV/LV Substation RI***050X |  | 10 kV | _ | LV | 630 kVA :Kiosk Substation | 0.63 | --> | 0.63 | 0 | 0 | Constrained,otherwise capacity available =329kVA. | --> | 0.5985 | 0 | 0 | 0 | 0 | Constrained,otherwise capacity available =500kW. | --> | C18 ex CULLION | Cullion [T41,T42] | LETTERKENNY |  | 54.9463 | -7.7391
MV/LV Substation RI***050Z |  | 10 kV | _ | LV | 200 kVA :Kiosk Substation | 0.2 | --> | 0.2 | 0 | 0 | Constrained,otherwise capacity available =125kVA. | --> | 0.19 | 0 | 0.011856 | 0.21108 | 0 |  | --> | C11 ex COOLMINE | Coolmine [T41,T42] | FINGLAS |  | 53.3751 | -6.3969
MV/LV Substation RI***051Y |  | 10 kV | _ | LV | 400 kVA :Kiosk Substation | 0.4 | --> | 0.4 | 0.333 | 3.1 |  | --> | 0.38 | 0 | 0 | 0.41005 | 0 |  | --> | C11 ex BELLFIELD | Bellfield [T41,T42] | CRANE |  | 52.5024 | -6.5828
MV/LV Substation RI***051Z |  | 10 kV | _ | LV | 400 kVA :Kiosk Substation | 0.4 | --> | 0.4 | 0 | 0 | Constrained,otherwise capacity available =246kVA. | --> | 0.38 | 0 | 0.031122 | 0.42273 | 0 |  | --> | C11 ex COOLMINE | Coolmine [T41,T42] | FINGLAS |  | 53.374 | -6.3969
MV/LV Substation RI***052 |  | 10 kV | _ | LV | 400 kVA :Kiosk Substation | 0.4 | --> | 0.4 | 0 | 0 | Constrained,otherwise capacity available =280kVA. | --> | 0.38 | 0 | 0.003705 | 0.41782 | 0 |  | --> | C17 ex BALLYBEGGAN | Ballybeggan [T43,T44] | TRALEE |  | 52.2756 | -9.6964
MV/LV Substation RI***052X |  | 10 kV | _ | LV | 100 kVA :Pole Substation | 0.1 | --> | 0.1 | 0.095 | 2.1 |  | --> | 0.095 | 0 | 0 | 0 | 0 | Constrained,otherwise capacity available =100.8kW. | --> | C17 ex KILCAR | Kilcar [T41] | BINBANE |  | 54.657 | -8.6302
MV/LV Substation RI***053 |  | 10 kV | _ | LV | 100 kVA :Pole Substation | 0.1 | --> | 0.1 | 0 | 0 | Constrained,otherwise capacity available =99kVA. | --> | 0.095 | 0 | 0 | 0.10015 | 0 |  | --> | C15 ex KYLEERAGH | Kyleeragh [T41,T42] | NENAGH |  | 52.8673 | -8.1854
MV/LV Substation RI***053 |  | 10 kV | _ | LV | 1000 kVA :Building Structure | 1 | --> | 1 | 0.5 | 9.1 |  | --> | 0.95 | 0 | 0.023712 | 0.5 | 0 |  | --> | C14 ex ARDNAREE | Ardnaree [T42,T421] | MOY |  | 54.112 | -9.1539
MV/LV Substation RI***056Z |  | 20 kV | _ | LV | 100 kVA :Pole Substation | 0.1 | --> | 0.1 | 0.091 | 13.8 |  | --> | 0.095 | 0 | 0 | 0.10136 | 0 |  | --> | C14 ex SINGLAND | Singland [T101,T102] | SINGLAND |  | 52.5898 | -8.4702
MV/LV Substation RI***058 |  | 10 kV | _ | LV | 400 kVA :Kiosk Substation | 0.4 | --> | 0.4 | 0.34 | 11.9 |  | --> | 0.38 | 0 | 0.011115 | 0.40901 | 0 |  | --> | C13 ex SALTHILL | Salthill [T101,T102] | SALTHILL |  | 53.2692 | -9.0761
MV/LV Substation RI***058X |  | 10 kV | _ | LV | 630 kVA :Kiosk Substation | 0.63 | --> | 0.63 | 0.379 | 11.1 |  | --> | 0.5985 | 0 | 0.02223 | 0.5 | 0 |  | --> | C28 ex CABRA | Cabra [T101,T102] | FINGLAS |  | 53.3704 | -6.313
MV/LV Substation RI***059Z |  | 10 kV | _ | LV | 400 kVA :Kiosk Substation | 0.4 | --> | 0.4 | 0 | 0 | Constrained,otherwise capacity available =272kVA. | --> | 0.38 | 0 | 0.018525 | 0.41898 | 0 |  | --> | C22 ex LEIXLIP | Leixlip [T41,T42] | GRIFFINRATH |  | 53.3619 | -6.5159
MV/LV Substation RI***060 |  | 10 kV | _ | LV | 200 kVA :Pole Substation | 0.2 | --> | 0.2 | 0 | 0 | Constrained,otherwise capacity available =164kVA. | --> | 0.19 | 0 | 0 | 0.20539 | 0 |  | --> | C17 ex TUAM NORTH | Tuam North [T41,T42] | CLOON |  | 53.505 | -8.8348
MV/LV Substation RI***062Y |  | 10 kV | _ | LV | 400 kVA :Kiosk Substation | 0.4 | --> | 0.4 | 0 | 0 | Constrained,otherwise capacity available =286kVA. | --> | 0.38 | 0 | 0.034086 | 0.41695 | 0 |  | --> | C12 ex LEIXLIP | Leixlip [T41,T42] | GRIFFINRATH |  | 53.3719 | -6.4894
MV/LV Substation RI***063Y |  | 10 kV | _ | LV | 400 kVA :Kiosk Substation | 0.4 | --> | 0.4 | 0 | 0 | Constrained,otherwise capacity available =309kVA. | --> | 0.38 | 0 | 0.019266 | 0.41359 | 0 |  | --> | C12 ex LEIXLIP | Leixlip [T41,T42] | GRIFFINRATH |  | 53.3725 | -6.4917
MV/LV Substation RI***069X |  | 10 kV | _ | LV | 1000 kVA :Building Structure | 1 | --> | 1 | 0 | 0 | Constrained,otherwise capacity available =500kVA. | --> | 0.95 | 0 | 0.006669 | 0.5 | 0 |  | --> | C18 ex CRANMORE | Cranmore [T41,T42] | SLIGO |  | 54.2714 | -8.468
MV/LV Substation RI***071 |  | 10 kV | _ | LV | 630 kVA :Kiosk Substation | 0.63 | --> | 0.63 | 0.285 | 5.7 |  | --> | 0.5985 | 0 | 0.00741 | 0.5 | 0 |  | --> | C14 ex RAMPARTS | Ramparts [T41,T42] | DUNDALK |  | 54.0026 | -6.4026
MV/LV Substation RI***071X |  | 20 kV | _ | LV | 50 kVA :Pole Substation | 0.05 | --> | 0.05 | 0 | 0 | Constrained,otherwise capacity available =45kVA. | --> | 0.0475 | 0 | 0 | 0.050753 | 0 |  | --> | E15 ex PATRICKSWELL | Patrickswell [T421,T422] | LIMERICK |  | 52.5688 | -8.7688
MV/LV Substation RI***072 |  | 10 kV | _ | LV | 630 kVA :Kiosk Substation | 0.63 | --> | 0.63 | 0 | 0 | Constrained,otherwise capacity available =500kVA. | --> | 0.5985 | 0 | 0.008892 | 0.5 | 0 |  | --> | C16 ex TRAMORE | Tramore [T41,T42] | BUTLERSTOWN |  | 52.1639 | -7.1408
MV/LV Substation RI***072X |  | 10 kV | _ | LV | 100 kVA :Pole Substation | 0.1 | --> | 0.1 | 0.086 | 1.6 |  | --> | 0.095 | 0 | 0 | 0 | 0 | Constrained,otherwise capacity available =102.1kW. | --> | C18 ex FOYNES | Foynes [T41,T42] | RATHKEALE |  | 52.5878 | -9.0667
MV/LV Substation RI***073Y |  | 10 kV | _ | LV | 200 kVA :Kiosk Substation | 0.2 | --> | 0.2 | 0 | 0 | Constrained,otherwise capacity available =138kVA. | --> | 0.19 | 0 | 0.008892 | 0.2092 | 0 |  | --> | C12 ex LEIXLIP | Leixlip [T41,T42] | GRIFFINRATH |  | 53.3741 | -6.4899
MV/LV Substation RI***074Y |  | 10 kV | _ | LV | 400 kVA :Kiosk Substation | 0.4 | --> | 0.4 | 0 | 0 | Constrained,otherwise capacity available =294kVA. | --> | 0.38 | 0 | 0.005928 | 0.41578 | 0 |  | --> | C12 ex LEIXLIP | Leixlip [T41,T42] | GRIFFINRATH |  | 53.3738 | -6.4875
MV/LV Substation RI***076Y |  | 10 kV | _ | LV | 400 kVA :Kiosk Substation | 0.4 | --> | 0.4 | 0 | 0 | Constrained,otherwise capacity available =400kVA. | --> | 0.38 | 0 | 0 | 0.4 | 0 |  | --> | C17 ex KILBARRY | Kilbarry [T101,T43] | KILBARRY |  | 51.9156 | -8.4527
MV/LV Substation RI***076Z |  | 10 kV | _ | LV | 400 kVA :Kiosk Substation | 0.4 | --> | 0.4 | 0 | 0 | Constrained,otherwise capacity available =305kVA. | --> | 0.38 | 0 | 0.02223 | 0.41417 | 0 |  | --> | C11 ex COOLMINE | Coolmine [T41,T42] | FINGLAS |  | 53.3762 | -6.3993
MV/LV Substation RI***077Z |  | 10 kV | _ | LV | 400 kVA :Kiosk Substation | 0.4 | --> | 0.4 | 0 | 0 | Constrained,otherwise capacity available =336kVA. | --> | 0.38 | 0 | 0 | 0.4096 | 0 |  | --> | C11 ex COOLMINE | Coolmine [T41,T42] | FINGLAS |  | 53.3769 | -6.3937
MV/LV Substation RI***078Z |  | 10 kV | _ | LV | 400 kVA :Kiosk Substation | 0.4 | --> | 0.4 | 0 | 0 | Constrained,otherwise capacity available =340kVA. | --> | 0.38 | 0 | 0.002964 | 0 | 0 | Constrained,otherwise capacity available =409kW. | --> | C22 ex PORTLAOISE | Portlaoise [T41,T42] | PORTLAOISE |  | 53.0427 | -7.2671
MV/LV Substation RI***080Z |  | 10 kV | _ | LV | 200 kVA :Kiosk Substation | 0.2 | --> | 0.2 | 0 | 0 | Constrained,otherwise capacity available =100kVA. | --> | 0.19 | 0 | 0.033345 | 0.21464 | 0 |  | --> | C22 ex LEIXLIP | Leixlip [T41,T42] | GRIFFINRATH |  | 53.3613 | -6.52
MV/LV Substation RI***092Y |  | 20 kV | _ | LV | 200 kVA :Pole Substation | 0.2 | --> | 0.2 | 0.148 | 3.5 |  | --> | 0.19 | 0 | 0.038532 | 0 | 0 | Constrained,otherwise capacity available =207.7kW. | --> | E12 ex DUNFIRTH | Dunfirth [T122] | DUNFIRTH |  | 53.4519 | -6.9298
MV/LV Substation RI***095X |  | 20 kV | _ | LV | 200 kVA :Kiosk Substation | 0.2 | --> | 0.2 | 0.154 | 7.2 |  | --> | 0.19 | 0 | 0.011115 | 0.20687 | 0 |  | --> | C06 ex AHANE | Ahane [T102] | AHANE |  | 52.6785 | -8.5088
MV/LV Substation RI***097 |  | 10 kV | _ | LV | 1000 kVA :Building Structure | 1 | --> | 1 | 0 | 0 | Constrained,otherwise capacity available =500kVA. | --> | 0.95 | 0 | 0.004446 | 0.5 | 0 |  | --> | C14 ex PHIBSBORO | Phibsboro [T41,T42] | FINGLAS |  | 53.3508 | -6.2749
MV/LV Substation RI***098X |  | 10 kV | _ | LV | 400 kVA :Building Structure | 0.4 | --> | 0.4 | 0 | 0 | Constrained,otherwise capacity available =400kVA. | --> | 0.38 | 0 | 0 | 0.4 | 0 |  | --> | C20 ex DUNDRUM | Dundrum [T41,T42] | BLACKROCK |  | 53.2867 | -6.2383
MV/LV Substation RI***100X |  | 10 kV | _ | LV | 200 kVA :Kiosk Substation | 0.2 | --> | 0.2 | 0 | 0 | Constrained,otherwise capacity available =64kVA. | --> | 0.19 | 0 | 0.02964 | 0.21964 | 0 |  | --> | C23 ex SWORDS | Swords [T41,T42] | GLASMORE |  | 53.4536 | -6.2314
MV/LV Substation RI***102 |  | 20 kV | _ | LV | 50 kVA :Pole Substation | 0.05 | --> | 0.05 | 0 | 0 | Constrained,otherwise capacity available =41kVA. | --> | 0.0475 | 0 | 0.002964 | 0 | 0 | Constrained,otherwise capacity available =51.3kW. | --> | C13 ex CLOYNE | Cloyne [T41] | MIDLETON |  | 51.8934 | -7.8954
MV/LV Substation RI***109Y |  | 20 kV | _ | LV | 50 kVA :Pole Substation | 0.05 | --> | 0.05 | 0.049 | 2.6 |  | --> | 0.0475 | 0 | 0 | 0.050152 | 0 |  | --> | C17 ex KILLESHANDRA | Killeshandra [T41,T42] | GORTAWEE |  | 54.0726 | -7.6223
MV/LV Substation RI***109Z |  | 20 kV | _ | LV | 200 kVA :Pole Substation | 0.2 | --> | 0.2 | 0 | 0 | Constrained,otherwise capacity available =200kVA. | --> | 0.19 | 0 | 0 | 0.2 | 0 |  | --> | E13 ex BALTINGLASS | Baltinglass [T421,T422] | STRATFORD |  | 52.8862 | -6.7439
MV/LV Substation RI***112 |  | 10 kV | _ | LV | 630 kVA :Building Structure | 0.63 | --> | 0.63 | 0 | 0 | Constrained,otherwise capacity available =500kVA. | --> | 0.5985 | 0 | 0 | 0.5 | 0 |  | --> | C17 ex BELGARD | Belgard [T41,T42] | COOKSTOWN |  | 53.2949 | -6.3764
MV/LV Substation RI***112Z |  | 10 kV | _ | LV | 200 kVA :Kiosk Substation | 0.2 | --> | 0.2 | 0 | 0 | Constrained,otherwise capacity available =129kVA. | --> | 0.19 | 0 | 0.013338 | 0.2105 | 0 |  | --> | C12 ex MORRISTOWN | Morristown [T41,T42] | NEWBRIDGE |  | 53.1903 | -6.7931
MV/LV Substation RI***117X |  | 10 kV | _ | LV | 1000 kVA :Building Structure | 1 | --> | 1 | 0 | 0 | Constrained,otherwise capacity available =500kVA. | --> | 0.95 | 0 | 0 | 0.5 | 0 |  | --> | C14 ex PHIBSBORO | Phibsboro [T41,T42] | FINGLAS |  | 53.3511 | -6.2772
MV/LV Substation RI***117Y |  | 20 kV | _ | LV | 400 kVA :Kiosk Substation | 0.4 | --> | 0.4 | 0.372 | 2.5 |  | --> | 0.38 | 0 | 0 | 0.40423 | 0 |  | --> | E11 ex BAGENALSTOWN | Bagenalstown [T421,T422] | CARLOW |  | 52.703 | -6.9597
MV/LV Substation RI***118Y |  | 20 kV | _ | LV | 400 kVA :Kiosk Substation | 0.4 | --> | 0.4 | 0.313 | 17.8 |  | --> | 0.38 | 0 | 0.022971 | 0.413 | 0 |  | --> | E13 ex BANOGE | Banoge [T121,T122] | BANOGE |  | 52.6389 | -6.2395
MV/LV Substation RI***127 |  | 10 kV | _ | LV | 400 kVA :Building Structure | 0.4 | --> | 0.4 | 0.042007 | 0 | Constrained,otherwise capacity available =338kVA. | --> | 0.38 | 0 | 0 | 0.40931 | 0 |  | --> | C18 ex SHANNON | Shannon [T41,T42] | DRUMLINE |  | 52.7021 | -8.8976
MV/LV Substation RI***129Z |  | 10 kV | _ | LV | 200 kVA :Kiosk Substation | 0.2 | --> | 0.2 | 0 | 0 | Constrained,otherwise capacity available =118kVA. | --> | 0.19 | 0 | 0.027417 | 0.21208 | 0 |  | --> | C11 ex COOLMINE | Coolmine [T41,T42] | FINGLAS |  | 53.3748 | -6.4016
MV/LV Substation RI***131Z |  | 10 kV | _ | LV | 200 kVA :Kiosk Substation | 0.2 | --> | 0.2 | 0 | 0 | Constrained,otherwise capacity available =176kVA. | --> | 0.19 | 0 | 0.002964 | 0.20361 | 0 |  | --> | C30 ex ACADEMY STREET | Academy Street [T421,T422,T44] | NAVAN |  | 53.6452 | -6.67
MV/LV Substation RI***132 |  | 10 kV | _ | LV | 400 kVA :Building Structure | 0.4 | --> | 0.4 | 0.4 | 20.8 |  | --> | 0.38 | 0 | 0 | 0.4 | 0 |  | --> | C23 ex HEUSTON SQUARE | Heuston Square [T101,T102] | INCHICORE 220KV |  | 53.3394 | -6.2981
MV/LV Substation RI***133X |  | 10 kV | _ | LV | 100 kVA :Pole Substation | 0.1 | --> | 0.1 | 0 | 0 | Constrained,otherwise capacity available =75kVA. | --> | 0.095 | 0 | 0 | 0 | 0 | Constrained,otherwise capacity available =103.7kW. | --> | C11 ex KILMALLOCK | Kilmallock [T41,T42] | CHARLEVILLE |  | 52.3878 | -8.5412
MV/LV Substation RI***136X |  | 10 kV | _ | LV | 200 kVA :Kiosk Substation | 0.2 | --> | 0.2 | 0 | 0 | Constrained,otherwise capacity available =93kVA. | --> | 0.19 | 0 | 0.021489 | 0.21562 | 0 |  | --> | E17 ex GLASMORE | Glasmore [T421,T422] | GLASMORE |  | 53.4505 | -6.235
MV/LV Substation RI***137X |  | 10 kV | _ | LV | 630 kVA :Kiosk Substation | 0.63 | --> | 0.63 | 0.5 | 1.3 |  | --> | 0.5985 | 0 | 0 | 0.5 | 0 |  | --> | C18 ex CASTLEREA | Castlerea [T41,T42] | CARRICK ON SHANNON |  | 53.7682 | -8.4936
MV/LV Substation RI***140Y |  | 10 kV | _ | LV | 50 kVA :Pole Substation | 0.05 | --> | 0.05 | 0 | 0 | Constrained,otherwise capacity available =47kVA. | --> | 0.0475 | 0 | 0 | 0.050453 | 0 |  | --> | C26 ex KILBARRY | Kilbarry [T101,T43] | KILBARRY |  | 51.9247 | -8.5036
MV/LV Substation RI***144X |  | 10 kV | _ | LV | 400 kVA :Kiosk Substation | 0.4 | --> | 0.4 | 0 | 0 | Constrained,otherwise capacity available =319kVA. | --> | 0.38 | 0 | 0.015561 | 0.41212 | 0 |  | --> | E17 ex GLASMORE | Glasmore [T421,T422] | GLASMORE |  | 53.4534 | -6.2363
MV/LV Substation RI***146Y |  | 20 kV | _ | LV | 50 kVA :Pole Substation | 0.05 | --> | 0.05 | 0 | 0 | Constrained,otherwise capacity available =37kVA. | --> | 0.0475 | 0 | 0 | 0.051937 | 0 |  | --> | C15 ex KANTURK | Kanturk [T41,T42] | GLENLARA |  | 52.1392 | -8.8549
MV/LV Substation RI***148Y |  | 10 kV | _ | LV | 200 kVA :Kiosk Substation | 0.2 | --> | 0.2 | 0.106 | 4.6 |  | --> | 0.19 | 0 | 0.010374 | 0.21379 | 0 |  | --> | C26 ex CASTLEVIEW | Castleview [T101,T102] | CASTLEVIEW |  | 51.8945 | -8.4049
MV/LV Substation RI***151Y |  | 20 kV | _ | LV | 200 kVA :Pole Substation | 0.2 | --> | 0.2 | 0.169 | 0.4 |  | --> | 0.19 | 0 | 0.004446 | 0.20465 | 0 |  | --> | E15 ex BALLYCONNELL | Ballyconnell [T421,T422] | GORTAWEE |  | 54.1141 | -7.4445
MV/LV Substation RI***153 |  | 10 kV | _ | LV | 400 kVA :Kiosk Substation | 0.4 | --> | 0.4 | 0 | 0 | Constrained,otherwise capacity available =376kVA. | --> | 0.38 | 0 | 0.004446 | 0.40363 | 0 |  | --> | E12 ex KILCARRAGH | Kilcarragh [T421,T422] | BUTLERSTOWN |  | 52.2356 | -7.0616
MV/LV Substation RI***154 |  | 10 kV | _ | LV | 200 kVA :Kiosk Substation | 0.2 | --> | 0.2 | 0 | 0 | Constrained,otherwise capacity available =136kVA. | --> | 0.19 | 0 | 0.016302 | 0.20949 | 0 |  | --> | C20 ex ROSEHILL | Rosehill [T41,T42] | KILKENNY |  | 52.642 | -7.2386
MV/LV Substation RI***155X |  | 10 kV | _ | LV | 400 kVA :Building Structure | 0.4 | --> | 0.4 | 0 | 0 | Constrained,otherwise capacity available =271kVA. | --> | 0.38 | 0 | 0 | 0.41913 | 0 |  | --> | C13 ex LOUGHLINSTOWN | Loughlinstown [T41,T42] | CARRICKMINES |  | 53.2513 | -6.1238
MV/LV Substation RI***160 |  | 10 kV | _ | LV | 400 kVA :Kiosk Substation | 0.4 | --> | 0.4 | 0.258 | 3.9 |  | --> | 0.38 | 0 | 0.011115 | 0.42101 | 0 |  | --> | C23 ex GALWAY 110KV | Galway 110kv [T102,T103] | GALWAY 110KV |  | 53.2876 | -9.031
MV/LV Substation RI***162X |  | 10 kV | _ | LV | 50 kVA :Pole Substation | 0.05 | --> | 0.05 | 0.045 | 0.1 |  | --> | 0.0475 | 0 | 0 | 0.050753 | 0 |  | --> | C14 ex BALLYMAHON | Ballymahon [T41,T42] | ATHLONE |  | 53.6463 | -7.7341
MV/LV Substation RI***165X |  | 20 kV | _ | LV | 400 kVA :Kiosk Substation | 0.4 | --> | 0.4 | 0.376 | 1.6 |  | --> | 0.38 | 0 | 0 | 0.40363 | 0 |  | --> | E11 ex CARRIGALLEN | Carrigallen [T421] | CARRICK ON SHANNON |  | 54.0537 | -7.8026
MV/LV Substation RI***168X |  | 10 kV | _ | LV | 200 kVA :Kiosk Substation | 0.2 | --> | 0.2 | 0 | 0 | Constrained,otherwise capacity available =173kVA. | --> | 0.19 | 0 | 0.002964 | 0.20406 | 0 |  | --> | C18 ex DUNLEER | Dunleer [T41,T42] | DRYBRIDGE |  | 53.8282 | -6.4021
MV/LV Substation RI***169X |  | 10 kV | _ | LV | 400 kVA :Kiosk Substation | 0.4 | --> | 0.4 | 0.331 | 1.3 |  | --> | 0.38 | 0 | 0 | 0.41034 | 0 |  | --> | C18 ex CASTLEREA | Castlerea [T41,T42] | CARRICK ON SHANNON |  | 53.7685 | -8.4952
MV/LV Substation RI***170Y |  | 20 kV | _ | LV | 50 kVA :Pole Substation | 0.05 | --> | 0.05 | 0 | 0 | Constrained,otherwise capacity available =44kVA. | --> | 0.0475 | 0 | 0 | 0.050903 | 0 |  | --> | E18 ex BALLINDERRY | Ballinderry [T41,T422] | MULLINGAR |  | 53.5059 | -7.0736
MV/LV Substation RI***172X |  | 10 kV | _ | LV | 200 kVA :Kiosk Substation | 0.2 | --> | 0.2 | 0.152 | 3.9 |  | --> | 0.19 | 0 | 0 | 0.20716 | 0 |  | --> | C22 ex GALWAY 110KV | Galway 110kv [T102,T103] | GALWAY 110KV |  | 53.2907 | -8.9891
MV/LV Substation RI***181X |  | 10 kV | _ | LV | 400 kVA :Kiosk Substation | 0.4 | --> | 0.4 | 0 | 0 | Constrained,otherwise capacity available =248kVA. | --> | 0.38 | 0 | 0.049647 | 0.42245 | 0 |  | --> | E12 ex GLASMORE | Glasmore [T421,T422] | GLASMORE |  | 53.4548 | -6.2392
MV/LV Substation RI***182X |  | 10 kV | _ | LV | 50 kVA :Pole Substation | 0.05 | --> | 0.05 | 0.04 | 1.1 |  | --> | 0.0475 | 0 | 0.003705 | 0.051496 | 0 |  | --> | C23 ex KILKEE | Kilkee [T41] | TULLABRACK |  | 52.6014 | -9.7075
MV/LV Substation RI***184 |  | 10 kV | _ | LV | 200 kVA :Pole Substation | 0.2 | --> | 0.2 | 0 | 0 | Constrained,otherwise capacity available =157kVA. | --> | 0.19 | 0 | 0 | 0 | 0 | Constrained,otherwise capacity available =206.4kW. | --> | C12 ex KILMALLOCK | Kilmallock [T41,T42] | CHARLEVILLE |  | 52.3996 | -8.5673
MV/LV Substation RI***189X |  | 10 kV | _ | LV | 630 kVA :Kiosk Substation | 0.63 | --> | 0.63 | 0 | 0 | Constrained,otherwise capacity available =500kVA. | --> | 0.5985 | 0 | 0.003705 | 0.5 | 0 |  | --> | E11 ex ASHBOURNE | Ashbourne [T421,T422] | FINGLAS |  | 53.4536 | -6.2902
MV/LV Substation RI***190Z |  | 10 kV | _ | LV | 400 kVA :Kiosk Substation | 0.4 | --> | 0.4 | 0 | 0 | Constrained,otherwise capacity available =319kVA. | --> | 0.38 | 0 | 0.00741 | 0.41212 | 0 |  | --> | E17 ex GLASMORE | Glasmore [T421,T422] | GLASMORE |  | 53.4472 | -6.25
MV/LV Substation RI***191 |  | 10 kV | _ | LV | 400 kVA :Building Structure | 0.4 | --> | 0.4 | 0 | 0 | Constrained,otherwise capacity available =303kVA. | --> | 0.38 | 0 | 0 | 0.41447 | 0 |  | --> | C31 ex CLONSHAUGH | Clonshaugh [T41,T42] | FINGLAS |  | 53.3996 | -6.214
MV/LV Substation RI***192 |  | 10 kV | _ | LV | 400 kVA :Kiosk Substation | 0.4 | --> | 0.4 | 0 | 0 | Constrained,otherwise capacity available =284kVA. | --> | 0.38 | 0 | 0.011115 | 0.41724 | 0 |  | --> | C31 ex CLONSHAUGH | Clonshaugh [T41,T42] | FINGLAS |  | 53.4004 | -6.2112
MV/LV Substation RI***193 |  | 10 kV | _ | LV | 400 kVA :Kiosk Substation | 0.4 | --> | 0.4 | 0 | 0 | Constrained,otherwise capacity available =320kVA. | --> | 0.38 | 0 | 0.009633 | 0.41197 | 0 |  | --> | C31 ex CLONSHAUGH | Clonshaugh [T41,T42] | FINGLAS |  | 53.3981 | -6.2124
MV/LV Substation RI***198 |  | 10 kV | _ | LV | 25 kVA :Pole Substation | 0.025 | --> | 0.025 | 0.024 | 1.1 |  | --> | 0.02375 | 0 | 0 | 0.025151 | 0 |  | --> | C23 ex KILKEE | Kilkee [T41] | TULLABRACK |  | 52.6006 | -9.704
MV/LV Substation RI***203 |  | 20 kV | _ | LV | 50 kVA :Pole Substation | 0.05 | --> | 0.05 | 0.043 | 1.4 |  | --> | 0.0475 | 0 | 0 | 0.051052 | 0 |  | --> | E12 ex CONG | Cong [T421,T422] | CLOON |  | 53.5363 | -9.2923
MV/LV Substation RI***204 |  | 10 kV | _ | LV | 630 kVA :Kiosk Substation | 0.63 | --> | 0.63 | 0.411 | 4.6 |  | --> | 0.5985 | 0 | 0.085215 | 0.5 | 0 |  | --> | C14 ex DUN LAOGHAIRE | Dun Laoghaire [T41,T42] | BLACKROCK |  | 53.2889 | -6.1588
MV/LV Substation RI***207 |  | 10 kV | _ | LV | 400 kVA :Kiosk Substation | 0.4 | --> | 0.4 | 0 | 0 | Constrained,otherwise capacity available =332kVA. | --> | 0.38 | 0 | 0.018525 | 0.4102 | 0 |  | --> | C16 ex TALBOTS INCH | Talbots Inch [T41,T42] | KILKENNY |  | 52.662 | -7.257
MV/LV Substation RI***218X |  | 10 kV | _ | LV | 630 kVA :Building Structure | 0.63 | --> | 0.63 | 0.486 | 2.2 |  | --> | 0.5985 | 0 | 0 | 0.5 | 0 |  | --> | C18 ex KINGSBRIDGE | Kingsbridge [T41,T42] | INCHICORE 220KV |  | 53.3481 | -6.3022
MV/LV Substation RI***220 |  | 10 kV | _ | LV | 400 kVA :Building Structure | 0.4 | --> | 0.4 | 0.37 | 2.3 |  | --> | 0.38 | 0 | 0 | 0.40453 | 0 |  | --> | C11 ex BALLYRICKARD | Ballyrickard [T41,T42] | TRALEE |  | 52.2833 | -9.7075
MV/LV Substation RI***224X |  | 20 kV | _ | LV | 400 kVA :Kiosk Substation | 0.4 | --> | 0.4 | 0.379 | 3.6 |  | --> | 0.38 | 0 | 0 | 0.40318 | 0 |  | --> | E22 ex ENNISCRONE | Enniscrone [T421,T422] | MOY |  | 54.2864 | -8.96
MV/LV Substation RI***225Z |  | 10 kV | _ | LV | 400 kVA :Building Structure | 0.4 | --> | 0.4 | 0 | 0 | Constrained,otherwise capacity available =346kVA. | --> | 0.38 | 0 | 0 | 0.40812 | 0 |  | --> | C12 ex SRAH | Srah [T41,T42] | THORNSBERRY |  | 53.2789 | -7.4927
MV/LV Substation RI***229X |  | 20 kV | _ | LV | 100 kVA :Pole Substation | 0.1 | --> | 0.1 | 0 | 0 | Constrained,otherwise capacity available =93kVA. | --> | 0.095 | 0 | 0 | 0 | 0 | Constrained,otherwise capacity available =101.1kW. | --> | C13 ex DONEGAL | Donegal [T41,T42] | CATHALEENS FALL |  | 54.6218 | -8.0893
MV/LV Substation RI***231Y |  | 10 kV | _ | LV | 1000 kVA :Building Structure | 1 | --> | 1 | 0.5 | 2.4 |  | --> | 0.95 | 0 | 0 | 0.5 | 0 |  | --> | C14 ex GRAIGUE | Graigue [T41,T42] | CARLOW |  | 52.8379 | -6.934
MV/LV Substation RI***238X |  | 20 kV | _ | LV | 400 kVA :Kiosk Substation | 0.4 | --> | 0.4 | 0 | 0 | Constrained,otherwise capacity available =234kVA. | --> | 0.38 | 0 | 0.00741 | 0 | 0 | Constrained,otherwise capacity available =424.5kW. | --> | E20 ex FOXHOLE | Foxhole [T421,T422] | DUNGARVAN |  | 51.9425 | -7.9941
MV/LV Substation RI***239Z |  | 10 kV | _ | LV | 400 kVA :Kiosk Substation | 0.4 | --> | 0.4 | 0 | 0 | Constrained,otherwise capacity available =373kVA. | --> | 0.38 | 0 | 0 | 0.40408 | 0 |  | --> | E11 ex ASHBOURNE | Ashbourne [T421,T422] | FINGLAS |  | 53.4531 | -6.2922
MV/LV Substation RI***245X |  | 10 kV | _ | LV | 50 kVA :Pole Substation | 0.05 | --> | 0.05 | 0.048 | 0.1 |  | --> | 0.0475 | 0 | 0.003705 | 0.050303 | 0 |  | --> | C14 ex BALLYMAHON | Ballymahon [T41,T42] | ATHLONE |  | 53.6282 | -7.6967
MV/LV Substation RI***248X |  | 20 kV | _ | LV | 200 kVA :Kiosk Substation | 0.2 | --> | 0.2 | 0.197 | 9.1 |  | --> | 0.19 | 0 | 0 | 0.20045 | 0 |  | --> | E19 ex ARDNAREE | Ardnaree [T42,T421] | MOY |  | 54.1244 | -9.136
MV/LV Substation RI***248X |  | 20 kV | _ | LV | 50 kVA :Pole Substation | 0.05 | --> | 0.05 | 0 | 0 | Constrained,otherwise capacity available =38kVA. | --> | 0.0475 | 0 | 0 | 0.05179 | 0 |  | --> | C14 ex CARRICK ON SHANNON | Carrick On Shannon [T41,T42] | CARRICK ON SHANNON |  | 53.9884 | -8.0602
MV/LV Substation RI***251 |  | 10 kV | _ | LV | 400 kVA :Kiosk Substation | 0.4 | --> | 0.4 | 0 | 0 | Constrained,otherwise capacity available =270kVA. | --> | 0.38 | 0 | 0.008151 | 0.41403 | 0 |  | --> | C20 ex DOCK ROAD | Dock Road [T41,T42] | LIMERICK |  | 52.6487 | -8.6616
MV/LV Substation RI***254X |  | 10 kV | _ | LV | 400 kVA :Building Structure | 0.4 | --> | 0.4 | 0.378 | 16.1 |  | --> | 0.38 | 0 | 0 | 0.40333 | 0 |  | --> | C12 ex RINGSEND | Ringsend [T101,T102] | POOLBEG |  | 53.3404 | -6.207
MV/LV Substation RI***256X |  | 10 kV | _ | LV | 630 kVA :Building Structure | 0.63 | --> | 0.63 | 0 | 0 | Constrained,otherwise capacity available =500kVA. | --> | 0.5985 | 0 | 0 | 0.5 | 0 |  | --> | C12 ex GLOUCESTER PLACE | Gloucester Place [T41,T42] | MCDERMOTT |  | 53.3515 | -6.252
MV/LV Substation RI***259 |  | 20 kV | _ | LV | 50 kVA :Pole Substation | 0.05 | --> | 0.05 | 0 | 0 | Constrained,otherwise capacity available =32kVA. | --> | 0.0475 | 0 | 0 | 0.052662 | 0 |  | --> | E15 ex WHITECHURCH | Whitechurch [T421,T422] | KILBARRY |  | 51.9543 | -8.5356
MV/LV Substation RI***263Z |  | 10 kV | _ | LV | 1000 kVA :Building Structure | 1 | --> | 1 | 0 | 0 | Constrained,otherwise capacity available =500kVA. | --> | 0.95 | 0 | 0 | 0.5 | 0 |  | --> | C20 ex ROCHES STREET | Roches Street [T41,T42] | LIMERICK |  | 52.6602 | -8.6317
MV/LV Substation RI***266 |  | 10 kV | _ | LV | 630 kVA :Kiosk Substation | 0.63 | --> | 0.63 | 0.457 | 1 |  | --> | 0.5985 | 0 | 0.026676 | 0.5 | 0 |  | --> | C11 ex CORBALLY | Corbally [T41,T42] | ARDNACRUSHA |  | 52.6855 | -8.6103
MV/LV Substation RI***267X |  | 10 kV | _ | LV | 630 kVA :Building Structure | 0.63 | --> | 0.63 | 0.5 | 16.1 |  | --> | 0.5985 | 0 | 0 | 0.5 | 0 |  | --> | C25 ex RINGSEND | Ringsend [T101,T102] | POOLBEG |  | 53.3409 | -6.2037
MV/LV Substation RI***267Z |  | 20 kV | _ | LV | 200 kVA :Kiosk Substation | 0.2 | --> | 0.2 | 0 | 0 | Constrained,otherwise capacity available =150kVA. | --> | 0.19 | 0 | 0 | 0.20745 | 0 |  | --> | E21 ex SLANE | Slane [T421] | DRYBRIDGE |  | 53.7053 | -6.539
MV/LV Substation RI***268X |  | 10 kV | _ | LV | 1000 kVA :Building Structure | 1 | --> | 1 | 0.5 | 2.4 |  | --> | 0.95 | 0 | 0.02964 | 0.5 | 0 |  | --> | C11 ex BRAY | Bray [T41,T42] | FASSAROE |  | 53.1949 | -6.1335
MV/LV Substation RI***277X |  | 10 kV | _ | LV | 1000 kVA :Building Structure | 1 | --> | 1 | 0.5 | 7 |  | --> | 0.95 | 0 | 0 | 0.5 | 0 |  | --> | C31 ex NORTH QUAYS | North Quays [T101,T102,T103] | POOLBEG |  | 53.3579 | -6.2348
MV/LV Substation RI***284Y |  | 10 kV | _ | LV | 400 kVA :Kiosk Substation | 0.4 | --> | 0.4 | 0.364 | 0.8 |  | --> | 0.38 | 0 | 0 | 0.40543 | 0 |  | --> | C21 ex MANOR STREET | Manor Street [T41,T42] | WATERFORD |  | 52.2559 | -7.1162
MV/LV Substation RI***293X |  | 10 kV | _ | LV | 400 kVA :Kiosk Substation | 0.4 | --> | 0.4 | 0 | 0 | Constrained,otherwise capacity available =219kVA. | --> | 0.38 | 0 | 0.028158 | 0.42659 | 0 |  | --> | C34 ex CLONDALKIN | Clondalkin [T41,T42,T44] | INCHICORE 220KV |  | 53.3266 | -6.3903
MV/LV Substation RI***294Y |  | 10 kV | _ | LV | 200 kVA :Kiosk Substation | 0.2 | --> | 0.2 | 0 | 0 | Constrained,otherwise capacity available =137kVA. | --> | 0.19 | 0 | 0.01482 | 0.20935 | 0 |  | --> | C12 ex LEIXLIP | Leixlip [T41,T42] | GRIFFINRATH |  | 53.3668 | -6.487
MV/LV Substation RI***296Y |  | 20 kV | _ | LV | 200 kVA :Kiosk Substation | 0.2 | --> | 0.2 | 0.172 | 3.5 |  | --> | 0.19 | 0 | 0 | 0.20421 | 0 |  | --> | C18 ex DUNDALK | Dundalk [T41,T42] | DUNDALK |  | 54.0211 | -6.4275
MV/LV Substation RI***300X |  | 10 kV | _ | LV | 50 kVA :Pole Substation | 0.05 | --> | 0.05 | 0 | 0 | Constrained,otherwise capacity available =30kVA. | --> | 0.0475 | 0 | 0.006669 | 0.052949 | 0 |  | --> | C23 ex ATHLONE | Athlone [T41,T42] | ATHLONE |  | 53.4378 | -7.9424
MV/LV Substation RI***305Y |  | 20 kV | _ | LV | 50 kVA :Pole Substation | 0.05 | --> | 0.05 | 0.05 | 8.1 |  | --> | 0.0475 | 0 | 0 | 0 | 0 | Constrained,otherwise capacity available =50kW. | --> | E11 ex WESTPORT | Westport [T421,T422] | CASTLEBAR |  | 53.7615 | -9.8079
MV/LV Substation RI***307 |  | 10 kV | _ | LV | 400 kVA :Building Structure | 0.4 | --> | 0.4 | 0.386 | 3.9 |  | --> | 0.38 | 0 | 0.03705 | 0.40212 | 0 |  | --> | C28 ex GALWAY 110KV | Galway 110kv [T102,T103] | GALWAY 110KV |  | 53.2913 | -9.0265
MV/LV Substation RI***308X |  | 10 kV | _ | LV | 400 kVA :Kiosk Substation | 0.4 | --> | 0.4 | 0 | 0 | Constrained,otherwise capacity available =351kVA. | --> | 0.38 | 0 | 0.011115 | 0.40737 | 0 |  | --> | C28 ex CLAREGALWAY | Claregalway [T42,T421] | GALWAY 110KV |  | 53.3448 | -8.941
MV/LV Substation RI***309Y |  | 10 kV | _ | LV | 400 kVA :Kiosk Substation | 0.4 | --> | 0.4 | 0 | 0 | Constrained,otherwise capacity available =329kVA. | --> | 0.38 | 0 | 0 | 0.41064 | 0 |  | --> | C12 ex GRANGE (SR) | Grange (sr) [T41,T42] | BUTLERSTOWN |  | 52.2376 | -7.1131
MV/LV Substation RI***309Z |  | 10 kV | _ | LV | 50 kVA :Pole Substation | 0.05 | --> | 0.05 | 0 | 0 | Constrained,otherwise capacity available =23kVA. | --> | 0.0475 | 0 | 0 | 0.05394 | 0 |  | --> | C15 ex BISHOPSTOWN | Bishopstown [T41,T42] | KILBARRY |  | 51.8919 | -8.539
MV/LV Substation RI***312 |  | 20 kV | _ | LV | 100 kVA :Pole Substation | 0.1 | --> | 0.1 | 0 | 0 | Constrained,otherwise capacity available =70kVA. | --> | 0.095 | 0 | 0 | 0 | 0 | Constrained,otherwise capacity available =104.5kW. | --> | E13 ex CARNDONAGH | Carndonagh [T421,T422] | TRILLICK |  | 55.2619 | -7.4191
MV/LV Substation RI***316Z |  | 10 kV | _ | LV | 630 kVA :Kiosk Substation | 0.63 | --> | 0.63 | 0 | 0 | Constrained,otherwise capacity available =500kVA. | --> | 0.5985 | 0 | 0.002223 | 0.5 | 0 |  | --> | C17 ex CELBRIDGE | Celbridge [T41,T42] | GRIFFINRATH |  | 53.3375 | -6.5377
MV/LV Substation RI***322Y |  | 10 kV | _ | LV | 400 kVA :Kiosk Substation | 0.4 | --> | 0.4 | 0 | 0 | Constrained,otherwise capacity available =317kVA. | --> | 0.38 | 0 | 0.022971 | 0.41241 | 0 |  | --> | C17 ex VIRGINIA | Virginia [T41,T42] | MEATH HILL |  | 53.8381 | -7.086
MV/LV Substation RI***327X |  | 20 kV | _ | LV | 50 kVA :Pole Substation | 0.05 | --> | 0.05 | 0 | 0 | Constrained,otherwise capacity available =40kVA. | --> | 0.0475 | 0 | 0.008151 | 0.051496 | 0 |  | --> | C21 ex CASTLEISLAND | Castleisland [T41,T42] | TRALEE |  | 52.1996 | -9.5688
MV/LV Substation RI***327X |  | 10 kV | _ | LV | 400 kVA :Kiosk Substation | 0.4 | --> | 0.4 | 0.32802 | 0.3 | Constrained,otherwise capacity available =392kVA. | --> | 0.38 | 0 | 0 | 0.40121 | 0 |  | --> | C12 ex ABBEYFEALE | Abbeyfeale [T42] | TRIEN |  | 52.3746 | -9.3102
MV/LV Substation RI***328Z |  | 10 kV | _ | LV | 630 kVA :Building Structure | 0.63 | --> | 0.63 | 0 | 0 | Constrained,otherwise capacity available =500kVA. | --> | 0.5985 | 0 | 0 | 0.5 | 0 |  | --> | C14 ex DENNEHYS CROSS | Dennehys Cross [T41,T42] | TRABEG |  | 51.8972 | -8.5151
MV/LV Substation RI***331 |  | 10 kV | _ | LV | 400 kVA :Kiosk Substation | 0.4 | --> | 0.4 | 0 | 0 | Constrained,otherwise capacity available =342kVA. | --> | 0.38 | 0 | 0.035568 | 0.40871 | 0 |  | --> | C12 ex RIVERSTOWN | Riverstown [T41,T42] | KILBARRY |  | 51.9352 | -8.401
MV/LV Substation RI***332X |  | 10 kV | _ | LV | 50 kVA :Pole Substation | 0.05 | --> | 0.05 | 0.034 | 3.7 |  | --> | 0.0475 | 0 | 0 | 0.052373 | 0 |  | --> | C12 ex KILFLYNN | Kilflynn [T41,T42] | TRALEE |  | 52.3963 | -9.69
MV/LV Substation RI***337 |  | 10 kV | _ | LV | 400 kVA :Kiosk Substation | 0.4 | --> | 0.4 | 0 | 0 | Constrained,otherwise capacity available =287kVA. | --> | 0.38 | 0 | 0.017043 | 0.41681 | 0 |  | --> | C20 ex DUNDRUM | Dundrum [T41,T42] | BLACKROCK |  | 53.2854 | -6.2384
MV/LV Substation RI***338X |  | 20 kV | _ | LV | 50 kVA :Pole Substation | 0.05 | --> | 0.05 | 0 | 0 | Constrained,otherwise capacity available =46kVA. | --> | 0.0475 | 0 | 0 | 0.050604 | 0 |  | --> | E17 ex KILCOLGAN | Kilcolgan [T42,T421] | GALWAY 110KV |  | 53.2119 | -8.8231
MV/LV Substation RI***340 |  | 10 kV | _ | LV | 400 kVA :Kiosk Substation | 0.4 | --> | 0.4 | 0 | 0 | Constrained,otherwise capacity available =266kVA. | --> | 0.38 | 0 | 0.03705 | 0.41985 | 0 |  | --> | C15 ex TUAM NORTH | Tuam North [T41,T42] | CLOON |  | 53.5154 | -8.8643
MV/LV Substation RI***341 |  | 10 kV | _ | LV | 400 kVA :Kiosk Substation | 0.4 | --> | 0.4 | 0 | 0 | Constrained,otherwise capacity available =398kVA. | --> | 0.38 | 0 | 0 | 0.4003 | 0 |  | --> | C15 ex TUAM NORTH | Tuam North [T41,T42] | CLOON |  | 53.515 | -8.8623
MV/LV Substation RI***350Y |  | 10 kV | _ | LV | 400 kVA :Kiosk Substation | 0.4 | --> | 0.4 | 0 | 0 | Constrained,otherwise capacity available =197kVA. | --> | 0.38 | 0 | 0.01482 | 0.42573 | 0 |  | --> | C23 ex TRAMORE | Tramore [T41,T42] | BUTLERSTOWN |  | 52.1678 | -7.1344
MV/LV Substation RI***352Y |  | 10 kV | _ | LV | 400 kVA :Kiosk Substation | 0.4 | --> | 0.4 | 0.338 | 5.8 |  | --> | 0.38 | 0 | 0.003705 | 0.40931 | 0 |  | --> | C14 ex OAKFIELD | Oakfield [T41,T42] | SLIGO |  | 54.209 | -8.5044
MV/LV Substation RI***357Y |  | 10 kV | _ | LV | 630 kVA :Kiosk Substation | 0.63 | --> | 0.63 | 0.5 | 18.7 |  | --> | 0.5985 | 0 | 0 | 0.5 | 0 |  | --> | C19 ex ARKLOW | Arklow [T101,T102] | ARKLOW |  | 52.7986 | -6.1528
MV/LV Substation RI***358Y |  | 10 kV | _ | LV | 400 kVA :Kiosk Substation | 0.4 | --> | 0.4 | 0 | 0 | Constrained,otherwise capacity available =325kVA. | --> | 0.38 | 0 | 0.035568 | 0.41123 | 0 |  | --> | C23 ex POLLERTON | Pollerton [T41,T42] | CARLOW |  | 52.826 | -6.9182
MV/LV Substation RI***362X |  | 10 kV | _ | LV | 200 kVA :Kiosk Substation | 0.2 | --> | 0.2 | 0.145 | 11 |  | --> | 0.19 | 0 | 0 | 0.20818 | 0 |  | --> | C22 ex CLOON | Cloon [T42,T421] | CLOON |  | 53.5116 | -8.8413
MV/LV Substation RI***366Z |  | 10 kV | _ | LV | 630 kVA :Building Structure | 0.63 | --> | 0.63 | 0 | 0 | Constrained,otherwise capacity available =479kVA. | --> | 0.5985 | 0 | 0 | 0.5 | 0 |  | --> | C24 ex BALLYCOOLIN | Ballycoolin [T41,T42,T43] | FINGLAS |  | 53.4031 | -6.3979
MV/LV Substation RI***367Y |  | 20 kV | _ | LV | 400 kVA :Kiosk Substation | 0.4 | --> | 0.4 | 0 | 0 | Constrained,otherwise capacity available =292kVA. | --> | 0.38 | 0 | 0.006669 | 0 | 0 | Constrained,otherwise capacity available =416.1kW. | --> | E11 ex CASTLELYONS | Castlelyons [T421,T422] | BARRYMORE |  | 52.0752 | -8.2818
MV/LV Substation RI***368X |  | 10 kV | _ | LV | 1000 kVA :Building Structure | 1 | --> | 1 | 0.5 | 11 |  | --> | 0.95 | 0 | 0 | 0.5 | 0 |  | --> | C20 ex MISERY HILL | Misery Hill [T101,T102] | POOLBEG |  | 53.3403 | -6.2595
MV/LV Substation RI***375Y |  | 20 kV | _ | LV | 50 kVA :Pole Substation | 0.05 | --> | 0.05 | 0 | 0 | Constrained,otherwise capacity available =43kVA. | --> | 0.0475 | 0 | 0 | 0.051052 | 0 |  | --> | E16 ex JULIANSTOWN | Julianstown [T421,T422] | DRYBRIDGE |  | 53.6489 | -6.2513
MV/LV Substation RI***388 |  | 10 kV | _ | LV | 1000 kVA :Building Structure | 1 | --> | 1 | 0 | 0 | Constrained,otherwise capacity available =500kVA. | --> | 0.95 | 0 | 0 | 0.5 | 0 |  | --> | C19 ex POPPINTREE | Poppintree [T101,T102] | FINGLAS |  | 53.4052 | -6.2711
MV/LV Substation RI***389Z |  | 10 kV | _ | LV | 630 kVA :Kiosk Substation | 0.63 | --> | 0.63 | 0 | 0 | Constrained,otherwise capacity available =500kVA. | --> | 0.5985 | 0 | 0.005928 | 0.5 | 0 |  | --> | C26 ex STEPHENSTOWN | Stephenstown [T101,T102] | FINGLAS |  | 53.5838 | -6.1839
MV/LV Substation RI***395Z |  | 20 kV | _ | LV | 50 kVA :Pole Substation | 0.05 | --> | 0.05 | 0 | 0 | Constrained,otherwise capacity available =44kVA. | --> | 0.0475 | 0 | 0 | 0.050903 | 0 |  | --> | E18 ex GLASMORE | Glasmore [T421,T422] | GLASMORE |  | 53.5214 | -6.209
MV/LV Substation RI***396 |  | 10 kV | _ | LV | 200 kVA :Pole Substation | 0.2 | --> | 0.2 | 0 | 0 | Constrained,otherwise capacity available =166kVA. | --> | 0.19 | 0 | 0 | 0.2051 | 0 |  | --> | C24 ex BALLYCOOLIN | Ballycoolin [T41,T42,T43] | FINGLAS |  | 53.4016 | -6.3779
MV/LV Substation RI***4008 |  | 10 kV | _ | LV | 50 kVA :Pole Substation | 0.05 | --> | 0.05 | 0 | 0 | Constrained,otherwise capacity available =50kVA. | --> | 0.0475 | 0 | 0 | 0.05 | 0 |  | --> | C16 ex LEIXLIP | Leixlip [T41,T42] | GRIFFINRATH |  | 53.3548 | -6.5216
MV/LV Substation RI***4022 |  | 10 kV | _ | LV | 50 kVA :Pole Substation | 0.05 | --> | 0.05 | 0 | 0 | Constrained,otherwise capacity available =50kVA. | --> | 0.0475 | 0 | 0 | 0.05 | 0 |  | --> | C20 ex RAHEEN | Raheen [T41,T42] | LIMERICK |  | 52.6413 | -8.616
MV/LV Substation RI***4045 |  | 10 kV | _ | LV | 400 kVA :Kiosk Substation | 0.4 | --> | 0.4 | 0.381 | 4.5 |  | --> | 0.38 | 0 | 0.020007 | 0.40287 | 0 |  | --> | C18 ex TEMPLEOGUE | Templeogue [T41,T42] | MILLTOWN (DR) |  | 53.2943 | -6.3078
MV/LV Substation RI***4046 |  | 10 kV | _ | LV | 400 kVA :Kiosk Substation | 0.4 | --> | 0.4 | 0 | 0 | Constrained,otherwise capacity available =338kVA. | --> | 0.38 | 0 | 0 | 0.40931 | 0 |  | --> | C14 ex OLDBAWN | Oldbawn [T41,T42] | COOKSTOWN |  | 53.2814 | -6.3754
MV/LV Substation RI***404X |  | 10 kV | _ | LV | 400 kVA :Kiosk Substation | 0.4 | --> | 0.4 | 0 | 0 | Constrained,otherwise capacity available =368kVA. | --> | 0.38 | 0 | 0.014079 | 0.40483 | 0 |  | --> | C22 ex COBH | Cobh [T41,T42] | COW CROSS |  | 51.8461 | -8.3168
MV/LV Substation RI***4057 |  | 10 kV | _ | LV | 630 kVA :Building Structure | 0.63 | --> | 0.63 | 0 | 0 | Constrained,otherwise capacity available =500kVA. | --> | 0.5985 | 0 | 0 | 0.5 | 0 |  | --> | C13 ex GLOUCESTER PLACE | Gloucester Place [T41,T42] | MCDERMOTT |  | 53.3586 | -6.2532
MV/LV Substation RI***4099 |  | 20 kV | _ | LV | 200 kVA :Pole Substation | 0.2 | --> | 0.2 | 0.2 | 1.4 |  | --> | 0.19 | 0 | 0.036309 | 0.2 | 0 |  | --> | E11 ex KILLINICK | Killinick [T421,T422] | WEXFORD |  | 52.1939 | -6.556
MV/LV Substation RI***409Z |  | 10 kV | _ | LV | 200 kVA :Kiosk Substation | 0.2 | --> | 0.2 | 0 | 0 | Constrained,otherwise capacity available =56kVA. | --> | 0.19 | 0 | 0.011856 | 0.22073 | 0 |  | --> | C18 ex ROSEHILL | Rosehill [T41,T42] | KILKENNY |  | 52.6476 | -7.2614
MV/LV Substation RI***4108 |  | 10 kV | _ | LV | 630 kVA :Kiosk Substation | 0.63 | --> | 0.63 | 0 | 0 | Constrained,otherwise capacity available =500kVA. | --> | 0.5985 | 0 | 0.02964 | 0.5 | 0 |  | --> | C15 ex ENNISTYMON | Ennistymon [T41,T42] | ENNIS |  | 52.9394 | -9.2993
MV/LV Substation RI***410Y |  | 10 kV | _ | LV | 630 kVA :Kiosk Substation | 0.63 | --> | 0.63 | 0 | 0 | Constrained,otherwise capacity available =485kVA. | --> | 0.5985 | 0 | 0 | 0.5 | 0 |  | --> | C30 ex ACADEMY STREET | Academy Street [T421,T422,T44] | NAVAN |  | 53.6533 | -6.6807
MV/LV Substation RI***4119 |  | 10 kV | _ | LV | 200 kVA :Kiosk Substation | 0.2 | --> | 0.2 | 0 | 0 | Constrained,otherwise capacity available =161kVA. | --> | 0.19 | 0 | 0.004446 | 0.20584 | 0 |  | --> | C15 ex GORT | Gort [T41,T42] | ENNIS |  | 53.0601 | -8.8097
MV/LV Substation RI***4150 |  | 10 kV | _ | LV | 50 kVA :Pole Substation | 0.05 | --> | 0.05 | 0 | 0 | Constrained,otherwise capacity available =49kVA. | --> | 0.0475 | 0 | 0 | 0.050152 | 0 |  | --> | C32 ex ACADEMY STREET | Academy Street [T421,T422,T44] | NAVAN |  | 53.6442 | -6.6946
MV/LV Substation RI***4156 |  | 10 kV | _ | LV | 50 kVA :Pole Substation | 0.05 | --> | 0.05 | 0 | 0 | Constrained,otherwise capacity available =50kVA. | --> | 0.0475 | 0 | 0 | 0.05 | 0 |  | --> | C11 ex KILSARAN | Kilsaran [T42] | DRYBRIDGE |  | 53.8513 | -6.4364
MV/LV Substation RI***416 |  | 20 kV | _ | LV | 50 kVA :Pole Substation | 0.05 | --> | 0.05 | 0 | 0 | Constrained,otherwise capacity available =40kVA. | --> | 0.0475 | 0 | 0.003705 | 0.051496 | 0 |  | --> | C26 ex STEPHENSTOWN | Stephenstown [T101,T102] | FINGLAS |  | 53.5824 | -6.2305
MV/LV Substation RI***4163 |  | 10 kV | _ | LV | 630 kVA :Kiosk Substation | 0.63 | --> | 0.63 | 0 | 0 | Constrained,otherwise capacity available =500kVA. | --> | 0.5985 | 0 | 0.034086 | 0.5 | 0 |  | --> | C11 ex COOLMINE | Coolmine [T41,T42] | FINGLAS |  | 53.3781 | -6.4017
MV/LV Substation RI***4173 |  | 20 kV | _ | LV | 630 kVA :Kiosk Substation | 0.63 | --> | 0.63 | 0 | 0 | Constrained,otherwise capacity available =500kVA. | --> | 0.5985 | 0 | 0.005928 | 0.37742 | 0 | Constrained,otherwise capacity available =500kW. | --> | C21 ex CASTLEISLAND | Castleisland [T41,T42] | TRALEE |  | 52.2281 | -9.4707
MV/LV Substation RI***4178 |  | 10 kV | _ | LV | 630 kVA :Kiosk Substation | 0.63 | --> | 0.63 | 0 | 0 | Constrained,otherwise capacity available =500kVA. | --> | 0.5985 | 0 | 0.003705 | 0.5 | 0 |  | --> | C24 ex BALLYCOOLIN | Ballycoolin [T41,T42,T43] | FINGLAS |  | 53.3935 | -6.379
MV/LV Substation RI***417X |  | 10 kV | _ | LV | 100 kVA :Pole Substation | 0.1 | --> | 0.1 | 0 | 0 | Constrained,otherwise capacity available =84kVA. | --> | 0.095 | 0 | 0.00741 | 0.1024 | 0 |  | --> | C13 ex SPIDDAL | Spiddal [T42] | SCREEB |  | 53.2565 | -9.3063
MV/LV Substation RI***4190 |  | 10 kV | _ | LV | 400 kVA :Kiosk Substation | 0.4 | --> | 0.4 | 0 | 0 | Constrained,otherwise capacity available =308kVA. | --> | 0.38 | 0 | 0.017784 | 0.41373 | 0 |  | --> | C17 ex KILDARE | Kildare [T41,T42] | NEWBRIDGE |  | 53.1638 | -6.895
MV/LV Substation RI***4207 |  | 10 kV | _ | LV | 630 kVA :Building Structure | 0.63 | --> | 0.63 | 0.5 | 1 |  | --> | 0.5985 | 0 | 0 | 0.5 | 0 |  | --> | C14 ex NEWMARKET (DR) | Newmarket (dr) [T41] | FRANCIS STREET |  | 53.3351 | -6.2943
MV/LV Substation RI***421 |  | 10 kV | _ | LV | 400 kVA :Kiosk Substation | 0.4 | --> | 0.4 | 0.266 | 4.6 |  | --> | 0.38 | 0 | 0.013338 | 0.41985 | 0 |  | --> | C19 ex RINGASKIDDY 110KV | Ringaskiddy 110kv [T42] | BARNAHELY |  | 51.8642 | -8.3332
MV/LV Substation RI***422 |  | 20 kV | _ | LV | 200 kVA :Pole Substation | 0.2 | --> | 0.2 | 0 | 0 | Constrained,otherwise capacity available =102kVA. | --> | 0.19 | 0 | 0.017784 | 0.21436 | 0 |  | --> | E18 ex COLLOONEY | Collooney [T421,T422] | SLIGO |  | 54.1303 | -8.3971
MV/LV Substation RI***4224 |  | 10 kV | _ | LV | 400 kVA :Kiosk Substation | 0.4 | --> | 0.4 | 0.384 | 4.6 |  | --> | 0.38 | 0 | 0 | 0.40242 | 0 |  | --> | C18 ex CASTLEVIEW | Castleview [T101,T102] | CASTLEVIEW |  | 51.9071 | -8.383
MV/LV Substation RI***4232 |  | 10 kV | _ | LV | 630 kVA :Building Structure | 0.63 | --> | 0.63 | 0 | 0 | Constrained,otherwise capacity available =463kVA. | --> | 0.5985 | 0 | 0 | 0.5 | 0 |  | --> | E12 ex GLASMORE | Glasmore [T421,T422] | GLASMORE |  | 53.4529 | -6.2426
MV/LV Substation RI***4234 |  | 10 kV | _ | LV | 400 kVA :Kiosk Substation | 0.4 | --> | 0.4 | 0 | 0 | Constrained,otherwise capacity available =390kVA. | --> | 0.38 | 0 | 0 | 0.40151 | 0 |  | --> | C15 ex BISHOPSTOWN | Bishopstown [T41,T42] | KILBARRY |  | 51.8902 | -8.5394
MV/LV Substation RI***4240 |  | 20 kV | _ | LV | 50 kVA :Pole Substation | 0.05 | --> | 0.05 | 0 | 0 | Constrained,otherwise capacity available =49kVA. | --> | 0.0475 | 0 | 0 | 0 | 0 | Constrained,otherwise capacity available =50.2kW. | --> | E18 ex SPRINGS | Springs [T421,T422] | DUNGARVAN |  | 52.0429 | -7.5695
MV/LV Substation RI***4246 |  | 20 kV | _ | LV | 400 kVA :Kiosk Substation | 0.4 | --> | 0.4 | 0.4 | 17.8 |  | --> | 0.38 | 0 | 0 | 0.4 | 0 |  | --> | E13 ex BANOGE | Banoge [T121,T122] | BANOGE |  | 52.6401 | -6.2375
MV/LV Substation RI***426 |  | 10 kV | _ | LV | 400 kVA :Kiosk Substation | 0.4 | --> | 0.4 | 0 | 0 |  | --> | 0.38 | 0 | 0.028899 | 0.4797 | 0 |  | --> | C11 ex LEESON STREET | Leeson Street [T41,T42] | MILLTOWN (DR) |  | 53.3269 | -6.2614
MV/LV Substation RI***4277 |  | 20 kV | _ | LV | 50 kVA :Pole Substation | 0.05 | --> | 0.05 | 0 | 0 | Constrained,otherwise capacity available =40kVA. | --> | 0.0475 | 0 | 0 | 0.051496 | 0 |  | --> | E18 ex GLASMORE | Glasmore [T421,T422] | GLASMORE |  | 53.5149 | -6.2157
MV/LV Substation RI***4294 |  | 20 kV | _ | LV | 630 kVA :Kiosk Substation | 0.63 | --> | 0.63 | 0 | 0 | Constrained,otherwise capacity available =488kVA. | --> | 0.5985 | 0 | 0.008151 | 0 | 0 | Constrained,otherwise capacity available =500kW. | --> | E13 ex BLESSINGTON | Blessington [T421,T422] | KILTEEL |  | 53.1336 | -6.6203
MV/LV Substation RI***4332 |  | 20 kV | _ | LV | 50 kVA :Pole Substation | 0.05 | --> | 0.05 | 0 | 0 | Constrained,otherwise capacity available =50kVA. | --> | 0.0475 | 0 | 0 | 0 | 0 | Constrained,otherwise capacity available =50kW. | --> | E13 ex BLESSINGTON | Blessington [T421,T422] | KILTEEL |  | 53.1351 | -6.6217
MV/LV Substation RI***4338 |  | 20 kV | _ | LV | 630 kVA :Kiosk Substation | 0.63 | --> | 0.63 | 0.5 | 3.5 |  | --> | 0.5985 | 0 | 0 | 0 | 0 | Constrained,otherwise capacity available =500kW. | --> | E12 ex DUNFIRTH | Dunfirth [T122] | DUNFIRTH |  | 53.4105 | -6.8227
MV/LV Substation RI***4347 |  | 20 kV | _ | LV | 630 kVA :Kiosk Substation | 0.63 | --> | 0.63 | 0 | 0 | Constrained,otherwise capacity available =500kVA. | --> | 0.5985 | 0 | 0.003705 | 0.5 | 0 |  | --> | E21 ex ASHBOURNE | Ashbourne [T421,T422] | FINGLAS |  | 53.4889 | -6.2981
MV/LV Substation RI***4348 |  | 20 kV | _ | LV | 630 kVA :Kiosk Substation | 0.63 | --> | 0.63 | 0.14764 | 0.1 | Constrained,otherwise capacity available =500kVA. | --> | 0.5985 | 0 | 0 | 0.5 | 0 |  | --> | E11 ex KILCULLEN | Kilcullen [T41,T42,T424] | STRATFORD |  | 53.1315 | -6.7362
MV/LV Substation RI***439Y |  | 20 kV | _ | LV | 400 kVA :Kiosk Substation | 0.4 | --> | 0.4 | 0.281 | 7.2 |  | --> | 0.38 | 0 | 0.011856 | 0.41768 | 0 |  | --> | C03 ex AHANE | Ahane [T102] | AHANE |  | 52.6652 | -8.5308
MV/LV Substation RI***443 |  | 10 kV | _ | LV | 400 kVA :Kiosk Substation | 0.4 | --> | 0.4 | 0 | 0 | Constrained,otherwise capacity available =360kVA. | --> | 0.38 | 0 | 0 | 0.40603 | 0 |  | --> | E16 ex DRUMLINE | Drumline [T421,T422] | DRUMLINE |  | 52.7096 | -8.8641
MV/LV Substation RI***445X |  | 10 kV | _ | LV | 400 kVA :Kiosk Substation | 0.4 | --> | 0.4 | 0.386 | 11.9 |  | --> | 0.38 | 0 | 0.005928 | 0.40212 | 0 |  | --> | C22 ex SALTHILL | Salthill [T101,T102] | SALTHILL |  | 53.2742 | -9.1009
MV/LV Substation RI***457 |  | 20 kV | _ | LV | 50 kVA :Pole Substation | 0.05 | --> | 0.05 | 0 | 0 | Constrained,otherwise capacity available =39kVA. | --> | 0.0475 | 0 | 0 | 0.051643 | 0 |  | --> | E17 ex KILCOLGAN | Kilcolgan [T42,T421] | GALWAY 110KV |  | 53.2124 | -8.8174
MV/LV Substation RI***459Y |  | 10 kV | _ | LV | 25 kVA :Pole Substation | 0.025 | --> | 0.025 | 0 | 0 | Constrained,otherwise capacity available =25kVA. | --> | 0.02375 | 0 | 0 | 0.025 | 0 |  | --> | C17 ex AGHAMORE | Aghamore [T41,T42] | LANESBORO |  | 53.7201 | -7.8969
MV/LV Substation RI***4624 |  | 10 kV | _ | LV | 1000 kVA :Building Structure | 1 | --> | 1 | 0.5 | 3 |  | --> | 0.95 | 0 | 0 | 0.5 | 0 |  | --> | C37 ex INCHICORE CENTRAL | Inchicore Central [T43,T45] | INCHICORE 220KV |  | 53.3378 | -6.3153
MV/LV Substation RI***470X |  | 10 kV | _ | LV | 630 kVA :Kiosk Substation | 0.63 | --> | 0.63 | 0.5 | 11.1 |  | --> | 0.5985 | 0 | 0.009633 | 0.5 | 0 |  | --> | C28 ex CABRA | Cabra [T101,T102] | FINGLAS |  | 53.3734 | -6.3112
MV/LV Substation RI***471 |  | 20 kV | _ | LV | 400 kVA :Kiosk Substation | 0.4 | --> | 0.4 | 0.295 | 17.8 |  | --> | 0.38 | 0 | 0 | 0.41564 | 0 |  | --> | E13 ex BANOGE | Banoge [T121,T122] | BANOGE |  | 52.6394 | -6.2363
MV/LV Substation RI***475 |  | 20 kV | _ | LV | 200 kVA :Pole Substation | 0.2 | --> | 0.2 | 0 | 0 | Constrained,otherwise capacity available =160kVA. | --> | 0.19 | 0 | 0.003705 | 0 | 0 | Constrained,otherwise capacity available =206kW. | --> | E18 ex SPRINGS | Springs [T421,T422] | DUNGARVAN |  | 52.0494 | -7.5921
MV/LV Substation RI***481Z |  | 20 kV | _ | LV | 200 kVA :Pole Substation | 0.2 | --> | 0.2 | 0.177 | 1 |  | --> | 0.19 | 0 | 0 | 0.20346 | 0 |  | --> | E17 ex LONGFORD | Longford [T421,T422] | RICHMOND |  | 53.7758 | -7.6553
MV/LV Substation RI***483 |  | 20 kV | _ | LV | 200 kVA :Pole Substation | 0.2 | --> | 0.2 | 0.182 | 0.9 |  | --> | 0.19 | 0 | 0.01482 | 0.20271 | 0 |  | --> | E11 ex KILGARVAN | Kilgarvan [T421] | KNOCKEARAGH |  | 51.8686 | -9.5816
MV/LV Substation RI***483 |  | 10 kV | _ | LV | 200 kVA :Pole Substation | 0.2 | --> | 0.2 | 0.13 | 1.3 |  | --> | 0.19 | 0 | 0.00741 | 0.21036 | 0 |  | --> | C27 ex CLIFDEN | Clifden [T41,T42] | SCREEB |  | 53.4871 | -10.0195
MV/LV Substation RI***486Y |  | 10 kV | _ | LV | 400 kVA :Kiosk Substation | 0.4 | --> | 0.4 | 0.366 | 18.7 |  | --> | 0.38 | 0 | 0 | 0.40513 | 0 |  | --> | C18 ex ARKLOW | Arklow [T101,T102] | ARKLOW |  | 52.8881 | -6.1438
MV/LV Substation RI***487Z |  | 20 kV | _ | LV | 400 kVA :Kiosk Substation | 0.4 | --> | 0.4 | 0 | 0 | Constrained,otherwise capacity available =354kVA. | --> | 0.38 | 0 | 0 | 0.40692 | 0 |  | --> | E18 ex BALTRASNA | Baltrasna [T121,T122] | BALTRASNA |  | 53.5045 | -6.4674
MV/LV Substation RI***490X |  | 20 kV | _ | LV | 630 kVA :Building Structure | 0.63 | --> | 0.63 | 0.498 | 2.8 |  | --> | 0.5985 | 0 | 0.006669 | 0.5 | 0 |  | --> | E12 ex CLARA | Clara [T421,T422] | THORNSBERRY |  | 53.3689 | -7.4999
MV/LV Substation RI***493Z |  | 10 kV | _ | LV | 400 kVA :Kiosk Substation | 0.4 | --> | 0.4 | 0 | 0 | Constrained,otherwise capacity available =312kVA. | --> | 0.38 | 0 | 0 | 0.41315 | 0 |  | --> | C12 ex LEIXLIP | Leixlip [T41,T42] | GRIFFINRATH |  | 53.3719 | -6.4882
MV/LV Substation RI***494X |  | 20 kV | _ | LV | 200 kVA :Pole Substation | 0.2 | --> | 0.2 | 0 | 0 | Constrained,otherwise capacity available =187kVA. | --> | 0.19 | 0 | 0 | 0.20196 | 0 |  | --> | E13 ex BALTINGLASS | Baltinglass [T421,T422] | STRATFORD |  | 52.8895 | -6.7454
MV/LV Substation RI***496Y |  | 10 kV | _ | LV | 400 kVA :Kiosk Substation | 0.4 | --> | 0.4 | 0.301 | 6 |  | --> | 0.38 | 0 | 0.016302 | 0.41476 | 0 |  | --> | C20 ex TRABEG | Trabeg [T101,T102] | TRABEG |  | 51.8781 | -8.4511
MV/LV Substation RI***500Y |  | 10 kV | _ | LV | 630 kVA :Building Structure | 0.63 | --> | 0.63 | 0.5 | 18.7 |  | --> | 0.5985 | 0 | 0 | 0.5 | 0 |  | --> | C19 ex ARKLOW | Arklow [T101,T102] | ARKLOW |  | 52.7988 | -6.1577
MV/LV Substation RI***501X |  | 20 kV | _ | LV | 100 kVA :Pole Substation | 0.1 | --> | 0.1 | 0 | 0 | Constrained,otherwise capacity available =78kVA. | --> | 0.095 | 0 | 0.017784 | 0.10329 | 0 |  | --> | E13 ex BALTINGLASS | Baltinglass [T421,T422] | STRATFORD |  | 52.89 | -6.7288
MV/LV Substation RI***513X |  | 10 kV | _ | LV | 200 kVA :Kiosk Substation | 0.2 | --> | 0.2 | 0 | 0 | Constrained,otherwise capacity available =139kVA. | --> | 0.19 | 0 | 0 | 0.20906 | 0 |  | --> | C15 ex BALLAGHADERREEN | Ballaghaderreen [T41,T42] | TONROE |  | 53.907 | -8.5658
MV/LV Substation RI***513Z |  | 20 kV | _ | LV | 200 kVA :Kiosk Substation | 0.2 | --> | 0.2 | 0.094 | 0.1 |  | --> | 0.19 | 0 | 0.005928 | 0.21548 | 0 |  | --> | E11 ex KILCULLEN | Kilcullen [T41,T42,T424] | STRATFORD |  | 53.1302 | -6.7403
MV/LV Substation RI***515 |  | 10 kV | _ | LV | 200 kVA :Kiosk Substation | 0.2 | --> | 0.2 | 0 | 0 | Constrained,otherwise capacity available =200kVA. | --> | 0.19 | 0 | 0 | 0.2 | 0 |  | --> | C12 ex AGHAMORE | Aghamore [T41,T42] | LANESBORO |  | 53.676 | -7.9882
MV/LV Substation RI***524Y |  | 10 kV | _ | LV | 400 kVA :Building Structure | 0.4 | --> | 0.4 | 0 | 0 | Constrained,otherwise capacity available =393kVA. | --> | 0.38 | 0 | 0 | 0.40106 | 0 |  | --> | C23 ex TRAMORE | Tramore [T41,T42] | BUTLERSTOWN |  | 52.1654 | -7.1346
MV/LV Substation RI***525X |  | 10 kV | _ | LV | 630 kVA :Kiosk Substation | 0.63 | --> | 0.63 | 0.5 | 11.1 |  | --> | 0.5985 | 0 | 0 | 0.5 | 0 |  | --> | C12 ex CABRA | Cabra [T101,T102] | FINGLAS |  | 53.3789 | -6.3203
MV/LV Substation RI***526 |  | 10 kV | _ | LV | 50 kVA :Pole Substation | 0.05 | --> | 0.05 | 0.044 | 6 |  | --> | 0.0475 | 0 | 0 | 0.050903 | 0 |  | --> | C26 ex PELLETSTOWN | Pelletstown [T101,T102] | FINGLAS |  | 53.3826 | -6.3534
MV/LV Substation RI***531X |  | 10 kV | _ | LV | 400 kVA :Kiosk Substation | 0.4 | --> | 0.4 | 0.314 | 3.9 |  | --> | 0.38 | 0 | 0.034086 | 0.41285 | 0 |  | --> | C23 ex GALWAY 110KV | Galway 110kv [T102,T103] | GALWAY 110KV |  | 53.2885 | -9.028
MV/LV Substation RI***534Z |  | 10 kV | _ | LV | 400 kVA :Kiosk Substation | 0.4 | --> | 0.4 | 0 | 0 | Constrained,otherwise capacity available =380kVA. | --> | 0.38 | 0 | 0 | 0.40302 | 0 |  | --> | E17 ex GLASMORE | Glasmore [T421,T422] | GLASMORE |  | 53.4444 | -6.244
MV/LV Substation RI***535Y |  | 20 kV | _ | LV | 630 kVA :Kiosk Substation | 0.63 | --> | 0.63 | 0 | 0 | Constrained,otherwise capacity available =500kVA. | --> | 0.5985 | 0 | 0 | 0 | 0 | Constrained,otherwise capacity available =500kW. | --> | E11 ex CASTLELYONS | Castlelyons [T421,T422] | BARRYMORE |  | 52.0752 | -8.2833
MV/LV Substation RI***537X |  | 10 kV | _ | LV | 200 kVA :Kiosk Substation | 0.2 | --> | 0.2 | 0 | 0 | Constrained,otherwise capacity available =145kVA. | --> | 0.19 | 0 | 0.003705 | 0.20818 | 0 |  | --> | C18 ex STICKILLEN | Stickillen [T41,T42] | DRYBRIDGE |  | 53.8525 | -6.5417
MV/LV Substation RI***544X |  | 10 kV | _ | LV | 200 kVA :Kiosk Substation | 0.2 | --> | 0.2 | 0.106 | 4.5 |  | --> | 0.19 | 0 | 0 | 0.21379 | 0 |  | --> | C21 ex MALLOW | Mallow [T41,T42] | MALLOW |  | 52.1479 | -8.6395
MV/LV Substation RI***547Y |  | 10 kV | _ | LV | 400 kVA :Kiosk Substation | 0.4 | --> | 0.4 | 0 | 0 | Constrained,otherwise capacity available =346kVA. | --> | 0.38 | 0 | 0 | 0.40812 | 0 |  | --> | C23 ex TRAMORE | Tramore [T41,T42] | BUTLERSTOWN |  | 52.1679 | -7.1365
MV/LV Substation RI***548X |  | 20 kV | _ | LV | 100 kVA :Pole Substation | 0.1 | --> | 0.1 | 0.054 | 1.4 |  | --> | 0.095 | 0 | 0 | 0.10675 | 0 |  | --> | E11 ex KILLINICK | Killinick [T421,T422] | WEXFORD |  | 52.1894 | -6.5169
MV/LV Substation RI***549Y |  | 10 kV | _ | LV | 400 kVA :Kiosk Substation | 0.4 | --> | 0.4 | 0.349 | 0.9 |  | --> | 0.38 | 0 | 0 | 0.40767 | 0 |  | --> | C15 ex COES ROAD | Coes Road [T41,T42] | DUNDALK |  | 54.004 | -6.3645
MV/LV Substation RI***550Y |  | 10 kV | _ | LV | 200 kVA :Kiosk Substation | 0.2 | --> | 0.2 | 0.16 | 0.9 |  | --> | 0.19 | 0 | 0.024453 | 0.20598 | 0 |  | --> | C15 ex COES ROAD | Coes Road [T41,T42] | DUNDALK |  | 54.0045 | -6.3513
MV/LV Substation RI***551X |  | 10 kV | _ | LV | 400 kVA :Kiosk Substation | 0.4 | --> | 0.4 | 0 | 0 | Constrained,otherwise capacity available =364kVA. | --> | 0.38 | 0 | 0.008892 | 0.40543 | 0 |  | --> | C23 ex BALLINDERRY | Ballinderry [T41,T422] | MULLINGAR |  | 53.5244 | -7.3066
MV/LV Substation RI***551Y |  | 10 kV | _ | LV | 100 kVA :Pole Substation | 0.1 | --> | 0.1 | 0 | 0 | Constrained,otherwise capacity available =73kVA. | --> | 0.095 | 0 | 0.019266 | 0.10402 | 0 |  | --> | C17 ex VIRGINIA | Virginia [T41,T42] | MEATH HILL |  | 53.8354 | -7.0792
MV/LV Substation RI***553X |  | 20 kV | _ | LV | 200 kVA :Pole Substation | 0.2 | --> | 0.2 | 0.11 | 17.8 |  | --> | 0.19 | 0 | 0 | 0.21322 | 0 |  | --> | E13 ex BANOGE | Banoge [T121,T122] | BANOGE |  | 52.6372 | -6.235
MV/LV Substation RI***554 |  | 20 kV | _ | LV | 50 kVA :Pole Substation | 0.05 | --> | 0.05 | 0.049 | 1.4 |  | --> | 0.0475 | 0 | 0 | 0.050152 | 0 |  | --> | E11 ex KILLINICK | Killinick [T421,T422] | WEXFORD |  | 52.2109 | -6.611
MV/LV Substation RI***557X |  | 20 kV | _ | LV | 50 kVA :Pole Substation | 0.05 | --> | 0.05 | 0 | 0 | Constrained,otherwise capacity available =27kVA. | --> | 0.0475 | 0 | 0.015561 | 0.053377 | 0 |  | --> | C17 ex KINSALE | Kinsale [T41,T42] | BANDON |  | 51.7995 | -8.5778
MV/LV Substation RI***557X |  | 10 kV | _ | LV | 200 kVA :Kiosk Substation | 0.2 | --> | 0.2 | 0 | 0 | Constrained,otherwise capacity available =110kVA. | --> | 0.19 | 0 | 0.00741 | 0.21322 | 0 |  | --> | C11 ex PALMERSTOWN | Palmerstown [T41,T42] | FINGLAS |  | 53.3585 | -6.3768
MV/LV Substation RI***558Y |  | 10 kV | _ | LV | 200 kVA :Kiosk Substation | 0.2 | --> | 0.2 | 0 | 0 | Constrained,otherwise capacity available =110kVA. | --> | 0.19 | 0 | 0.023712 | 0.21322 | 0 |  | --> | C21 ex TALBOTS INCH | Talbots Inch [T41,T42] | KILKENNY |  | 52.669 | -7.2538
MV/LV Substation RI***563 |  | 10 kV | _ | LV | 400 kVA :Kiosk Substation | 0.4 | --> | 0.4 | 0.356 | 1.4 |  | --> | 0.38 | 0 | 0.002964 | 0.40663 | 0 |  | --> | C15 ex RINEANNA | Rineanna [T41,T42] | DRUMLINE |  | 52.707 | -8.8804
MV/LV Substation RI***569 |  | 20 kV | _ | LV | 50 kVA :Pole Substation | 0.05 | --> | 0.05 | 0 | 0 | Constrained,otherwise capacity available =39kVA. | --> | 0.0475 | 0 | 0 | 0.051643 | 0 |  | --> | E11 ex KILCOLGAN | Kilcolgan [T42,T421] | GALWAY 110KV |  | 53.1495 | -9.1186
MV/LV Substation RI***571X |  | 20 kV | _ | LV | 50 kVA :Pole Substation | 0.05 | --> | 0.05 | 0 | 0 | Constrained,otherwise capacity available =38kVA. | --> | 0.0475 | 0 | 0 | 0.05179 | 0 |  | --> | E30 ex LOUGHREA | Loughrea [T41,T42] | SOMERSET |  | 53.237 | -8.679
MV/LV Substation RI***574 |  | 10 kV | _ | LV | 200 kVA :Kiosk Substation | 0.2 | --> | 0.2 | 0 | 0 | Constrained,otherwise capacity available =126kVA. | --> | 0.19 | 0 | 0.003705 | 0.21094 | 0 |  | --> | C20 ex COLLEGE PARK | College Park [T101,T102,T103] | COLLEGE PARK |  | 53.3862 | -6.3711
MV/LV Substation RI***586 |  | 10 kV | _ | LV | 400 kVA :Building Structure | 0.4 | --> | 0.4 | 0.213 | 1.5 |  | --> | 0.38 | 0 | 0.005928 | 0.42744 | 0 |  | --> | C15 ex MARROWBONE LANE | Marrowbone Lane [T42] | INCHICORE 220KV |  | 53.3376 | -6.2948
MV/LV Substation RI***586Z |  | 10 kV | _ | LV | 630 kVA :Kiosk Substation | 0.63 | --> | 0.63 | 0 | 0 | Constrained,otherwise capacity available =500kVA. | --> | 0.5985 | 0 | 0 | 0 | 0 | Constrained,otherwise capacity available =500kW. | --> | C14 ex KNOCKMULLEN | Knockmullen [T42,T421] | GREAT ISLAND |  | 52.3998 | -6.9415
MV/LV Substation RI***592Y |  | 10 kV | _ | LV | 200 kVA :Kiosk Substation | 0.2 | --> | 0.2 | 0 | 0 | Constrained,otherwise capacity available =158kVA. | --> | 0.19 | 0 | 0.002964 | 0.20628 | 0 |  | --> | C17 ex RATHMULLAN | Rathmullan [T41,T42] | DRYBRIDGE |  | 53.7149 | -6.3675
MV/LV Substation RI***599Y |  | 20 kV | _ | LV | 200 kVA :Kiosk Substation | 0.2 | --> | 0.2 | 0.143 | 3.5 |  | --> | 0.19 | 0 | 0.001482 | 0.20848 | 0 |  | --> | E17 ex BUSH | Bush [T421,T422] | DUNDALK |  | 54.0398 | -6.1887
MV/LV Substation RI***600X |  | 10 kV | _ | LV | 50 kVA :Pole Substation | 0.05 | --> | 0.05 | 0 | 0 | Constrained,otherwise capacity available =47kVA. | --> | 0.0475 | 0 | 0 | 0.050453 | 0 |  | --> | C15 ex ORANMORE | Oranmore [T41,T44] | GALWAY 110KV |  | 53.2473 | -8.9509
MV/LV Substation RI***603 |  | 10 kV | _ | LV | 630 kVA :Kiosk Substation | 0.63 | --> | 0.63 | 0.474 | 3.3 |  | --> | 0.5985 | 0 | 0.002223 | 0.5 | 0 |  | --> | C10 ex PEMBROKE | Pembroke [T41,T42,T43,T44] | RINGSEND |  | 53.3407 | -6.2165
MV/LV Substation RI***603Z |  | 20 kV | _ | LV | 200 kVA :Kiosk Substation | 0.2 | --> | 0.2 | 0.179 | 16.1 |  | --> | 0.19 | 0 | 0.003705 | 0.20316 | 0 |  | --> | E21 ex WEXFORD | Wexford [T121,T122] | WEXFORD |  | 52.3933 | -6.3923
MV/LV Substation RI***604 |  | 10 kV | _ | LV | 630 kVA :Kiosk Substation | 0.63 | --> | 0.63 | 0.472 | 3.3 |  | --> | 0.5985 | 0 | 0.024453 | 0.5 | 0 |  | --> | C10 ex PEMBROKE | Pembroke [T41,T42,T43,T44] | RINGSEND |  | 53.3387 | -6.2191
MV/LV Substation RI***605 |  | 10 kV | _ | LV | 630 kVA :Kiosk Substation | 0.63 | --> | 0.63 | 0.5 | 3.9 |  | --> | 0.5985 | 0 | 0 | 0.5 | 0 |  | --> | C28 ex GALWAY 110KV | Galway 110kv [T102,T103] | GALWAY 110KV |  | 53.2893 | -9.025
MV/LV Substation RI***607Z |  | 10 kV | _ | LV | 400 kVA :Kiosk Substation | 0.4 | --> | 0.4 | 0.4 | 6 |  | --> | 0.38 | 0 | 0 | 0.4 | 0 |  | --> | C26 ex PELLETSTOWN | Pelletstown [T101,T102] | FINGLAS |  | 53.3789 | -6.3412
MV/LV Substation RI***611X |  | 20 kV | _ | LV | 100 kVA :Pole Substation | 0.1 | --> | 0.1 | 0 | 0 | Constrained,otherwise capacity available =33kVA. | --> | 0.095 | 0 | 0 | 0.10968 | 0 |  | --> | E18 ex GLASMORE | Glasmore [T421,T422] | GLASMORE |  | 53.5126 | -6.2167
MV/LV Substation RI***618Y |  | 20 kV | _ | LV | 100 kVA :Pole Substation | 0.1 | --> | 0.1 | 0.07 | 0.4 |  | --> | 0.095 | 0 | 0.00741 | 0.10446 | 0 |  | --> | E15 ex BALLYCONNELL | Ballyconnell [T421,T422] | GORTAWEE |  | 54.1258 | -7.4396
MV/LV Substation RI***619Y |  | 20 kV | _ | LV | 100 kVA :Pole Substation | 0.1 | --> | 0.1 | 0.091 | 0.4 |  | --> | 0.095 | 0 | 0.002964 | 0.10136 | 0 |  | --> | E15 ex BALLYCONNELL | Ballyconnell [T421,T422] | GORTAWEE |  | 54.1276 | -7.4433
MV/LV Substation RI***623 |  | 10 kV | _ | LV | 400 kVA :Building Structure | 0.4 | --> | 0.4 | 0.379 | 0.8 |  | --> | 0.38 | 0 | 0 | 0.40318 | 0 |  | --> | C12 ex DONNYBROOK | Donnybrook [T41,T42] | MILLTOWN (DR) |  | 53.3154 | -6.2354
MV/LV Substation RI***623X |  | 20 kV | _ | LV | 50 kVA :Pole Substation | 0.05 | --> | 0.05 | 0 | 0 | Constrained,otherwise capacity available =27kVA. | --> | 0.0475 | 0 | 0 | 0.053377 | 0 |  | --> | E18 ex COLLOONEY | Collooney [T421,T422] | SLIGO |  | 54.1307 | -8.4007
MV/LV Substation RI***630Y |  | 10 kV | _ | LV | 200 kVA :Kiosk Substation | 0.2 | --> | 0.2 | 0 | 0 | Constrained,otherwise capacity available =164kVA. | --> | 0.19 | 0 | 0.024453 | 0 | 0 | Constrained,otherwise capacity available =205.4kW. | --> | C18 ex KNOCKMULLEN | Knockmullen [T42,T421] | GREAT ISLAND |  | 52.3861 | -6.9425
MV/LV Substation RI***632 |  | 20 kV | _ | LV | 50 kVA :Pole Substation | 0.05 | --> | 0.05 | 0 | 0 | Constrained,otherwise capacity available =29kVA. | --> | 0.0475 | 0 | 0.036309 | 0.053092 | 0 |  | --> | E21 ex GLENAMADDY | Glenamaddy [T422] | ATHLONE |  | 53.6171 | -8.7336
MV/LV Substation RI***635X |  | 20 kV | _ | LV | 400 kVA :Kiosk Substation | 0.4 | --> | 0.4 | 0.283 | 17.8 |  | --> | 0.38 | 0 | 0.012597 | 0.41739 | 0 |  | --> | E13 ex BANOGE | Banoge [T121,T122] | BANOGE |  | 52.6424 | -6.2375
MV/LV Substation RI***643X |  | 10 kV | _ | LV | 400 kVA :Kiosk Substation | 0.4 | --> | 0.4 | 0.325 | 1.4 |  | --> | 0.38 | 0 | 0 | 0.41123 | 0 |  | --> | C11 ex CROSSMOLINA | Crossmolina [T41,T42] | MOY |  | 54.1016 | -9.3186
MV/LV Substation RI***644Y |  | 10 kV | _ | LV | 400 kVA :Kiosk Substation | 0.4 | --> | 0.4 | 0 | 0 | Constrained,otherwise capacity available =326kVA. | --> | 0.38 | 0 | 0.011115 | 0.41108 | 0 |  | --> | C15 ex KINSALE | Kinsale [T41,T42] | BANDON |  | 51.7058 | -8.5025
MV/LV Substation RI***646 |  | 20 kV | _ | LV | 100 kVA :Pole Substation | 0.1 | --> | 0.1 | 0.095 | 4.2 |  | --> | 0.095 | 0 | 0 | 0.10076 | 0 |  | --> | E16 ex JENKINSTOWN | Jenkinstown [T421,T422] | DUNDALK |  | 53.9939 | -6.2213
MV/LV Substation RI***648X |  | 10 kV | _ | LV | 1000 kVA :Building Structure | 1 | --> | 1 | 0.5 | 11 |  | --> | 0.95 | 0 | 0 | 0.5 | 0 |  | --> | C22 ex MISERY HILL | Misery Hill [T101,T102] | POOLBEG |  | 53.3457 | -6.2394
MV/LV Substation RI***650X |  | 10 kV | _ | LV | 75 kVA :Pole Substation | 0.075 | --> | 0.075 | 0 | 0 | Constrained,otherwise capacity available =67kVA. | --> | 0.07125 | 0 | 0 | 0.076205 | 0 |  | --> | C17 ex AGHAMORE | Aghamore [T41,T42] | LANESBORO |  | 53.7313 | -7.9061
MV/LV Substation RI***651Y |  | 20 kV | _ | LV | 400 kVA :Building Structure | 0.4 | --> | 0.4 | 0 | 0 | Constrained,otherwise capacity available =320kVA. | --> | 0.38 | 0 | 0.047424 | 0.41197 | 0 |  | --> | C17 ex KYLEERAGH | Kyleeragh [T41,T42] | NENAGH |  | 52.9989 | -8.1277
MV/LV Substation RI***652X |  | 10 kV | _ | LV | 200 kVA :Pole Substation | 0.2 | --> | 0.2 | 0.189 | 5.9 |  | --> | 0.19 | 0 | 0 | 0.20166 | 0 |  | --> | C12 ex CASHEL | Cashel [T41,T42] | CAHIR |  | 52.5068 | -7.8892
MV/LV Substation RI***653X |  | 10 kV | _ | LV | 630 kVA :Building Structure | 0.63 | --> | 0.63 | 0.5 | 5.9 |  | --> | 0.5985 | 0 | 0 | 0.5 | 0 |  | --> | C12 ex CASHEL | Cashel [T41,T42] | CAHIR |  | 52.506 | -7.8897
MV/LV Substation RI***654 |  | 20 kV | _ | LV | 100 kVA :Pole Substation | 0.1 | --> | 0.1 | 0.069 | 1.1 |  | --> | 0.095 | 0 | 0 | 0.1046 | 0 |  | --> | E20 ex BIRR | Birr [T41,T422] | DALLOW |  | 53.0821 | -7.9241
MV/LV Substation RI***661X |  | 20 kV | _ | LV | 400 kVA :Kiosk Substation | 0.4 | --> | 0.4 | 0 | 0 | Constrained,otherwise capacity available =351kVA. | --> | 0.38 | 0 | 0 | 0.40737 | 0 |  | --> | E16 ex MILLTOWN (SR) | Milltown (sr) [T421,T422] | OUGHTRAGH |  | 52.1424 | -9.7179
MV/LV Substation RI***669X |  | 10 kV | _ | LV | 200 kVA :Kiosk Substation | 0.2 | --> | 0.2 | 0 | 0 | Constrained,otherwise capacity available =134kVA. | --> | 0.19 | 0 | 0.011856 | 0.20978 | 0 |  | --> | C11 ex COOLMINE | Coolmine [T41,T42] | FINGLAS |  | 53.3765 | -6.3963
MV/LV Substation RI***674X |  | 20 kV | _ | LV | 630 kVA :Kiosk Substation | 0.63 | --> | 0.63 | 0.5 | 17.8 |  | --> | 0.5985 | 0 | 0.002964 | 0.5 | 0 |  | --> | E13 ex BANOGE | Banoge [T121,T122] | BANOGE |  | 52.6451 | -6.2392
MV/LV Substation RI***678 |  | 20 kV | _ | LV | 400 kVA :Kiosk Substation | 0.4 | --> | 0.4 | 0 | 0 | Constrained,otherwise capacity available =229kVA. | --> | 0.38 | 0 | 0.040755 | 0.42516 | 0 |  | --> | C15 ex KILMONEY | Kilmoney [T41,T42] | TRABEG |  | 51.7717 | -8.495
MV/LV Substation RI***682X |  | 10 kV | _ | LV | 200 kVA :Kiosk Substation | 0.2 | --> | 0.2 | 0 | 0 | Constrained,otherwise capacity available =152kVA. | --> | 0.19 | 0 | 0.002964 | 0.20716 | 0 |  | --> | C18 ex ORANMORE | Oranmore [T41,T44] | GALWAY 110KV |  | 53.2678 | -8.9283
MV/LV Substation RI***683X |  | 10 kV | _ | LV | 630 kVA :Kiosk Substation | 0.63 | --> | 0.63 | 0 | 0 | Constrained,otherwise capacity available =500kVA. | --> | 0.5985 | 0 | 0.011856 | 0.5 | 0 |  | --> | C18 ex ORANMORE | Oranmore [T41,T44] | GALWAY 110KV |  | 53.2664 | -8.927
MV/LV Substation RI***690 |  | 10 kV | _ | LV | 25 kVA :Pole Substation | 0.025 | --> | 0.025 | 0 | 0 | Constrained,otherwise capacity available =25kVA. | --> | 0.02375 | 0 | 0 | 0.025 | 0 |  | --> | C17 ex AGHAMORE | Aghamore [T41,T42] | LANESBORO |  | 53.7221 | -7.9027
MV/LV Substation RI***704X |  | 20 kV | _ | LV | 100 kVA :Pole Substation | 0.1 | --> | 0.1 | 0 | 0 | Constrained,otherwise capacity available =84kVA. | --> | 0.095 | 0 | 0 | 0 | 0 | Constrained,otherwise capacity available =102.4kW. | --> | E15 ex WINDSOR | Windsor [T421,T422] | CASTLEBAR |  | 53.8545 | -9.2732
MV/LV Substation RI***705Y |  | 20 kV | _ | LV | 630 kVA :Kiosk Substation | 0.63 | --> | 0.63 | 0 | 0 | Constrained,otherwise capacity available =460kVA. | --> | 0.5985 | 0 | 0.018525 | 0.5 | 0 |  | --> | C22 ex ATHLONE | Athlone [T41,T42] | ATHLONE |  | 53.4223 | -8.0008
MV/LV Substation RI***706X |  | 10 kV | _ | LV | 50 kVA :Pole Substation | 0.05 | --> | 0.05 | 0.047 | 0.8 |  | --> | 0.0475 | 0 | 0 | 0.050453 | 0 |  | --> | C15 ex MILLTOWN MALBAY | Milltown Malbay [T42] | TULLABRACK |  | 52.8033 | -9.4609
MV/LV Substation RI***710X |  | 10 kV | _ | LV | 630 kVA :Building Structure | 0.63 | --> | 0.63 | 0.499 | 1.9 |  | --> | 0.5985 | 0 | 0 | 0.5 | 0 |  | --> | C16 ex FAIRVIEW | Fairview [T41] | MCDERMOTT |  | 53.3637 | -6.2448
MV/LV Substation RI***716 |  | 10 kV | _ | LV | 50 kVA :Pole Substation | 0.05 | --> | 0.05 | 0 | 0 | Constrained,otherwise capacity available =32kVA. | --> | 0.0475 | 0 | 0.003705 | 0.052662 | 0 |  | --> | C15 ex RIVERSTOWN | Riverstown [T41,T42] | KILBARRY |  | 51.9312 | -8.3875
MV/LV Substation RI***716X |  | 10 kV | _ | LV | 400 kVA :Kiosk Substation | 0.4 | --> | 0.4 | 0 | 0 | Constrained,otherwise capacity available =301kVA. | --> | 0.38 | 0 | 0.002964 | 0.41476 | 0 |  | --> | C17 ex KILBARRY | Kilbarry [T101,T43] | KILBARRY |  | 51.9156 | -8.4528
MV/LV Substation RI***720 |  | 20 kV | _ | LV | 100 kVA :Pole Substation | 0.1 | --> | 0.1 | 0.085 | 7.2 |  | --> | 0.095 | 0 | 0.00741 | 0.10225 | 0 |  | --> | C03 ex AHANE | Ahane [T102] | AHANE |  | 52.6686 | -8.5426
MV/LV Substation RI***723Y |  | 10 kV | _ | LV | 200 kVA :Kiosk Substation | 0.2 | --> | 0.2 | 0 | 0 | Constrained,otherwise capacity available =58kVA. | --> | 0.19 | 0 | 0.068172 | 0.22046 | 0 |  | --> | C18 ex DRYBRIDGE | Drybridge [T41,T42] | DRYBRIDGE |  | 53.7152 | -6.3844
MV/LV Substation RI***724 |  | 20 kV | _ | LV | 200 kVA :Pole Substation | 0.2 | --> | 0.2 | 0.192 | 2.4 |  | --> | 0.19 | 0 | 0.001482 | 0.20121 | 0 |  | --> | C19 ex GRAIGUE | Graigue [T41,T42] | CARLOW |  | 52.814 | -6.9504
MV/LV Substation RI***724Y |  | 10 kV | _ | LV | 400 kVA :Kiosk Substation | 0.4 | --> | 0.4 | 0 | 0 | Constrained,otherwise capacity available =318kVA. | --> | 0.38 | 0 | 0.008892 | 0.41226 | 0 |  | --> | C18 ex DRYBRIDGE | Drybridge [T41,T42] | DRYBRIDGE |  | 53.7158 | -6.388
MV/LV Substation RI***737Z |  | 10 kV | _ | LV | 400 kVA :Kiosk Substation | 0.4 | --> | 0.4 | 0.4 | 4.6 |  | --> | 0.38 | 0 | 0 | 0.4 | 0 |  | --> | C17 ex RINGASKIDDY 110KV | Ringaskiddy 110kv [T42] | BARNAHELY |  | 51.8315 | -8.3297
MV/LV Substation RI***739X |  | 20 kV | _ | LV | 50 kVA :Pole Substation | 0.05 | --> | 0.05 | 0 | 0 | Constrained,otherwise capacity available =45kVA. | --> | 0.0475 | 0 | 0 | 0.050753 | 0 |  | --> | C17 ex KINSALE | Kinsale [T41,T42] | BANDON |  | 51.7957 | -8.5848
MV/LV Substation RI***740 |  | 20 kV | _ | LV | 50 kVA :Pole Substation | 0.05 | --> | 0.05 | 0.036 | 7.2 |  | --> | 0.0475 | 0 | 0 | 0.052083 | 0 |  | --> | C06 ex AHANE | Ahane [T102] | AHANE |  | 52.6803 | -8.5108
MV/LV Substation RI***747Y |  | 20 kV | _ | LV | 400 kVA :Kiosk Substation | 0.4 | --> | 0.4 | 0 | 0 | Constrained,otherwise capacity available =258kVA. | --> | 0.38 | 0 | 0.016302 | 0.42101 | 0 |  | --> | E19 ex EDENDERRY | Edenderry [T421,T422] | BLAKE |  | 53.4547 | -7.0959
MV/LV Substation RI***756 |  | 10 kV | _ | LV | 200 kVA :Building Structure | 0.2 | --> | 0.2 | 0.196 | 0.9 |  | --> | 0.19 | 0 | 0 | 0.20061 | 0 |  | --> | C18 ex WOODFORD | Woodford [T41,T42] | KNOCKEARAGH |  | 52.0495 | -9.507
MV/LV Substation RI***761Y |  | 10 kV | _ | LV | 200 kVA :Building Structure | 0.2 | --> | 0.2 | 0 | 0 | Constrained,otherwise capacity available =184kVA. | --> | 0.19 | 0 | 0 | 0.20241 | 0 |  | --> | C16 ex DERRYCRAMPH | Derrycramph [T41,T42] | SHANKILL |  | 53.9833 | -7.3581
MV/LV Substation RI***769 |  | 10 kV | _ | LV | 200 kVA :Pole Substation | 0.2 | --> | 0.2 | 0 | 0 | Constrained,otherwise capacity available =189kVA. | --> | 0.19 | 0 | 0.003705 | 0.20166 | 0 |  | --> | C17 ex SKIBBEREEN | Skibbereen [T41,T42] | DUNMANWAY |  | 51.5483 | -9.1773
MV/LV Substation RI***773 |  | 10 kV | _ | LV | 400 kVA :Kiosk Substation | 0.4 | --> | 0.4 | 0.209 | 2.4 |  | --> | 0.38 | 0 | 0.02223 | 0.428 | 0 |  | --> | C16 ex BRAY | Bray [T41,T42] | FASSAROE |  | 53.1887 | -6.1324
MV/LV Substation RI***773X |  | 10 kV | _ | LV | 630 kVA :Building Structure | 0.63 | --> | 0.63 | 0.5 | 4.6 |  | --> | 0.5985 | 0 | 0.009633 | 0.5 | 0 |  | --> | C25 ex CASTLEVIEW | Castleview [T101,T102] | CASTLEVIEW |  | 51.8869 | -8.4129
MV/LV Substation RI***773X |  | 20 kV | _ | LV | 50 kVA :Pole Substation | 0.05 | --> | 0.05 | 0 | 0 | Constrained,otherwise capacity available =44kVA. | --> | 0.0475 | 0 | 0 | 0.050903 | 0 |  | --> | E16 ex ACADEMY STREET | Academy Street [T421,T422,T44] | NAVAN |  | 53.5692 | -6.6484
MV/LV Substation RI***775 |  | 10 kV | _ | LV | 200 kVA :Kiosk Substation | 0.2 | --> | 0.2 | 0.106 | 2.4 |  | --> | 0.19 | 0 | 0.022971 | 0.21379 | 0 |  | --> | C19 ex BRAY | Bray [T41,T42] | FASSAROE |  | 53.1923 | -6.1204
MV/LV Substation RI***782 |  | 10 kV | _ | LV | 400 kVA :Building Structure | 0.4 | --> | 0.4 | 0.222 | 3.3 |  | --> | 0.38 | 0 | 0.008151 | 0.42616 | 0 |  | --> | C24 ex PEMBROKE | Pembroke [T41,T42,T43,T44] | RINGSEND |  | 53.3437 | -6.2248
MV/LV Substation RI***787 |  | 10 kV | _ | LV | 200 kVA :Kiosk Substation | 0.2 | --> | 0.2 | 0.122 | 4.6 |  | --> | 0.19 | 0 | 0.018525 | 0.21151 | 0 |  | --> | C14 ex DUN LAOGHAIRE | Dun Laoghaire [T41,T42] | BLACKROCK |  | 53.2912 | -6.1552
MV/LV Substation RI***799X |  | 10 kV | _ | LV | 400 kVA :Building Structure | 0.4 | --> | 0.4 | 0.345 | 2.9 |  | --> | 0.38 | 0 | 0 | 0 | 0 | Constrained,otherwise capacity available =408.3kW. | --> | E21 ex TELAYDON | Telaydon [T42,T421] | LISDRUM |  | 54.2554 | -6.9689
MV/LV Substation RI***803 |  | 10 kV | _ | LV | 200 kVA :Pole Substation | 0.2 | --> | 0.2 | 0.19 | 2.1 |  | --> | 0.19 | 0 | 0 | 0.2 | 0 |  | --> | C13 ex BUTTEVANT | Buttevant [T41,T42] | MALLOW |  | 52.2206 | -8.6089
MV/LV Substation RI***816X |  | 20 kV | _ | LV | 200 kVA :Kiosk Substation | 0.2 | --> | 0.2 | 0.14262 | 0.1 | Constrained,otherwise capacity available =166kVA. | --> | 0.19 | 0 | 0.003705 | 0.2051 | 0 |  | --> | C12 ex CARRIGLAWN | Carriglawn [T41,T42] | WEXFORD |  | 52.35 | -6.4665
MV/LV Substation RI***821Y |  | 10 kV | _ | LV | 400 kVA :Kiosk Substation | 0.4 | --> | 0.4 | 0.399 | 13.8 |  | --> | 0.38 | 0 | 0 | 0.40015 | 0 |  | --> | C13 ex SINGLAND | Singland [T101,T102] | SINGLAND |  | 52.6695 | -8.599
MV/LV Substation RI***833X |  | 10 kV | _ | LV | 200 kVA :Kiosk Substation | 0.2 | --> | 0.2 | 0 | 0 | Constrained,otherwise capacity available =153kVA. | --> | 0.19 | 0 | 0.014079 | 0.20701 | 0 |  | --> | C18 ex ORANMORE | Oranmore [T41,T44] | GALWAY 110KV |  | 53.2665 | -8.9259
MV/LV Substation RI***836Y |  | 10 kV | _ | LV | 400 kVA :Kiosk Substation | 0.4 | --> | 0.4 | 0 | 0 | Constrained,otherwise capacity available =290kVA. | --> | 0.38 | 0 | 0 | 0.41637 | 0 |  | --> | C21 ex PORTARLINGTON | Portarlington [T43] | BLAKE |  | 53.1587 | -7.2044
MV/LV Substation RI***845X |  | 10 kV | _ | LV | 100 kVA :Pole Substation | 0.1 | --> | 0.1 | 0 | 0 | Constrained,otherwise capacity available =80kVA. | --> | 0.095 | 0 | 0.001482 | 0 | 0 | Constrained,otherwise capacity available =103kW. | --> | C17 ex TEMPLEMORE | Templemore [T41,T42] | IKERRIN |  | 52.7925 | -7.8399
MV/LV Substation RI***848Z |  | 10 kV | _ | LV | 200 kVA :Kiosk Substation | 0.2 | --> | 0.2 | 0 | 0 | Constrained,otherwise capacity available =164kVA. | --> | 0.19 | 0 | 0.023712 | 0 | 0 | Constrained,otherwise capacity available =205.4kW. | --> | C15 ex BANTRY | Bantry [T41,T42] | BALLYLICKY |  | 51.7348 | -9.4161
MV/LV Substation RI***849X |  | 10 kV | _ | LV | 200 kVA :Pole Substation | 0.2 | --> | 0.2 | 0 | 0 | Constrained,otherwise capacity available =119kVA. | --> | 0.19 | 0 | 0.025935 | 0 | 0 | Constrained,otherwise capacity available =211.9kW. | --> | C20 ex TEMPLEMORE | Templemore [T41,T42] | IKERRIN |  | 52.7934 | -7.8441
MV/LV Substation RI***852X |  | 20 kV | _ | LV | 400 kVA :Kiosk Substation | 0.4 | --> | 0.4 | 0 | 0 | Constrained,otherwise capacity available =360kVA. | --> | 0.38 | 0 | 0 | 0.40603 | 0 |  | --> | E12 ex BALLINROBE | Ballinrobe [T421,T422] | DALTON |  | 53.6202 | -9.2223
MV/LV Substation RI***854Y |  | 10 kV | _ | LV | 200 kVA :Kiosk Substation | 0.2 | --> | 0.2 | 0 | 0 | Constrained,otherwise capacity available =138kVA. | --> | 0.19 | 0 | 0.045201 | 0.2092 | 0 |  | --> | C20 ex MULGANNON | Mulgannon [T41,T42] | WEXFORD |  | 52.3247 | -6.4764
MV/LV Substation RI***865 |  | 20 kV | _ | LV | 50 kVA :Pole Substation | 0.05 | --> | 0.05 | 0 | 0 | Constrained,otherwise capacity available =49kVA. | --> | 0.0475 | 0 | 0 | 0.050152 | 0 |  | --> | E11 ex KILCOLGAN | Kilcolgan [T42,T421] | GALWAY 110KV |  | 53.1486 | -9.1195
MV/LV Substation RI***866Y |  | 10 kV | _ | LV | 400 kVA :Kiosk Substation | 0.4 | --> | 0.4 | 0 | 0 | Constrained,otherwise capacity available =317kVA. | --> | 0.38 | 0 | 0.024453 | 0.41241 | 0 |  | --> | E17 ex GLASMORE | Glasmore [T421,T422] | GLASMORE |  | 53.4462 | -6.2474
MV/LV Substation RI***872 |  | 10 kV | _ | LV | 1000 kVA :Building Structure | 1 | --> | 1 | 0 | 0 | Constrained,otherwise capacity available =500kVA. | --> | 0.95 | 0 | 0.012597 | 0.5 | 0 |  | --> | C18 ex DUNDRUM | Dundrum [T41,T42] | BLACKROCK |  | 53.3131 | -6.238
MV/LV Substation RI***882 |  | 10 kV | _ | LV | 630 kVA :Building Structure | 0.63 | --> | 0.63 | 0 | 0 | Constrained,otherwise capacity available =500kVA. | --> | 0.5985 | 0 | 0 | 0.5 | 0 |  | --> | C15 ex ORANMORE | Oranmore [T41,T44] | GALWAY 110KV |  | 53.2503 | -8.9737
MV/LV Substation RI***889 |  | 20 kV | _ | LV | 100 kVA :Pole Substation | 0.1 | --> | 0.1 | 0 | 0 | Constrained,otherwise capacity available =72kVA. | --> | 0.095 | 0 | 0.003705 | 0.10417 | 0 |  | --> | C15 ex BALLYHAUNIS | Ballyhaunis [T41,T42] | DALTON |  | 53.6868 | -8.7549
MV/LV Substation RI***904 |  | 10 kV | _ | LV | 400 kVA :Kiosk Substation | 0.4 | --> | 0.4 | 0.24 | 4.5 |  | --> | 0.38 | 0 | 0.028899 | 0.42359 | 0 |  | --> | C14 ex BOGHALL ROAD | Boghall Road [T41,T42] | FASSAROE |  | 53.1861 | -6.1063
MV/LV Substation RI***915X |  | 10 kV | _ | LV | 1000 kVA :Building Structure | 1 | --> | 1 | 0.5 | 1.9 |  | --> | 0.95 | 0 | 0.022971 | 0.5 | 0 |  | --> | C20 ex FAIRVIEW | Fairview [T41] | MCDERMOTT |  | 53.3644 | -6.2425
MV/LV Substation RI***919 |  | 10 kV | _ | LV | 50 kVA :Pole Substation | 0.05 | --> | 0.05 | 0.046 | 2.1 |  | --> | 0.0475 | 0 | 0 | 0.050604 | 0 |  | --> | C13 ex BUTTEVANT | Buttevant [T41,T42] | MALLOW |  | 52.2182 | -8.6083
MV/LV Substation RI***920Y |  | 10 kV | _ | LV | 630 kVA :Building Structure | 0.63 | --> | 0.63 | 0.5 | 9.5 |  | --> | 0.5985 | 0 | 0 | 0.5 | 0 |  | --> | C12 ex BANDON | Bandon [T101,T42] | BANDON |  | 51.7451 | -8.7412
MV/LV Substation RI***921Y |  | 10 kV | _ | LV | 400 kVA :Building Structure | 0.4 | --> | 0.4 | 0.372 | 9.5 |  | --> | 0.38 | 0 | 0 | 0.40423 | 0 |  | --> | C12 ex BANDON | Bandon [T101,T42] | BANDON |  | 51.7448 | -8.7412
MV/LV Substation RI***923 |  | 10 kV | _ | LV | 200 kVA :Kiosk Substation | 0.2 | --> | 0.2 | 0 | 0 | Constrained,otherwise capacity available =126kVA. | --> | 0.19 | 0 | 0.006669 | 0.21094 | 0 |  | --> | C28 ex CLAREGALWAY | Claregalway [T42,T421] | GALWAY 110KV |  | 53.3435 | -8.9457
MV/LV Substation RI***925X |  | 10 kV | _ | LV | 630 kVA :Kiosk Substation | 0.63 | --> | 0.63 | 0.5 | 9.5 |  | --> | 0.5985 | 0 | 0.00741 | 0.5 | 0 |  | --> | C14 ex BANDON | Bandon [T101,T42] | BANDON |  | 51.7409 | -8.7386
MV/LV Substation RI***936Y |  | 10 kV | _ | LV | 400 kVA :Building Structure | 0.4 | --> | 0.4 | 0.347 | 1 |  | --> | 0.38 | 0 | 0.003705 | 0.40797 | 0 |  | --> | C13 ex CORBALLY | Corbally [T41,T42] | ARDNACRUSHA |  | 52.6704 | -8.6291
MV/LV Substation RI***937Y |  | 10 kV | _ | LV | 630 kVA :Building Structure | 0.63 | --> | 0.63 | 0.5 | 5 |  | --> | 0.5985 | 0 | 0 | 0.5 | 0 |  | --> | C19 ex MCDONAGH | Mcdonagh [T41,T42] | KILKENNY |  | 52.6517 | -7.2485
MV/LV Substation RI***942Y |  | 20 kV | _ | LV | 200 kVA :Kiosk Substation | 0.2 | --> | 0.2 | 0 | 0 | Constrained,otherwise capacity available =140kVA. | --> | 0.19 | 0 | 0.020748 | 0.20891 | 0 |  | --> | E19 ex EDENDERRY | Edenderry [T421,T422] | BLAKE |  | 53.4558 | -7.0965
MV/LV Substation RI***944 |  | 10 kV | _ | LV | 400 kVA :Kiosk Substation | 0.4 | --> | 0.4 | 0 | 0 | Constrained,otherwise capacity available =366kVA. | --> | 0.38 | 0 | 0 | 0.40513 | 0 |  | --> | C17 ex AGHAMORE | Aghamore [T41,T42] | LANESBORO |  | 53.7318 | -7.9079
MV/LV Substation RI***944 |  | 20 kV | _ | LV | 50 kVA :Pole Substation | 0.05 | --> | 0.05 | 0.049 | 2.5 |  | --> | 0.0475 | 0 | 0.002964 | 0.050152 | 0 |  | --> | E17 ex BAGENALSTOWN | Bagenalstown [T421,T422] | CARLOW |  | 52.7491 | -7.0543
MV/LV Substation RI***963 |  | 20 kV | _ | LV | 50 kVA :Pole Substation | 0.05 | --> | 0.05 | 0 | 0 | Constrained,otherwise capacity available =49kVA. | --> | 0.0475 | 0 | 0 | 0.050152 | 0 |  | --> | E18 ex PATRICKSWELL | Patrickswell [T421,T422] | LIMERICK |  | 52.586 | -8.6942
MV/LV Substation RI***963X |  | 20 kV | _ | LV | 200 kVA :Kiosk Substation | 0.2 | --> | 0.2 | 0.127 | 17.8 |  | --> | 0.19 | 0 | 0.011115 | 0.21079 | 0 |  | --> | E13 ex BANOGE | Banoge [T121,T122] | BANOGE |  | 52.6411 | -6.2387
MV/LV Substation RI***968 |  | 10 kV | _ | LV | 200 kVA :Kiosk Substation | 0.2 | --> | 0.2 | 0 | 0 | Constrained,otherwise capacity available =102kVA. | --> | 0.19 | 0 | 0.01482 | 0.21436 | 0 |  | --> | C28 ex CLAREGALWAY | Claregalway [T42,T421] | GALWAY 110KV |  | 53.3442 | -8.9468
MV/LV Substation RI***968 |  | 20 kV | _ | LV | 50 kVA :Pole Substation | 0.05 | --> | 0.05 | 0 | 0 | Constrained,otherwise capacity available =43kVA. | --> | 0.0475 | 0 | 0 | 0.051052 | 0 |  | --> | E18 ex GLASMORE | Glasmore [T421,T422] | GLASMORE |  | 53.5189 | -6.2325
MV/LV Substation RI***969 |  | 10 kV | _ | LV | 200 kVA :Kiosk Substation | 0.2 | --> | 0.2 | 0 | 0 | Constrained,otherwise capacity available =166kVA. | --> | 0.19 | 0 | 0 | 0.2051 | 0 |  | --> | C20 ex DUNDRUM | Dundrum [T41,T42] | BLACKROCK |  | 53.2874 | -6.2415
MV/LV Substation RI***979 |  | 10 kV | _ | LV | 50 kVA :Pole Substation | 0.05 | --> | 0.05 | 0.05 | 0.3 |  | --> | 0.0475 | 0 | 0 | 0.05 | 0 |  | --> | C17 ex BANAGHER | Banagher [T41,T42] | DALLOW |  | 53.1995 | -8.1424
MV/LV Substation RI***983 |  | 20 kV | _ | LV | 100 kVA :Pole Substation | 0.1 | --> | 0.1 | 0.081 | 0.9 |  | --> | 0.095 | 0 | 0 | 0.10284 | 0 |  | --> | E11 ex KILGARVAN | Kilgarvan [T421] | KNOCKEARAGH |  | 51.8689 | -9.5785
MV/LV Substation RI***987X |  | 10 kV | _ | LV | 400 kVA :Building Structure | 0.4 | --> | 0.4 | 0.359 | 3.1 |  | --> | 0.38 | 0 | 0.017043 | 0.40618 | 0 |  | --> | C22 ex BELLFIELD | Bellfield [T41,T42] | CRANE |  | 52.4972 | -6.5668
MV/LV Substation RI***991 |  | 10 kV | _ | LV | 400 kVA :Kiosk Substation | 0.4 | --> | 0.4 | 0.342 | 1.9 |  | --> | 0.38 | 0 | 0 | 0.40871 | 0 |  | --> | C16 ex FAIRVIEW | Fairview [T41] | MCDERMOTT |  | 53.3661 | -6.2452
MV/LV Substation RI***999 |  | 10 kV | _ | LV | 400 kVA :Kiosk Substation | 0.4 | --> | 0.4 | 0.263 | 2.3 |  | --> | 0.38 | 0 | 0.024453 | 0.42029 | 0 |  | --> | E18 ex MOY | Moy [T421,T422] | MOY |  | 54.1233 | -9.1394
MV/LV Substation RK***4040 |  | 20 kV | _ | LV | 50 kVA :Pole Substation | 0.05 | --> | 0.05 | 0 | 0 | Constrained,otherwise capacity available =37kVA. | --> | 0.0475 | 0 | 0 | 0.051937 | 0 |  | --> | C15 ex DELVIN | Delvin [T41,T42] | MULLINGAR |  | 53.5242 | -7.1571
MV/LV Substation RM***126X |  | 10 kV | _ | LV | 200 kVA :Kiosk Substation | 0.2 | --> | 0.2 | 0.2 | 13.4 |  | --> | 0.19 | 0 | 0 | 0.2 | 0 |  | --> | C14 ex POTTERY ROAD | Pottery Road [T101,T102] | CARRICKMINES |  | 53.2763 | -6.1614
MV/LV Substation RM***149Z |  | 20 kV | _ | LV | 200 kVA :Kiosk Substation | 0.2 | --> | 0.2 | 0 | 0 | Constrained,otherwise capacity available =184kVA. | --> | 0.19 | 0 | 0 | 0.20241 | 0 |  | --> | E19 ex SLANE | Slane [T421] | DRYBRIDGE |  | 53.7502 | -6.5619
MV/LV Substation RM***4074 |  | 10 kV | _ | LV | 400 kVA :Kiosk Substation | 0.4 | --> | 0.4 | 0.4 | 3.3 |  | --> | 0.38 | 0 | 0 | 0.4 | 0 |  | --> | C14 ex LLOYD | Lloyd [T41,T42] | NAVAN |  | 53.7382 | -6.9017
MV/LV Substation RN***621Z |  | 10 kV | _ | LV | 630 kVA :Building Structure | 0.63 | --> | 0.63 | 0 | 0 | Constrained,otherwise capacity available =500kVA. | --> | 0.5985 | 0 | 0 | 0.5 | 0 |  | --> | C20 ex MOUNTGORRY | Mountgorry [T41,T42] | GRANGE (DR) |  | 53.4444 | -6.2196
MV/LV Substation RN***976 |  | 20 kV | _ | LV | 100 kVA :Pole Substation | 0.1 | --> | 0.1 | 0.096 | 2 |  | --> | 0.095 | 0 | 0.003705 | 0.10061 | 0 |  | --> | E15 ex MOHILL | Mohill [T421,T422] | CARRICK ON SHANNON |  | 54.0488 | -7.8014
MV/LV Substation RO***001 |  | 10 kV | _ | LV | 400 kVA :Kiosk Substation | 0.4 | --> | 0.4 | 0.173 | 1.9 |  | --> | 0.38 | 0 | 0.00741 | 0 | 0 | Constrained,otherwise capacity available =433.1kW. | --> | C13 ex TURLOUGH ROAD | Turlough Road [T41,T42] | CASTLEBAR |  | 53.855 | -9.2981
MV/LV Substation RO***001 |  | 10 kV | _ | LV | 400 kVA :Kiosk Substation | 0.4 | --> | 0.4 | 0.267 | 3.8 |  | --> | 0.38 | 0 | 0.002964 | 0.41971 | 0 |  | --> | C20 ex WATERFORD | Waterford [T41,T42] | WATERFORD |  | 52.2626 | -7.124
MV/LV Substation RO***001Z |  | 10 kV | _ | LV | 630 kVA :Kiosk Substation | 0.63 | --> | 0.63 | 0.5 | 5.9 |  | --> | 0.5985 | 0 | 0.011115 | 0.5 | 0 |  | --> | C17 ex CASHEL | Cashel [T41,T42] | CAHIR |  | 52.5119 | -7.8963
MV/LV Substation RO***002 |  | 10 kV | _ | LV | 200 kVA :Kiosk Substation | 0.2 | --> | 0.2 | 0.195 | 7.8 |  | --> | 0.19 | 0 | 0 | 0.20076 | 0 |  | --> | C11 ex CARROWBEG | Carrowbeg [T41,T42] | CARROWBEG |  | 53.8017 | -9.5561
MV/LV Substation RO***002X |  | 10 kV | _ | LV | 200 kVA :Pole Substation | 0.2 | --> | 0.2 | 0 | 0 | Constrained,otherwise capacity available =191kVA. | --> | 0.19 | 0 | 0 | 0.20136 | 0 |  | --> | C12 ex SKIBBEREEN | Skibbereen [T41,T42] | DUNMANWAY |  | 51.5527 | -9.2589
MV/LV Substation RO***003 |  | 10 kV | _ | LV | 400 kVA :Kiosk Substation | 0.4 | --> | 0.4 | 0 | 0 | Constrained,otherwise capacity available =365kVA. | --> | 0.38 | 0 | 0 | 0.40528 | 0 |  | --> | C12 ex FORTUNESTOWN | Fortunestown [T101,T102] | INCHICORE 220KV |  | 53.2891 | -6.4018
MV/LV Substation RO***003 |  | 10 kV | _ | LV | 400 kVA :Kiosk Substation | 0.4 | --> | 0.4 | 0 | 0 | Constrained,otherwise capacity available =166kVA. | --> | 0.38 | 0 | 0 | 0.43404 | 0 |  | --> | C19 ex MULGANNON | Mulgannon [T41,T42] | WEXFORD |  | 52.3357 | -6.4623
MV/LV Substation RO***003 |  | 10 kV | _ | LV | 200 kVA :Pole Substation | 0.2 | --> | 0.2 | 0 | 0 | Constrained,otherwise capacity available =170kVA. | --> | 0.19 | 0 | 0 | 0 | 0 | Constrained,otherwise capacity available =204.5kW. | --> | C20 ex TEMPLEMORE | Templemore [T41,T42] | IKERRIN |  | 52.8014 | -7.8317
MV/LV Substation RO***005 |  | 10 kV | _ | LV | 50 kVA :Pole Substation | 0.05 | --> | 0.05 | 0 | 0 | Constrained,otherwise capacity available =49kVA. | --> | 0.0475 | 0 | 0 | 0.050152 | 0 |  | --> | C11 ex ATHENRY | Athenry [T41,T42] | GALWAY 110KV |  | 53.2637 | -8.7586
MV/LV Substation RO***005 |  | 10 kV | _ | LV | 400 kVA :Kiosk Substation | 0.4 | --> | 0.4 | 0 | 0 | Constrained,otherwise capacity available =272kVA. | --> | 0.38 | 0 | 0.026676 | 0.41898 | 0 |  | --> | C12 ex TRAMORE | Tramore [T41,T42] | BUTLERSTOWN |  | 52.1595 | -7.1667
MV/LV Substation RO***009 |  | 10 kV | _ | LV | 400 kVA :Kiosk Substation | 0.4 | --> | 0.4 | 0.195 | 0.2 |  | --> | 0.38 | 0 | 0.006669 | 0 | 0 | Constrained,otherwise capacity available =430kW. | --> | C27 ex ROSBERCON | Rosbercon [T41,T42] | WATERFORD |  | 52.3988 | -6.9517
MV/LV Substation RO***009 |  | 10 kV | _ | LV | 200 kVA :Building Structure | 0.2 | --> | 0.2 | 0 | 0 | Constrained,otherwise capacity available =21kVA. | --> | 0.19 | 0 | 0.003705 | 0.22543 | 0 |  | --> | C17 ex LOUGHTAGALLA | Loughtagalla [T41,T42] | THURLES |  | 52.6804 | -7.8152
MV/LV Substation RO***010 |  | 10 kV | _ | LV | 630 kVA :Kiosk Substation | 0.63 | --> | 0.63 | 0 | 0 | Constrained,otherwise capacity available =499kVA. | --> | 0.5985 | 0 | 0.012597 | 0.5 | 0 |  | --> | C12 ex TOGHER | Togher [T41,T42] | TRABEG |  | 51.8803 | -8.4913
MV/LV Substation RO***010 |  | 10 kV | _ | LV | 50 kVA :Pole Substation | 0.05 | --> | 0.05 | 0.032 | 12.2 |  | --> | 0.0475 | 0 | 0.003705 | 0.052662 | 0 |  | --> | C19 ex BALLYBEG | Ballybeg [T101,T102] | CARRICKMINES |  | 53.0051 | -6.0964
MV/LV Substation RO***011 |  | 10 kV | _ | LV | 200 kVA :Pole Substation | 0.2 | --> | 0.2 | 0.139 | 2.2 |  | --> | 0.19 | 0 | 0 | 0.20906 | 0 |  | --> | C13 ex CASTLETOWNROCHE | Castletownroche [T41] | MALLOW |  | 52.1456 | -8.5156
MV/LV Substation RO***011 |  | 10 kV | _ | LV | 630 kVA :Building Structure | 0.63 | --> | 0.63 | 0 | 0 |  | --> | 0.5985 | 0 | 0.001482 | 0.5 | 0 |  | --> | C15 ex ROCHES STREET | Roches Street [T41,T42] | LIMERICK |  | 52.6613 | -8.6264
MV/LV Substation RO***011X |  | 20 kV | _ | LV | 50 kVA :Pole Substation | 0.05 | --> | 0.05 | 0.044 | 0.9 |  | --> | 0.0475 | 0 | 0.012597 | 0.050903 | 0 |  | --> | E11 ex KILGARVAN | Kilgarvan [T421] | KNOCKEARAGH |  | 51.9032 | -9.4453
MV/LV Substation RO***011Z |  | 10 kV | _ | LV | 200 kVA :Kiosk Substation | 0.2 | --> | 0.2 | 0 | 0 | Constrained,otherwise capacity available =163kVA. | --> | 0.19 | 0 | 0.005928 | 0.20554 | 0 |  | --> | C12 ex MORNINGTON ROAD | Mornington Road [T41,T42] | DRYBRIDGE |  | 53.7095 | -6.3185
MV/LV Substation RO***013 |  | 10 kV | _ | LV | 630 kVA :Building Structure | 0.63 | --> | 0.63 | 0.5 | 0.9 |  | --> | 0.5985 | 0 | 0 | 0 | 0 | Constrained,otherwise capacity available =500kW. | --> | C18 ex SPA ROAD | Spa Road [T41,T42] | DOON |  | 52.3551 | -7.6763
MV/LV Substation RO***013X |  | 10 kV | _ | LV | 400 kVA :Kiosk Substation | 0.4 | --> | 0.4 | 0.308 | 4.3 |  | --> | 0.38 | 0 | 0.002964 | 0.41373 | 0 |  | --> | C19 ex DEANSGRANGE | Deansgrange [T41,T42] | CARRICKMINES |  | 53.2887 | -6.1636
MV/LV Substation RO***014X |  | 20 kV | _ | LV | 200 kVA :Kiosk Substation | 0.2 | --> | 0.2 | 0 | 0 | Constrained,otherwise capacity available =156kVA. | --> | 0.19 | 0 | 0.016302 | 0 | 0 | Constrained,otherwise capacity available =206.6kW. | --> | E20 ex KILLYBEGS | Killybegs [T422] | BINBANE |  | 54.6356 | -8.4553
MV/LV Substation RO***014Y |  | 20 kV | _ | LV | 400 kVA :Kiosk Substation | 0.4 | --> | 0.4 | 0.347 | 1.1 |  | --> | 0.38 | 0 | 0.006669 | 0.40797 | 0 |  | --> | E18 ex BIRR | Birr [T41,T422] | DALLOW |  | 53.0922 | -7.8911
MV/LV Substation RO***016 |  | 10 kV | _ | LV | 400 kVA :Kiosk Substation | 0.4 | --> | 0.4 | 0.255 | 9.1 |  | --> | 0.38 | 0 | 0.010374 | 0.42144 | 0 |  | --> | C17 ex CENTRE PARK ROAD | Marina [T105,T106] | MARINA |  | 51.9033 | -8.4475
MV/LV Substation RO***016Y |  | 20 kV | _ | LV | 200 kVA :Pole Substation | 0.2 | --> | 0.2 | 0 | 0 | Constrained,otherwise capacity available =164kVA. | --> | 0.19 | 0 | 0 | 0 | 0 | Constrained,otherwise capacity available =205.4kW. | --> | E11 ex MACROOM | Macroom [T422] | MACROOM |  | 51.9208 | -8.821
MV/LV Substation RO***017 |  | 10 kV | _ | LV | 200 kVA :Pole Substation | 0.2 | --> | 0.2 | 0.176 | 3.1 |  | --> | 0.19 | 0 | 0 | 0.20361 | 0 |  | --> | C11 ex BELLFIELD | Bellfield [T41,T42] | CRANE |  | 52.5014 | -6.5763
MV/LV Substation RO***018Z |  | 10 kV | _ | LV | 630 kVA :Building Structure | 0.63 | --> | 0.63 | 0 | 0 | Constrained,otherwise capacity available =500kVA. | --> | 0.5985 | 0 | 0 | 0 | 0 | Constrained,otherwise capacity available =500kW. | --> | C19 ex DRUMBEAR | Drumbear [T41,T42] | LISDRUM |  | 54.2411 | -6.9843
MV/LV Substation RO***019X |  | 10 kV | _ | LV | 400 kVA :Building Structure | 0.4 | --> | 0.4 | 0 | 0 | Constrained,otherwise capacity available =320kVA. | --> | 0.38 | 0 | 0.002223 | 0.41197 | 0 |  | --> | C13 ex LITTLE BRAY | Little Bray [T41,T42] | FASSAROE |  | 53.2083 | -6.1161
MV/LV Substation RO***020 |  | 10 kV | _ | LV | 200 kVA :Kiosk Substation | 0.2 | --> | 0.2 | 0.167 | 13.9 |  | --> | 0.19 | 0 | 0 | 0.20495 | 0 |  | --> | C18 ex CENTRAL PARK | Central Park [T101,T102] | CARRICKMINES |  | 53.2696 | -6.2074
MV/LV Substation RO***021X |  | 10 kV | _ | LV | 400 kVA :Kiosk Substation | 0.4 | --> | 0.4 | 0.26 | 0.5 |  | --> | 0.38 | 0 | 0.012597 | 0 | 0 | Constrained,otherwise capacity available =420.7kW. | --> | C20 ex KILMARTIN | Kilmartin [T41] | ARKLOW |  | 53.064 | -6.2254
MV/LV Substation RO***021Y |  | 10 kV | _ | LV | 400 kVA :Kiosk Substation | 0.4 | --> | 0.4 | 0 | 0 | Constrained,otherwise capacity available =385kVA. | --> | 0.38 | 0 | 0 | 0.40227 | 0 |  | --> | C11 ex GRANGE (DR) | Grange (dr) [T41,T42] | GRANGE (DR) |  | 53.3934 | -6.1489
MV/LV Substation RO***022X |  | 10 kV | _ | LV | 400 kVA :Building Structure | 0.4 | --> | 0.4 | 0.4 | 1 |  | --> | 0.38 | 0 | 0 | 0 | 0 | Constrained,otherwise capacity available =400kW. | --> | C17 ex BOYLE | Boyle [T41,T42] | CARRICK ON SHANNON |  | 53.9644 | -8.2539
MV/LV Substation RO***023Y |  | 10 kV | _ | LV | 200 kVA :Kiosk Substation | 0.2 | --> | 0.2 | 0.172 | 2.2 |  | --> | 0.19 | 0 | 0.006669 | 0.20421 | 0 |  | --> | C11 ex BALLINASLOE | Ballinasloe [T41,T42] | SOMERSET |  | 53.3299 | -8.1959
MV/LV Substation RO***024X |  | 10 kV | _ | LV | 400 kVA :Kiosk Substation | 0.4 | --> | 0.4 | 0.15247 | 0.2 | Constrained,otherwise capacity available =361kVA. | --> | 0.38 | 0 | 0.01482 | 0.40588 | 0 |  | --> | C13 ex SANDYFORD | Sandyford [T41,T42] | CARRICKMINES |  | 53.2709 | -6.2546
MV/LV Substation RO***025 |  | 10 kV | _ | LV | 200 kVA :Pole Substation | 0.2 | --> | 0.2 | 0 | 0 | Constrained,otherwise capacity available =157kVA. | --> | 0.19 | 0 | 0.004446 | 0.20643 | 0 |  | --> | C18 ex CAVAN | Cavan [T42,T421] | SHANKILL |  | 53.9986 | -7.3745
MV/LV Substation RO***027X |  | 10 kV | _ | LV | 400 kVA :Kiosk Substation | 0.4 | --> | 0.4 | 0.379 | 4.4 |  | --> | 0.38 | 0 | 0 | 0.40318 | 0 |  | --> | C18 ex KINGSCOURT | Kingscourt [T41,T42] | MEATH HILL |  | 53.905 | -6.8122
MV/LV Substation RO***031 |  | 10 kV | _ | LV | 100 kVA :Pole Substation | 0.1 | --> | 0.1 | 0.095 | 0.3 |  | --> | 0.095 | 0 | 0 | 0.10076 | 0 |  | --> | C16 ex SANTRY | Santry [T41,T42] | FINGLAS |  | 53.3981 | -6.2398
MV/LV Substation RO***032 |  | 10 kV | _ | LV | 200 kVA :Kiosk Substation | 0.2 | --> | 0.2 | 0.131 | 1.4 |  | --> | 0.19 | 0 | 0.015561 | 0.21022 | 0 |  | --> | C23 ex KELLS | Kells [T41,T42] | NAVAN |  | 53.7175 | -6.8788
MV/LV Substation RO***032Y |  | 10 kV | _ | LV | 200 kVA :Kiosk Substation | 0.2 | --> | 0.2 | 0 | 0 | Constrained,otherwise capacity available =165kVA. | --> | 0.19 | 0 | 0.003705 | 0.20525 | 0 |  | --> | E17 ex GARRANACANTY | Garranacanty [T421,T422] | TIPPERARY |  | 52.4804 | -8.1512
MV/LV Substation RO***032Z |  | 10 kV | _ | LV | 630 kVA :Building Structure | 0.63 | --> | 0.63 | 0 | 0 | Constrained,otherwise capacity available =500kVA. | --> | 0.5985 | 0 | 0 | 0.5 | 0 |  | --> | C17 ex CASTLETROY | Castletroy [T41,T42] | ARDNACRUSHA |  | 52.6727 | -8.5555
MV/LV Substation RO***033Y |  | 10 kV | _ | LV | 400 kVA :Building Structure | 0.4 | --> | 0.4 | 0.316 | 13.5 |  | --> | 0.38 | 0 | 0.008151 | 0.41256 | 0 |  | --> | C18 ex ENNIS | Ennis [T101,T102] | ENNIS |  | 52.8569 | -8.9596
MV/LV Substation RO***033Y |  | 10 kV | _ | LV | 100 kVA :Pole Substation | 0.1 | --> | 0.1 | 0.097 | 6.2 |  | --> | 0.095 | 0 | 0 | 0.10045 | 0 |  | --> | C24 ex CAHIR | Cahir [T41,T42] | CAHIR |  | 52.4608 | -7.8956
MV/LV Substation RO***034 |  | 10 kV | _ | LV | 400 kVA :Building Structure | 0.4 | --> | 0.4 | 0 | 0 | Constrained,otherwise capacity available =315kVA. | --> | 0.38 | 0 | 0.002223 | 0.41271 | 0 |  | --> | C22 ex HOWTH JUNCTION | Howth Junction [T41,T42] | GRANGE (DR) |  | 53.386 | -6.1589
MV/LV Substation RO***034 |  | 20 kV | _ | LV | 50 kVA :Pole Substation | 0.05 | --> | 0.05 | 0 | 0 | Constrained,otherwise capacity available =40kVA. | --> | 0.0475 | 0 | 0.008151 | 0.051496 | 0 |  | --> | C11 ex RAHEEN | Raheen [T41,T42] | LIMERICK |  | 52.6079 | -8.6612
MV/LV Substation RO***035Y |  | 20 kV | _ | LV | 50 kVA :Pole Substation | 0.05 | --> | 0.05 | 0 | 0 | Constrained,otherwise capacity available =46kVA. | --> | 0.0475 | 0 | 0 | 0.050604 | 0 |  | --> | E17 ex BALLINROBE | Ballinrobe [T421,T422] | DALTON |  | 53.6303 | -9.1088
MV/LV Substation RO***036 |  | 10 kV | _ | LV | 50 kVA :Pole Substation | 0.05 | --> | 0.05 | 0.037 | 2.1 |  | --> | 0.0475 | 0 | 0 | 0.051937 | 0 |  | --> | C13 ex BUTTEVANT | Buttevant [T41,T42] | MALLOW |  | 52.2482 | -8.5968
MV/LV Substation RO***037X |  | 10 kV | _ | LV | 400 kVA :Kiosk Substation | 0.4 | --> | 0.4 | 0.268 | 11.9 |  | --> | 0.38 | 0 | 0.006669 | 0.41956 | 0 |  | --> | C17 ex SALTHILL | Salthill [T101,T102] | SALTHILL |  | 53.263 | -9.1221
MV/LV Substation RO***037Y |  | 10 kV | _ | LV | 50 kVA :Pole Substation | 0.05 | --> | 0.05 | 0.045 | 3.9 |  | --> | 0.0475 | 0 | 0 | 0.050753 | 0 |  | --> | C24 ex GALWAY 110KV | Galway 110kv [T102,T103] | GALWAY 110KV |  | 53.2702 | -8.9866
MV/LV Substation RO***038X |  | 10 kV | _ | LV | 400 kVA :Kiosk Substation | 0.4 | --> | 0.4 | 0 | 0 | Constrained,otherwise capacity available =254kVA. | --> | 0.38 | 0 | 0.031863 | 0.42158 | 0 |  | --> | C17 ex BISHOPSTOWN | Bishopstown [T41,T42] | KILBARRY |  | 51.8881 | -8.5762
MV/LV Substation RO***039 |  | 10 kV | _ | LV | 400 kVA :Building Structure | 0.4 | --> | 0.4 | 0.309 | 11.9 |  | --> | 0.38 | 0 | 0.027417 | 0.41359 | 0 |  | --> | C24 ex SALTHILL | Salthill [T101,T102] | SALTHILL |  | 53.2603 | -9.0891
MV/LV Substation RO***039X |  | 20 kV | _ | LV | 50 kVA :Pole Substation | 0.05 | --> | 0.05 | 0.043 | 0.6 |  | --> | 0.0475 | 0 | 0 | 0 | 0 | Constrained,otherwise capacity available =51.1kW. | --> | E19 ex LAWLESSTOWN | Lawlesstown [T42,T421] | DOON |  | 52.4712 | -7.7014
MV/LV Substation RO***042 |  | 10 kV | _ | LV | 400 kVA :Kiosk Substation | 0.4 | --> | 0.4 | 0.296 | 6 |  | --> | 0.38 | 0 | 0.026676 | 0.41549 | 0 |  | --> | C11 ex TRABEG | Trabeg [T101,T102] | TRABEG |  | 51.8838 | -8.4515
MV/LV Substation RO***043 |  | 10 kV | _ | LV | 50 kVA :Pole Substation | 0.05 | --> | 0.05 | 0 | 0.7 |  | --> | 0.0475 | 0 | 0.004446 | 0.060744 | 0 |  | --> | C24 ex MULLAGH | Mullagh [T44] | MEATH HILL |  | 53.8106 | -6.9362
MV/LV Substation RO***043 |  | 20 kV | _ | LV | 200 kVA :Pole Substation | 0.2 | --> | 0.2 | 0 | 0 | Constrained,otherwise capacity available =200kVA. | --> | 0.19 | 0 | 0 | 0 | 0 | Constrained,otherwise capacity available =200kW. | --> | E13 ex BLESSINGTON | Blessington [T421,T422] | KILTEEL |  | 53.1865 | -6.5358
MV/LV Substation RO***043Y |  | 20 kV | _ | LV | 50 kVA :Pole Substation | 0.05 | --> | 0.05 | 0.04 | 3.5 |  | --> | 0.0475 | 0 | 0 | 0 | 0 | Constrained,otherwise capacity available =51.5kW. | --> | E12 ex DUNFIRTH | Dunfirth [T122] | DUNFIRTH |  | 53.4755 | -6.9567
MV/LV Substation RO***045 |  | 10 kV | _ | LV | 630 kVA :Kiosk Substation | 0.63 | --> | 0.63 | 0 | 0 | Constrained,otherwise capacity available =500kVA. | --> | 0.5985 | 0 | 0 | 0 | 0 | Constrained,otherwise capacity available =500kW. | --> | C19 ex DRUMBEAR | Drumbear [T41,T42] | LISDRUM |  | 54.24 | -6.9824
MV/LV Substation RO***046 |  | 20 kV | _ | LV | 200 kVA :Pole Substation | 0.2 | --> | 0.2 | 0.121 | 1.4 |  | --> | 0.19 | 0 | 0.011856 | 0.21165 | 0 |  | --> | E12 ex KILLINICK | Killinick [T421,T422] | WEXFORD |  | 52.2483 | -6.3351
MV/LV Substation RO***046 |  | 10 kV | _ | LV | 400 kVA :Building Structure | 0.4 | --> | 0.4 | 0.233 | 8.2 |  | --> | 0.38 | 0 | 0.005928 | 0.42459 | 0 |  | --> | C12 ex MOUNT MISERY | Mount Misery [T41,T42] | WATERFORD |  | 52.2672 | -7.1007
MV/LV Substation RO***046 |  | 10 kV | _ | LV | 630 kVA :Kiosk Substation | 0.63 | --> | 0.63 | 0 | 0 | Constrained,otherwise capacity available =500kVA. | --> | 0.5985 | 0 | 0 | 0 | 0 | Constrained,otherwise capacity available =500kW. | --> | C19 ex DRUMBEAR | Drumbear [T41,T42] | LISDRUM |  | 54.2415 | -6.9817
MV/LV Substation RO***046Y |  | 10 kV | _ | LV | 630 kVA :Kiosk Substation | 0.63 | --> | 0.63 | 0 | 0 | Constrained,otherwise capacity available =500kVA. | --> | 0.5985 | 0 | 0 | 0.5 | 0 |  | --> | C21 ex DOUGLAS | Douglas [T41,T42] | TRABEG |  | 51.8774 | -8.3982
MV/LV Substation RO***047 |  | 20 kV | _ | LV | 100 kVA :Pole Substation | 0.1 | --> | 0.1 | 0 | 0 | Constrained,otherwise capacity available =87kVA. | --> | 0.095 | 0 | 0 | 0.10195 | 0 |  | --> | E15 ex BRUFF | Bruff [T42,T421] | LIMERICK |  | 52.563 | -8.5393
MV/LV Substation RO***047 |  | 10 kV | _ | LV | 100 kVA :Pole Substation | 0.1 | --> | 0.1 | 0.09 | 1.5 |  | --> | 0.095 | 0 | 0.003705 | 0.10151 | 0 |  | --> | C15 ex SCREEB | Screeb [T41] | SCREEB |  | 53.3698 | -9.6265
MV/LV Substation RO***049Y |  | 20 kV | _ | LV | 50 kVA :Pole Substation | 0.05 | --> | 0.05 | 0.037 | 2.4 |  | --> | 0.0475 | 0 | 0.002223 | 0.051937 | 0 |  | --> | C19 ex GRAIGUE | Graigue [T41,T42] | CARLOW |  | 52.8106 | -7.0077
MV/LV Substation RO***051Z |  | 10 kV | _ | LV | 630 kVA :Kiosk Substation | 0.63 | --> | 0.63 | 0 | 0 | Constrained,otherwise capacity available =500kVA. | --> | 0.5985 | 0 | 0 | 0.5 | 0 |  | --> | C12 ex TOGHER | Togher [T41,T42] | TRABEG |  | 51.8802 | -8.4913
MV/LV Substation RO***052 |  | 10 kV | _ | LV | 400 kVA :Kiosk Substation | 0.4 | --> | 0.4 | 0 | 0 | Constrained,otherwise capacity available =366kVA. | --> | 0.38 | 0 | 0.004446 | 0 | 0 | Constrained,otherwise capacity available =405.1kW. | --> | C19 ex DRUMBEAR | Drumbear [T41,T42] | LISDRUM |  | 54.2399 | -6.987
MV/LV Substation RO***052X |  | 20 kV | _ | LV | 50 kVA :Pole Substation | 0.05 | --> | 0.05 | 0.05 | 6.4 |  | --> | 0.0475 | 0 | 0 | 0.05 | 0 |  | --> | C22 ex BUSHFIELD | Bushfield [T41,T42] | ATHLONE |  | 53.4514 | -7.8868
MV/LV Substation RO***052Z |  | 10 kV | _ | LV | 400 kVA :Kiosk Substation | 0.4 | --> | 0.4 | 0.346 | 5 |  | --> | 0.38 | 0 | 0.005187 | 0.40812 | 0 |  | --> | C13 ex MCDONAGH | Mcdonagh [T41,T42] | KILKENNY |  | 52.664 | -7.2347
MV/LV Substation RO***053 |  | 10 kV | _ | LV | 200 kVA :Pole Substation | 0.2 | --> | 0.2 | 0.134 | 1.4 |  | --> | 0.19 | 0 | 0.014079 | 0.20978 | 0 |  | --> | E18 ex KILLINICK | Killinick [T421,T422] | WEXFORD |  | 52.2833 | -6.3947
MV/LV Substation RO***053 |  | 10 kV | _ | LV | 100 kVA :Pole Substation | 0.1 | --> | 0.1 | 0.1 | 6.2 |  | --> | 0.095 | 0 | 0 | 0.1 | 0 |  | --> | C17 ex CAHIR | Cahir [T41,T42] | CAHIR |  | 52.3877 | -7.9239
MV/LV Substation RO***053X |  | 10 kV | _ | LV | 200 kVA :Kiosk Substation | 0.2 | --> | 0.2 | 0 | 0 | Constrained,otherwise capacity available =150kVA. | --> | 0.19 | 0 | 0.013338 | 0.20745 | 0 |  | --> | C20 ex GARRYOWEN | Garryowen [T41,T42] | LIMERICK |  | 52.6455 | -8.6294
MV/LV Substation RO***056Z |  | 10 kV | _ | LV | 200 kVA :Kiosk Substation | 0.2 | --> | 0.2 | 0 | 0 | Constrained,otherwise capacity available =127kVA. | --> | 0.19 | 0 | 0.025194 | 0.21079 | 0 |  | --> | C13 ex COOLMINE | Coolmine [T41,T42] | FINGLAS |  | 53.3821 | -6.3931
MV/LV Substation RO***057Y |  | 10 kV | _ | LV | 50 kVA :Pole Substation | 0.05 | --> | 0.05 | 0 | 0 | Constrained,otherwise capacity available =48kVA. | --> | 0.0475 | 0 | 0 | 0.050303 | 0 |  | --> | C12 ex BALLYHALE | Ballyhale [T42,T421] | KILKENNY |  | 52.4822 | -7.2042
MV/LV Substation RO***059 |  | 10 kV | _ | LV | 100 kVA :Pole Substation | 0.1 | --> | 0.1 | 0 | 0 | Constrained,otherwise capacity available =24kVA. | --> | 0.095 | 0 | 0.025194 | 0.11091 | 0 |  | --> | E15 ex BATTER LANE TEMPORARY | Batter Lane Temporary 38kv [T421] | GLASMORE |  | 53.5126 | -6.1165
MV/LV Substation RO***059X |  | 10 kV | _ | LV | 200 kVA :Kiosk Substation | 0.2 | --> | 0.2 | 0.122 | 4.5 |  | --> | 0.19 | 0 | 0.010374 | 0.21151 | 0 |  | --> | C22 ex BOGHALL ROAD | Boghall Road [T41,T42] | FASSAROE |  | 53.1711 | -6.1414
MV/LV Substation RO***060 |  | 10 kV | _ | LV | 200 kVA :Pole Substation | 0.2 | --> | 0.2 | 0 | 0 | Constrained,otherwise capacity available =116kVA. | --> | 0.19 | 0 | 0.032604 | 0.21237 | 0 |  | --> | E15 ex BATTER LANE TEMPORARY | Batter Lane Temporary 38kv [T421] | GLASMORE |  | 53.5121 | -6.1161
MV/LV Substation RO***063Y |  | 10 kV | _ | LV | 400 kVA :Kiosk Substation | 0.4 | --> | 0.4 | 0.264 | 2.4 |  | --> | 0.38 | 0 | 0.022971 | 0.42014 | 0 |  | --> | C17 ex GRAIGUE | Graigue [T41,T42] | CARLOW |  | 52.8315 | -6.943
MV/LV Substation RO***064X |  | 10 kV | _ | LV | 50 kVA :Pole Substation | 0.05 | --> | 0.05 | 0.05 | 0.5 |  | --> | 0.0475 | 0 | 0 | 0 | 0 | Constrained,otherwise capacity available =50kW. | --> | C20 ex KILMARTIN | Kilmartin [T41] | ARKLOW |  | 53.0662 | -6.2285
MV/LV Substation RO***065 |  | 10 kV | _ | LV | 630 kVA :Kiosk Substation | 0.63 | --> | 0.63 | 0 | 0 | Constrained,otherwise capacity available =500kVA. | --> | 0.5985 | 0 | 0.017043 | 0.5 | 0 |  | --> | C16 ex KINSALE | Kinsale [T41,T42] | BANDON |  | 51.7059 | -8.531
MV/LV Substation RO***065Z |  | 10 kV | _ | LV | 400 kVA :Building Structure | 0.4 | --> | 0.4 | 0 | 0 | Constrained,otherwise capacity available =338kVA. | --> | 0.38 | 0 | 0 | 0.40931 | 0 |  | --> | C25 ex BALLYCOOLIN | Ballycoolin [T41,T42,T43] | FINGLAS |  | 53.4033 | -6.3497
MV/LV Substation RO***066 |  | 10 kV | _ | LV | 100 kVA :Pole Substation | 0.1 | --> | 0.1 | 0.1 | 4.6 |  | --> | 0.095 | 0 | 0 | 0.1 | 0 |  | --> | C41 ex CASTLEVIEW | Castleview [T101,T102] | CASTLEVIEW |  | 51.9034 | -8.4212
MV/LV Substation RO***067 |  | 10 kV | _ | LV | 200 kVA :Kiosk Substation | 0.2 | --> | 0.2 | 0.131 | 8.2 |  | --> | 0.19 | 0 | 0.024453 | 0.21022 | 0 |  | --> | C12 ex MOUNT MISERY | Mount Misery [T41,T42] | WATERFORD |  | 52.2692 | -7.1079
MV/LV Substation RO***067Z |  | 10 kV | _ | LV | 1000 kVA :Building Structure | 1 | --> | 1 | 0 | 0 | Constrained,otherwise capacity available =500kVA. | --> | 0.95 | 0 | 0.033345 | 0.5 | 0 |  | --> | C17 ex BALLYCOOLIN | Ballycoolin [T41,T42,T43] | FINGLAS |  | 53.4003 | -6.3474
MV/LV Substation RO***068 |  | 20 kV | _ | LV | 50 kVA :Pole Substation | 0.05 | --> | 0.05 | 0 | 0 | Constrained,otherwise capacity available =45kVA. | --> | 0.0475 | 0 | 0 | 0.050753 | 0 |  | --> | E19 ex GARRANACANTY | Garranacanty [T421,T422] | TIPPERARY |  | 52.4087 | -8.1396
MV/LV Substation RO***068X |  | 10 kV | _ | LV | 200 kVA :Pole Substation | 0.2 | --> | 0.2 | 0 | 0 | Constrained,otherwise capacity available =86kVA. | --> | 0.19 | 0 | 0.015561 | 0.2166 | 0 |  | --> | C18 ex KILDARE | Kildare [T41,T42] | NEWBRIDGE |  | 53.1532 | -6.897
MV/LV Substation RO***069 |  | 10 kV | _ | LV | 400 kVA :Kiosk Substation | 0.4 | --> | 0.4 | 0 | 0 | Constrained,otherwise capacity available =281kVA. | --> | 0.38 | 0 | 0.005928 | 0.41768 | 0 |  | --> | C21 ex BELFIELD | Belfield [T41,T42] | BLACKROCK |  | 53.3021 | -6.2338
MV/LV Substation RO***069Z |  | 10 kV | _ | LV | 630 kVA :Building Structure | 0.63 | --> | 0.63 | 0 | 0 | Constrained,otherwise capacity available =500kVA. | --> | 0.5985 | 0 | 0 | 0.5 | 0 |  | --> | C25 ex BALLYCOOLIN | Ballycoolin [T41,T42,T43] | FINGLAS |  | 53.4029 | -6.3485
MV/LV Substation RO***070Z |  | 10 kV | _ | LV | 400 kVA :Kiosk Substation | 0.4 | --> | 0.4 | 0 | 0 | Constrained,otherwise capacity available =337kVA. | --> | 0.38 | 0 | 0 | 0.40945 | 0 |  | --> | C11 ex ROSEHILL | Rosehill [T41,T42] | KILKENNY |  | 52.6494 | -7.2642
MV/LV Substation RO***071Z |  | 10 kV | _ | LV | 400 kVA :Kiosk Substation | 0.4 | --> | 0.4 | 0 | 0 | Constrained,otherwise capacity available =387kVA. | --> | 0.38 | 0 | 0 | 0.40197 | 0 |  | --> | C16 ex DOUGLAS | Douglas [T41,T42] | TRABEG |  | 51.8939 | -8.4195
MV/LV Substation RO***072 |  | 10 kV | _ | LV | 630 kVA :Building Structure | 0.63 | --> | 0.63 | 0 | 0 | Constrained,otherwise capacity available =380kVA. | --> | 0.5985 | 0 | 0.015561 | 0.5 | 0 |  | --> | C20 ex DRYBRIDGE | Drybridge [T41,T42] | DRYBRIDGE |  | 53.7179 | -6.3525
MV/LV Substation RO***073 |  | 10 kV | _ | LV | 400 kVA :Kiosk Substation | 0.4 | --> | 0.4 | 0.354 | 2.8 |  | --> | 0.38 | 0 | 0 | 0.40692 | 0 |  | --> | C19 ex RECESS | Recess [T41] | SCREEB |  | 53.3955 | -9.9184
MV/LV Substation RO***073X |  | 10 kV | _ | LV | 400 kVA :Building Structure | 0.4 | --> | 0.4 | 0.304 | 2.8 |  | --> | 0.38 | 0 | 0 | 0.41432 | 0 |  | --> | C22 ex MOUNT MERRION | Mount Merrion [T41,T42] | CARRICKMINES |  | 53.2992 | -6.22
MV/LV Substation RO***074 |  | 10 kV | _ | LV | 400 kVA :Kiosk Substation | 0.4 | --> | 0.4 | 0.249 | 2.8 |  | --> | 0.38 | 0 | 0.004446 | 0.4223 | 0 |  | --> | C18 ex MOUNT MERRION | Mount Merrion [T41,T42] | CARRICKMINES |  | 53.2988 | -6.2006
MV/LV Substation RO***074Y |  | 10 kV | _ | LV | 50 kVA :Pole Substation | 0.05 | --> | 0.05 | 0.05 | 10.9 |  | --> | 0.0475 | 0 | 0 | 0.05 | 0 |  | --> | C19 ex MULLINGAR | Mullingar [T101,T102] | MULLINGAR |  | 53.5331 | -7.3446
MV/LV Substation RO***076X |  | 10 kV | _ | LV | 630 kVA :Building Structure | 0.63 | --> | 0.63 | 0 | 0 | Constrained,otherwise capacity available =500kVA. | --> | 0.5985 | 0 | 0 | 0.5 | 0 |  | --> | C22 ex ROCHES STREET | Roches Street [T41,T42] | LIMERICK |  | 52.6647 | -8.6275
MV/LV Substation RO***077 |  | 10 kV | _ | LV | 50 kVA :Pole Substation | 0.05 | --> | 0.05 | 0.05 | 2.2 |  | --> | 0.0475 | 0 | 0 | 0.05 | 0 |  | --> | C18 ex BAILIEBORO | Bailieboro [T41,T42] | MEATH HILL |  | 53.8781 | -6.9339
MV/LV Substation RO***077 |  | 10 kV | _ | LV | 200 kVA :Pole Substation | 0.2 | --> | 0.2 | 0.145 | 2 |  | --> | 0.19 | 0 | 0 | 0 | 0 | Constrained,otherwise capacity available =208.2kW. | --> | E18 ex RATHKEALE | Rathkeale [T421,T422] | RATHKEALE |  | 52.5272 | -8.9335
MV/LV Substation RO***077Z |  | 10 kV | _ | LV | 400 kVA :Kiosk Substation | 0.4 | --> | 0.4 | 0 | 0 | Constrained,otherwise capacity available =232kVA. | --> | 0.38 | 0 | 0.028899 | 0 | 0 | Constrained,otherwise capacity available =424.7kW. | --> | C16 ex PALLAS | Pallas [T41,T42] | PORTLAOISE |  | 53.0377 | -7.3251
MV/LV Substation RO***078 |  | 10 kV | _ | LV | 400 kVA :Kiosk Substation | 0.4 | --> | 0.4 | 0 | 0 | Constrained,otherwise capacity available =260kVA. | --> | 0.38 | 0 | 0.040755 | 0.42072 | 0 |  | --> | C17 ex MIDLETON | Midleton [T101,T102] | MIDLETON |  | 51.9093 | -8.1739
MV/LV Substation RO***078 |  | 10 kV | _ | LV | 200 kVA :Pole Substation | 0.2 | --> | 0.2 | 0.167 | 4.6 |  | --> | 0.19 | 0 | 0 | 0.20495 | 0 |  | --> | C16 ex CASTLEVIEW | Castleview [T101,T102] | CASTLEVIEW |  | 51.9104 | -8.3494
MV/LV Substation RO***082 |  | 10 kV | _ | LV | 100 kVA :Pole Substation | 0.1 | --> | 0.1 | 0.077 | 8.2 |  | --> | 0.095 | 0 | 0.002964 | 0.10343 | 0 |  | --> | C13 ex MOUNT MISERY | Mount Misery [T41,T42] | WATERFORD |  | 52.2609 | -7.0955
MV/LV Substation RO***083Y |  | 10 kV | _ | LV | 400 kVA :Kiosk Substation | 0.4 | --> | 0.4 | 0.381 | 1.3 |  | --> | 0.38 | 0 | 0.011115 | 0.40287 | 0 |  | --> | C17 ex ROOSKY | Roosky [T41] | RICHMOND |  | 53.8312 | -7.9247
MV/LV Substation RO***086Y |  | 10 kV | _ | LV | 50 kVA :Pole Substation | 0.05 | --> | 0.05 | 0 | 0 | Constrained,otherwise capacity available =26kVA. | --> | 0.0475 | 0 | 0 | 0.053518 | 0 |  | --> | C18 ex BLAKE | Blake [T41,T42] | BLAKE |  | 53.2719 | -6.8216
MV/LV Substation RO***089Y |  | 20 kV | _ | LV | 200 kVA :Kiosk Substation | 0.2 | --> | 0.2 | 0.178 | 0.5 |  | --> | 0.19 | 0 | 0.011115 | 0.20331 | 0 |  | --> | E15 ex ARDFINNAN | Ardfinnan [T421] | CAHIR |  | 52.3103 | -7.8908
MV/LV Substation RO***089Z |  | 10 kV | _ | LV | 50 kVA :Pole Substation | 0.05 | --> | 0.05 | 0 | 0 | Constrained,otherwise capacity available =41kVA. | --> | 0.0475 | 0 | 0 | 0 | 0 | Constrained,otherwise capacity available =51.3kW. | --> | C15 ex KILCLOHER | Kilcloher [T41,T42] | DUNGARVAN |  | 52.118 | -7.7763
MV/LV Substation RO***091X |  | 10 kV | _ | LV | 100 kVA :Pole Substation | 0.1 | --> | 0.1 | 0 | 0 | Constrained,otherwise capacity available =77kVA. | --> | 0.095 | 0 | 0 | 0 | 0 | Constrained,otherwise capacity available =103.4kW. | --> | C16 ex BANTRY | Bantry [T41,T42] | BALLYLICKY |  | 51.6763 | -9.4561
MV/LV Substation RO***094Z |  | 10 kV | _ | LV | 50 kVA :Pole Substation | 0.05 | --> | 0.05 | 0 | 0 | Constrained,otherwise capacity available =25kVA. | --> | 0.0475 | 0 | 0.008892 | 0.053659 | 0 |  | --> | C20 ex GARRYOWEN | Garryowen [T41,T42] | LIMERICK |  | 52.6412 | -8.6292
MV/LV Substation RO***095 |  | 10 kV | _ | LV | 1000 kVA :Building Structure | 1 | --> | 1 | 0.5 | 2.4 |  | --> | 0.95 | 0 | 0.11115 | 0.5 | 0 |  | --> | C12 ex BRAY | Bray [T41,T42] | FASSAROE |  | 53.2048 | -6.1087
MV/LV Substation RO***097 |  | 10 kV | _ | LV | 50 kVA :Pole Substation | 0.05 | --> | 0.05 | 0.05 | 2.2 |  | --> | 0.0475 | 0 | 0 | 0.05 | 0 |  | --> | C13 ex CASTLETOWNROCHE | Castletownroche [T41] | MALLOW |  | 52.1418 | -8.5643
MV/LV Substation RO***099 |  | 20 kV | _ | LV | 100 kVA :Pole Substation | 0.1 | --> | 0.1 | 0 | 0 | Constrained,otherwise capacity available =99kVA. | --> | 0.095 | 0 | 0 | 0.10015 | 0 |  | --> | E19 ex GARRANACANTY | Garranacanty [T421,T422] | TIPPERARY |  | 52.4133 | -8.1424
MV/LV Substation RO***099 |  | 10 kV | _ | LV | 400 kVA :Kiosk Substation | 0.4 | --> | 0.4 | 0 | 0 | Constrained,otherwise capacity available =273kVA. | --> | 0.38 | 0 | 0.045201 | 0.41884 | 0 |  | --> | C19 ex BELFIELD | Belfield [T41,T42] | BLACKROCK |  | 53.3022 | -6.228
MV/LV Substation RO***100Y |  | 20 kV | _ | LV | 400 kVA :Kiosk Substation | 0.4 | --> | 0.4 | 0 | 0 | Constrained,otherwise capacity available =378kVA. | --> | 0.38 | 0 | 0 | 0.40333 | 0 |  | --> | E18 ex GARRANACANTY | Garranacanty [T421,T422] | TIPPERARY |  | 52.486 | -8.1478
MV/LV Substation RO***101 |  | 10 kV | _ | LV | 200 kVA :Pole Substation | 0.2 | --> | 0.2 | 0 | 0 | Constrained,otherwise capacity available =191kVA. | --> | 0.19 | 0 | 0.09633 | 0.20136 | 0 |  | --> | C17 ex COOLCORCORAN | Coolcorcoran [T41,T42] | KNOCKEARAGH |  | 52.1023 | -9.5193
MV/LV Substation RO***101 |  | 10 kV | _ | LV | 200 kVA :Kiosk Substation | 0.2 | --> | 0.2 | 0.158 | 1.9 |  | --> | 0.19 | 0 | 0.002964 | 0 | 0 | Constrained,otherwise capacity available =206.3kW. | --> | C13 ex TURLOUGH ROAD | Turlough Road [T41,T42] | CASTLEBAR |  | 53.8618 | -9.2906
MV/LV Substation RO***103Z |  | 20 kV | _ | LV | 50 kVA :Pole Substation | 0.05 | --> | 0.05 | 0 | 0 | Constrained,otherwise capacity available =39kVA. | --> | 0.0475 | 0 | 0.02964 | 0.051643 | 0 |  | --> | E11 ex WHITECHURCH | Whitechurch [T421,T422] | KILBARRY |  | 52.0402 | -8.6226
MV/LV Substation RO***109Z |  | 10 kV | _ | LV | 200 kVA :Kiosk Substation | 0.2 | --> | 0.2 | 0 | 0 | Constrained,otherwise capacity available =166kVA. | --> | 0.19 | 0 | 0.002964 | 0 | 0 | Constrained,otherwise capacity available =205.1kW. | --> | C16 ex PALLAS | Pallas [T41,T42] | PORTLAOISE |  | 53.0374 | -7.3195
MV/LV Substation RO***110 |  | 10 kV | _ | LV | 400 kVA :Kiosk Substation | 0.4 | --> | 0.4 | 0 | 0 | Constrained,otherwise capacity available =220kVA. | --> | 0.38 | 0 | 0.026676 | 0.42644 | 0 |  | --> | C12 ex DUNDRUM | Dundrum [T41,T42] | BLACKROCK |  | 53.2982 | -6.2368
MV/LV Substation RO***111Z |  | 20 kV | _ | LV | 100 kVA :Pole Substation | 0.1 | --> | 0.1 | 0 | 0 | Constrained,otherwise capacity available =100kVA. | --> | 0.095 | 0 | 0 | 0.1 | 0 |  | --> | E18 ex GLASMORE | Glasmore [T421,T422] | GLASMORE |  | 53.5633 | -6.2124
MV/LV Substation RO***112 |  | 10 kV | _ | LV | 400 kVA :Kiosk Substation | 0.4 | --> | 0.4 | 0 | 0 | Constrained,otherwise capacity available =243kVA. | --> | 0.38 | 0 | 0 | 0 | 0 | Constrained,otherwise capacity available =423.2kW. | --> | C16 ex CLOONLOUGH | Cloonlough [T41,T42] | BARRYMORE |  | 52.267 | -8.2703
MV/LV Substation RO***113 |  | 10 kV | _ | LV | 100 kVA :Pole Substation | 0.1 | --> | 0.1 | 0.074 | 5.8 |  | --> | 0.095 | 0 | 0.01482 | 0.10387 | 0 |  | --> | C11 ex OAKFIELD | Oakfield [T41,T42] | SLIGO |  | 54.2668 | -8.4867
MV/LV Substation RO***114Z |  | 10 kV | _ | LV | 100 kVA :Pole Substation | 0.1 | --> | 0.1 | 0 | 0 | Constrained,otherwise capacity available =78kVA. | --> | 0.095 | 0 | 0.011115 | 0.10329 | 0 |  | --> | C31 ex KILBARRY | Kilbarry [T101,T43] | KILBARRY |  | 51.9339 | -8.467
MV/LV Substation RO***115X |  | 20 kV | _ | LV | 200 kVA :Kiosk Substation | 0.2 | --> | 0.2 | 0 | 0 | Constrained,otherwise capacity available =196kVA. | --> | 0.19 | 0 | 0 | 0 | 0 | Constrained,otherwise capacity available =200.6kW. | --> | E20 ex KILLYBEGS | Killybegs [T422] | BINBANE |  | 54.6324 | -8.4504
MV/LV Substation RO***119 |  | 10 kV | _ | LV | 400 kVA :Kiosk Substation | 0.4 | --> | 0.4 | 0 | 0 | Constrained,otherwise capacity available =206kVA. | --> | 0.38 | 0 | 0.006669 | 0.42843 | 0 |  | --> | C19 ex POLLERTON | Pollerton [T41,T42] | CARLOW |  | 52.8395 | -6.9181
MV/LV Substation RO***119 |  | 10 kV | _ | LV | 200 kVA :Kiosk Substation | 0.2 | --> | 0.2 | 0.136 | 1.4 |  | --> | 0.19 | 0 | 0 | 0.20949 | 0 |  | --> | C20 ex RINEANNA | Rineanna [T41,T42] | DRUMLINE |  | 52.7116 | -8.8744
MV/LV Substation RO***119Z |  | 10 kV | _ | LV | 630 kVA :Kiosk Substation | 0.63 | --> | 0.63 | 0.5 | 1 |  | --> | 0.5985 | 0 | 0 | 0.5 | 0 |  | --> | E19 ex LONGFORD | Longford [T421,T422] | RICHMOND |  | 53.7114 | -7.8169
MV/LV Substation RO***120Z |  | 10 kV | _ | LV | 100 kVA :Pole Substation | 0.1 | --> | 0.1 | 0.074 | 1 |  | --> | 0.095 | 0 | 0.00741 | 0.10387 | 0 |  | --> | E19 ex LONGFORD | Longford [T421,T422] | RICHMOND |  | 53.6973 | -7.8196
MV/LV Substation RO***121 |  | 10 kV | _ | LV | 1000 kVA :Building Structure | 1 | --> | 1 | 0.5 | 3 |  | --> | 0.95 | 0 | 0 | 0.5 | 0 |  | --> | C34 ex INCHICORE CENTRAL | Inchicore Central [T43,T45] | INCHICORE 220KV |  | 53.3294 | -6.3381
MV/LV Substation RO***121 |  | 10 kV | _ | LV | 630 kVA :Kiosk Substation | 0.63 | --> | 0.63 | 0.452 | 6 |  | --> | 0.5985 | 0 | 0.057057 | 0.5 | 0 |  | --> | C23 ex PELLETSTOWN | Pelletstown [T101,T102] | FINGLAS |  | 53.381 | -6.3803
MV/LV Substation RO***122X |  | 10 kV | _ | LV | 400 kVA :Building Structure | 0.4 | --> | 0.4 | 0 | 0 | Constrained,otherwise capacity available =363kVA. | --> | 0.38 | 0 | 0 | 0.40558 | 0 |  | --> | C35 ex SEMPERIT | Semperit [T41,T42,T43] | GRANGE CASTLE |  | 53.3286 | -6.3437
MV/LV Substation RO***123Y |  | 10 kV | _ | LV | 200 kVA :Kiosk Substation | 0.2 | --> | 0.2 | 0 | 0 | Constrained,otherwise capacity available =183kVA. | --> | 0.19 | 0 | 0.001482 | 0.20256 | 0 |  | --> | E16 ex GARRANACANTY | Garranacanty [T421,T422] | TIPPERARY |  | 52.4786 | -8.1501
MV/LV Substation RO***125Y |  | 10 kV | _ | LV | 50 kVA :Pole Substation | 0.05 | --> | 0.05 | 0.029 | 0.7 |  | --> | 0.0475 | 0 | 0 | 0.053092 | 0 |  | --> | C24 ex MULLAGH | Mullagh [T44] | MEATH HILL |  | 53.8121 | -6.9198
MV/LV Substation RO***126 |  | 10 kV | _ | LV | 400 kVA :Kiosk Substation | 0.4 | --> | 0.4 | 0 | 0 | Constrained,otherwise capacity available =243kVA. | --> | 0.38 | 0 | 0.017784 | 0.42316 | 0 |  | --> | C30 ex WATERFORD IND EST | Waterford Ind Est [T41,T42,T44] | BUTLERSTOWN |  | 52.251 | -7.1267
MV/LV Substation RO***127 |  | 10 kV | _ | LV | 1000 kVA :Building Structure | 1 | --> | 1 | 0.5 | 7.2 |  | --> | 0.95 | 0 | 0.004446 | 0.5 | 0 |  | --> | C13 ex LIBERTY STREET | Liberty Street [T101,T102] | LIBERTY STREET |  | 51.8966 | -8.4737
MV/LV Substation RO***128 |  | 10 kV | _ | LV | 50 kVA :Pole Substation | 0.05 | --> | 0.05 | 0.05 | 0.2 |  | --> | 0.0475 | 0 | 0 | 0 | 0 | Constrained,otherwise capacity available =50kW. | --> | C15 ex ROSBERCON | Rosbercon [T41,T42] | WATERFORD |  | 52.3879 | -6.9618
MV/LV Substation RO***129X |  | 10 kV | _ | LV | 400 kVA :Kiosk Substation | 0.4 | --> | 0.4 | 0 | 0 | Constrained,otherwise capacity available =254kVA. | --> | 0.38 | 0 | 0 | 0.42158 | 0 |  | --> | C13 ex BALLYMOUNT | Ballymount [T41,T42] | INCHICORE 220KV |  | 53.3204 | -6.3478
MV/LV Substation RO***131Y |  | 10 kV | _ | LV | 50 kVA :Pole Substation | 0.05 | --> | 0.05 | 0.05 | 3.3 |  | --> | 0.0475 | 0 | 0 | 0.05 | 0 |  | --> | C11 ex LLOYD | Lloyd [T41,T42] | NAVAN |  | 53.7439 | -6.9192
MV/LV Substation RO***133X |  | 20 kV | _ | LV | 200 kVA :Kiosk Substation | 0.2 | --> | 0.2 | 0 | 0 | Constrained,otherwise capacity available =160kVA. | --> | 0.19 | 0 | 0.00741 | 0 | 0 | Constrained,otherwise capacity available =206kW. | --> | C14 ex MILFORD (NR) | Milford (nr) [T41,T42] | LETTERKENNY |  | 55.2093 | -7.6201
MV/LV Substation RO***135 |  | 10 kV | _ | LV | 630 kVA :Building Structure | 0.63 | --> | 0.63 | 0 | 0 | Constrained,otherwise capacity available =500kVA. | --> | 0.5985 | 0 | 0 | 0.5 | 0 |  | --> | C20 ex ROCHES STREET | Roches Street [T41,T42] | LIMERICK |  | 52.6627 | -8.6294
MV/LV Substation RO***136X |  | 10 kV | _ | LV | 100 kVA :Pole Substation | 0.1 | --> | 0.1 | 0 | 0 | Constrained,otherwise capacity available =50kVA. | --> | 0.095 | 0 | 0.008892 | 0.10732 | 0 |  | --> | C17 ex CARRICK ON SHANNON | Carrick On Shannon [T41,T42] | CARRICK ON SHANNON |  | 53.9391 | -8.0759
MV/LV Substation RO***139 |  | 10 kV | _ | LV | 400 kVA :Kiosk Substation | 0.4 | --> | 0.4 | 0.324 | 12.2 |  | --> | 0.38 | 0 | 0.020007 | 0.41138 | 0 |  | --> | C20 ex BALLYBEG | Ballybeg [T101,T102] | CARRICKMINES |  | 52.9731 | -6.0517
MV/LV Substation RO***140 |  | 10 kV | _ | LV | 400 kVA :Kiosk Substation | 0.4 | --> | 0.4 | 0.303 | 12.2 |  | --> | 0.38 | 0 | 0.014079 | 0.41447 | 0 |  | --> | C20 ex BALLYBEG | Ballybeg [T101,T102] | CARRICKMINES |  | 52.9733 | -6.0503
MV/LV Substation RO***141 |  | 10 kV | _ | LV | 400 kVA :Building Structure | 0.4 | --> | 0.4 | 0 | 0 | Constrained,otherwise capacity available =296kVA. | --> | 0.38 | 0 | 0 | 0.41549 | 0 |  | --> | C17 ex ATHGARVAN | Athgarvan [T41,T44] | NEWBRIDGE |  | 53.1771 | -6.7955
MV/LV Substation RO***141Z |  | 10 kV | _ | LV | 400 kVA :Kiosk Substation | 0.4 | --> | 0.4 | 0 | 0 | Constrained,otherwise capacity available =268kVA. | --> | 0.38 | 0 | 0.010374 | 0.41956 | 0 |  | --> | C13 ex BALGADDY | Balgaddy [T41,T42] | GRANGE CASTLE |  | 53.3378 | -6.4387
MV/LV Substation RO***143X |  | 10 kV | _ | LV | 400 kVA :Building Structure | 0.4 | --> | 0.4 | 0 | 0 | Constrained,otherwise capacity available =382kVA. | --> | 0.38 | 0 | 0 | 0.40272 | 0 |  | --> | C13 ex BALLYMOUNT | Ballymount [T41,T42] | INCHICORE 220KV |  | 53.3171 | -6.3467
MV/LV Substation RO***145 |  | 10 kV | _ | LV | 400 kVA :Building Structure | 0.4 | --> | 0.4 | 0 | 0 | Constrained,otherwise capacity available =152kVA. | --> | 0.38 | 0 | 0.020748 | 0.43598 | 0 |  | --> | C11 ex GARRYOWEN | Garryowen [T41,T42] | LIMERICK |  | 52.6521 | -8.6157
MV/LV Substation RO***147 |  | 10 kV | _ | LV | 400 kVA :Kiosk Substation | 0.4 | --> | 0.4 | 0 | 0 | Constrained,otherwise capacity available =336kVA. | --> | 0.38 | 0 | 0.01482 | 0.4096 | 0 |  | --> | C20 ex GARRYOWEN | Garryowen [T41,T42] | LIMERICK |  | 52.6445 | -8.6317
MV/LV Substation RO***150Y |  | 10 kV | _ | LV | 400 kVA :Kiosk Substation | 0.4 | --> | 0.4 | 0 | 0 | Constrained,otherwise capacity available =357kVA. | --> | 0.38 | 0 | 0 | 0.40648 | 0 |  | --> | C12 ex MORNINGTON ROAD | Mornington Road [T41,T42] | DRYBRIDGE |  | 53.698 | -6.3107
MV/LV Substation RO***151 |  | 10 kV | _ | LV | 630 kVA :Kiosk Substation | 0.63 | --> | 0.63 | 0 | 0 | Constrained,otherwise capacity available =456kVA. | --> | 0.5985 | 0 | 0.022971 | 0.5 | 0 |  | --> | C15 ex BALLINACURRA | Ballinacurra [T41,T42] | LIMERICK |  | 52.648 | -8.6357
MV/LV Substation RO***151Y |  | 10 kV | _ | LV | 50 kVA :Pole Substation | 0.05 | --> | 0.05 | 0 | 0 | Constrained,otherwise capacity available =41kVA. | --> | 0.0475 | 0 | 0 | 0.051348 | 0 |  | --> | C26 ex BISHOPSTOWN | Bishopstown [T41,T42] | KILBARRY |  | 51.9036 | -8.5521
MV/LV Substation RO***152Z |  | 10 kV | _ | LV | 400 kVA :Kiosk Substation | 0.4 | --> | 0.4 | 0.297 | 6 |  | --> | 0.38 | 0 | 0.035568 | 0.41535 | 0 |  | --> | C23 ex PELLETSTOWN | Pelletstown [T101,T102] | FINGLAS |  | 53.3825 | -6.3743
MV/LV Substation RO***153Y |  | 20 kV | _ | LV | 50 kVA :Pole Substation | 0.05 | --> | 0.05 | 0 | 0 | Constrained,otherwise capacity available =44kVA. | --> | 0.0475 | 0 | 0 | 0.050903 | 0 |  | --> | E19 ex GARRANACANTY | Garranacanty [T421,T422] | TIPPERARY |  | 52.4163 | -8.1079
MV/LV Substation RO***153Z |  | 10 kV | _ | LV | 400 kVA :Kiosk Substation | 0.4 | --> | 0.4 | 0 | 0 | Constrained,otherwise capacity available =342kVA. | --> | 0.38 | 0 | 0.003705 | 0.40871 | 0 |  | --> | C19 ex LOUGHSHINNY | Loughshinny [T41,T42] | GLASMORE |  | 53.5757 | -6.1039
MV/LV Substation RO***154 |  | 10 kV | _ | LV | 100 kVA :Pole Substation | 0.1 | --> | 0.1 | 0.072 | 5.8 |  | --> | 0.095 | 0 | 0 | 0.10417 | 0 |  | --> | C11 ex OAKFIELD | Oakfield [T41,T42] | SLIGO |  | 54.2659 | -8.4872
MV/LV Substation RO***155X |  | 10 kV | _ | LV | 400 kVA :Building Structure | 0.4 | --> | 0.4 | 0.15247 | 0.2 | Constrained,otherwise capacity available =317kVA. | --> | 0.38 | 0 | 0 | 0.41241 | 0 |  | --> | C19 ex SANDYFORD | Sandyford [T41,T42] | CARRICKMINES |  | 53.2696 | -6.2417
MV/LV Substation RO***155Z |  | 10 kV | _ | LV | 400 kVA :Kiosk Substation | 0.4 | --> | 0.4 | 0 | 0 | Constrained,otherwise capacity available =298kVA. | --> | 0.38 | 0 | 0.02964 | 0.4152 | 0 |  | --> | C26 ex STEPHENSTOWN | Stephenstown [T101,T102] | FINGLAS |  | 53.5855 | -6.1859
MV/LV Substation RO***156 |  | 20 kV | _ | LV | 50 kVA :Pole Substation | 0.05 | --> | 0.05 | 0.032 | 2.7 |  | --> | 0.0475 | 0 | 0 | 0.052662 | 0 |  | --> | E12 ex OLDCASTLE | Oldcastle [T41,T422] | MULLINGAR |  | 53.7956 | -7.2916
MV/LV Substation RO***156Z |  | 10 kV | _ | LV | 100 kVA :Pole Substation | 0.1 | --> | 0.1 | 0.093 | 5.9 |  | --> | 0.095 | 0 | 0 | 0.10106 | 0 |  | --> | C11 ex CASHEL | Cashel [T41,T42] | CAHIR |  | 52.4725 | -7.8297
MV/LV Substation RO***157Y |  | 10 kV | _ | LV | 200 kVA :Kiosk Substation | 0.2 | --> | 0.2 | 0 | 0 | Constrained,otherwise capacity available =147kVA. | --> | 0.19 | 0 | 0.003705 | 0.20789 | 0 |  | --> | C12 ex KILLACLOYNE | Killacloyne [T41,T42] | MIDLETON |  | 51.9126 | -8.253
MV/LV Substation RO***159 |  | 10 kV | _ | LV | 200 kVA :Kiosk Substation | 0.2 | --> | 0.2 | 0 | 0 | Constrained,otherwise capacity available =76kVA. | --> | 0.19 | 0 | 0.019266 | 0.21799 | 0 |  | --> | C20 ex BISHOPSTOWN | Bishopstown [T41,T42] | KILBARRY |  | 51.882 | -8.5314
MV/LV Substation RO***160 |  | 10 kV | _ | LV | 100 kVA :Pole Substation | 0.1 | --> | 0.1 | 0.081 | 12.2 |  | --> | 0.095 | 0 | 0 | 0.10284 | 0 |  | --> | C19 ex BALLYBEG | Ballybeg [T101,T102] | CARRICKMINES |  | 53.0068 | -6.1017
MV/LV Substation RO***160 |  | 10 kV | _ | LV | 400 kVA :Kiosk Substation | 0.4 | --> | 0.4 | 0 | 0 | Constrained,otherwise capacity available =377kVA. | --> | 0.38 | 0 | 0 | 0.40348 | 0 |  | --> | C19 ex SEMPERIT | Semperit [T41,T42,T43] | GRANGE CASTLE |  | 53.345 | -6.3539
MV/LV Substation RO***160Z |  | 10 kV | _ | LV | 200 kVA :Kiosk Substation | 0.2 | --> | 0.2 | 0 | 0 | Constrained,otherwise capacity available =94kVA. | --> | 0.19 | 0 | 0 | 0.21548 | 0 |  | --> | C11 ex ROSEHILL | Rosehill [T41,T42] | KILKENNY |  | 52.6476 | -7.2662
MV/LV Substation RO***161 |  | 10 kV | _ | LV | 200 kVA :Pole Substation | 0.2 | --> | 0.2 | 0 | 0 | Constrained,otherwise capacity available =67kVA. | --> | 0.19 | 0 | 0.020007 | 0.21923 | 0 |  | --> | C18 ex PALMERSTOWN | Palmerstown [T41,T42] | FINGLAS |  | 53.3469 | -6.3537
MV/LV Substation RO***163 |  | 20 kV | _ | LV | 50 kVA :Pole Substation | 0.05 | --> | 0.05 | 0 | 0 | Constrained,otherwise capacity available =48kVA. | --> | 0.0475 | 0 | 0 | 0.050303 | 0 |  | --> | E19 ex EDENDERRY | Edenderry [T421,T422] | BLAKE |  | 53.4448 | -7.0976
MV/LV Substation RO***163Y |  | 10 kV | _ | LV | 400 kVA :Building Structure | 0.4 | --> | 0.4 | 0 | 0 | Constrained,otherwise capacity available =272kVA. | --> | 0.38 | 0 | 0.003705 | 0.41898 | 0 |  | --> | C17 ex SWORDS | Swords [T41,T42] | GLASMORE |  | 53.4626 | -6.2056
MV/LV Substation RO***164 |  | 10 kV | _ | LV | 630 kVA :Kiosk Substation | 0.63 | --> | 0.63 | 0.402 | 4.5 |  | --> | 0.5985 | 0 | 0.049647 | 0.5 | 0 |  | --> | C11 ex TEMPLEOGUE | Templeogue [T41,T42] | MILLTOWN (DR) |  | 53.299 | -6.2991
MV/LV Substation RO***164X |  | 20 kV | _ | LV | 50 kVA :Pole Substation | 0.05 | --> | 0.05 | 0.034 | 4.4 |  | --> | 0.0475 | 0 | 0.008151 | 0 | 0 | Constrained,otherwise capacity available =52.4kW. | --> | E18 ex STRANORLAR | Stranorlar [T421,T422] | LETTERKENNY |  | 54.7873 | -7.6913
MV/LV Substation RO***164Y |  | 10 kV | _ | LV | 200 kVA :Kiosk Substation | 0.2 | --> | 0.2 | 0 | 0 | Constrained,otherwise capacity available =173kVA. | --> | 0.19 | 0 | 0 | 0.20406 | 0 |  | --> | C17 ex MIDLETON | Midleton [T101,T102] | MIDLETON |  | 51.9125 | -8.1689
MV/LV Substation RO***165X |  | 20 kV | _ | LV | 200 kVA :Kiosk Substation | 0.2 | --> | 0.2 | 0 | 0 | Constrained,otherwise capacity available =137kVA. | --> | 0.19 | 0 | 0.017043 | 0 | 0 | Constrained,otherwise capacity available =209.3kW. | --> | E14 ex BUNCRANA | Buncrana [T421,T422] | TRILLICK |  | 55.1416 | -7.4456
MV/LV Substation RO***167 |  | 10 kV | _ | LV | 200 kVA :Kiosk Substation | 0.2 | --> | 0.2 | 0.161 | 0.9 |  | --> | 0.19 | 0 | 0.011115 | 0.20584 | 0 |  | --> | C18 ex WOODFORD | Woodford [T41,T42] | KNOCKEARAGH |  | 52.0536 | -9.5136
MV/LV Substation RO***168X |  | 10 kV | _ | LV | 630 kVA :Building Structure | 0.63 | --> | 0.63 | 0 | 0 | Constrained,otherwise capacity available =500kVA. | --> | 0.5985 | 0 | 0 | 0.5 | 0 |  | --> | C21 ex BELFIELD | Belfield [T41,T42] | BLACKROCK |  | 53.3013 | -6.2199
MV/LV Substation RO***169X |  | 20 kV | _ | LV | 50 kVA :Pole Substation | 0.05 | --> | 0.05 | 0 | 0 | Constrained,otherwise capacity available =29kVA. | --> | 0.0475 | 0 | 0 | 0 | 0 | Constrained,otherwise capacity available =53.1kW. | --> | E18 ex KILLYBEGS | Killybegs [T422] | BINBANE |  | 54.6231 | -8.4538
MV/LV Substation RO***171X |  | 10 kV | _ | LV | 200 kVA :Pole Substation | 0.2 | --> | 0.2 | 0 | 0 | Constrained,otherwise capacity available =166kVA. | --> | 0.19 | 0 | 0 | 0 | 0 | Constrained,otherwise capacity available =205.1kW. | --> | E16 ex BUNCRANA | Buncrana [T421,T422] | TRILLICK |  | 55.1406 | -7.4482
MV/LV Substation RO***172X |  | 10 kV | _ | LV | 400 kVA :Kiosk Substation | 0.4 | --> | 0.4 | 0 | 0 | Constrained,otherwise capacity available =308kVA. | --> | 0.38 | 0 | 0.016302 | 0.41373 | 0 |  | --> | C18 ex LUCAN EAST | Lucan East [T41,T42] | GRANGE CASTLE |  | 53.3574 | -6.433
MV/LV Substation RO***173Y |  | 10 kV | _ | LV | 200 kVA :Kiosk Substation | 0.2 | --> | 0.2 | 0 | 0 | Constrained,otherwise capacity available =148kVA. | --> | 0.19 | 0 | 0 | 0.20775 | 0 |  | --> | C20 ex CAVAN | Cavan [T42,T421] | SHANKILL |  | 54.0043 | -7.3472
MV/LV Substation RO***175 |  | 10 kV | _ | LV | 630 kVA :Building Structure | 0.63 | --> | 0.63 | 0.419 | 0.9 |  | --> | 0.5985 | 0 | 0.026676 | 0.5 | 0 |  | --> | C13 ex KIMMAGE | Kimmage [T41,T42] | INCHICORE 220KV |  | 53.3122 | -6.3113
MV/LV Substation RO***176X |  | 10 kV | _ | LV | 50 kVA :Pole Substation | 0.05 | --> | 0.05 | 0 | 0 | Constrained,otherwise capacity available =45kVA. | --> | 0.0475 | 0 | 0 | 0.050753 | 0 |  | --> | C18 ex MULGANNON | Mulgannon [T41,T42] | WEXFORD |  | 52.3169 | -6.456
MV/LV Substation RO***176Y |  | 10 kV | _ | LV | 50 kVA :Pole Substation | 0.05 | --> | 0.05 | 0.05 | 12.2 |  | --> | 0.0475 | 0 | 0 | 0.05 | 0 |  | --> | C17 ex BALLYBEG | Ballybeg [T101,T102] | CARRICKMINES |  | 52.8894 | -6.0686
MV/LV Substation RO***176Y |  | 10 kV | _ | LV | 50 kVA :Pole Substation | 0.05 | --> | 0.05 | 0 | 0 | Constrained,otherwise capacity available =20kVA. | --> | 0.0475 | 0 | 0.006669 | 0.054359 | 0 |  | --> | C26 ex BISHOPSTOWN | Bishopstown [T41,T42] | KILBARRY |  | 51.8914 | -8.5476
MV/LV Substation RO***179 |  | 10 kV | _ | LV | 400 kVA :Building Structure | 0.4 | --> | 0.4 | 0.284 | 1 |  | --> | 0.38 | 0 | 0.023712 | 0.41724 | 0 |  | --> | C18 ex CORBALLY | Corbally [T41,T42] | ARDNACRUSHA |  | 52.6761 | -8.6114
MV/LV Substation RO***180X |  | 10 kV | _ | LV | 400 kVA :Kiosk Substation | 0.4 | --> | 0.4 | 0.341 | 1.6 |  | --> | 0.38 | 0 | 0.011115 | 0 | 0 | Constrained,otherwise capacity available =408.9kW. | --> | C15 ex BUNDORAN | Bundoran [T41,T42] | CATHALEENS FALL |  | 54.4733 | -8.284
MV/LV Substation RO***182X |  | 10 kV | _ | LV | 50 kVA :Pole Substation | 0.05 | --> | 0.05 | 0.022 | 1.1 |  | --> | 0.0475 | 0 | 0 | 0.05408 | 0 |  | --> | C17 ex GILLOGUE | Gillogue [T41,T42] | ARDNACRUSHA |  | 52.6998 | -8.6013
MV/LV Substation RO***189 |  | 10 kV | _ | LV | 630 kVA :Kiosk Substation | 0.63 | --> | 0.63 | 0 | 0 | Constrained,otherwise capacity available =476kVA. | --> | 0.5985 | 0 | 0.014079 | 0.5 | 0 |  | --> | C21 ex BALLYBODEN | Ballyboden [T41,T42] | COOKSTOWN |  | 53.291 | -6.3001
MV/LV Substation RO***191Z |  | 10 kV | _ | LV | 400 kVA :Kiosk Substation | 0.4 | --> | 0.4 | 0 | 0 | Constrained,otherwise capacity available =314kVA. | --> | 0.38 | 0 | 0 | 0.41285 | 0 |  | --> | C22 ex MACETOWN | Macetown [T101,T102] | MACETOWN |  | 53.3991 | -6.4349
MV/LV Substation RO***194Z |  | 10 kV | _ | LV | 50 kVA :Pole Substation | 0.05 | --> | 0.05 | 0.048 | 9.5 |  | --> | 0.0475 | 0 | 0 | 0.050303 | 0 |  | --> | C12 ex BANDON | Bandon [T101,T42] | BANDON |  | 51.7544 | -8.7426
MV/LV Substation RO***194Z |  | 10 kV | _ | LV | 200 kVA :Kiosk Substation | 0.2 | --> | 0.2 | 0 | 0 | Constrained,otherwise capacity available =175kVA. | --> | 0.19 | 0 | 0.018525 | 0.20376 | 0 |  | --> | C12 ex DRYBRIDGE | Drybridge [T41,T42] | DRYBRIDGE |  | 53.7258 | -6.362
MV/LV Substation RO***198Y |  | 10 kV | _ | LV | 400 kVA :Kiosk Substation | 0.4 | --> | 0.4 | 0 | 0 | Constrained,otherwise capacity available =271kVA. | --> | 0.38 | 0 | 0.032604 | 0.41913 | 0 |  | --> | C20 ex RAHEEN | Raheen [T41,T42] | LIMERICK |  | 52.6252 | -8.6462
MV/LV Substation RO***200Y |  | 10 kV | _ | LV | 50 kVA :Pole Substation | 0.05 | --> | 0.05 | 0.049 | 0.9 |  | --> | 0.0475 | 0 | 0 | 0.050152 | 0 |  | --> | C21 ex ROSS CARBERY | Ross Carbery [T41,T42] | DUNMANWAY |  | 51.6658 | -8.9826
MV/LV Substation RO***201 |  | 20 kV | _ | LV | 200 kVA :Pole Substation | 0.2 | --> | 0.2 | 0.124 | 3 |  | --> | 0.19 | 0 | 0.011115 | 0 | 0 | Constrained,otherwise capacity available =211.2kW. | --> | E12 ex MOVILLE | Moville [T421,T422] | TRILLICK |  | 55.1929 | -7.0405
MV/LV Substation RO***203 |  | 10 kV | _ | LV | 630 kVA :Kiosk Substation | 0.63 | --> | 0.63 | 0 | 0 | Constrained,otherwise capacity available =416kVA. | --> | 0.5985 | 0 | 0.054093 | 0.5 | 0 |  | --> | C21 ex BALLYBODEN | Ballyboden [T41,T42] | COOKSTOWN |  | 53.2879 | -6.2956
MV/LV Substation RO***203Y |  | 10 kV | _ | LV | 400 kVA :Kiosk Substation | 0.4 | --> | 0.4 | 0 | 0 | Constrained,otherwise capacity available =324kVA. | --> | 0.38 | 0 | 0 | 0.41138 | 0 |  | --> | C17 ex RATHMULLAN | Rathmullan [T41,T42] | DRYBRIDGE |  | 53.7108 | -6.3796
MV/LV Substation RO***206Z |  | 10 kV | _ | LV | 200 kVA :Kiosk Substation | 0.2 | --> | 0.2 | 0 | 0 | Constrained,otherwise capacity available =194kVA. | --> | 0.19 | 0 | 0 | 0.20091 | 0 |  | --> | C19 ex DRYBRIDGE | Drybridge [T41,T42] | DRYBRIDGE |  | 53.7264 | -6.3557
MV/LV Substation RO***207 |  | 20 kV | _ | LV | 200 kVA :Pole Substation | 0.2 | --> | 0.2 | 0.187 | 3 |  | --> | 0.19 | 0 | 0.011856 | 0 | 0 | Constrained,otherwise capacity available =202kW. | --> | E12 ex MOVILLE | Moville [T421,T422] | TRILLICK |  | 55.1966 | -7.0291
MV/LV Substation RO***212X |  | 10 kV | _ | LV | 50 kVA :Pole Substation | 0.05 | --> | 0.05 | 0.05 | 2.1 |  | --> | 0.0475 | 0 | 0 | 0 | 0 | Constrained,otherwise capacity available =50kW. | --> | C17 ex KILCAR | Kilcar [T41] | BINBANE |  | 54.6473 | -8.6249
MV/LV Substation RO***214X |  | 20 kV | _ | LV | 200 kVA :Pole Substation | 0.2 | --> | 0.2 | 0.193 | 4.2 |  | --> | 0.19 | 0 | 0 | 0.20106 | 0 |  | --> | E16 ex JENKINSTOWN | Jenkinstown [T421,T422] | DUNDALK |  | 54.0086 | -6.2931
MV/LV Substation RO***215X |  | 10 kV | _ | LV | 630 kVA :Building Structure | 0.63 | --> | 0.63 | 0.5 | 11.1 |  | --> | 0.5985 | 0 | 0 | 0.5 | 0 |  | --> | C17 ex CABRA | Cabra [T101,T102] | FINGLAS |  | 53.373 | -6.2854
MV/LV Substation RO***215Y |  | 10 kV | _ | LV | 400 kVA :Kiosk Substation | 0.4 | --> | 0.4 | 0 | 0 | Constrained,otherwise capacity available =260kVA. | --> | 0.38 | 0 | 0.088179 | 0.42072 | 0 |  | --> | C17 ex CARRIGSHANE | Carrigshane [T41] | MIDLETON |  | 51.8958 | -8.1629
MV/LV Substation RO***217 |  | 10 kV | _ | LV | 200 kVA :Kiosk Substation | 0.2 | --> | 0.2 | 0.145 | 0.9 |  | --> | 0.19 | 0 | 0.017043 | 0.20818 | 0 |  | --> | C15 ex COES ROAD | Coes Road [T41,T42] | DUNDALK |  | 53.9983 | -6.3706
MV/LV Substation RO***217X |  | 10 kV | _ | LV | 400 kVA :Kiosk Substation | 0.4 | --> | 0.4 | 0.363 | 6.4 |  | --> | 0.38 | 0 | 0.002964 | 0.40558 | 0 |  | --> | C14 ex GARRYCASTLE | Garrycastle [T41,T42] | ATHLONE |  | 53.4269 | -7.9337
MV/LV Substation RO***218Z |  | 20 kV | _ | LV | 50 kVA :Pole Substation | 0.05 | --> | 0.05 | 0 | 0 | Constrained,otherwise capacity available =50kVA. | --> | 0.0475 | 0 | 0 | 0.05 | 0 |  | --> | E15 ex BATTER LANE TEMPORARY | Batter Lane Temporary 38kv [T421] | GLASMORE |  | 53.5157 | -6.1516
MV/LV Substation RO***219 |  | 20 kV | _ | LV | 50 kVA :Pole Substation | 0.05 | --> | 0.05 | 0.039 | 1 |  | --> | 0.0475 | 0 | 0 | 0 | 0 | Constrained,otherwise capacity available =51.6kW. | --> | C18 ex BOYLE | Boyle [T41,T42] | CARRICK ON SHANNON |  | 53.8509 | -8.2032
MV/LV Substation RO***220Z |  | 10 kV | _ | LV | 1000 kVA :Building Structure | 1 | --> | 1 | 0 | 0 | Constrained,otherwise capacity available =500kVA. | --> | 0.95 | 0 | 0.03705 | 0.5 | 0 |  | --> | C17 ex BALLYCOOLIN | Ballycoolin [T41,T42,T43] | FINGLAS |  | 53.3988 | -6.3459
MV/LV Substation RO***221Y |  | 20 kV | _ | LV | 50 kVA :Pole Substation | 0.05 | --> | 0.05 | 0.05 | 2.9 |  | --> | 0.0475 | 0 | 0 | 0 | 0 | Constrained,otherwise capacity available =50kW. | --> | E13 ex TELAYDON | Telaydon [T42,T421] | LISDRUM |  | 54.263 | -7.1509
MV/LV Substation RO***222 |  | 10 kV | _ | LV | 50 kVA :Pole Substation | 0.05 | --> | 0.05 | 0 | 0 | Constrained,otherwise capacity available =37kVA. | --> | 0.0475 | 0 | 0.003705 | 0 | 0 | Constrained,otherwise capacity available =51.9kW. | --> | E19 ex FOXHOLE | Foxhole [T421,T422] | DUNGARVAN |  | 52.0487 | -7.8867
MV/LV Substation RO***226 |  | 20 kV | _ | LV | 630 kVA :Kiosk Substation | 0.63 | --> | 0.63 | 0.5 | 1.4 |  | --> | 0.5985 | 0 | 0.027417 | 0.5 | 0 |  | --> | E12 ex KILLINICK | Killinick [T421,T422] | WEXFORD |  | 52.2473 | -6.3397
MV/LV Substation RO***226 |  | 10 kV | _ | LV | 400 kVA :Kiosk Substation | 0.4 | --> | 0.4 | 0.308 | 2.8 |  | --> | 0.38 | 0 | 0 | 0.41373 | 0 |  | --> | C20 ex CASTLEBLAYNEY | Castleblayney [T41,T42] | DUNDALK |  | 54.1135 | -6.7422
MV/LV Substation RO***228Y |  | 10 kV | _ | LV | 200 kVA :Pole Substation | 0.2 | --> | 0.2 | 0.2 | 3.4 |  | --> | 0.19 | 0 | 0 | 0.2 | 0 |  | --> | C15 ex GLENGOOLE | Glengoole [T41] | THURLES |  | 52.7271 | -7.5753
MV/LV Substation RO***230 |  | 20 kV | _ | LV | 50 kVA :Pole Substation | 0.05 | --> | 0.05 | 0 | 0 | Constrained,otherwise capacity available =47kVA. | --> | 0.0475 | 0 | 0 | 0.050453 | 0 |  | --> | E17 ex BALLINROBE | Ballinrobe [T421,T422] | DALTON |  | 53.6455 | -9.1076
MV/LV Substation RO***230Y |  | 20 kV | _ | LV | 400 kVA :Kiosk Substation | 0.4 | --> | 0.4 | 0.332 | 2.5 |  | --> | 0.38 | 0 | 0.010374 | 0.4102 | 0 |  | --> | E12 ex BAGENALSTOWN | Bagenalstown [T421,T422] | CARLOW |  | 52.6965 | -6.9699
MV/LV Substation RO***230Z |  | 10 kV | _ | LV | 1000 kVA :Building Structure | 1 | --> | 1 | 0 | 0 | Constrained,otherwise capacity available =500kVA. | --> | 0.95 | 0 | 0 | 0.5 | 0 |  | --> | C17 ex BALLYCOOLIN | Ballycoolin [T41,T42,T43] | FINGLAS |  | 53.3996 | -6.3419
MV/LV Substation RO***231 |  | 20 kV | _ | LV | 100 kVA :Pole Substation | 0.1 | --> | 0.1 | 0.061 | 17.8 |  | --> | 0.095 | 0 | 0 | 0.10575 | 0 |  | --> | E22 ex BANOGE | Banoge [T121,T122] | BANOGE |  | 52.6647 | -6.4031
MV/LV Substation RO***234 |  | 10 kV | _ | LV | 1000 kVA :Building Structure | 1 | --> | 1 | 0.5 | 3.4 |  | --> | 0.95 | 0 | 0 | 0.5 | 0 |  | --> | C14 ex MERRION SQUARE | Merrion Square [T41,T42] | RINGSEND |  | 53.3375 | -6.253
MV/LV Substation RO***236X |  | 20 kV | _ | LV | 400 kVA :Kiosk Substation | 0.4 | --> | 0.4 | 0.325 | 1.8 |  | --> | 0.38 | 0 | 0.017043 | 0.41123 | 0 |  | --> | E11 ex BIRDHILL | Birdhill [T421,T422] | ARDNACRUSHA |  | 52.7141 | -8.4047
MV/LV Substation RO***236Y |  | 20 kV | _ | LV | 50 kVA :Pole Substation | 0.05 | --> | 0.05 | 0.049 | 18.8 |  | --> | 0.0475 | 0 | 0 | 0.050152 | 0 |  | --> | E13 ex HARTNETTS CROSS | Hartnetts Cross [T121,T422] | HARTNETTS CROSS |  | 51.843 | -8.9845
MV/LV Substation RO***237X |  | 10 kV | _ | LV | 630 kVA :Kiosk Substation | 0.63 | --> | 0.63 | 0.5 | 4.6 |  | --> | 0.5985 | 0 | 0 | 0.5 | 0 |  | --> | C12 ex DUN LAOGHAIRE | Dun Laoghaire [T41,T42] | BLACKROCK |  | 53.2923 | -6.1343
MV/LV Substation RO***239 |  | 20 kV | _ | LV | 400 kVA :Kiosk Substation | 0.4 | --> | 0.4 | 0.344 | 17.7 |  | --> | 0.38 | 0 | 0 | 0.40841 | 0 |  | --> | E22 ex COOLROE | Coolroe [T121,T122] | COOLROE |  | 51.8888 | -8.6347
MV/LV Substation RO***239X |  | 10 kV | _ | LV | 100 kVA :Pole Substation | 0.1 | --> | 0.1 | 0 | 0 | Constrained,otherwise capacity available =72kVA. | --> | 0.095 | 0 | 0 | 0 | 0 | Constrained,otherwise capacity available =104.2kW. | --> | C18 ex DUNGLOE | Dungloe [T41,T42] | ARDNAGAPPARY |  | 54.984 | -8.4271
MV/LV Substation RO***240 |  | 10 kV | _ | LV | 200 kVA :Pole Substation | 0.2 | --> | 0.2 | 0.129 | 0.9 |  | --> | 0.19 | 0 | 0.011856 | 0.2105 | 0 |  | --> | C18 ex WOODFORD | Woodford [T41,T42] | KNOCKEARAGH |  | 52.052 | -9.5191
MV/LV Substation RO***240X |  | 10 kV | _ | LV | 50 kVA :Pole Substation | 0.05 | --> | 0.05 | 0.049 | 1.6 |  | --> | 0.0475 | 0 | 0 | 0 | 0 | Constrained,otherwise capacity available =50.2kW. | --> | C16 ex BALLYSHANNON | Ballyshannon [T41,T42] | CATHALEENS FALL |  | 54.5632 | -8.2028
MV/LV Substation RO***241Y |  | 10 kV | _ | LV | 50 kVA :Pole Substation | 0.05 | --> | 0.05 | 0 | 0 | Constrained,otherwise capacity available =49kVA. | --> | 0.0475 | 0 | 0 | 0.050152 | 0 |  | --> | C20 ex CAHIRCALLA | Cahircalla [T41,T42] | ENNIS |  | 52.8262 | -9.0022
MV/LV Substation RO***242Z |  | 10 kV | _ | LV | 1000 kVA :Building Structure | 1 | --> | 1 | 0 | 0 | Constrained,otherwise capacity available =500kVA. | --> | 0.95 | 0 | 0 | 0.5 | 0 |  | --> | C17 ex BALLYCOOLIN | Ballycoolin [T41,T42,T43] | FINGLAS |  | 53.3995 | -6.3476
MV/LV Substation RO***243Y |  | 10 kV | _ | LV | 200 kVA :Kiosk Substation | 0.2 | --> | 0.2 | 0 | 0 | Constrained,otherwise capacity available =136kVA. | --> | 0.19 | 0 | 0.031863 | 0.20949 | 0 |  | --> | C11 ex HOLYCROSS ROAD | Holycross Road [T41,T42] | THURLES |  | 52.6691 | -7.8096
MV/LV Substation RO***244Y |  | 10 kV | _ | LV | 400 kVA :Kiosk Substation | 0.4 | --> | 0.4 | 0 | 0 | Constrained,otherwise capacity available =374kVA. | --> | 0.38 | 0 | 0.002223 | 0.40393 | 0 |  | --> | C11 ex HOLYCROSS ROAD | Holycross Road [T41,T42] | THURLES |  | 52.6683 | -7.8114
MV/LV Substation RO***245 |  | 10 kV | _ | LV | 100 kVA :Pole Substation | 0.1 | --> | 0.1 | 0.091 | 0.4 |  | --> | 0.095 | 0 | 0.011856 | 0.10136 | 0 |  | --> | C18 ex CARRICKMINES | Carrickmines [T41,T42] | CARRICKMINES |  | 53.2466 | -6.2188
MV/LV Substation RO***245 |  | 20 kV | _ | LV | 25 kVA :Pole Substation | 0.025 | --> | 0.025 | 0 | 0 | Constrained,otherwise capacity available =16kVA. | --> | 0.02375 | 0 | 0 | 0.026331 | 0 |  | --> | E17 ex DRUMLINE | Drumline [T421,T422] | DRUMLINE |  | 52.758 | -8.8378
MV/LV Substation RO***249Y |  | 20 kV | _ | LV | 50 kVA :Pole Substation | 0.05 | --> | 0.05 | 0 | 0 | Constrained,otherwise capacity available =30kVA. | --> | 0.0475 | 0 | 0 | 0.052949 | 0 |  | --> | E13 ex KILCARRAGH | Kilcarragh [T421,T422] | BUTLERSTOWN |  | 52.1976 | -7.0224
MV/LV Substation RO***251Z |  | 20 kV | _ | LV | 50 kVA :Pole Substation | 0.05 | --> | 0.05 | 0.05 | 2.7 |  | --> | 0.0475 | 0 | 0 | 0.05 | 0 |  | --> | E12 ex OLDCASTLE | Oldcastle [T41,T422] | MULLINGAR |  | 53.7895 | -7.3062
MV/LV Substation RO***252 |  | 10 kV | _ | LV | 100 kVA :Pole Substation | 0.1 | --> | 0.1 | 0.093 | 1.5 |  | --> | 0.095 | 0 | 0 | 0.10106 | 0 |  | --> | C18 ex SHERCOCK | Shercock [T41,T42] | MEATH HILL |  | 53.9964 | -6.8964
MV/LV Substation RO***255 |  | 10 kV | _ | LV | 50 kVA :Pole Substation | 0.05 | --> | 0.05 | 0 | 0 | Constrained,otherwise capacity available =33kVA. | --> | 0.0475 | 0 | 0.003705 | 0 | 0 | Constrained,otherwise capacity available =52.5kW. | --> | C16 ex PALLAS | Pallas [T41,T42] | PORTLAOISE |  | 53.0543 | -7.3219
MV/LV Substation RO***255Y |  | 20 kV | _ | LV | 200 kVA :Kiosk Substation | 0.2 | --> | 0.2 | 0 | 0 | Constrained,otherwise capacity available =164kVA. | --> | 0.19 | 0 | 0.003705 | 0.20539 | 0 |  | --> | E14 ex COLLOONEY | Collooney [T421,T422] | SLIGO |  | 54.1672 | -8.6221
MV/LV Substation RO***256 |  | 10 kV | _ | LV | 400 kVA :Building Structure | 0.4 | --> | 0.4 | 0.378 | 1.2 |  | --> | 0.38 | 0 | 0 | 0.40333 | 0 |  | --> | E16 ex CRATLOE | Cratloe [T421,T422] | ARDNACRUSHA |  | 52.687 | -8.7202
MV/LV Substation RO***257 |  | 20 kV | _ | LV | 200 kVA :Pole Substation | 0.2 | --> | 0.2 | 0 | 0 | Constrained,otherwise capacity available =200kVA. | --> | 0.19 | 0 | 0 | 0.2 | 0 |  | --> | E19 ex GARRANACANTY | Garranacanty [T421,T422] | TIPPERARY |  | 52.403 | -8.1249
MV/LV Substation RO***259 |  | 10 kV | _ | LV | 50 kVA :Pole Substation | 0.05 | --> | 0.05 | 0.045 | 2.3 |  | --> | 0.0475 | 0 | 0 | 0.050753 | 0 |  | --> | E13 ex AGHADA | Aghada [T721] | N/A |  | 51.8474 | -8.1948
MV/LV Substation RO***259 |  | 10 kV | _ | LV | 400 kVA :Building Structure | 0.4 | --> | 0.4 | 0 | 0 | Constrained,otherwise capacity available =388kVA. | --> | 0.38 | 0 | 0 | 0.40182 | 0 |  | --> | C20 ex GARRYOWEN | Garryowen [T41,T42] | LIMERICK |  | 52.648 | -8.6201
MV/LV Substation RO***259Z |  | 10 kV | _ | LV | 400 kVA :Kiosk Substation | 0.4 | --> | 0.4 | 0 | 0 | Constrained,otherwise capacity available =289kVA. | --> | 0.38 | 0 | 0 | 0.41651 | 0 |  | --> | C11 ex COOLMINE | Coolmine [T41,T42] | FINGLAS |  | 53.3764 | -6.3915
MV/LV Substation RO***261X |  | 10 kV | _ | LV | 50 kVA :Pole Substation | 0.05 | --> | 0.05 | 0 | 0 | Constrained,otherwise capacity available =47kVA. | --> | 0.0475 | 0 | 0 | 0 | 0 | Constrained,otherwise capacity available =50.5kW. | --> | E19 ex FOXHOLE | Foxhole [T421,T422] | DUNGARVAN |  | 52.0922 | -7.9943
MV/LV Substation RO***261X |  | 10 kV | _ | LV | 200 kVA :Kiosk Substation | 0.2 | --> | 0.2 | 0.186 | 1.6 |  | --> | 0.19 | 0 | 0 | 0 | 0 | Constrained,otherwise capacity available =202.1kW. | --> | C16 ex BALLYSHANNON | Ballyshannon [T41,T42] | CATHALEENS FALL |  | 54.566 | -8.2167
MV/LV Substation RO***261X |  | 10 kV | _ | LV | 630 kVA :Building Structure | 0.63 | --> | 0.63 | 0.5 | 11.1 |  | --> | 0.5985 | 0 | 0 | 0.5 | 0 |  | --> | C19 ex CABRA | Cabra [T101,T102] | FINGLAS |  | 53.3755 | -6.2902
MV/LV Substation RO***264Z |  | 10 kV | _ | LV | 630 kVA :Kiosk Substation | 0.63 | --> | 0.63 | 0 | 0 | Constrained,otherwise capacity available =500kVA. | --> | 0.5985 | 0 | 0.040014 | 0.5 | 0 |  | --> | C20 ex GARRYOWEN | Garryowen [T41,T42] | LIMERICK |  | 52.6437 | -8.5878
MV/LV Substation RO***265 |  | 20 kV | _ | LV | 50 kVA :Pole Substation | 0.05 | --> | 0.05 | 0 | 0 | Constrained,otherwise capacity available =31kVA. | --> | 0.0475 | 0 | 0 | 0.052806 | 0 |  | --> | E17 ex BALLINROBE | Ballinrobe [T421,T422] | DALTON |  | 53.639 | -9.1036
MV/LV Substation RO***272Z |  | 10 kV | _ | LV | 630 kVA :Kiosk Substation | 0.63 | --> | 0.63 | 0.5 | 13.2 |  | --> | 0.5985 | 0 | 0.030381 | 0.5 | 0 |  | --> | C20 ex ARTANE | Artane [T101,T102] | FINGLAS |  | 53.3797 | -6.2205
MV/LV Substation RO***273Y |  | 10 kV | _ | LV | 400 kVA :Kiosk Substation | 0.4 | --> | 0.4 | 0 | 0 | Constrained,otherwise capacity available =325kVA. | --> | 0.38 | 0 | 0 | 0.41123 | 0 |  | --> | C17 ex MIDLETON | Midleton [T101,T102] | MIDLETON |  | 51.9131 | -8.1709
MV/LV Substation RO***275 |  | 10 kV | _ | LV | 200 kVA :Kiosk Substation | 0.2 | --> | 0.2 | 0.135 | 11.9 |  | --> | 0.19 | 0 | 0.020007 | 0.20964 | 0 |  | --> | C19 ex SALTHILL | Salthill [T101,T102] | SALTHILL |  | 53.2619 | -9.0825
MV/LV Substation RO***275X |  | 10 kV | _ | LV | 400 kVA :Kiosk Substation | 0.4 | --> | 0.4 | 0.334 | 2.3 |  | --> | 0.38 | 0 | 0.046683 | 0.4099 | 0 |  | --> | E18 ex MOY | Moy [T421,T422] | MOY |  | 54.1211 | -9.1655
MV/LV Substation RO***276 |  | 20 kV | _ | LV | 100 kVA :Pole Substation | 0.1 | --> | 0.1 | 0 | 0 | Constrained,otherwise capacity available =88kVA. | --> | 0.095 | 0 | 0 | 0 | 0 | Constrained,otherwise capacity available =101.8kW. | --> | E13 ex FOXHOLE | Foxhole [T421,T422] | DUNGARVAN |  | 51.9501 | -7.7273
MV/LV Substation RO***276 |  | 10 kV | _ | LV | 50 kVA :Pole Substation | 0.05 | --> | 0.05 | 0 | 0 | Constrained,otherwise capacity available =27kVA. | --> | 0.0475 | 0 | 0.008151 | 0.053377 | 0 |  | --> | C18 ex BLAKE | Blake [T41,T42] | BLAKE |  | 53.2688 | -6.8183
MV/LV Substation RO***279Y |  | 10 kV | _ | LV | 200 kVA :Kiosk Substation | 0.2 | --> | 0.2 | 0 | 0 | Constrained,otherwise capacity available =178kVA. | --> | 0.19 | 0 | 0.008892 | 0.20331 | 0 |  | --> | C11 ex DERRYCRAMPH | Derrycramph [T41,T42] | SHANKILL |  | 53.9667 | -7.3446
MV/LV Substation RO***280 |  | 20 kV | _ | LV | 50 kVA :Pole Substation | 0.05 | --> | 0.05 | 0 | 0 | Constrained,otherwise capacity available =50kVA. | --> | 0.0475 | 0 | 0 | 0.05 | 0 |  | --> | E13 ex BALLINROBE | Ballinrobe [T421,T422] | DALTON |  | 53.6784 | -9.2682
MV/LV Substation RO***281 |  | 10 kV | _ | LV | 630 kVA :Building Structure | 0.63 | --> | 0.63 | 0 | 0 | Constrained,otherwise capacity available =467kVA. | --> | 0.5985 | 0 | 0 | 0.5 | 0 |  | --> | C13 ex COOLMINE | Coolmine [T41,T42] | FINGLAS |  | 53.3836 | -6.3824
MV/LV Substation RO***281 |  | 10 kV | _ | LV | 1000 kVA :Building Structure | 1 | --> | 1 | 0 | 0 | Constrained,otherwise capacity available =500kVA. | --> | 0.95 | 0 | 0 | 0.5 | 0 |  | --> | C12 ex HEADFORD ROAD | Headford Road [T41,T42] | GALWAY 110KV |  | 53.2759 | -9.0507
MV/LV Substation RO***281Y |  | 10 kV | _ | LV | 400 kVA :Kiosk Substation | 0.4 | --> | 0.4 | 0.335 | 3.9 |  | --> | 0.38 | 0 | 0 | 0.40975 | 0 |  | --> | C12 ex MARSHES | Marshes [T41,T42] | DUNDALK |  | 53.9877 | -6.3933
MV/LV Substation RO***282X |  | 20 kV | _ | LV | 100 kVA :Pole Substation | 0.1 | --> | 0.1 | 0.09 | 2.7 |  | --> | 0.095 | 0 | 0 | 0.10151 | 0 |  | --> | E12 ex OLDCASTLE | Oldcastle [T41,T422] | MULLINGAR |  | 53.7911 | -7.2948
MV/LV Substation RO***283Y |  | 10 kV | _ | LV | 200 kVA :Pole Substation | 0.2 | --> | 0.2 | 0 | 0 | Constrained,otherwise capacity available =200kVA. | --> | 0.19 | 0 | 0 | 0.2 | 0 |  | --> | C15 ex CAHIRCALLA | Cahircalla [T41,T42] | ENNIS |  | 52.816 | -8.9641
MV/LV Substation RO***290X |  | 10 kV | _ | LV | 400 kVA :Kiosk Substation | 0.4 | --> | 0.4 | 0.341 | 2.9 |  | --> | 0.38 | 0 | 0 | 0.40886 | 0 |  | --> | C21 ex BREWERY ROAD | Brewery Road [T41,T42] | CARRICKMINES |  | 53.2758 | -6.2284
MV/LV Substation RO***290X |  | 10 kV | _ | LV | 400 kVA :Kiosk Substation | 0.4 | --> | 0.4 | 0 | 0 | Constrained,otherwise capacity available =338kVA. | --> | 0.38 | 0 | 0 | 0 | 0 | Constrained,otherwise capacity available =409.3kW. | --> | C11 ex DONEGAL | Donegal [T41,T42] | CATHALEENS FALL |  | 54.6613 | -8.1084
MV/LV Substation RO***291 |  | 20 kV | _ | LV | 50 kVA :Pole Substation | 0.05 | --> | 0.05 | 0 | 0 | Constrained,otherwise capacity available =40kVA. | --> | 0.0475 | 0 | 0.003705 | 0 | 0 | Constrained,otherwise capacity available =51.5kW. | --> | C21 ex MILFORD (NR) | Milford (nr) [T41,T42] | LETTERKENNY |  | 55.1959 | -7.8174
MV/LV Substation RO***291X |  | 10 kV | _ | LV | 400 kVA :Kiosk Substation | 0.4 | --> | 0.4 | 0 | 0 | Constrained,otherwise capacity available =237kVA. | --> | 0.38 | 0 | 0.012597 | 0.42402 | 0 |  | --> | C12 ex FORTUNESTOWN | Fortunestown [T101,T102] | INCHICORE 220KV |  | 53.2868 | -6.4016
MV/LV Substation RO***292Y |  | 10 kV | _ | LV | 630 kVA :Kiosk Substation | 0.63 | --> | 0.63 | 0 | 0 | Constrained,otherwise capacity available =500kVA. | --> | 0.5985 | 0 | 0 | 0.5 | 0 |  | --> | C23 ex MACETOWN | Macetown [T101,T102] | MACETOWN |  | 53.4167 | -6.4715
MV/LV Substation RO***293X |  | 20 kV | _ | LV | 400 kVA :Building Structure | 0.4 | --> | 0.4 | 0.263 | 2 |  | --> | 0.38 | 0 | 0 | 0.42029 | 0 |  | --> | E15 ex MOHILL | Mohill [T421,T422] | CARRICK ON SHANNON |  | 54.0511 | -7.7984
MV/LV Substation RO***296Z |  | 20 kV | _ | LV | 50 kVA :Pole Substation | 0.05 | --> | 0.05 | 0 | 0 | Constrained,otherwise capacity available =49kVA. | --> | 0.0475 | 0 | 0 | 0.050152 | 0 |  | --> | E17 ex BALTRASNA | Baltrasna [T121,T122] | BALTRASNA |  | 53.519 | -6.559
MV/LV Substation RO***297Y |  | 10 kV | _ | LV | 200 kVA :Kiosk Substation | 0.2 | --> | 0.2 | 0 | 0 | Constrained,otherwise capacity available =118kVA. | --> | 0.19 | 0 | 0.035568 | 0.21208 | 0 |  | --> | C12 ex BISHOPSTOWN | Bishopstown [T41,T42] | KILBARRY |  | 51.8885 | -8.538
MV/LV Substation RO***300 |  | 10 kV | _ | LV | 400 kVA :Building Structure | 0.4 | --> | 0.4 | 0.297 | 4.3 |  | --> | 0.38 | 0 | 0.016302 | 0.41535 | 0 |  | --> | C19 ex DEANSGRANGE | Deansgrange [T41,T42] | CARRICKMINES |  | 53.2878 | -6.1658
MV/LV Substation RO***301 |  | 10 kV | _ | LV | 400 kVA :Kiosk Substation | 0.4 | --> | 0.4 | 0.317 | 11.9 |  | --> | 0.38 | 0 | 0.009633 | 0.41241 | 0 |  | --> | C29 ex SALTHILL | Salthill [T101,T102] | SALTHILL |  | 53.2748 | -9.086
MV/LV Substation RO***301X |  | 10 kV | _ | LV | 100 kVA :Pole Substation | 0.1 | --> | 0.1 | 0.094 | 7.2 |  | --> | 0.095 | 0 | 0 | 0 | 0 | Constrained,otherwise capacity available =100.9kW. | --> | C18 ex CONVOY | Convoy [T41,T42] | LETTERKENNY |  | 54.8682 | -7.598
MV/LV Substation RO***307 |  | 10 kV | _ | LV | 630 kVA :Kiosk Substation | 0.63 | --> | 0.63 | 0 | 0 | Constrained,otherwise capacity available =381kVA. | --> | 0.5985 | 0 | 0.052611 | 0.5 | 0 |  | --> | C13 ex COOLMINE | Coolmine [T41,T42] | FINGLAS |  | 53.3857 | -6.3829
MV/LV Substation RO***307Y |  | 10 kV | _ | LV | 200 kVA :Kiosk Substation | 0.2 | --> | 0.2 | 0 | 0 | Constrained,otherwise capacity available =160kVA. | --> | 0.19 | 0 | 0 | 0 | 0 | Constrained,otherwise capacity available =206kW. | --> | C17 ex ROSCREA | Roscrea [T41,T42] | IKERRIN |  | 52.9448 | -7.7943
MV/LV Substation RO***308X |  | 10 kV | _ | LV | 100 kVA :Pole Substation | 0.1 | --> | 0.1 | 0 | 0 | Constrained,otherwise capacity available =45kVA. | --> | 0.095 | 0 | 0.003705 | 0.10802 | 0 |  | --> | C18 ex PALMERSTOWN | Palmerstown [T41,T42] | FINGLAS |  | 53.3468 | -6.361
MV/LV Substation RO***309X |  | 10 kV | _ | LV | 400 kVA :Kiosk Substation | 0.4 | --> | 0.4 | 0 | 0 | Constrained,otherwise capacity available =337kVA. | --> | 0.38 | 0 | 0.005928 | 0.40945 | 0 |  | --> | C11 ex HOWTH JUNCTION | Howth Junction [T41,T42] | GRANGE (DR) |  | 53.3861 | -6.1416
MV/LV Substation RO***313X |  | 10 kV | _ | LV | 630 kVA :Kiosk Substation | 0.63 | --> | 0.63 | 0 | 0 | Constrained,otherwise capacity available =442kVA. | --> | 0.5985 | 0 | 0.005928 | 0.5 | 0 |  | --> | C14 ex CLONDALKIN | Clondalkin [T41,T42,T44] | INCHICORE 220KV |  | 53.3417 | -6.4025
MV/LV Substation RO***314X |  | 10 kV | _ | LV | 200 kVA :Kiosk Substation | 0.2 | --> | 0.2 | 0 | 0 | Constrained,otherwise capacity available =116kVA. | --> | 0.19 | 0 | 0 | 0.21237 | 0 |  | --> | C14 ex CLONDALKIN | Clondalkin [T41,T42,T44] | INCHICORE 220KV |  | 53.3419 | -6.4069
MV/LV Substation RO***317 |  | 10 kV | _ | LV | 100 kVA :Pole Substation | 0.1 | --> | 0.1 | 0.055 | 9.5 |  | --> | 0.095 | 0 | 0.006669 | 0.10661 | 0 |  | --> | C13 ex BANDON | Bandon [T101,T42] | BANDON |  | 51.733 | -8.7539
MV/LV Substation RO***318X |  | 10 kV | _ | LV | 400 kVA :Kiosk Substation | 0.4 | --> | 0.4 | 0.248 | 0.3 |  | --> | 0.38 | 0 | 0.024453 | 0.42245 | 0 |  | --> | C16 ex SANTRY | Santry [T41,T42] | FINGLAS |  | 53.4005 | -6.2373
MV/LV Substation RO***318Y |  | 20 kV | _ | LV | 50 kVA :Pole Substation | 0.05 | --> | 0.05 | 0 | 0 | Constrained,otherwise capacity available =37kVA. | --> | 0.0475 | 0 | 0 | 0.051937 | 0 |  | --> | E22 ex COLLOONEY | Collooney [T421,T422] | SLIGO |  | 54.1921 | -8.4505
MV/LV Substation RO***319 |  | 10 kV | _ | LV | 100 kVA :Pole Substation | 0.1 | --> | 0.1 | 0 | 0 | Constrained,otherwise capacity available =78kVA. | --> | 0.095 | 0 | 0.00741 | 0.10329 | 0 |  | --> | C26 ex BISHOPSTOWN | Bishopstown [T41,T42] | KILBARRY |  | 51.8916 | -8.551
MV/LV Substation RO***321X |  | 10 kV | _ | LV | 50 kVA :Pole Substation | 0.05 | --> | 0.05 | 0 | 0 | Constrained,otherwise capacity available =48kVA. | --> | 0.0475 | 0 | 0 | 0.050303 | 0 |  | --> | C22 ex SKIBBEREEN | Skibbereen [T41,T42] | DUNMANWAY |  | 51.551 | -9.3091
MV/LV Substation RO***323 |  | 10 kV | _ | LV | 200 kVA :Pole Substation | 0.2 | --> | 0.2 | 0 | 0 | Constrained,otherwise capacity available =164kVA. | --> | 0.19 | 0 | 0.011856 | 0.20539 | 0 |  | --> | C15 ex SAGGART | Saggart [T41,T42] | GRANGE CASTLE |  | 53.2683 | -6.4342
MV/LV Substation RO***324Z |  | 10 kV | _ | LV | 200 kVA :Pole Substation | 0.2 | --> | 0.2 | 0 | 0 | Constrained,otherwise capacity available =200kVA. | --> | 0.19 | 0 | 0 | 0.2 | 0 |  | --> | C16 ex LOUGHSHINNY | Loughshinny [T41,T42] | GLASMORE |  | 53.565 | -6.2198
MV/LV Substation RO***326Y |  | 10 kV | _ | LV | 630 kVA :Building Structure | 0.63 | --> | 0.63 | 0 | 0 | Constrained,otherwise capacity available =500kVA. | --> | 0.5985 | 0 | 0 | 0.5 | 0 |  | --> | C21 ex DOUGLAS | Douglas [T41,T42] | TRABEG |  | 51.8796 | -8.4254
MV/LV Substation RO***331Y |  | 20 kV | _ | LV | 630 kVA :Kiosk Substation | 0.63 | --> | 0.63 | 0 | 0 | Constrained,otherwise capacity available =500kVA. | --> | 0.5985 | 0 | 0 | 0.5 | 0 |  | --> | E14 ex DULEEK | Duleek [T421,T422] | DRYBRIDGE |  | 53.6644 | -6.4367
MV/LV Substation RO***333X |  | 10 kV | _ | LV | 200 kVA :Kiosk Substation | 0.2 | --> | 0.2 | 0.091 | 0.3 |  | --> | 0.19 | 0 | 0.02964 | 0.2159 | 0 |  | --> | C16 ex SANTRY | Santry [T41,T42] | FINGLAS |  | 53.4023 | -6.2366
MV/LV Substation RO***335Z |  | 10 kV | _ | LV | 200 kVA :Pole Substation | 0.2 | --> | 0.2 | 0.163 | 10.8 |  | --> | 0.19 | 0 | 0 | 0.20554 | 0 |  | --> | C12 ex FACTORY CROSS | Factory Cross [T41,T42] | BARNAHELY |  | 51.8314 | -8.3077
MV/LV Substation RO***336X |  | 10 kV | _ | LV | 400 kVA :Kiosk Substation | 0.4 | --> | 0.4 | 0 | 0 | Constrained,otherwise capacity available =293kVA. | --> | 0.38 | 0 | 0 | 0.41593 | 0 |  | --> | C12 ex FORTUNESTOWN | Fortunestown [T101,T102] | INCHICORE 220KV |  | 53.2882 | -6.4003
MV/LV Substation RO***337X |  | 10 kV | _ | LV | 400 kVA :Kiosk Substation | 0.4 | --> | 0.4 | 0 | 0 | Constrained,otherwise capacity available =311kVA. | --> | 0.38 | 0 | 0 | 0.41329 | 0 |  | --> | C12 ex FORTUNESTOWN | Fortunestown [T101,T102] | INCHICORE 220KV |  | 53.2889 | -6.4032
MV/LV Substation RO***340 |  | 20 kV | _ | LV | 50 kVA :Pole Substation | 0.05 | --> | 0.05 | 0.045 | 4.2 |  | --> | 0.0475 | 0 | 0 | 0.050753 | 0 |  | --> | E16 ex JENKINSTOWN | Jenkinstown [T421,T422] | DUNDALK |  | 54.0094 | -6.2908
MV/LV Substation RO***341Z |  | 10 kV | _ | LV | 1000 kVA :Building Structure | 1 | --> | 1 | 0 | 0 | Constrained,otherwise capacity available =500kVA. | --> | 0.95 | 0 | 0 | 0.5 | 0 |  | --> | C11 ex LIFFEY VALLEY | Liffey Valley [T41,T42] | INCHICORE 220KV |  | 53.3444 | -6.3978
MV/LV Substation RO***342 |  | 10 kV | _ | LV | 1000 kVA :Building Structure | 1 | --> | 1 | 0.5 | 18.8 |  | --> | 0.95 | 0 | 0 | 0.5 | 0 |  | --> | C38 ex BEDFORD ROW | Bedford Row [T41,T42,T43,T44] | FRANCIS STREET |  | 53.3444 | -6.2617
MV/LV Substation RO***346Y |  | 20 kV | _ | LV | 100 kVA :Pole Substation | 0.1 | --> | 0.1 | 0 | 0 | Constrained,otherwise capacity available =55kVA. | --> | 0.095 | 0 | 0 | 0.10661 | 0 |  | --> | C11 ex KILDARE | Kildare [T41,T42] | NEWBRIDGE |  | 53.1366 | -7.0433
MV/LV Substation RO***348 |  | 10 kV | _ | LV | 100 kVA :Pole Substation | 0.1 | --> | 0.1 | 0.019092 | 0 | Constrained,otherwise capacity available =20kVA. | --> | 0.095 | 0 | 0 | 0 | 0 | Constrained,otherwise capacity available =111.4kW. | --> | C12 ex BALLYBAY | Ballybay [T41,T42] | LISDRUM |  | 54.119 | -7.0103
MV/LV Substation RO***348 |  | 10 kV | _ | LV | 100 kVA :Pole Substation | 0.1 | --> | 0.1 | 0 | 0 | Constrained,otherwise capacity available =78kVA. | --> | 0.095 | 0 | 0.008151 | 0.10329 | 0 |  | --> | C23 ex CREGG ROAD | Cregg Road [T41,T42] | BALLYDINE |  | 52.3591 | -7.3303
MV/LV Substation RO***350 |  | 10 kV | _ | LV | 400 kVA :Kiosk Substation | 0.4 | --> | 0.4 | 0.024 | 3.3 |  | --> | 0.38 | 0 | 0.006669 | 0.45324 | 0 |  | --> | C15 ex PEMBROKE | Pembroke [T41,T42,T43,T44] | RINGSEND |  | 53.3402 | -6.2249
MV/LV Substation RO***350 |  | 20 kV | _ | LV | 50 kVA :Pole Substation | 0.05 | --> | 0.05 | 0.046 | 18.8 |  | --> | 0.0475 | 0 | 0 | 0.050604 | 0 |  | --> | E13 ex HARTNETTS CROSS | Hartnetts Cross [T121,T422] | HARTNETTS CROSS |  | 51.846 | -8.9815
MV/LV Substation RO***352 |  | 10 kV | _ | LV | 200 kVA :Kiosk Substation | 0.2 | --> | 0.2 | 0.135 | 3.9 |  | --> | 0.19 | 0 | 0.010374 | 0.20964 | 0 |  | --> | C19 ex GALWAY 110KV | Galway 110kv [T102,T103] | GALWAY 110KV |  | 53.2726 | -9.0157
MV/LV Substation RO***354 |  | 20 kV | _ | LV | 50 kVA :Pole Substation | 0.05 | --> | 0.05 | 0 | 0 | Constrained,otherwise capacity available =21kVA. | --> | 0.0475 | 0 | 0.011856 | 0 | 0 | Constrained,otherwise capacity available =54.2kW. | --> | C21 ex MILFORD (NR) | Milford (nr) [T41,T42] | LETTERKENNY |  | 55.1945 | -7.8194
MV/LV Substation RO***359Y |  | 10 kV | _ | LV | 400 kVA :Kiosk Substation | 0.4 | --> | 0.4 | 0.398 | 8.2 |  | --> | 0.38 | 0 | 0 | 0.4003 | 0 |  | --> | C13 ex MOUNT MISERY | Mount Misery [T41,T42] | WATERFORD |  | 52.2653 | -7.1057
MV/LV Substation RO***364 |  | 10 kV | _ | LV | 100 kVA :Pole Substation | 0.1 | --> | 0.1 | 0.057 | 0.1 |  | --> | 0.095 | 0 | 0.00741 | 0.10633 | 0 |  | --> | C15 ex TUBBERCURRY | Tubbercurry [T41,T42] | TONROE |  | 54.052 | -8.7222
MV/LV Substation RO***368 |  | 10 kV | _ | LV | 630 kVA :Building Structure | 0.63 | --> | 0.63 | 0.5 | 0.9 |  | --> | 0.5985 | 0 | 0 | 0 | 0 | Constrained,otherwise capacity available =500kW. | --> | C18 ex SPA ROAD | Spa Road [T41,T42] | DOON |  | 52.3551 | -7.679
MV/LV Substation RO***370 |  | 10 kV | _ | LV | 50 kVA :Pole Substation | 0.05 | --> | 0.05 | 0 | 0 | Constrained,otherwise capacity available =46kVA. | --> | 0.0475 | 0 | 0 | 0 | 0 | Constrained,otherwise capacity available =50.6kW. | --> | C15 ex KILCLOHER | Kilcloher [T41,T42] | DUNGARVAN |  | 52.1193 | -7.768
MV/LV Substation RO***370Z |  | 10 kV | _ | LV | 630 kVA :Building Structure | 0.63 | --> | 0.63 | 0.23865 | 0.2 | Constrained,otherwise capacity available =500kVA. | --> | 0.5985 | 0 | 0 | 0 | 0 | Constrained,otherwise capacity available =500kW. | --> | C27 ex ROSBERCON | Rosbercon [T41,T42] | WATERFORD |  | 52.3975 | -6.9483
MV/LV Substation RO***372Y |  | 10 kV | _ | LV | 400 kVA :Kiosk Substation | 0.4 | --> | 0.4 | 0 | 0 | Constrained,otherwise capacity available =293kVA. | --> | 0.38 | 0 | 0.005187 | 0.41593 | 0 |  | --> | C16 ex ATHLONE | Athlone [T41,T42] | ATHLONE |  | 53.4259 | -7.9609
MV/LV Substation RO***373Z |  | 10 kV | _ | LV | 200 kVA :Kiosk Substation | 0.2 | --> | 0.2 | 0 | 0 | Constrained,otherwise capacity available =157kVA. | --> | 0.19 | 0 | 0 | 0.20643 | 0 |  | --> | C21 ex DOUGLAS | Douglas [T41,T42] | TRABEG |  | 51.8771 | -8.3994
MV/LV Substation RO***377 |  | 10 kV | _ | LV | 100 kVA :Pole Substation | 0.1 | --> | 0.1 | 0.045 | 1.1 |  | --> | 0.095 | 0 | 0.00741 | 0.10802 | 0 |  | --> | C17 ex BIRR | Birr [T41,T422] | DALLOW |  | 53.0835 | -7.9063
MV/LV Substation RO***377 |  | 10 kV | _ | LV | 200 kVA :Kiosk Substation | 0.2 | --> | 0.2 | 0.127 | 2.3 |  | --> | 0.19 | 0 | 0.005928 | 0.21079 | 0 |  | --> | C19 ex BALLYRICKARD | Ballyrickard [T41,T42] | TRALEE |  | 52.2771 | -9.7114
MV/LV Substation RO***377X |  | 10 kV | _ | LV | 630 kVA :Building Structure | 0.63 | --> | 0.63 | 0 | 0 | Constrained,otherwise capacity available =500kVA. | --> | 0.5985 | 0 | 0.018525 | 0.5 | 0 |  | --> | C14 ex POPPINTREE | Poppintree [T101,T102] | FINGLAS |  | 53.4049 | -6.235
MV/LV Substation RO***377X |  | 10 kV | _ | LV | 400 kVA :Kiosk Substation | 0.4 | --> | 0.4 | 0 | 0 | Constrained,otherwise capacity available =381kVA. | --> | 0.38 | 0 | 0.010374 | 0.40287 | 0 |  | --> | C14 ex ROSEHILL | Rosehill [T41,T42] | KILKENNY |  | 52.6447 | -7.2625
MV/LV Substation RO***380Z |  | 10 kV | _ | LV | 1000 kVA :Building Structure | 1 | --> | 1 | 0 | 0 | Constrained,otherwise capacity available =500kVA. | --> | 0.95 | 0 | 0 | 0.5 | 0 |  | --> | C18 ex BALGADDY | Balgaddy [T41,T42] | GRANGE CASTLE |  | 53.3409 | -6.4157
MV/LV Substation RO***380Z |  | 10 kV | _ | LV | 630 kVA :Kiosk Substation | 0.63 | --> | 0.63 | 0 | 0 | Constrained,otherwise capacity available =500kVA. | --> | 0.5985 | 0 | 0.018525 | 0.5 | 0 |  | --> | C17 ex BALLYCOOLIN | Ballycoolin [T41,T42,T43] | FINGLAS |  | 53.4007 | -6.3446
MV/LV Substation RO***381Y |  | 20 kV | _ | LV | 100 kVA :Pole Substation | 0.1 | --> | 0.1 | 0.084 | 8.1 |  | --> | 0.095 | 0 | 0 | 0 | 0 | Constrained,otherwise capacity available =102.4kW. | --> | E16 ex WESTPORT | Westport [T421,T422] | CASTLEBAR |  | 53.7964 | -9.5597
MV/LV Substation RO***381Z |  | 10 kV | _ | LV | 630 kVA :Kiosk Substation | 0.63 | --> | 0.63 | 0 | 0 | Constrained,otherwise capacity available =301kVA. | --> | 0.5985 | 0 | 0 | 0.5 | 0 |  | --> | C18 ex BALGADDY | Balgaddy [T41,T42] | GRANGE CASTLE |  | 53.3409 | -6.4171
MV/LV Substation RO***384X |  | 20 kV | _ | LV | 400 kVA :Kiosk Substation | 0.4 | --> | 0.4 | 0 | 0 | Constrained,otherwise capacity available =277kVA. | --> | 0.38 | 0 | 0.03705 | 0.41826 | 0 |  | --> | E19 ex KILCOCK | Kilcock [T421,T422] | GRIFFINRATH |  | 53.396 | -6.6712
MV/LV Substation RO***386 |  | 10 kV | _ | LV | 400 kVA :Kiosk Substation | 0.4 | --> | 0.4 | 0.364 | 11.9 |  | --> | 0.38 | 0 | 0 | 0.40543 | 0 |  | --> | C24 ex SALTHILL | Salthill [T101,T102] | SALTHILL |  | 53.262 | -9.0857
MV/LV Substation RO***386 |  | 20 kV | _ | LV | 50 kVA :Pole Substation | 0.05 | --> | 0.05 | 0.041 | 0.2 |  | --> | 0.0475 | 0 | 0.002223 | 0 | 0 | Constrained,otherwise capacity available =51.3kW. | --> | E16 ex BEALISTOWN | Bealistown [T421,T422] | GREAT ISLAND |  | 52.2643 | -6.9289
MV/LV Substation RO***387 |  | 10 kV | _ | LV | 630 kVA :Building Structure | 0.63 | --> | 0.63 | 0 | 0 | Constrained,otherwise capacity available =500kVA. | --> | 0.5985 | 0 | 0 | 0.5 | 0 |  | --> | C21 ex CARRIGTWOHILL | Carrigtwohill [T42] | COW CROSS |  | 51.8937 | -8.2657
MV/LV Substation RO***388Y |  | 10 kV | _ | LV | 200 kVA :Kiosk Substation | 0.2 | --> | 0.2 | 0.139 | 18.8 |  | --> | 0.19 | 0 | 0.020007 | 0.20906 | 0 |  | --> | E11 ex HARTNETTS CROSS | Hartnetts Cross [T121,T422] | HARTNETTS CROSS |  | 51.9126 | -8.9803
MV/LV Substation RO***389Y |  | 10 kV | _ | LV | 50 kVA :Pole Substation | 0.05 | --> | 0.05 | 0.046 | 0.5 |  | --> | 0.0475 | 0 | 0.004446 | 0 | 0 | Constrained,otherwise capacity available =50.6kW. | --> | C20 ex KILMARTIN | Kilmartin [T41] | ARKLOW |  | 53.0163 | -6.2253
MV/LV Substation RO***389Z |  | 10 kV | _ | LV | 630 kVA :Kiosk Substation | 0.63 | --> | 0.63 | 0 | 0 | Constrained,otherwise capacity available =500kVA. | --> | 0.5985 | 0 | 0 | 0.5 | 0 |  | --> | C16 ex MALAHIDE | Malahide [T41,T42] | GLASMORE |  | 53.4435 | -6.133
MV/LV Substation RO***391 |  | 10 kV | _ | LV | 630 kVA :Building Structure | 0.63 | --> | 0.63 | 0 | 0 | Constrained,otherwise capacity available =500kVA. | --> | 0.5985 | 0 | 0.005928 | 0.5 | 0 |  | --> | C12 ex HEADFORD ROAD | Headford Road [T41,T42] | GALWAY 110KV |  | 53.2763 | -9.0496
MV/LV Substation RO***392 |  | 20 kV | _ | LV | 100 kVA :Pole Substation | 0.1 | --> | 0.1 | 0.097 | 1.7 |  | --> | 0.095 | 0 | 0 | 0.10045 | 0 |  | --> | E14 ex NEWPORT | Newport [T421] | CARROWBEG |  | 53.8226 | -9.6199
MV/LV Substation RO***394Z |  | 10 kV | _ | LV | 400 kVA :Building Structure | 0.4 | --> | 0.4 | 0 | 0 | Constrained,otherwise capacity available =233kVA. | --> | 0.38 | 0 | 0 | 0.42459 | 0 |  | --> | C14 ex CLONDALKIN | Clondalkin [T41,T42,T44] | INCHICORE 220KV |  | 53.3284 | -6.3954
MV/LV Substation RO***395 |  | 10 kV | _ | LV | 630 kVA :Building Structure | 0.63 | --> | 0.63 | 0.5 | 11.1 |  | --> | 0.5985 | 0 | 0 | 0.5 | 0 |  | --> | C17 ex CABRA | Cabra [T101,T102] | FINGLAS |  | 53.3724 | -6.2893
MV/LV Substation RO***396 |  | 20 kV | _ | LV | 100 kVA :Pole Substation | 0.1 | --> | 0.1 | 0 | 0 | Constrained,otherwise capacity available =95kVA. | --> | 0.095 | 0 | 0.004446 | 0 | 0 | Constrained,otherwise capacity available =100.8kW. | --> | C14 ex MILFORD (NR) | Milford (nr) [T41,T42] | LETTERKENNY |  | 55.1883 | -7.6856
MV/LV Substation RO***396X |  | 10 kV | _ | LV | 1000 kVA :Building Structure | 1 | --> | 1 | 0 | 0 | Constrained,otherwise capacity available =336kVA. | --> | 0.95 | 0 | 0.011856 | 0.5 | 0 |  | --> | C13 ex GRANBY ROW | Granby Row [T41] | MCDERMOTT |  | 53.3536 | -6.2628
MV/LV Substation RO***4005 |  | 10 kV | _ | LV | 100 kVA :Pole Substation | 0.1 | --> | 0.1 | 0 | 0 | Constrained,otherwise capacity available =78kVA. | --> | 0.095 | 0 | 0.00741 | 0.10329 | 0 |  | --> | C20 ex ROSCOMMON | Roscommon [T41,T42] | LANESBORO |  | 53.6453 | -8.1558
MV/LV Substation RO***4022 |  | 10 kV | _ | LV | 400 kVA :Building Structure | 0.4 | --> | 0.4 | 0.343 | 0.4 |  | --> | 0.38 | 0 | 0.005928 | 0.40856 | 0 |  | --> | C18 ex CARRICKMINES | Carrickmines [T41,T42] | CARRICKMINES |  | 53.2603 | -6.2301
MV/LV Substation RO***4024 |  | 10 kV | _ | LV | 630 kVA :Building Structure | 0.63 | --> | 0.63 | 0.5 | 1.2 |  | --> | 0.5985 | 0 | 0.056316 | 0.5 | 0 |  | --> | C20 ex SALLYNOGGIN ROAD | Sallynoggin Road [T41,T42] | CHERRYWOOD |  | 53.2827 | -6.1449
MV/LV Substation RO***4026 |  | 10 kV | _ | LV | 50 kVA :Pole Substation | 0.05 | --> | 0.05 | 0.05 | 1 |  | --> | 0.0475 | 0 | 0 | 0.05 | 0 |  | --> | C25 ex TYCOR | Tycor [T41,T42] | WATERFORD |  | 52.2632 | -7.1598
MV/LV Substation RO***403 |  | 10 kV | _ | LV | 100 kVA :Pole Substation | 0.1 | --> | 0.1 | 0.097 | 3.9 |  | --> | 0.095 | 0 | 0 | 0.10045 | 0 |  | --> | C18 ex MARSHES | Marshes [T41,T42] | DUNDALK |  | 53.9884 | -6.3709
MV/LV Substation RO***4032 |  | 20 kV | _ | LV | 50 kVA :Pole Substation | 0.05 | --> | 0.05 | 0.048 | 8.1 |  | --> | 0.0475 | 0 | 0 | 0 | 0 | Constrained,otherwise capacity available =50.3kW. | --> | E16 ex WESTPORT | Westport [T421,T422] | CASTLEBAR |  | 53.7975 | -9.5604
MV/LV Substation RO***4034 |  | 10 kV | _ | LV | 100 kVA :Pole Substation | 0.1 | --> | 0.1 | 0.048 | 1.3 |  | --> | 0.095 | 0 | 0.002223 | 0.1076 | 0 |  | --> | C17 ex ROOSKY | Roosky [T41] | RICHMOND |  | 53.8324 | -7.9251
MV/LV Substation RO***403X |  | 10 kV | _ | LV | 200 kVA :Kiosk Substation | 0.2 | --> | 0.2 | 0 | 0 | Constrained,otherwise capacity available =153kVA. | --> | 0.19 | 0 | 0.00741 | 0.20701 | 0 |  | --> | C17 ex CARRICK ON SHANNON | Carrick On Shannon [T41,T42] | CARRICK ON SHANNON |  | 53.9414 | -8.076
MV/LV Substation RO***403Y |  | 10 kV | _ | LV | 200 kVA :Kiosk Substation | 0.2 | --> | 0.2 | 0 | 0 | Constrained,otherwise capacity available =176kVA. | --> | 0.19 | 0 | 0 | 0 | 0 | Constrained,otherwise capacity available =203.6kW. | --> | C25 ex TINAHASK | Tinahask [T41,T42] | ARKLOW |  | 52.7897 | -6.1617
MV/LV Substation RO***4040 |  | 10 kV | _ | LV | 400 kVA :Building Structure | 0.4 | --> | 0.4 | 0.4 | 2.3 |  | --> | 0.38 | 0 | 0 | 0.4 | 0 |  | --> | C18 ex BALLYRICKARD | Ballyrickard [T41,T42] | TRALEE |  | 52.2845 | -9.7064
MV/LV Substation RO***4054 |  | 10 kV | _ | LV | 400 kVA :Kiosk Substation | 0.4 | --> | 0.4 | 0.355 | 0.9 |  | --> | 0.38 | 0 | 0.00741 | 0.40677 | 0 |  | --> | C11 ex WOODFORD | Woodford [T41,T42] | KNOCKEARAGH |  | 52.0529 | -9.4902
MV/LV Substation RO***4055 |  | 10 kV | _ | LV | 400 kVA :Kiosk Substation | 0.4 | --> | 0.4 | 0 | 0 | Constrained,otherwise capacity available =253kVA. | --> | 0.38 | 0 | 0.037791 | 0.42173 | 0 |  | --> | C14 ex DRUMQUIN | Drumquin [T42] | ENNIS |  | 52.8137 | -8.9727
MV/LV Substation RO***4062 |  | 10 kV | _ | LV | 200 kVA :Pole Substation | 0.2 | --> | 0.2 | 0 | 0 | Constrained,otherwise capacity available =196kVA. | --> | 0.19 | 0 | 0 | 0.20061 | 0 |  | --> | C21 ex DOUGLAS | Douglas [T41,T42] | TRABEG |  | 51.8776 | -8.3955
MV/LV Substation RO***4062 |  | 10 kV | _ | LV | 630 kVA :Kiosk Substation | 0.63 | --> | 0.63 | 0 | 0 | Constrained,otherwise capacity available =500kVA. | --> | 0.5985 | 0 | 0 | 0.5 | 0 |  | --> | C12 ex BALLYBEGGAN | Ballybeggan [T43,T44] | TRALEE |  | 52.2658 | -9.6748
MV/LV Substation RO***4063 |  | 20 kV | _ | LV | 400 kVA :Kiosk Substation | 0.4 | --> | 0.4 | 0 | 0 | Constrained,otherwise capacity available =384kVA. | --> | 0.38 | 0 | 0 | 0 | 0 | Constrained,otherwise capacity available =402.4kW. | --> | E20 ex KILLYBEGS | Killybegs [T422] | BINBANE |  | 54.6259 | -8.4592
MV/LV Substation RO***4067 |  | 10 kV | _ | LV | 630 kVA :Kiosk Substation | 0.63 | --> | 0.63 | 0.405 | 1.2 |  | --> | 0.5985 | 0 | 0.16376 | 0.5 | 0 |  | --> | C20 ex SALLYNOGGIN ROAD | Sallynoggin Road [T41,T42] | CHERRYWOOD |  | 53.2863 | -6.1404
MV/LV Substation RO***4068 |  | 20 kV | _ | LV | 50 kVA :Pole Substation | 0.05 | --> | 0.05 | 0.05 | 8.5 |  | --> | 0.0475 | 0 | 0 | 0 | 0 | Constrained,otherwise capacity available =50kW. | --> | E14 ex ARIGNA | Arigna [T121] | ARIGNA |  | 54.086 | -8.1293
MV/LV Substation RO***4069 |  | 20 kV | _ | LV | 100 kVA :Pole Substation | 0.1 | --> | 0.1 | 0.085 | 8.5 |  | --> | 0.095 | 0 | 0 | 0 | 0 | Constrained,otherwise capacity available =102.3kW. | --> | E14 ex ARIGNA | Arigna [T121] | ARIGNA |  | 54.0667 | -8.152
MV/LV Substation RO***406X |  | 20 kV | _ | LV | 50 kVA :Pole Substation | 0.05 | --> | 0.05 | 0.05 | 4.4 |  | --> | 0.0475 | 0 | 0 | 0.05 | 0 |  | --> | E18 ex CRANE | Crane [T122] | CRANE |  | 52.4785 | -6.2986
MV/LV Substation RO***4078 |  | 10 kV | _ | LV | 400 kVA :Kiosk Substation | 0.4 | --> | 0.4 | 0 | 0 | Constrained,otherwise capacity available =349kVA. | --> | 0.38 | 0 | 0 | 0.40767 | 0 |  | --> | C20 ex COLLEGE PARK | College Park [T101,T102,T103] | COLLEGE PARK |  | 53.3947 | -6.3692
MV/LV Substation RO***407X |  | 10 kV | _ | LV | 400 kVA :Building Structure | 0.4 | --> | 0.4 | 0.4 | 6.2 |  | --> | 0.38 | 0 | 0 | 0.4 | 0 |  | --> | C24 ex CAHIR | Cahir [T41,T42] | CAHIR |  | 52.4586 | -7.893
MV/LV Substation RO***4084 |  | 10 kV | _ | LV | 630 kVA :Kiosk Substation | 0.63 | --> | 0.63 | 0.5 | 5.6 |  | --> | 0.5985 | 0 | 0 | 0.5 | 0 |  | --> | C11 ex KILCOOLE | Kilcoole [T41,T42] | FASSAROE |  | 53.0844 | -6.1139
MV/LV Substation RO***4086 |  | 10 kV | _ | LV | 50 kVA :Pole Substation | 0.05 | --> | 0.05 | 0 | 0 | Constrained,otherwise capacity available =50kVA. | --> | 0.0475 | 0 | 0 | 0.05 | 0 |  | --> | C12 ex JOHNSTOWN | Johnstown [T41,T42] | KILTEEL |  | 53.2349 | -6.6287
MV/LV Substation RO***4087 |  | 10 kV | _ | LV | 400 kVA :Kiosk Substation | 0.4 | --> | 0.4 | 0 | 0 | Constrained,otherwise capacity available =228kVA. | --> | 0.38 | 0 | 0.054834 | 0.42531 | 0 |  | --> | C16 ex LUCAN EAST | Lucan East [T41,T42] | GRANGE CASTLE |  | 53.3636 | -6.4522
MV/LV Substation RO***4092 |  | 10 kV | _ | LV | 630 kVA :Kiosk Substation | 0.63 | --> | 0.63 | 0.38033 | 0.4 | Constrained,otherwise capacity available =500kVA. | --> | 0.5985 | 0 | 0.18229 | 0.5 | 0 |  | --> | C17 ex CARRICKMINES | Carrickmines [T41,T42] | CARRICKMINES |  | 53.2402 | -6.1916
MV/LV Substation RO***4093 |  | 20 kV | _ | LV | 200 kVA :Building Structure | 0.2 | --> | 0.2 | 0.198 | 0.4 |  | --> | 0.19 | 0 | 0 | 0.2003 | 0 |  | --> | C14 ex CARRAROE | Carraroe [T42] | SCREEB |  | 53.2685 | -9.5592
MV/LV Substation RO***4094 |  | 10 kV | _ | LV | 400 kVA :Kiosk Substation | 0.4 | --> | 0.4 | 0.4 | 13.4 |  | --> | 0.38 | 0 | 0 | 0.4 | 0 |  | --> | C17 ex POTTERY ROAD | Pottery Road [T101,T102] | CARRICKMINES |  | 53.2749 | -6.1463
MV/LV Substation RO***409X |  | 10 kV | _ | LV | 200 kVA :Kiosk Substation | 0.2 | --> | 0.2 | 0 | 0 | Constrained,otherwise capacity available =158kVA. | --> | 0.19 | 0 | 0 | 0.20628 | 0 |  | --> | C14 ex CLONDALKIN | Clondalkin [T41,T42,T44] | INCHICORE 220KV |  | 53.3378 | -6.4058
MV/LV Substation RO***4100 |  | 10 kV | _ | LV | 400 kVA :Kiosk Substation | 0.4 | --> | 0.4 | 0 | 0 | Constrained,otherwise capacity available =278kVA. | --> | 0.38 | 0 | 0.098553 | 0.41811 | 0 |  | --> | C16 ex MALAHIDE | Malahide [T41,T42] | GLASMORE |  | 53.4435 | -6.1357
MV/LV Substation RO***4101 |  | 10 kV | _ | LV | 100 kVA :Pole Substation | 0.1 | --> | 0.1 | 0.1 | 1.6 |  | --> | 0.095 | 0 | 0 | 0 | 0 | Constrained,otherwise capacity available =100kW. | --> | C16 ex BALLYSHANNON | Ballyshannon [T41,T42] | CATHALEENS FALL |  | 54.5619 | -8.206
MV/LV Substation RO***4106 |  | 20 kV | _ | LV | 200 kVA :Kiosk Substation | 0.2 | --> | 0.2 | 0 | 0 | Constrained,otherwise capacity available =183kVA. | --> | 0.19 | 0 | 0 | 0.20256 | 0 |  | --> | E21 ex SLANE | Slane [T421] | DRYBRIDGE |  | 53.7047 | -6.5575
MV/LV Substation RO***4114 |  | 20 kV | _ | LV | 50 kVA :Pole Substation | 0.05 | --> | 0.05 | 0 | 0 | Constrained,otherwise capacity available =50kVA. | --> | 0.0475 | 0 | 0 | 0.05 | 0 |  | --> | E18 ex COLLOONEY | Collooney [T421,T422] | SLIGO |  | 54.1231 | -8.4407
MV/LV Substation RO***4116 |  | 10 kV | _ | LV | 1000 kVA :Building Structure | 1 | --> | 1 | 0.5 | 1.4 |  | --> | 0.95 | 0 | 0 | 0.5 | 0 |  | --> | C11 ex DODDER ROAD | Dodder Road [T42] | MILLTOWN (DR) |  | 53.3095 | -6.2686
MV/LV Substation RO***4117 |  | 10 kV | _ | LV | 200 kVA :Kiosk Substation | 0.2 | --> | 0.2 | 0 | 0 | Constrained,otherwise capacity available =200kVA. | --> | 0.19 | 0 | 0 | 0 | 0 | Constrained,otherwise capacity available =200kW. | --> | C12 ex CULLION | Cullion [T41,T42] | LETTERKENNY |  | 54.9328 | -7.7741
MV/LV Substation RO***4119 |  | 20 kV | _ | LV | 50 kVA :Pole Substation | 0.05 | --> | 0.05 | 0 | 0 | Constrained,otherwise capacity available =47kVA. | --> | 0.0475 | 0 | 0 | 0.050453 | 0 |  | --> | E20 ex BALLINDERRY | Ballinderry [T41,T422] | MULLINGAR |  | 53.4703 | -7.3227
MV/LV Substation RO***412 |  | 10 kV | _ | LV | 400 kVA :Kiosk Substation | 0.4 | --> | 0.4 | 0 | 0 | Constrained,otherwise capacity available =379kVA. | --> | 0.38 | 0 | 0.002964 | 0.40318 | 0 |  | --> | C17 ex BISHOPSTOWN | Bishopstown [T41,T42] | KILBARRY |  | 51.8882 | -8.5779
MV/LV Substation RO***4125 |  | 10 kV | _ | LV | 50 kVA :Pole Substation | 0.05 | --> | 0.05 | 0 | 0 | Constrained,otherwise capacity available =47kVA. | --> | 0.0475 | 0 | 0 | 0 | 0 | Constrained,otherwise capacity available =50.5kW. | --> | C11 ex DONEGAL | Donegal [T41,T42] | CATHALEENS FALL |  | 54.682 | -8.2181
MV/LV Substation RO***413 |  | 10 kV | _ | LV | 400 kVA :Kiosk Substation | 0.4 | --> | 0.4 | 0 | 0 | Constrained,otherwise capacity available =360kVA. | --> | 0.38 | 0 | 0.011856 | 0.40603 | 0 |  | --> | C17 ex BISHOPSTOWN | Bishopstown [T41,T42] | KILBARRY |  | 51.887 | -8.5772
MV/LV Substation RO***4131 |  | 10 kV | _ | LV | 100 kVA :Pole Substation | 0.1 | --> | 0.1 | 0.1 | 4.4 |  | --> | 0.095 | 0 | 0 | 0.1 | 0 |  | --> | C20 ex KINGSCOURT | Kingscourt [T41,T42] | MEATH HILL |  | 53.8461 | -6.7195
MV/LV Substation RO***4138 |  | 10 kV | _ | LV | 400 kVA :Building Structure | 0.4 | --> | 0.4 | 0 | 0 | Constrained,otherwise capacity available =400kVA. | --> | 0.38 | 0 | 0 | 0.4 | 0 |  | --> | C11 ex LIFFEY VALLEY | Liffey Valley [T41,T42] | INCHICORE 220KV |  | 53.3446 | -6.3945
MV/LV Substation RO***4138 |  | 10 kV | _ | LV | 200 kVA :Pole Substation | 0.2 | --> | 0.2 | 0 | 0 | Constrained,otherwise capacity available =95kVA. | --> | 0.19 | 0 | 0 | 0.21534 | 0 |  | --> | C21 ex DOUGLAS | Douglas [T41,T42] | TRABEG |  | 51.8775 | -8.3954
MV/LV Substation RO***4141 |  | 20 kV | _ | LV | 50 kVA :Pole Substation | 0.05 | --> | 0.05 | 0.042 | 1.1 |  | --> | 0.0475 | 0 | 0 | 0.0512 | 0 |  | --> | E18 ex BIRR | Birr [T41,T422] | DALLOW |  | 53.1058 | -7.9944
MV/LV Substation RO***4143 |  | 20 kV | _ | LV | 400 kVA :Building Structure | 0.4 | --> | 0.4 | 0.389 | 17.7 |  | --> | 0.38 | 0 | 0 | 0.40167 | 0 |  | --> | E12 ex COOLROE | Coolroe [T121,T122] | COOLROE |  | 51.8808 | -8.642
MV/LV Substation RO***4149 |  | 10 kV | _ | LV | 1000 kVA :Building Structure | 1 | --> | 1 | 0.5 | 1.5 |  | --> | 0.95 | 0 | 0 | 0.5 | 0 |  | --> | C21 ex MONKSTOWN | Monkstown [T41,T42] | BLACKROCK |  | 53.278 | -6.182
MV/LV Substation RO***414Z |  | 10 kV | _ | LV | 50 kVA :Pole Substation | 0.05 | --> | 0.05 | 0 | 0 | Constrained,otherwise capacity available =48kVA. | --> | 0.0475 | 0 | 0 | 0.050303 | 0 |  | --> | C16 ex MORRISTOWN | Morristown [T41,T42] | NEWBRIDGE |  | 53.1967 | -6.809
MV/LV Substation RO***4153 |  | 10 kV | _ | LV | 200 kVA :Kiosk Substation | 0.2 | --> | 0.2 | 0 | 0 | Constrained,otherwise capacity available =164kVA. | --> | 0.19 | 0 | 0.005928 | 0.20539 | 0 |  | --> | C12 ex ORANMORE | Oranmore [T41,T44] | GALWAY 110KV |  | 53.2732 | -8.9909
MV/LV Substation RO***4165 |  | 10 kV | _ | LV | 1000 kVA :Building Structure | 1 | --> | 1 | 0 | 0 | Constrained,otherwise capacity available =500kVA. | --> | 0.95 | 0 | 0 | 0.5 | 0 |  | --> | C11 ex LITTLE BRAY | Little Bray [T41,T42] | FASSAROE |  | 53.2242 | -6.1237
MV/LV Substation RO***4166 |  | 10 kV | _ | LV | 400 kVA :Kiosk Substation | 0.4 | --> | 0.4 | 0 | 0 | Constrained,otherwise capacity available =364kVA. | --> | 0.38 | 0 | 0 | 0.40543 | 0 |  | --> | C13 ex BALLYMOUNT | Ballymount [T41,T42] | INCHICORE 220KV |  | 53.3174 | -6.3463
MV/LV Substation RO***4166 |  | 10 kV | _ | LV | 630 kVA :Kiosk Substation | 0.63 | --> | 0.63 | 0 | 0 | Constrained,otherwise capacity available =500kVA. | --> | 0.5985 | 0 | 0.054834 | 0.5 | 0 |  | --> | C20 ex GARRYOWEN | Garryowen [T41,T42] | LIMERICK |  | 52.6449 | -8.5846
MV/LV Substation RO***4169 |  | 20 kV | _ | LV | 50 kVA :Pole Substation | 0.05 | --> | 0.05 | 0 | 0 | Constrained,otherwise capacity available =47kVA. | --> | 0.0475 | 0 | 0 | 0.050453 | 0 |  | --> | C17 ex CARRICKMACROSS | Carrickmacross [T41,T42] | MEATH HILL |  | 53.9803 | -6.614
MV/LV Substation RO***416Z |  | 20 kV | _ | LV | 1000 kVA :Building Structure | 1 | --> | 1 | 0 | 0 | Constrained,otherwise capacity available =500kVA. | --> | 0.95 | 0 | 0.030381 | 0.5 | 0 |  | --> | E15 ex BATTER LANE TEMPORARY | Batter Lane Temporary 38kv [T421] | GLASMORE |  | 53.4917 | -6.192
MV/LV Substation RO***417 |  | 10 kV | _ | LV | 630 kVA :Kiosk Substation | 0.63 | --> | 0.63 | 0.5 | 16.1 |  | --> | 0.5985 | 0 | 0 | 0.5 | 0 |  | --> | C20 ex RINGSEND | Ringsend [T101,T102] | POOLBEG |  | 53.3401 | -6.2073
MV/LV Substation RO***417 |  | 20 kV | _ | LV | 200 kVA :Pole Substation | 0.2 | --> | 0.2 | 0.2 | 3 |  | --> | 0.19 | 0 | 0 | 0 | 0 | Constrained,otherwise capacity available =200kW. | --> | E13 ex MOVILLE | Moville [T421,T422] | TRILLICK |  | 55.258 | -7.208
MV/LV Substation RO***4171 |  | 20 kV | _ | LV | 400 kVA :Kiosk Substation | 0.4 | --> | 0.4 | 0.274 | 3.5 |  | --> | 0.38 | 0 | 0.03705 | 0 | 0 | Constrained,otherwise capacity available =418.7kW. | --> | E12 ex DUNFIRTH | Dunfirth [T122] | DUNFIRTH |  | 53.4118 | -6.8187
MV/LV Substation RO***4174 |  | 10 kV | _ | LV | 400 kVA :Kiosk Substation | 0.4 | --> | 0.4 | 0 | 0 | Constrained,otherwise capacity available =370kVA. | --> | 0.38 | 0 | 0 | 0.40453 | 0 |  | --> | C21 ex SCARTEEN | Scarteen [T41,T42] | MALLOW |  | 52.1412 | -8.6654
MV/LV Substation RO***4179 |  | 20 kV | _ | LV | 50 kVA :Pole Substation | 0.05 | --> | 0.05 | 0 | 0 | Constrained,otherwise capacity available =50kVA. | --> | 0.0475 | 0 | 0 | 0.05 | 0 |  | --> | E11 ex BALLYHALE | Ballyhale [T42,T421] | KILKENNY |  | 52.4934 | -7.1837
MV/LV Substation RO***4188 |  | 10 kV | _ | LV | 50 kVA :Pole Substation | 0.05 | --> | 0.05 | 0 | 0 | Constrained,otherwise capacity available =50kVA. | --> | 0.0475 | 0 | 0 | 0.05 | 0 |  | --> | C12 ex SAGGART | Saggart [T41,T42] | GRANGE CASTLE |  | 53.2651 | -6.4867
MV/LV Substation RO***4191 |  | 10 kV | _ | LV | 630 kVA :Building Structure | 0.63 | --> | 0.63 | 0 | 0 | Constrained,otherwise capacity available =500kVA. | --> | 0.5985 | 0 | 0 | 0.5 | 0 |  | --> | C17 ex BALLYCOOLIN | Ballycoolin [T41,T42,T43] | FINGLAS |  | 53.4059 | -6.3365
MV/LV Substation RO***4192 |  | 10 kV | _ | LV | 630 kVA :Kiosk Substation | 0.63 | --> | 0.63 | 0.5 | 1.5 |  | --> | 0.5985 | 0 | 0 | 0.5 | 0 |  | --> | C17 ex MONKSTOWN | Monkstown [T41,T42] | BLACKROCK |  | 53.2991 | -6.1709
MV/LV Substation RO***4192 |  | 10 kV | _ | LV | 50 kVA :Pole Substation | 0.05 | --> | 0.05 | 0 | 0 | Constrained,otherwise capacity available =16kVA. | --> | 0.0475 | 0 | 0 | 0 | 0 | Constrained,otherwise capacity available =54.9kW. | --> | C20 ex TEMPLEMORE | Templemore [T41,T42] | IKERRIN |  | 52.8044 | -7.8328
MV/LV Substation RO***4195 |  | 20 kV | _ | LV | 50 kVA :Pole Substation | 0.05 | --> | 0.05 | 0 | 0 | Constrained,otherwise capacity available =46kVA. | --> | 0.0475 | 0 | 0 | 0.050604 | 0 |  | --> | C20 ex ROSCOMMON | Roscommon [T41,T42] | LANESBORO |  | 53.6474 | -8.1717
MV/LV Substation RO***4200 |  | 10 kV | _ | LV | 630 kVA :Kiosk Substation | 0.63 | --> | 0.63 | 0 | 0 | Constrained,otherwise capacity available =500kVA. | --> | 0.5985 | 0 | 0.028899 | 0.5 | 0 |  | --> | C16 ex WHITEHALL | Whitehall [T41] | FINGLAS |  | 53.3717 | -6.2446
MV/LV Substation RO***4209 |  | 20 kV | _ | LV | 50 kVA :Pole Substation | 0.05 | --> | 0.05 | 0 | 0 | Constrained,otherwise capacity available =50kVA. | --> | 0.0475 | 0 | 0 | 0.05 | 0 |  | --> | C17 ex CARRICKMACROSS | Carrickmacross [T41,T42] | MEATH HILL |  | 53.9952 | -6.6126
MV/LV Substation RO***420Y |  | 10 kV | _ | LV | 100 kVA :Pole Substation | 0.1 | --> | 0.1 | 0.078 | 1.3 |  | --> | 0.095 | 0 | 0.006669 | 0.10329 | 0 |  | --> | C17 ex ROOSKY | Roosky [T41] | RICHMOND |  | 53.8293 | -7.9279
MV/LV Substation RO***420Z |  | 20 kV | _ | LV | 100 kVA :Pole Substation | 0.1 | --> | 0.1 | 0.1 | 0.2 |  | --> | 0.095 | 0 | 0 | 0 | 0 | Constrained,otherwise capacity available =100kW. | --> | E16 ex BEALISTOWN | Bealistown [T421,T422] | GREAT ISLAND |  | 52.2525 | -6.9314
MV/LV Substation RO***421 |  | 20 kV | _ | LV | 100 kVA :Pole Substation | 0.1 | --> | 0.1 | 0.063 | 1.9 |  | --> | 0.095 | 0 | 0.008151 | 0 | 0 | Constrained,otherwise capacity available =105.5kW. | --> | E17 ex CREESLOUGH | Creeslough [T421] | ARDNAGAPPARY |  | 55.175 | -7.927
MV/LV Substation RO***4213 |  | 10 kV | _ | LV | 1000 kVA :Building Structure | 1 | --> | 1 | 0.5 | 11 |  | --> | 0.95 | 0 | 0 | 0.5 | 0 |  | --> | C14 ex MISERY HILL | Misery Hill [T101,T102] | POOLBEG |  | 53.3452 | -6.2325
MV/LV Substation RO***4220 |  | 10 kV | _ | LV | 630 kVA :Building Structure | 0.63 | --> | 0.63 | 0 | 0 | Constrained,otherwise capacity available =500kVA. | --> | 0.5985 | 0 | 0 | 0.5 | 0 |  | --> | C23 ex CITYWEST | Citywest [T101,T102] | INCHICORE 220KV |  | 53.2943 | -6.4202
MV/LV Substation RO***4228 |  | 20 kV | _ | LV | 50 kVA :Pole Substation | 0.05 | --> | 0.05 | 0.05 | 1.1 |  | --> | 0.0475 | 0 | 0 | 0.05 | 0 |  | --> | E18 ex BIRR | Birr [T41,T422] | DALLOW |  | 53.1067 | -8.0057
MV/LV Substation RO***4232 |  | 20 kV | _ | LV | 50 kVA :Pole Substation | 0.05 | --> | 0.05 | 0 | 0 | Constrained,otherwise capacity available =48kVA. | --> | 0.0475 | 0 | 0 | 0 | 0 | Constrained,otherwise capacity available =50.3kW. | --> | C21 ex MILFORD (NR) | Milford (nr) [T41,T42] | LETTERKENNY |  | 55.192 | -7.8096
MV/LV Substation RO***4235 |  | 20 kV | _ | LV | 50 kVA :Pole Substation | 0.05 | --> | 0.05 | 0.05 | 8.1 |  | --> | 0.0475 | 0 | 0 | 0 | 0 | Constrained,otherwise capacity available =50kW. | --> | E16 ex WESTPORT | Westport [T421,T422] | CASTLEBAR |  | 53.794 | -9.5545
MV/LV Substation RO***4237 |  | 20 kV | _ | LV | 630 kVA :Kiosk Substation | 0.63 | --> | 0.63 | 0 | 0 | Constrained,otherwise capacity available =500kVA. | --> | 0.5985 | 0 | 0 | 0.5 | 0 |  | --> | E21 ex GARRANACANTY | Garranacanty [T421,T422] | TIPPERARY |  | 52.4795 | -8.1446
MV/LV Substation RO***4239 |  | 20 kV | _ | LV | 100 kVA :Pole Substation | 0.1 | --> | 0.1 | 0.1 | 0.2 |  | --> | 0.095 | 0 | 0 | 0 | 0 | Constrained,otherwise capacity available =100kW. | --> | E15 ex BEALISTOWN | Bealistown [T421,T422] | GREAT ISLAND |  | 52.2807 | -6.75
MV/LV Substation RO***4244 |  | 20 kV | _ | LV | 50 kVA :Pole Substation | 0.05 | --> | 0.05 | 0.05 | 0.2 |  | --> | 0.0475 | 0 | 0 | 0 | 0 | Constrained,otherwise capacity available =50kW. | --> | E15 ex BEALISTOWN | Bealistown [T421,T422] | GREAT ISLAND |  | 52.2809 | -6.7526
MV/LV Substation RO***4247 |  | 20 kV | _ | LV | 50 kVA :Pole Substation | 0.05 | --> | 0.05 | 0.05 | 1.6 |  | --> | 0.0475 | 0 | 0 | 0.05 | 0 |  | --> | C16 ex CURRA | Curra [T41] | SOMERSET |  | 53.0332 | -8.3177
MV/LV Substation RO***4247 |  | 20 kV | _ | LV | 50 kVA :Pole Substation | 0.05 | --> | 0.05 | 0.05 | 0.9 |  | --> | 0.0475 | 0 | 0 | 0 | 0 | Constrained,otherwise capacity available =50kW. | --> | E21 ex CASTLETOWNBERE | Castletownbere [T421] | BALLYLICKY |  | 51.6547 | -9.8799
MV/LV Substation RO***425 |  | 20 kV | _ | LV | 100 kVA :Pole Substation | 0.1 | --> | 0.1 | 0 | 0 | Constrained,otherwise capacity available =75kVA. | --> | 0.095 | 0 | 0 | 0.10373 | 0 |  | --> | E21 ex ASHBOURNE | Ashbourne [T421,T422] | FINGLAS |  | 53.4899 | -6.3022
MV/LV Substation RO***425 |  | 10 kV | _ | LV | 400 kVA :Kiosk Substation | 0.4 | --> | 0.4 | 0 | 0 | Constrained,otherwise capacity available =348kVA. | --> | 0.38 | 0 | 0.031863 | 0.40782 | 0 |  | --> | E16 ex DRUMLINE | Drumline [T421,T422] | DRUMLINE |  | 52.7146 | -8.86
MV/LV Substation RO***4252 |  | 20 kV | _ | LV | 400 kVA :Kiosk Substation | 0.4 | --> | 0.4 | 0.27 | 3.5 |  | --> | 0.38 | 0 | 0.020007 | 0 | 0 | Constrained,otherwise capacity available =419.3kW. | --> | E12 ex DUNFIRTH | Dunfirth [T122] | DUNFIRTH |  | 53.4107 | -6.8185
MV/LV Substation RO***4268 |  | 10 kV | _ | LV | 200 kVA :Kiosk Substation | 0.2 | --> | 0.2 | 0 | 0 | Constrained,otherwise capacity available =200kVA. | --> | 0.19 | 0 | 0 | 0.2 | 0 |  | --> | C17 ex BISHOPSTOWN | Bishopstown [T41,T42] | KILBARRY |  | 51.8888 | -8.5775
MV/LV Substation RO***4271 |  | 20 kV | _ | LV | 630 kVA :Building Structure | 0.63 | --> | 0.63 | 0 | 0 | Constrained,otherwise capacity available =500kVA. | --> | 0.5985 | 0 | 0.38903 | 0 | 0 | Constrained,otherwise capacity available =500kW. | --> | E12 ex ABBEYLEIX | Abbeyleix [T422] | PORTLAOISE |  | 52.9441 | -7.307
MV/LV Substation RO***4280 |  | 20 kV | _ | LV | 50 kVA :Pole Substation | 0.05 | --> | 0.05 | 0.031 | 6.2 |  | --> | 0.0475 | 0 | 0 | 0 | 0 | Constrained,otherwise capacity available =52.8kW. | --> | E28 ex MILFORD (MWR) | Milford (mwr) [T422] | CHARLEVILLE |  | 52.3993 | -8.7693
MV/LV Substation RO***4281 |  | 10 kV | _ | LV | 100 kVA :Pole Substation | 0.1 | --> | 0.1 | 0 | 0 | Constrained,otherwise capacity available =100kVA. | --> | 0.095 | 0 | 0 | 0.1 | 0 |  | --> | C15 ex DERRYCRAMPH | Derrycramph [T41,T42] | SHANKILL |  | 53.9849 | -7.3635
MV/LV Substation RO***4288 |  | 10 kV | _ | LV | 630 kVA :Kiosk Substation | 0.63 | --> | 0.63 | 0.5 | 13.2 |  | --> | 0.5985 | 0 | 0 | 0.5 | 0 |  | --> | C20 ex ARTANE | Artane [T101,T102] | FINGLAS |  | 53.3776 | -6.2166
MV/LV Substation RO***4298 |  | 10 kV | _ | LV | 50 kVA :Pole Substation | 0.05 | --> | 0.05 | 0 | 0 | Constrained,otherwise capacity available =50kVA. | --> | 0.0475 | 0 | 0 | 0.05 | 0 |  | --> | C16 ex LOUGHTAGALLA | Loughtagalla [T41,T42] | THURLES |  | 52.7087 | -7.7879
MV/LV Substation RO***429Y |  | 10 kV | _ | LV | 200 kVA :Kiosk Substation | 0.2 | --> | 0.2 | 0.138 | 8.2 |  | --> | 0.19 | 0 | 0 | 0.2092 | 0 |  | --> | C12 ex MOUNT MISERY | Mount Misery [T41,T42] | WATERFORD |  | 52.2699 | -7.106
MV/LV Substation RO***4312 |  | 20 kV | _ | LV | 50 kVA :Pole Substation | 0.05 | --> | 0.05 | 0.05 | 17.8 |  | --> | 0.0475 | 0 | 0 | 0.05 | 0 |  | --> | E22 ex BANOGE | Banoge [T121,T122] | BANOGE |  | 52.6705 | -6.4051
MV/LV Substation RO***432Y |  | 10 kV | _ | LV | 400 kVA :Kiosk Substation | 0.4 | --> | 0.4 | 0 | 0 | Constrained,otherwise capacity available =283kVA. | --> | 0.38 | 0 | 0.02223 | 0 | 0 | Constrained,otherwise capacity available =417.4kW. | --> | C15 ex PALLAS | Pallas [T41,T42] | PORTLAOISE |  | 53.0468 | -7.3128
MV/LV Substation RO***435 |  | 10 kV | _ | LV | 630 kVA :Building Structure | 0.63 | --> | 0.63 | 0.36 | 11.1 |  | --> | 0.5985 | 0 | 0 | 0.5 | 0 |  | --> | C17 ex CABRA | Cabra [T101,T102] | FINGLAS |  | 53.3719 | -6.2915
MV/LV Substation RO***435X |  | 10 kV | _ | LV | 400 kVA :Kiosk Substation | 0.4 | --> | 0.4 | 0 | 0 | Constrained,otherwise capacity available =301kVA. | --> | 0.38 | 0 | 0.008892 | 0.41476 | 0 |  | --> | C18 ex BALGADDY | Balgaddy [T41,T42] | GRANGE CASTLE |  | 53.3422 | -6.4217
MV/LV Substation RO***4373 |  | 20 kV | _ | LV | 50 kVA :Pole Substation | 0.05 | --> | 0.05 | 0.044 | 1 |  | --> | 0.0475 | 0 | 0 | 0.050903 | 0 |  | --> | E13 ex LONGFORD | Longford [T421,T422] | RICHMOND |  | 53.8949 | -7.5855
MV/LV Substation RO***4374 |  | 10 kV | _ | LV | 200 kVA :Pole Substation | 0.2 | --> | 0.2 | 0 | 0 | Constrained,otherwise capacity available =200kVA. | --> | 0.19 | 0 | 0 | 0.2 | 0 |  | --> | C21 ex CARRIGTWOHILL | Carrigtwohill [T42] | COW CROSS |  | 51.8986 | -8.2495
MV/LV Substation RO***4388 |  | 20 kV | _ | LV | 50 kVA :Pole Substation | 0.05 | --> | 0.05 | 0.05 | 0.2 |  | --> | 0.0475 | 0 | 0 | 0 | 0 | Constrained,otherwise capacity available =50kW. | --> | E15 ex BEALISTOWN | Bealistown [T421,T422] | GREAT ISLAND |  | 52.2821 | -6.7437
MV/LV Substation RO***4394 |  | 10 kV | _ | LV | 50 kVA :Pole Substation | 0.05 | --> | 0.05 | 0 | 0 | Constrained,otherwise capacity available =50kVA. | --> | 0.0475 | 0 | 0 | 0 | 0 | Constrained,otherwise capacity available =50kW. | --> | C15 ex DRUMBEAR | Drumbear [T41,T42] | LISDRUM |  | 54.1961 | -6.8571
MV/LV Substation RO***4404 |  | 10 kV | _ | LV | 630 kVA :Kiosk Substation | 0.63 | --> | 0.63 | 0 | 0 | Constrained,otherwise capacity available =500kVA. | --> | 0.5985 | 0 | 0 | 0.5 | 0 |  | --> | C22 ex MIDLETON | Midleton [T101,T102] | MIDLETON |  | 51.9095 | -8.1936
MV/LV Substation RO***4405 |  | 10 kV | _ | LV | 400 kVA :Kiosk Substation | 0.4 | --> | 0.4 | 0 | 0 | Constrained,otherwise capacity available =400kVA. | --> | 0.38 | 0 | 0 | 0.4 | 0 |  | --> | C18 ex MULGANNON | Mulgannon [T41,T42] | WEXFORD |  | 52.3226 | -6.4603
MV/LV Substation RO***441Y |  | 10 kV | _ | LV | 400 kVA :Building Structure | 0.4 | --> | 0.4 | 0 | 0 | Constrained,otherwise capacity available =360kVA. | --> | 0.38 | 0 | 0.00741 | 0.40603 | 0 |  | --> | C12 ex ROSCOMMON | Roscommon [T41,T42] | LANESBORO |  | 53.6334 | -8.1917
MV/LV Substation RO***4425 |  | 10 kV | _ | LV | 630 kVA :Kiosk Substation | 0.63 | --> | 0.63 | 0 | 0 | Constrained,otherwise capacity available =500kVA. | --> | 0.5985 | 0 | 0.00741 | 0.5 | 0 |  | --> | C30 ex ACADEMY STREET | Academy Street [T421,T422,T44] | NAVAN |  | 53.6638 | -6.6546
MV/LV Substation RO***4429 |  | 20 kV | _ | LV | 50 kVA :Pole Substation | 0.05 | --> | 0.05 | 0.05 | 16.1 |  | --> | 0.0475 | 0 | 0 | 0.05 | 0 |  | --> | E17 ex WEXFORD | Wexford [T121,T122] | WEXFORD |  | 52.3019 | -6.7424
MV/LV Substation RO***442Y |  | 10 kV | _ | LV | 630 kVA :Kiosk Substation | 0.63 | --> | 0.63 | 0 | 0 | Constrained,otherwise capacity available =500kVA. | --> | 0.5985 | 0 | 0 | 0.5 | 0 |  | --> | C13 ex ROSCOMMON | Roscommon [T41,T42] | LANESBORO |  | 53.627 | -8.1887
MV/LV Substation RO***443 |  | 10 kV | _ | LV | 100 kVA :Pole Substation | 0.1 | --> | 0.1 | 0.075 | 2.1 |  | --> | 0.095 | 0 | 0 | 0.10373 | 0 |  | --> | C14 ex BUTTEVANT | Buttevant [T41,T42] | MALLOW |  | 52.2652 | -8.7939
MV/LV Substation RO***443X |  | 20 kV | _ | LV | 100 kVA :Pole Substation | 0.1 | --> | 0.1 | 0 | 0 | Constrained,otherwise capacity available =68kVA. | --> | 0.095 | 0 | 0.004446 | 0.10475 | 0 |  | --> | E12 ex GURRANEBANE | Gurranebane [T421,T422] | OUGHTRAGH |  | 52.0529 | -9.9753
MV/LV Substation RO***444X |  | 10 kV | _ | LV | 200 kVA :Pole Substation | 0.2 | --> | 0.2 | 0 | 0 | Constrained,otherwise capacity available =200kVA. | --> | 0.19 | 0 | 0 | 0.2 | 0 |  | --> | C13 ex MALAHIDE | Malahide [T41,T42] | GLASMORE |  | 53.4388 | -6.1943
MV/LV Substation RO***445 |  | 10 kV | _ | LV | 400 kVA :Kiosk Substation | 0.4 | --> | 0.4 | 0 | 0 | Constrained,otherwise capacity available =220kVA. | --> | 0.38 | 0 | 0.00741 | 0.42644 | 0 |  | --> | C17 ex DENNEHYS CROSS | Dennehys Cross [T41,T42] | TRABEG |  | 51.8951 | -8.4936
MV/LV Substation RO***445 |  | 10 kV | _ | LV | 50 kVA :Pole Substation | 0.05 | --> | 0.05 | 0 | 0 | Constrained,otherwise capacity available =48kVA. | --> | 0.0475 | 0 | 0 | 0 | 0 | Constrained,otherwise capacity available =50.3kW. | --> | C18 ex FERMOY NORTH | Fermoy North [T41,T42] | BARRYMORE |  | 52.1407 | -8.4342
MV/LV Substation RO***445Y |  | 10 kV | _ | LV | 200 kVA :Kiosk Substation | 0.2 | --> | 0.2 | 0 | 0 | Constrained,otherwise capacity available =178kVA. | --> | 0.19 | 0 | 0.00741 | 0.20331 | 0 |  | --> | C12 ex GRANAGH | Granagh [T41,T42] | WATERFORD |  | 52.2921 | -7.2572
MV/LV Substation RO***446 |  | 10 kV | _ | LV | 200 kVA :Pole Substation | 0.2 | --> | 0.2 | 0.019092 | 0 | Constrained,otherwise capacity available =170kVA. | --> | 0.19 | 0 | 0 | 0 | 0 | Constrained,otherwise capacity available =204.5kW. | --> | C12 ex BALLYBAY | Ballybay [T41,T42] | LISDRUM |  | 54.1178 | -7.0168
MV/LV Substation RO***447X |  | 20 kV | _ | LV | 50 kVA :Pole Substation | 0.05 | --> | 0.05 | 0 | 0 | Constrained,otherwise capacity available =25kVA. | --> | 0.0475 | 0 | 0.002964 | 0.053659 | 0 |  | --> | E11 ex KILCARRAGH | Kilcarragh [T421,T422] | BUTLERSTOWN |  | 52.198 | -7.0126
MV/LV Substation RO***4500 |  | 10 kV | _ | LV | 1000 kVA :Building Structure | 1 | --> | 1 | 0.5 | 4 |  | --> | 0.95 | 0 | 0 | 0.5 | 0 |  | --> | C35 ex WOLFE TONE STREET | Wolfe Tone Street [T101,T102] | FINGLAS |  | 53.3537 | -6.2628
MV/LV Substation RO***4501 |  | 10 kV | _ | LV | 1000 kVA :Building Structure | 1 | --> | 1 | 0 | 0 | Constrained,otherwise capacity available =500kVA. | --> | 0.95 | 0 | 0 | 0.5 | 0 |  | --> | C13 ex GRANBY ROW | Granby Row [T41] | MCDERMOTT |  | 53.3536 | -6.2628
MV/LV Substation RO***4509 |  | 10 kV | _ | LV | 1000 kVA :Building Structure | 1 | --> | 1 | 0.5 | 7.9 |  | --> | 0.95 | 0 | 0 | 0.5 | 0 |  | --> | C26 ex TRINITY | Trinity [T101,T102] | POOLBEG |  | 53.3422 | -6.2493
MV/LV Substation RO***450X |  | 10 kV | _ | LV | 50 kVA :Pole Substation | 0.05 | --> | 0.05 | 0 | 0 | Constrained,otherwise capacity available =49kVA. | --> | 0.0475 | 0 | 0 | 0.050152 | 0 |  | --> | C28 ex CLAREGALWAY | Claregalway [T42,T421] | GALWAY 110KV |  | 53.3263 | -8.9633
MV/LV Substation RO***4516 |  | 10 kV | _ | LV | 50 kVA :Pole Substation | 0.05 | --> | 0.05 | 0 | 0 | Constrained,otherwise capacity available =50kVA. | --> | 0.0475 | 0 | 0 | 0 | 0 | Constrained,otherwise capacity available =50kW. | --> | C16 ex PALLAS | Pallas [T41,T42] | PORTLAOISE |  | 53.0329 | -7.319
MV/LV Substation RO***451X |  | 10 kV | _ | LV | 50 kVA :Pole Substation | 0.05 | --> | 0.05 | 0.038 | 3.3 |  | --> | 0.0475 | 0 | 0 | 0 | 0 | Constrained,otherwise capacity available =51.8kW. | --> | C20 ex ENNISKEANE | Enniskeane [T41,T42] | BANDON |  | 51.7462 | -8.9508
MV/LV Substation RO***451Z |  | 20 kV | _ | LV | 400 kVA :Building Structure | 0.4 | --> | 0.4 | 0 | 0 | Constrained,otherwise capacity available =400kVA. | --> | 0.38 | 0 | 0.06669 | 0.4 | 0 |  | --> | E18 ex GLASMORE | Glasmore [T421,T422] | GLASMORE |  | 53.4869 | -6.2737
MV/LV Substation RO***451Z |  | 20 kV | _ | LV | 200 kVA :Pole Substation | 0.2 | --> | 0.2 | 0 | 0 | Constrained,otherwise capacity available =193kVA. | --> | 0.19 | 0 | 0 | 0.20106 | 0 |  | --> | E14 ex BALLINDERRY | Ballinderry [T41,T422] | MULLINGAR |  | 53.3938 | -7.2704
MV/LV Substation RO***452 |  | 10 kV | _ | LV | 400 kVA :Kiosk Substation | 0.4 | --> | 0.4 | 0.332 | 4.3 |  | --> | 0.38 | 0 | 0.018525 | 0.4102 | 0 |  | --> | C24 ex DEANSGRANGE | Deansgrange [T41,T42] | CARRICKMINES |  | 53.2704 | -6.1564
MV/LV Substation RO***4521 |  | 20 kV | _ | LV | 100 kVA :Pole Substation | 0.1 | --> | 0.1 | 0.099 | 1.6 |  | --> | 0.095 | 0 | 0 | 0 | 0 | Constrained,otherwise capacity available =100.2kW. | --> | C17 ex FOYNES | Foynes [T41,T42] | RATHKEALE |  | 52.5714 | -9.1065
MV/LV Substation RO***452Y |  | 10 kV | _ | LV | 200 kVA :Pole Substation | 0.2 | --> | 0.2 | 0.168 | 8.2 |  | --> | 0.19 | 0 | 0 | 0.2048 | 0 |  | --> | C13 ex MOUNT MISERY | Mount Misery [T41,T42] | WATERFORD |  | 52.261 | -7.0985
MV/LV Substation RO***457 |  | 10 kV | _ | LV | 50 kVA :Pole Substation | 0.05 | --> | 0.05 | 0.047 | 2.1 |  | --> | 0.0475 | 0 | 0 | 0 | 0 | Constrained,otherwise capacity available =50.5kW. | --> | C17 ex KILCAR | Kilcar [T41] | BINBANE |  | 54.6921 | -8.7465
MV/LV Substation RO***458Y |  | 10 kV | _ | LV | 400 kVA :Kiosk Substation | 0.4 | --> | 0.4 | 0 | 0 | Constrained,otherwise capacity available =352kVA. | --> | 0.38 | 0 | 0.018525 | 0.40722 | 0 |  | --> | C17 ex CARRIGALINE | Carrigaline [T41,T42] | BARNAHELY |  | 51.8042 | -8.305
MV/LV Substation RO***460 |  | 20 kV | _ | LV | 50 kVA :Pole Substation | 0.05 | --> | 0.05 | 0 | 0 | Constrained,otherwise capacity available =40kVA. | --> | 0.0475 | 0 | 0 | 0 | 0 | Constrained,otherwise capacity available =51.5kW. | --> | C14 ex MILFORD (NR) | Milford (nr) [T41,T42] | LETTERKENNY |  | 55.1914 | -7.6871
MV/LV Substation RO***462 |  | 20 kV | _ | LV | 50 kVA :Pole Substation | 0.05 | --> | 0.05 | 0.041 | 1.9 |  | --> | 0.0475 | 0 | 0.00741 | 0 | 0 | Constrained,otherwise capacity available =51.3kW. | --> | E18 ex CREESLOUGH | Creeslough [T421] | ARDNAGAPPARY |  | 55.113 | -7.9083
MV/LV Substation RO***465 |  | 10 kV | _ | LV | 400 kVA :Kiosk Substation | 0.4 | --> | 0.4 | 0.298 | 4.5 |  | --> | 0.38 | 0 | 0.019266 | 0.4152 | 0 |  | --> | C14 ex TEMPLEOGUE | Templeogue [T41,T42] | MILLTOWN (DR) |  | 53.2967 | -6.3212
MV/LV Substation RO***465 |  | 10 kV | _ | LV | 50 kVA :Pole Substation | 0.05 | --> | 0.05 | 0 | 0 | Constrained,otherwise capacity available =45kVA. | --> | 0.0475 | 0 | 0 | 0.050753 | 0 |  | --> | C12 ex COBH | Cobh [T41,T42] | COW CROSS |  | 51.8816 | -8.273
MV/LV Substation RO***468 |  | 10 kV | _ | LV | 400 kVA :Kiosk Substation | 0.4 | --> | 0.4 | 0.268 | 4.5 |  | --> | 0.38 | 0 | 0.020007 | 0.41956 | 0 |  | --> | C14 ex TEMPLEOGUE | Templeogue [T41,T42] | MILLTOWN (DR) |  | 53.2956 | -6.3193
MV/LV Substation RO***470 |  | 10 kV | _ | LV | 630 kVA :Building Structure | 0.63 | --> | 0.63 | 0.5 | 4.6 |  | --> | 0.5985 | 0 | 0 | 0.5 | 0 |  | --> | C12 ex DUN LAOGHAIRE | Dun Laoghaire [T41,T42] | BLACKROCK |  | 53.2923 | -6.1343
MV/LV Substation RO***470X |  | 10 kV | _ | LV | 200 kVA :Pole Substation | 0.2 | --> | 0.2 | 0 | 0 | Constrained,otherwise capacity available =200kVA. | --> | 0.19 | 0 | 0 | 0.2 | 0 |  | --> | C22 ex FORTUNESTOWN | Fortunestown [T101,T102] | INCHICORE 220KV |  | 53.2924 | -6.44
MV/LV Substation RO***472X |  | 20 kV | _ | LV | 50 kVA :Pole Substation | 0.05 | --> | 0.05 | 0.043 | 5.9 |  | --> | 0.0475 | 0 | 0 | 0.051052 | 0 |  | --> | C14 ex CASHEL | Cashel [T41,T42] | CAHIR |  | 52.6106 | -8.0023
MV/LV Substation RO***475 |  | 20 kV | _ | LV | 100 kVA :Pole Substation | 0.1 | --> | 0.1 | 0 | 0 | Constrained,otherwise capacity available =95kVA. | --> | 0.095 | 0 | 0 | 0.10076 | 0 |  | --> | E17 ex BALLINROBE | Ballinrobe [T421,T422] | DALTON |  | 53.637 | -9.1025
MV/LV Substation RO***475 |  | 10 kV | _ | LV | 200 kVA :Kiosk Substation | 0.2 | --> | 0.2 | 0.129 | 4 |  | --> | 0.19 | 0 | 0.027417 | 0.2105 | 0 |  | --> | C15 ex BALLINCLEA | Ballinclea [T41] | CHERRYWOOD |  | 53.267 | -6.1182
MV/LV Substation RO***476 |  | 10 kV | _ | LV | 50 kVA :Pole Substation | 0.05 | --> | 0.05 | 0 | 0 | Constrained,otherwise capacity available =33kVA. | --> | 0.0475 | 0 | 0.00741 | 0 | 0 | Constrained,otherwise capacity available =52.5kW. | --> | C15 ex CULLION | Cullion [T41,T42] | LETTERKENNY |  | 54.9489 | -7.6376
MV/LV Substation RO***477X |  | 20 kV | _ | LV | 50 kVA :Pole Substation | 0.05 | --> | 0.05 | 0 | 0 | Constrained,otherwise capacity available =35kVA. | --> | 0.0475 | 0 | 0 | 0 | 0 | Constrained,otherwise capacity available =52.2kW. | --> | C11 ex MOUNTMELLICK | Mountmellick [T41,T42] | PORTLAOISE |  | 53.1364 | -7.4138
MV/LV Substation RO***478X |  | 10 kV | _ | LV | 200 kVA :Pole Substation | 0.2 | --> | 0.2 | 0.199 | 1.6 |  | --> | 0.19 | 0 | 0 | 0 | 0 | Constrained,otherwise capacity available =200.2kW. | --> | C18 ex FOYNES | Foynes [T41,T42] | RATHKEALE |  | 52.5937 | -9.0679
MV/LV Substation RO***479Y |  | 10 kV | _ | LV | 400 kVA :Kiosk Substation | 0.4 | --> | 0.4 | 0 | 0 | Constrained,otherwise capacity available =381kVA. | --> | 0.38 | 0 | 0 | 0.40287 | 0 |  | --> | C17 ex CARRIGSHANE | Carrigshane [T41] | MIDLETON |  | 51.898 | -8.1629
MV/LV Substation RO***482 |  | 10 kV | _ | LV | 200 kVA :Kiosk Substation | 0.2 | --> | 0.2 | 0.089 | 1.5 |  | --> | 0.19 | 0 | 0.048906 | 0.21618 | 0 |  | --> | C12 ex MONKSTOWN | Monkstown [T41,T42] | BLACKROCK |  | 53.2883 | -6.1703
MV/LV Substation RO***483 |  | 10 kV | _ | LV | 1000 kVA :Building Structure | 1 | --> | 1 | 0.5 | 11.1 |  | --> | 0.95 | 0 | 0 | 0.5 | 0 |  | --> | C17 ex CABRA | Cabra [T101,T102] | FINGLAS |  | 53.3734 | -6.2942
MV/LV Substation RO***487Y |  | 10 kV | _ | LV | 50 kVA :Pole Substation | 0.05 | --> | 0.05 | 0 | 0 | Constrained,otherwise capacity available =50kVA. | --> | 0.0475 | 0 | 0 | 0 | 0 | Constrained,otherwise capacity available =50kW. | --> | C18 ex RATHDOWNEY | Rathdowney [T42] | IKERRIN |  | 52.8661 | -7.6425
MV/LV Substation RO***489 |  | 10 kV | _ | LV | 400 kVA :Kiosk Substation | 0.4 | --> | 0.4 | 0.298 | 4.3 |  | --> | 0.38 | 0 | 0.005187 | 0.4152 | 0 |  | --> | C17 ex DEANSGRANGE | Deansgrange [T41,T42] | CARRICKMINES |  | 53.284 | -6.1573
MV/LV Substation RO***489X |  | 10 kV | _ | LV | 100 kVA :Pole Substation | 0.1 | --> | 0.1 | 0 | 0 | Constrained,otherwise capacity available =90kVA. | --> | 0.095 | 0 | 0.00741 | 0.10151 | 0 |  | --> | C22 ex SKIBBEREEN | Skibbereen [T41,T42] | DUNMANWAY |  | 51.5427 | -9.3891
MV/LV Substation RO***489Y |  | 10 kV | _ | LV | 630 kVA :Kiosk Substation | 0.63 | --> | 0.63 | 0 | 0 | Constrained,otherwise capacity available =500kVA. | --> | 0.5985 | 0 | 0.003705 | 0.5 | 0 |  | --> | C11 ex HOLYCROSS ROAD | Holycross Road [T41,T42] | THURLES |  | 52.6662 | -7.8137
MV/LV Substation RO***490 |  | 20 kV | _ | LV | 50 kVA :Pole Substation | 0.05 | --> | 0.05 | 0 | 0 | Constrained,otherwise capacity available =38kVA. | --> | 0.0475 | 0 | 0.026676 | 0.05179 | 0 |  | --> | E13 ex SHILLELAGH | Shillelagh [T421,T422] | CARLOW |  | 52.7839 | -6.4317
MV/LV Substation RO***495X |  | 20 kV | _ | LV | 50 kVA :Pole Substation | 0.05 | --> | 0.05 | 0 | 0 | Constrained,otherwise capacity available =46kVA. | --> | 0.0475 | 0 | 0 | 0.050604 | 0 |  | --> | E19 ex EDENDERRY | Edenderry [T421,T422] | BLAKE |  | 53.3671 | -7.1013
MV/LV Substation RO***498X |  | 10 kV | _ | LV | 25 kVA :Pole Substation | 0.025 | --> | 0.025 | 0 | 0 | Constrained,otherwise capacity available =25kVA. | --> | 0.02375 | 0 | 0 | 0 | 0 | Constrained,otherwise capacity available =25kW. | --> | C20 ex KNOCKAPHUNTA | Knockaphunta [T41,T42] | CASTLEBAR |  | 53.8318 | -9.2717
MV/LV Substation RO***498X |  | 20 kV | _ | LV | 50 kVA :Pole Substation | 0.05 | --> | 0.05 | 0.042 | 8.1 |  | --> | 0.0475 | 0 | 0 | 0 | 0 | Constrained,otherwise capacity available =51.2kW. | --> | E16 ex WESTPORT | Westport [T421,T422] | CASTLEBAR |  | 53.7981 | -9.5618
MV/LV Substation RO***499X |  | 10 kV | _ | LV | 100 kVA :Pole Substation | 0.1 | --> | 0.1 | 0 | 0 | Constrained,otherwise capacity available =38kVA. | --> | 0.095 | 0 | 0.003705 | 0.10899 | 0 |  | --> | C19 ex CLONDALKIN | Clondalkin [T41,T42,T44] | INCHICORE 220KV |  | 53.3017 | -6.4348
MV/LV Substation RO***499Y |  | 10 kV | _ | LV | 100 kVA :Pole Substation | 0.1 | --> | 0.1 | 0 | 0 | Constrained,otherwise capacity available =100kVA. | --> | 0.095 | 0 | 0 | 0.1 | 0 |  | --> | C21 ex KILMONEY | Kilmoney [T41,T42] | TRABEG |  | 51.7444 | -8.3101
MV/LV Substation RO***500 |  | 10 kV | _ | LV | 630 kVA :Building Structure | 0.63 | --> | 0.63 | 0.436 | 1.5 |  | --> | 0.5985 | 0 | 0 | 0.5 | 0 |  | --> | C14 ex MARROWBONE LANE | Marrowbone Lane [T42] | INCHICORE 220KV |  | 53.34 | -6.2847
MV/LV Substation RO***500X |  | 20 kV | _ | LV | 400 kVA :Kiosk Substation | 0.4 | --> | 0.4 | 0 | 0 | Constrained,otherwise capacity available =294kVA. | --> | 0.38 | 0 | 0.011856 | 0.41578 | 0 |  | --> | E19 ex KILCOCK | Kilcock [T421,T422] | GRIFFINRATH |  | 53.3964 | -6.6641
MV/LV Substation RO***501X |  | 20 kV | _ | LV | 200 kVA :Kiosk Substation | 0.2 | --> | 0.2 | 0 | 0 | Constrained,otherwise capacity available =126kVA. | --> | 0.19 | 0 | 0.009633 | 0.21094 | 0 |  | --> | E19 ex KILCOCK | Kilcock [T421,T422] | GRIFFINRATH |  | 53.3958 | -6.6673
MV/LV Substation RO***502X |  | 10 kV | _ | LV | 50 kVA :Pole Substation | 0.05 | --> | 0.05 | 0 | 0 | Constrained,otherwise capacity available =24kVA. | --> | 0.0475 | 0 | 0 | 0.0538 | 0 |  | --> | C19 ex CLONDALKIN | Clondalkin [T41,T42,T44] | INCHICORE 220KV |  | 53.3005 | -6.4165
MV/LV Substation RO***503 |  | 10 kV | _ | LV | 200 kVA :Kiosk Substation | 0.2 | --> | 0.2 | 0.198 | 1.4 |  | --> | 0.19 | 0 | 0 | 0.2003 | 0 |  | --> | C15 ex RINEANNA | Rineanna [T41,T42] | DRUMLINE |  | 52.7018 | -8.8699
MV/LV Substation RO***507X |  | 10 kV | _ | LV | 200 kVA :Kiosk Substation | 0.2 | --> | 0.2 | 0 | 0 | Constrained,otherwise capacity available =186kVA. | --> | 0.19 | 0 | 0 | 0.20211 | 0 |  | --> | C19 ex SEMPERIT | Semperit [T41,T42,T43] | GRANGE CASTLE |  | 53.3444 | -6.3576
MV/LV Substation RO***510 |  | 10 kV | _ | LV | 50 kVA :Pole Substation | 0.05 | --> | 0.05 | 0 | 0 | Constrained,otherwise capacity available =34kVA. | --> | 0.0475 | 0 | 0.00741 | 0 | 0 | Constrained,otherwise capacity available =52.4kW. | --> | C16 ex BANTRY | Bantry [T41,T42] | BALLYLICKY |  | 51.6749 | -9.4581
MV/LV Substation RO***511Y |  | 10 kV | _ | LV | 200 kVA :Kiosk Substation | 0.2 | --> | 0.2 | 0 | 0 | Constrained,otherwise capacity available =159kVA. | --> | 0.19 | 0 | 0.005928 | 0.20613 | 0 |  | --> | C22 ex KILMONEY | Kilmoney [T41,T42] | TRABEG |  | 51.8064 | -8.4007
MV/LV Substation RO***512X |  | 20 kV | _ | LV | 50 kVA :Pole Substation | 0.05 | --> | 0.05 | 0.013 | 6.2 |  | --> | 0.0475 | 0 | 0 | 0 | 0 | Constrained,otherwise capacity available =55.3kW. | --> | E28 ex MILFORD (MWR) | Milford (mwr) [T422] | CHARLEVILLE |  | 52.4022 | -8.7791
MV/LV Substation RO***513X |  | 20 kV | _ | LV | 50 kVA :Pole Substation | 0.05 | --> | 0.05 | 0.049 | 6.2 |  | --> | 0.0475 | 0 | 0 | 0 | 0 | Constrained,otherwise capacity available =50.2kW. | --> | E28 ex MILFORD (MWR) | Milford (mwr) [T422] | CHARLEVILLE |  | 52.4008 | -8.7714
MV/LV Substation RO***516 |  | 20 kV | _ | LV | 50 kVA :Pole Substation | 0.05 | --> | 0.05 | 0 | 0 | Constrained,otherwise capacity available =36kVA. | --> | 0.0475 | 0 | 0.00741 | 0 | 0 | Constrained,otherwise capacity available =52.1kW. | --> | C13 ex CLOYNE | Cloyne [T41] | MIDLETON |  | 51.8333 | -8.0291
MV/LV Substation RO***517 |  | 10 kV | _ | LV | 50 kVA :Pole Substation | 0.05 | --> | 0.05 | 0.04 | 1.6 |  | --> | 0.0475 | 0 | 0.003705 | 0 | 0 | Constrained,otherwise capacity available =51.5kW. | --> | C13 ex BUNDORAN | Bundoran [T41,T42] | CATHALEENS FALL |  | 54.4747 | -8.2841
MV/LV Substation RO***517Y |  | 20 kV | _ | LV | 100 kVA :Pole Substation | 0.1 | --> | 0.1 | 0.092 | 2.5 |  | --> | 0.095 | 0 | 0 | 0.10121 | 0 |  | --> | E12 ex BAGENALSTOWN | Bagenalstown [T421,T422] | CARLOW |  | 52.7002 | -6.9873
MV/LV Substation RO***519Y |  | 10 kV | _ | LV | 400 kVA :Building Structure | 0.4 | --> | 0.4 | 0 | 0 | Constrained,otherwise capacity available =399kVA. | --> | 0.38 | 0 | 0.093366 | 0 | 0 | Constrained,otherwise capacity available =400.2kW. | --> | C12 ex ROSCREA | Roscrea [T41,T42] | IKERRIN |  | 52.9563 | -7.7861
MV/LV Substation RO***521 |  | 20 kV | _ | LV | 50 kVA :Pole Substation | 0.05 | --> | 0.05 | 0.03 | 8.1 |  | --> | 0.0475 | 0 | 0.02964 | 0 | 0 | Constrained,otherwise capacity available =52.9kW. | --> | E16 ex WESTPORT | Westport [T421,T422] | CASTLEBAR |  | 53.7918 | -9.5516
MV/LV Substation RO***522 |  | 20 kV | _ | LV | 100 kVA :Pole Substation | 0.1 | --> | 0.1 | 0.08 | 8.1 |  | --> | 0.095 | 0 | 0 | 0 | 0 | Constrained,otherwise capacity available =103kW. | --> | E16 ex WESTPORT | Westport [T421,T422] | CASTLEBAR |  | 53.7939 | -9.5593
MV/LV Substation RO***523 |  | 20 kV | _ | LV | 100 kVA :Pole Substation | 0.1 | --> | 0.1 | 0 | 0 | Constrained,otherwise capacity available =94kVA. | --> | 0.095 | 0 | 0.004446 | 0.10091 | 0 |  | --> | E17 ex JULIANSTOWN | Julianstown [T421,T422] | DRYBRIDGE |  | 53.6711 | -6.3001
MV/LV Substation RO***523X |  | 10 kV | _ | LV | 1000 kVA :Building Structure | 1 | --> | 1 | 0.5 | 7.2 |  | --> | 0.95 | 0 | 0 | 0.5 | 0 |  | --> | C13 ex LIBERTY STREET | Liberty Street [T101,T102] | LIBERTY STREET |  | 51.8982 | -8.4712
MV/LV Substation RO***524X |  | 10 kV | _ | LV | 100 kVA :Pole Substation | 0.1 | --> | 0.1 | 0.078 | 1.1 |  | --> | 0.095 | 0 | 0 | 0.10329 | 0 |  | --> | C17 ex GILLOGUE | Gillogue [T41,T42] | ARDNACRUSHA |  | 52.7031 | -8.6009
MV/LV Substation RO***524X |  | 20 kV | _ | LV | 200 kVA :Kiosk Substation | 0.2 | --> | 0.2 | 0 | 0 | Constrained,otherwise capacity available =140kVA. | --> | 0.19 | 0 | 0 | 0.20891 | 0 |  | --> | E14 ex KILCOCK | Kilcock [T421,T422] | GRIFFINRATH |  | 53.4012 | -6.6712
MV/LV Substation RO***528 |  | 10 kV | _ | LV | 50 kVA :Pole Substation | 0.05 | --> | 0.05 | 0.03 | 2.1 |  | --> | 0.0475 | 0 | 0 | 0 | 0 | Constrained,otherwise capacity available =52.9kW. | --> | C17 ex KILCAR | Kilcar [T41] | BINBANE |  | 54.6564 | -8.6249
MV/LV Substation RO***530 |  | 10 kV | _ | LV | 50 kVA :Pole Substation | 0.05 | --> | 0.05 | 0.044 | 5.6 |  | --> | 0.0475 | 0 | 0.004446 | 0.050903 | 0 |  | --> | C14 ex KILCOOLE | Kilcoole [T41,T42] | FASSAROE |  | 53.1177 | -6.0807
MV/LV Substation RO***530X |  | 10 kV | _ | LV | 630 kVA :Kiosk Substation | 0.63 | --> | 0.63 | 0.493 | 4.6 |  | --> | 0.5985 | 0 | 0 | 0.5 | 0 |  | --> | C16 ex WATLING STREET | Watling Street [T41,T42] | FRANCIS STREET |  | 53.35 | -6.2827
MV/LV Substation RO***530X |  | 10 kV | _ | LV | 200 kVA :Kiosk Substation | 0.2 | --> | 0.2 | 0 | 0 | Constrained,otherwise capacity available =200kVA. | --> | 0.19 | 0 | 0 | 0 | 0 | Constrained,otherwise capacity available =200kW. | --> | C12 ex CULLION | Cullion [T41,T42] | LETTERKENNY |  | 54.9333 | -7.7734
MV/LV Substation RO***532Y |  | 10 kV | _ | LV | 200 kVA :Building Structure | 0.2 | --> | 0.2 | 0.13 | 1.6 |  | --> | 0.19 | 0 | 0 | 0.21036 | 0 |  | --> | C16 ex TULLYNAMALRA | Tullynamalra [T41,T42] | MEATH HILL |  | 54.0574 | -6.8143
MV/LV Substation RO***535 |  | 10 kV | _ | LV | 100 kVA :Pole Substation | 0.1 | --> | 0.1 | 0 | 0 | Constrained,otherwise capacity available =72kVA. | --> | 0.095 | 0 | 0.008151 | 0.10417 | 0 |  | --> | C15 ex ORANMORE | Oranmore [T41,T44] | GALWAY 110KV |  | 53.2579 | -8.9361
MV/LV Substation RO***536Y |  | 10 kV | _ | LV | 200 kVA :Kiosk Substation | 0.2 | --> | 0.2 | 0.188 | 3.9 |  | --> | 0.19 | 0 | 0 | 0.20181 | 0 |  | --> | C21 ex MARSHES | Marshes [T41,T42] | DUNDALK |  | 53.9643 | -6.3721
MV/LV Substation RO***537X |  | 10 kV | _ | LV | 100 kVA :Pole Substation | 0.1 | --> | 0.1 | 0.037 | 0.6 |  | --> | 0.095 | 0 | 0.00741 | 0 | 0 | Constrained,otherwise capacity available =109.1kW. | --> | E25 ex LAWLESSTOWN | Lawlesstown [T42,T421] | DOON |  | 52.3644 | -7.674
MV/LV Substation RO***538X |  | 10 kV | _ | LV | 400 kVA :Kiosk Substation | 0.4 | --> | 0.4 | 0 | 0 | Constrained,otherwise capacity available =349kVA. | --> | 0.38 | 0 | 0 | 0.40767 | 0 |  | --> | C14 ex BALLYMOUNT | Ballymount [T41,T42] | INCHICORE 220KV |  | 53.3212 | -6.3542
MV/LV Substation RO***540 |  | 20 kV | _ | LV | 50 kVA :Pole Substation | 0.05 | --> | 0.05 | 0 | 0 | Constrained,otherwise capacity available =43kVA. | --> | 0.0475 | 0 | 0 | 0.051052 | 0 |  | --> | C26 ex KILBARRY | Kilbarry [T101,T43] | KILBARRY |  | 51.9335 | -8.5315
MV/LV Substation RO***540X |  | 20 kV | _ | LV | 50 kVA :Pole Substation | 0.05 | --> | 0.05 | 0 | 0 | Constrained,otherwise capacity available =46kVA. | --> | 0.0475 | 0 | 0 | 0.050604 | 0 |  | --> | C19 ex ENNISTYMON | Ennistymon [T41,T42] | ENNIS |  | 53.0277 | -9.306
MV/LV Substation RO***543 |  | 10 kV | _ | LV | 200 kVA :Pole Substation | 0.2 | --> | 0.2 | 0.143 | 2.2 |  | --> | 0.19 | 0 | 0.003705 | 0.20848 | 0 |  | --> | C13 ex CASTLETOWNROCHE | Castletownroche [T41] | MALLOW |  | 52.1468 | -8.514
MV/LV Substation RO***544X |  | 10 kV | _ | LV | 630 kVA :Building Structure | 0.63 | --> | 0.63 | 0.5 | 3.3 |  | --> | 0.5985 | 0 | 0 | 0.5 | 0 |  | --> | C24 ex PEMBROKE | Pembroke [T41,T42,T43,T44] | RINGSEND |  | 53.3424 | -6.226
MV/LV Substation RO***545 |  | 20 kV | _ | LV | 200 kVA :Pole Substation | 0.2 | --> | 0.2 | 0 | 0 | Constrained,otherwise capacity available =196kVA. | --> | 0.19 | 0 | 0.034827 | 0 | 0 | Constrained,otherwise capacity available =200.6kW. | --> | C21 ex MILFORD (NR) | Milford (nr) [T41,T42] | LETTERKENNY |  | 55.1883 | -7.8294
MV/LV Substation RO***545Z |  | 20 kV | _ | LV | 50 kVA :Pole Substation | 0.05 | --> | 0.05 | 0.038 | 0.2 |  | --> | 0.0475 | 0 | 0.022971 | 0 | 0 | Constrained,otherwise capacity available =51.8kW. | --> | E15 ex BEALISTOWN | Bealistown [T421,T422] | GREAT ISLAND |  | 52.2959 | -6.755
MV/LV Substation RO***547 |  | 10 kV | _ | LV | 100 kVA :Pole Substation | 0.1 | --> | 0.1 | 0.076 | 0.9 |  | --> | 0.095 | 0 | 0 | 0.10358 | 0 |  | --> | C18 ex WOODFORD | Woodford [T41,T42] | KNOCKEARAGH |  | 52.0408 | -9.5304
MV/LV Substation RO***548Y |  | 10 kV | _ | LV | 50 kVA :Pole Substation | 0.05 | --> | 0.05 | 0.05 | 10.9 |  | --> | 0.0475 | 0 | 0 | 0.05 | 0 |  | --> | C19 ex MULLINGAR | Mullingar [T101,T102] | MULLINGAR |  | 53.5338 | -7.3416
MV/LV Substation RO***548Z |  | 10 kV | _ | LV | 400 kVA :Kiosk Substation | 0.4 | --> | 0.4 | 0 | 0 | Constrained,otherwise capacity available =343kVA. | --> | 0.38 | 0 | 0.00741 | 0.40856 | 0 |  | --> | C12 ex RIVERSTOWN | Riverstown [T41,T42] | KILBARRY |  | 51.9525 | -8.4268
MV/LV Substation RO***550 |  | 10 kV | _ | LV | 100 kVA :Pole Substation | 0.1 | --> | 0.1 | 0 | 0 | Constrained,otherwise capacity available =99kVA. | --> | 0.095 | 0 | 0 | 0.10015 | 0 |  | --> | C18 ex PORTLAW | Portlaw [T41,T42] | BUTLERSTOWN |  | 52.3003 | -7.3015
MV/LV Substation RO***555 |  | 10 kV | _ | LV | 630 kVA :Building Structure | 0.63 | --> | 0.63 | 0.417 | 3.3 |  | --> | 0.5985 | 0 | 0.003705 | 0.5 | 0 |  | --> | C15 ex PEMBROKE | Pembroke [T41,T42,T43,T44] | RINGSEND |  | 53.3327 | -6.2126
MV/LV Substation RO***556Z |  | 10 kV | _ | LV | 200 kVA :Kiosk Substation | 0.2 | --> | 0.2 | 0 | 0 | Constrained,otherwise capacity available =200kVA. | --> | 0.19 | 0 | 0 | 0.2 | 0 |  | --> | C17 ex BALLYCOOLIN | Ballycoolin [T41,T42,T43] | FINGLAS |  | 53.4018 | -6.3339
MV/LV Substation RO***558X |  | 10 kV | _ | LV | 200 kVA :Kiosk Substation | 0.2 | --> | 0.2 | 0 | 0 | Constrained,otherwise capacity available =138kVA. | --> | 0.19 | 0 | 0.002223 | 0.2092 | 0 |  | --> | C15 ex STICKILLEN | Stickillen [T41,T42] | DRYBRIDGE |  | 53.8487 | -6.5456
MV/LV Substation RO***558Y |  | 10 kV | _ | LV | 400 kVA :Kiosk Substation | 0.4 | --> | 0.4 | 0 | 0 | Constrained,otherwise capacity available =349kVA. | --> | 0.38 | 0 | 0.009633 | 0.40767 | 0 |  | --> | C20 ex CAVAN | Cavan [T42,T421] | SHANKILL |  | 54.002 | -7.3462
MV/LV Substation RO***563 |  | 20 kV | _ | LV | 50 kVA :Pole Substation | 0.05 | --> | 0.05 | 0 | 0 | Constrained,otherwise capacity available =49kVA. | --> | 0.0475 | 0 | 0 | 0 | 0 | Constrained,otherwise capacity available =50.2kW. | --> | C15 ex CLOONLOUGH | Cloonlough [T41,T42] | BARRYMORE |  | 52.2392 | -8.4074
MV/LV Substation RO***565X |  | 20 kV | _ | LV | 50 kVA :Pole Substation | 0.05 | --> | 0.05 | 0.042 | 1.5 |  | --> | 0.0475 | 0 | 0.004446 | 0.0512 | 0 |  | --> | E18 ex ACHILL | Achill [T422] | CARROWBEG |  | 53.9018 | -9.708
MV/LV Substation RO***565X |  | 10 kV | _ | LV | 630 kVA :Building Structure | 0.63 | --> | 0.63 | 0 | 0 | Constrained,otherwise capacity available =500kVA. | --> | 0.5985 | 0 | 0.00741 | 0.5 | 0 |  | --> | C12 ex COOLCORCORAN | Coolcorcoran [T41,T42] | KNOCKEARAGH |  | 52.0686 | -9.5072
MV/LV Substation RO***568X |  | 20 kV | _ | LV | 50 kVA :Pole Substation | 0.05 | --> | 0.05 | 0 | 0 | Constrained,otherwise capacity available =47kVA. | --> | 0.0475 | 0 | 0 | 0.050453 | 0 |  | --> | C11 ex RAHEEN | Raheen [T41,T42] | LIMERICK |  | 52.6007 | -8.6811
MV/LV Substation RO***570X |  | 10 kV | _ | LV | 100 kVA :Pole Substation | 0.1 | --> | 0.1 | 0 | 0 | Constrained,otherwise capacity available =79kVA. | --> | 0.095 | 0 | 0.010374 | 0.10314 | 0 |  | --> | C16 ex CARRIGALINE | Carrigaline [T41,T42] | BARNAHELY |  | 51.8701 | -8.3638
MV/LV Substation RO***570Y |  | 10 kV | _ | LV | 100 kVA :Pole Substation | 0.1 | --> | 0.1 | 0.088 | 1.4 |  | --> | 0.095 | 0 | 0.003705 | 0.10181 | 0 |  | --> | E18 ex KILLINICK | Killinick [T421,T422] | WEXFORD |  | 52.2665 | -6.3868
MV/LV Substation RO***580 |  | 10 kV | _ | LV | 630 kVA :Building Structure | 0.63 | --> | 0.63 | 0 | 0 | Constrained,otherwise capacity available =468kVA. | --> | 0.5985 | 0 | 0.025935 | 0.5 | 0 |  | --> | C12 ex DUNDRUM | Dundrum [T41,T42] | BLACKROCK |  | 53.2943 | -6.2405
MV/LV Substation RO***582 |  | 10 kV | _ | LV | 100 kVA :Pole Substation | 0.1 | --> | 0.1 | 0.1 | 1.6 |  | --> | 0.095 | 0 | 0 | 0 | 0 | Constrained,otherwise capacity available =100kW. | --> | C13 ex DERRYBEG | Derrybeg [T41,T42] | ARDNAGAPPARY |  | 55.0302 | -8.3755
MV/LV Substation RO***582X |  | 10 kV | _ | LV | 400 kVA :Kiosk Substation | 0.4 | --> | 0.4 | 0.316 | 3.5 |  | --> | 0.38 | 0 | 0.00741 | 0.41256 | 0 |  | --> | C21 ex TRIMMS LANE | Trimms Lane [T41,T42] | SALTHILL |  | 53.2677 | -9.0748
MV/LV Substation RO***582X |  | 20 kV | _ | LV | 100 kVA :Pole Substation | 0.1 | --> | 0.1 | 0 | 0 | Constrained,otherwise capacity available =55kVA. | --> | 0.095 | 0 | 0.00741 | 0.10661 | 0 |  | --> | E16 ex ACADEMY STREET | Academy Street [T421,T422,T44] | NAVAN |  | 53.5929 | -6.6345
MV/LV Substation RO***584 |  | 10 kV | _ | LV | 630 kVA :Building Structure | 0.63 | --> | 0.63 | 0.5 | 11.1 |  | --> | 0.5985 | 0 | 0 | 0.5 | 0 |  | --> | C19 ex CABRA | Cabra [T101,T102] | FINGLAS |  | 53.3748 | -6.2982
MV/LV Substation RO***584X |  | 20 kV | _ | LV | 100 kVA :Pole Substation | 0.1 | --> | 0.1 | 0 | 0 | Constrained,otherwise capacity available =86kVA. | --> | 0.095 | 0 | 0 | 0.1021 | 0 |  | --> | E18 ex COLLOONEY | Collooney [T421,T422] | SLIGO |  | 54.1329 | -8.3917
MV/LV Substation RO***584X |  | 10 kV | _ | LV | 50 kVA :Pole Substation | 0.05 | --> | 0.05 | 0 | 0 | Constrained,otherwise capacity available =45kVA. | --> | 0.0475 | 0 | 0 | 0.050753 | 0 |  | --> | C19 ex ROSCOMMON | Roscommon [T41,T42] | LANESBORO |  | 53.6598 | -8.2758
MV/LV Substation RO***584Y |  | 10 kV | _ | LV | 400 kVA :Kiosk Substation | 0.4 | --> | 0.4 | 0.333 | 3.9 |  | --> | 0.38 | 0 | 0 | 0.41005 | 0 |  | --> | C12 ex MARSHES | Marshes [T41,T42] | DUNDALK |  | 53.9892 | -6.3924
MV/LV Substation RO***584Z |  | 10 kV | _ | LV | 400 kVA :Kiosk Substation | 0.4 | --> | 0.4 | 0 | 0 | Constrained,otherwise capacity available =367kVA. | --> | 0.38 | 0 | 0 | 0.40498 | 0 |  | --> | C11 ex ROSEHILL | Rosehill [T41,T42] | KILKENNY |  | 52.6473 | -7.2668
MV/LV Substation RO***585 |  | 10 kV | _ | LV | 630 kVA :Building Structure | 0.63 | --> | 0.63 | 0.453 | 11.1 |  | --> | 0.5985 | 0 | 0.02964 | 0.5 | 0 |  | --> | C19 ex CABRA | Cabra [T101,T102] | FINGLAS |  | 53.3743 | -6.2955
MV/LV Substation RO***585Y |  | 10 kV | _ | LV | 200 kVA :Pole Substation | 0.2 | --> | 0.2 | 0.178 | 1.3 |  | --> | 0.19 | 0 | 0 | 0.20331 | 0 |  | --> | C17 ex LOUGHANALLA | Loughanalla [T41,T42] | MULLINGAR |  | 53.7088 | -7.3523
MV/LV Substation RO***588 |  | 10 kV | _ | LV | 200 kVA :Kiosk Substation | 0.2 | --> | 0.2 | 0.148 | 5.3 |  | --> | 0.19 | 0 | 0.002223 | 0.20775 | 0 |  | --> | C17 ex BALLYTIVNAN | Ballytivnan [T41,T42] | SLIGO |  | 54.3072 | -8.5498
MV/LV Substation RO***590 |  | 20 kV | _ | LV | 100 kVA :Pole Substation | 0.1 | --> | 0.1 | 0.091 | 3 |  | --> | 0.095 | 0 | 0 | 0 | 0 | Constrained,otherwise capacity available =101.4kW. | --> | E12 ex MOVILLE | Moville [T421,T422] | TRILLICK |  | 55.2056 | -6.9808
MV/LV Substation RO***592 |  | 20 kV | _ | LV | 630 kVA :Kiosk Substation | 0.63 | --> | 0.63 | 0.5 | 1.2 |  | --> | 0.5985 | 0 | 0.03705 | 0.5 | 0 |  | --> | E18 ex CRATLOE | Cratloe [T421,T422] | ARDNACRUSHA |  | 52.6997 | -8.8164
MV/LV Substation RO***593Z |  | 10 kV | _ | LV | 400 kVA :Kiosk Substation | 0.4 | --> | 0.4 | 0 | 0 | Constrained,otherwise capacity available =338kVA. | --> | 0.38 | 0 | 0.00741 | 0.40931 | 0 |  | --> | C12 ex RIVERSTOWN | Riverstown [T41,T42] | KILBARRY |  | 51.9527 | -8.4234
MV/LV Substation RO***596 |  | 20 kV | _ | LV | 200 kVA :Pole Substation | 0.2 | --> | 0.2 | 0 | 0 | Constrained,otherwise capacity available =90kVA. | --> | 0.19 | 0 | 0 | 0.21604 | 0 |  | --> | E14 ex BALLINDERRY | Ballinderry [T41,T422] | MULLINGAR |  | 53.415 | -7.3002
MV/LV Substation RO***596Z |  | 10 kV | _ | LV | 50 kVA :Pole Substation | 0.05 | --> | 0.05 | 0 | 0 | Constrained,otherwise capacity available =50kVA. | --> | 0.0475 | 0 | 0 | 0.05 | 0 |  | --> | C12 ex RIVERSTOWN | Riverstown [T41,T42] | KILBARRY |  | 51.9505 | -8.4215
MV/LV Substation RO***600X |  | 10 kV | _ | LV | 200 kVA :Kiosk Substation | 0.2 | --> | 0.2 | 0 | 0 | Constrained,otherwise capacity available =129kVA. | --> | 0.19 | 0 | 0.008892 | 0.2105 | 0 |  | --> | C12 ex CAPPAMORE | Cappamore [T41,T42] | ARDNACRUSHA |  | 52.6489 | -8.4042
MV/LV Substation RO***603 |  | 10 kV | _ | LV | 200 kVA :Pole Substation | 0.2 | --> | 0.2 | 0.19 | 1.6 |  | --> | 0.19 | 0 | 0 | 0 | 0 | Constrained,otherwise capacity available =201.5kW. | --> | C16 ex BALLYSHANNON | Ballyshannon [T41,T42] | CATHALEENS FALL |  | 54.5591 | -8.2066
MV/LV Substation RO***605Z |  | 10 kV | _ | LV | 50 kVA :Pole Substation | 0.05 | --> | 0.05 | 0 | 0 | Constrained,otherwise capacity available =50kVA. | --> | 0.0475 | 0 | 0 | 0.05 | 0 |  | --> | C15 ex MONEYCOOLEY | Moneycooley [T41,T42,T44] | GRIFFINRATH |  | 53.3383 | -6.5895
MV/LV Substation RO***606Y |  | 20 kV | _ | LV | 100 kVA :Pole Substation | 0.1 | --> | 0.1 | 0 | 0 | Constrained,otherwise capacity available =85kVA. | --> | 0.095 | 0 | 0.004446 | 0.10225 | 0 |  | --> | E18 ex CREAGH | Creagh [T421,T422] | ATHLONE |  | 53.4736 | -8.5114
MV/LV Substation RO***606Z |  | 10 kV | _ | LV | 200 kVA :Kiosk Substation | 0.2 | --> | 0.2 | 0 | 0 | Constrained,otherwise capacity available =197kVA. | --> | 0.19 | 0 | 0 | 0.20045 | 0 |  | --> | C15 ex MONEYCOOLEY | Moneycooley [T41,T42,T44] | GRIFFINRATH |  | 53.3307 | -6.5939
MV/LV Substation RO***610 |  | 20 kV | _ | LV | 50 kVA :Pole Substation | 0.05 | --> | 0.05 | 0 | 0 | Constrained,otherwise capacity available =48kVA. | --> | 0.0475 | 0 | 0 | 0.050303 | 0 |  | --> | E21 ex ATHENRY | Athenry [T423] | GALWAY 110KV |  | 53.3812 | -8.5624
MV/LV Substation RO***610 |  | 20 kV | _ | LV | 50 kVA :Pole Substation | 0.05 | --> | 0.05 | 0 | 0 | Constrained,otherwise capacity available =24kVA. | --> | 0.0475 | 0 | 0 | 0 | 0 | Constrained,otherwise capacity available =53.8kW. | --> | C11 ex MOUNTMELLICK | Mountmellick [T41,T42] | PORTLAOISE |  | 53.1359 | -7.4056
MV/LV Substation RO***613X |  | 20 kV | _ | LV | 200 kVA :Kiosk Substation | 0.2 | --> | 0.2 | 0.181 | 1.7 |  | --> | 0.19 | 0 | 0 | 0.20286 | 0 |  | --> | E18 ex NEWPORT | Newport [T421] | CARROWBEG |  | 53.888 | -9.5425
MV/LV Substation RO***613Y |  | 10 kV | _ | LV | 400 kVA :Kiosk Substation | 0.4 | --> | 0.4 | 0 | 0 | Constrained,otherwise capacity available =326kVA. | --> | 0.38 | 0 | 0.030381 | 0.41108 | 0 |  | --> | C16 ex MONEYCOOLEY | Moneycooley [T41,T42,T44] | GRIFFINRATH |  | 53.3736 | -6.583
MV/LV Substation RO***615 |  | 10 kV | _ | LV | 50 kVA :Pole Substation | 0.05 | --> | 0.05 | 0.012 | 2.4 |  | --> | 0.0475 | 0 | 0.018525 | 0.055455 | 0 |  | --> | C16 ex BRAY | Bray [T41,T42] | FASSAROE |  | 53.17 | -6.1477
MV/LV Substation RO***616Y |  | 10 kV | _ | LV | 200 kVA :Pole Substation | 0.2 | --> | 0.2 | 0.157 | 5.9 |  | --> | 0.19 | 0 | 0.008151 | 0.20643 | 0 |  | --> | C11 ex CASHEL | Cashel [T41,T42] | CAHIR |  | 52.4693 | -7.8319
MV/LV Substation RO***616Y |  | 10 kV | _ | LV | 400 kVA :Kiosk Substation | 0.4 | --> | 0.4 | 0 | 0 | Constrained,otherwise capacity available =314kVA. | --> | 0.38 | 0 | 0.055575 | 0.41285 | 0 |  | --> | C17 ex LEIXLIP | Leixlip [T41,T42] | GRIFFINRATH |  | 53.37 | -6.5025
MV/LV Substation RO***617Y |  | 20 kV | _ | LV | 50 kVA :Pole Substation | 0.05 | --> | 0.05 | 0 | 0 | Constrained,otherwise capacity available =50kVA. | --> | 0.0475 | 0 | 0 | 0.05 | 0 |  | --> | C24 ex ATHLONE | Athlone [T41,T42] | ATHLONE |  | 53.3909 | -7.9914
MV/LV Substation RO***618X |  | 10 kV | _ | LV | 200 kVA :Kiosk Substation | 0.2 | --> | 0.2 | 0.157 | 1.9 |  | --> | 0.19 | 0 | 0.003705 | 0 | 0 | Constrained,otherwise capacity available =206.4kW. | --> | C16 ex TURLOUGH ROAD | Turlough Road [T41,T42] | CASTLEBAR |  | 53.8662 | -9.2988
MV/LV Substation RO***619 |  | 20 kV | _ | LV | 50 kVA :Pole Substation | 0.05 | --> | 0.05 | 0.035 | 5.9 |  | --> | 0.0475 | 0 | 0.002964 | 0.052228 | 0 |  | --> | C14 ex CASHEL | Cashel [T41,T42] | CAHIR |  | 52.6173 | -8.0045
MV/LV Substation RO***622 |  | 10 kV | _ | LV | 400 kVA :Kiosk Substation | 0.4 | --> | 0.4 | 0.37 | 3.9 |  | --> | 0.38 | 0 | 0 | 0.40453 | 0 |  | --> | C24 ex GALWAY 110KV | Galway 110kv [T102,T103] | GALWAY 110KV |  | 53.2858 | -9.0108
MV/LV Substation RO***622Z |  | 20 kV | _ | LV | 200 kVA :Pole Substation | 0.2 | --> | 0.2 | 0 | 0 | Constrained,otherwise capacity available =161kVA. | --> | 0.19 | 0 | 0.019266 | 0.20584 | 0 |  | --> | E18 ex GLASMORE | Glasmore [T421,T422] | GLASMORE |  | 53.4912 | -6.2687
MV/LV Substation RO***624Y |  | 10 kV | _ | LV | 400 kVA :Kiosk Substation | 0.4 | --> | 0.4 | 0 | 0 | Constrained,otherwise capacity available =246kVA. | --> | 0.38 | 0 | 0.058539 | 0.42273 | 0 |  | --> | C16 ex MONEYCOOLEY | Moneycooley [T41,T42,T44] | GRIFFINRATH |  | 53.3753 | -6.5823
MV/LV Substation RO***626 |  | 10 kV | _ | LV | 50 kVA :Pole Substation | 0.05 | --> | 0.05 | 0 | 0 | Constrained,otherwise capacity available =35kVA. | --> | 0.0475 | 0 | 0 | 0.052228 | 0 |  | --> | C18 ex BALLYHALE | Ballyhale [T42,T421] | KILKENNY |  | 52.4652 | -7.4033
MV/LV Substation RO***627 |  | 10 kV | _ | LV | 200 kVA :Pole Substation | 0.2 | --> | 0.2 | 0.038 | 2.4 |  | --> | 0.19 | 0 | 0.02964 | 0.22317 | 0 |  | --> | C16 ex BRAY | Bray [T41,T42] | FASSAROE |  | 53.1695 | -6.1388
MV/LV Substation RO***630X |  | 20 kV | _ | LV | 50 kVA :Pole Substation | 0.05 | --> | 0.05 | 0.047 | 6.2 |  | --> | 0.0475 | 0 | 0 | 0 | 0 | Constrained,otherwise capacity available =50.5kW. | --> | E28 ex MILFORD (MWR) | Milford (mwr) [T422] | CHARLEVILLE |  | 52.4005 | -8.7741
MV/LV Substation RO***632Y |  | 20 kV | _ | LV | 200 kVA :Pole Substation | 0.2 | --> | 0.2 | 0 | 0 | Constrained,otherwise capacity available =185kVA. | --> | 0.19 | 0 | 0 | 0.20226 | 0 |  | --> | E11 ex CREAGH | Creagh [T421,T422] | ATHLONE |  | 53.456 | -8.1448
MV/LV Substation RO***634Z |  | 20 kV | _ | LV | 630 kVA :Building Structure | 0.63 | --> | 0.63 | 0 | 0 | Constrained,otherwise capacity available =493kVA. | --> | 0.5985 | 0 | 0.01482 | 0.5 | 0 |  | --> | E22 ex GLASMORE | Glasmore [T421,T422] | GLASMORE |  | 53.4919 | -6.1941
MV/LV Substation RO***635 |  | 20 kV | _ | LV | 50 kVA :Pole Substation | 0.05 | --> | 0.05 | 0.04 | 4.4 |  | --> | 0.0475 | 0 | 0.002964 | 0 | 0 | Constrained,otherwise capacity available =51.5kW. | --> | E20 ex STRANORLAR | Stranorlar [T421,T422] | LETTERKENNY |  | 54.7934 | -7.7671
MV/LV Substation RO***635 |  | 10 kV | _ | LV | 400 kVA :Building Structure | 0.4 | --> | 0.4 | 0.212 | 11.1 |  | --> | 0.38 | 0 | 0.01482 | 0.42758 | 0 |  | --> | C19 ex CABRA | Cabra [T101,T102] | FINGLAS |  | 53.3753 | -6.2932
MV/LV Substation RO***635X |  | 10 kV | _ | LV | 50 kVA :Pole Substation | 0.05 | --> | 0.05 | 0.041 | 6.2 |  | --> | 0.0475 | 0 | 0.02223 | 0.051348 | 0 |  | --> | C24 ex CAHIR | Cahir [T41,T42] | CAHIR |  | 52.4556 | -7.9012
MV/LV Substation RO***636 |  | 10 kV | _ | LV | 400 kVA :Kiosk Substation | 0.4 | --> | 0.4 | 0.188 | 0.9 |  | --> | 0.38 | 0 | 0.02964 | 0.43096 | 0 |  | --> | C16 ex KENMARE | Kenmare [T42] | KNOCKEARAGH |  | 51.8802 | -9.5817
MV/LV Substation RO***636 |  | 10 kV | _ | LV | 400 kVA :Kiosk Substation | 0.4 | --> | 0.4 | 0.238 | 0.5 |  | --> | 0.38 | 0 | 0.011115 | 0 | 0 | Constrained,otherwise capacity available =423.9kW. | --> | C20 ex KILMARTIN | Kilmartin [T41] | ARKLOW |  | 53.0624 | -6.2245
MV/LV Substation RO***637 |  | 10 kV | _ | LV | 25 kVA :Pole Substation | 0.025 | --> | 0.025 | 0.025 | 0.3 |  | --> | 0.02375 | 0 | 0 | 0.025 | 0 |  | --> | C17 ex BANAGHER | Banagher [T41,T42] | DALLOW |  | 53.2331 | -8.1591
MV/LV Substation RO***639 |  | 10 kV | _ | LV | 400 kVA :Kiosk Substation | 0.4 | --> | 0.4 | 0.359 | 13.5 |  | --> | 0.38 | 0 | 0 | 0.40618 | 0 |  | --> | C17 ex ENNIS | Ennis [T101,T102] | ENNIS |  | 52.8567 | -8.951
MV/LV Substation RO***642Y |  | 20 kV | _ | LV | 100 kVA :Pole Substation | 0.1 | --> | 0.1 | 0.056 | 1.3 |  | --> | 0.095 | 0 | 0.003705 | 0.10647 | 0 |  | --> | C17 ex ROOSKY | Roosky [T41] | RICHMOND |  | 53.8322 | -7.9305
MV/LV Substation RO***643X |  | 10 kV | _ | LV | 50 kVA :Pole Substation | 0.05 | --> | 0.05 | 0.043 | 5.9 |  | --> | 0.0475 | 0 | 0 | 0.051052 | 0 |  | --> | C17 ex CASHEL | Cashel [T41,T42] | CAHIR |  | 52.5202 | -7.8987
MV/LV Substation RO***644X |  | 10 kV | _ | LV | 630 kVA :Building Structure | 0.63 | --> | 0.63 | 0.5 | 5.9 |  | --> | 0.5985 | 0 | 0 | 0.5 | 0 |  | --> | C17 ex CASHEL | Cashel [T41,T42] | CAHIR |  | 52.522 | -7.8986
MV/LV Substation RO***644X |  | 10 kV | _ | LV | 400 kVA :Kiosk Substation | 0.4 | --> | 0.4 | 0 | 0 | Constrained,otherwise capacity available =247kVA. | --> | 0.38 | 0 | 0.01482 | 0.42259 | 0 |  | --> | C18 ex BALGADDY | Balgaddy [T41,T42] | GRANGE CASTLE |  | 53.3469 | -6.4184
MV/LV Substation RO***645Y |  | 10 kV | _ | LV | 100 kVA :Pole Substation | 0.1 | --> | 0.1 | 0.1 | 8.2 |  | --> | 0.095 | 0 | 0 | 0.1 | 0 |  | --> | C13 ex MOUNT MISERY | Mount Misery [T41,T42] | WATERFORD |  | 52.2623 | -7.0959
MV/LV Substation RO***646X |  | 10 kV | _ | LV | 200 kVA :Kiosk Substation | 0.2 | --> | 0.2 | 0.182 | 11.9 |  | --> | 0.19 | 0 | 0.002964 | 0.20271 | 0 |  | --> | C23 ex SALTHILL | Salthill [T101,T102] | SALTHILL |  | 53.2727 | -9.1101
MV/LV Substation RO***646X |  | 10 kV | _ | LV | 630 kVA :Building Structure | 0.63 | --> | 0.63 | 0.5 | 1.5 |  | --> | 0.5985 | 0 | 0.003705 | 0.5 | 0 |  | --> | C15 ex MARROWBONE LANE | Marrowbone Lane [T42] | INCHICORE 220KV |  | 53.3376 | -6.307
MV/LV Substation RO***650 |  | 20 kV | _ | LV | 100 kVA :Pole Substation | 0.1 | --> | 0.1 | 0.1 | 2.8 |  | --> | 0.095 | 0 | 0 | 0.1 | 0 |  | --> | E20 ex CLARA | Clara [T421,T422] | THORNSBERRY |  | 53.3454 | -7.4805
MV/LV Substation RO***650Y |  | 10 kV | _ | LV | 50 kVA :Pole Substation | 0.05 | --> | 0.05 | 0.047 | 3.9 |  | --> | 0.0475 | 0 | 0.004446 | 0.050453 | 0 |  | --> | C20 ex MARSHES | Marshes [T41,T42] | DUNDALK |  | 53.9699 | -6.3653
MV/LV Substation RO***651 |  | 20 kV | _ | LV | 50 kVA :Pole Substation | 0.05 | --> | 0.05 | 0 | 0 | Constrained,otherwise capacity available =37kVA. | --> | 0.0475 | 0 | 0 | 0.051937 | 0 |  | --> | E11 ex ACADEMY STREET | Academy Street [T421,T422,T44] | NAVAN |  | 53.5697 | -6.5817
MV/LV Substation RO***652X |  | 20 kV | _ | LV | 100 kVA :Pole Substation | 0.1 | --> | 0.1 | 0.094 | 1.5 |  | --> | 0.095 | 0 | 0.003705 | 0.10091 | 0 |  | --> | E18 ex ACHILL | Achill [T422] | CARROWBEG |  | 53.9029 | -9.7234
MV/LV Substation RO***652X |  | 10 kV | _ | LV | 200 kVA :Kiosk Substation | 0.2 | --> | 0.2 | 0 | 0 | Constrained,otherwise capacity available =157kVA. | --> | 0.19 | 0 | 0.005187 | 0.20643 | 0 |  | --> | C15 ex STICKILLEN | Stickillen [T41,T42] | DRYBRIDGE |  | 53.8478 | -6.5441
MV/LV Substation RO***657 |  | 10 kV | _ | LV | 50 kVA :Pole Substation | 0.05 | --> | 0.05 | 0.049 | 1.6 |  | --> | 0.0475 | 0 | 0 | 0 | 0 | Constrained,otherwise capacity available =50.2kW. | --> | C16 ex BALLYSHANNON | Ballyshannon [T41,T42] | CATHALEENS FALL |  | 54.5632 | -8.2105
MV/LV Substation RO***658 |  | 10 kV | _ | LV | 200 kVA :Pole Substation | 0.2 | --> | 0.2 | 0.193 | 1.6 |  | --> | 0.19 | 0 | 0 | 0 | 0 | Constrained,otherwise capacity available =201.1kW. | --> | C16 ex BALLYSHANNON | Ballyshannon [T41,T42] | CATHALEENS FALL |  | 54.5651 | -8.2112
MV/LV Substation RO***659 |  | 10 kV | _ | LV | 400 kVA :Kiosk Substation | 0.4 | --> | 0.4 | 0 | 0 | Constrained,otherwise capacity available =341kVA. | --> | 0.38 | 0 | 0.00741 | 0.40886 | 0 |  | --> | C18 ex COOLMINE | Coolmine [T41,T42] | FINGLAS |  | 53.3942 | -6.4062
MV/LV Substation RO***661X |  | 10 kV | _ | LV | 630 kVA :Building Structure | 0.63 | --> | 0.63 | 0.5 | 3 |  | --> | 0.5985 | 0 | 0 | 0 | 0 | Constrained,otherwise capacity available =500kW. | --> | C15 ex BALLYRAINE | Ballyraine [T41,T42] | LETTERKENNY |  | 54.9499 | -7.7366
MV/LV Substation RO***662Z |  | 10 kV | _ | LV | 400 kVA :Kiosk Substation | 0.4 | --> | 0.4 | 0 | 0 | Constrained,otherwise capacity available =318kVA. | --> | 0.38 | 0 | 0 | 0.41226 | 0 |  | --> | C19 ex BALLINDERRY | Ballinderry [T41,T422] | MULLINGAR |  | 53.5214 | -7.3294
MV/LV Substation RO***663X |  | 10 kV | _ | LV | 100 kVA :Pole Substation | 0.1 | --> | 0.1 | 0.083 | 5.9 |  | --> | 0.095 | 0 | 0 | 0.10255 | 0 |  | --> | C12 ex CASHEL | Cashel [T41,T42] | CAHIR |  | 52.5008 | -7.8891
MV/LV Substation RO***663X |  | 20 kV | _ | LV | 400 kVA :Kiosk Substation | 0.4 | --> | 0.4 | 0 | 0 | Constrained,otherwise capacity available =355kVA. | --> | 0.38 | 0 | 0.00741 | 0.40677 | 0 |  | --> | E18 ex MILLTOWN (SR) | Milltown (sr) [T421,T422] | OUGHTRAGH |  | 52.1729 | -9.5964
MV/LV Substation RO***664 |  | 20 kV | _ | LV | 400 kVA :Building Structure | 0.4 | --> | 0.4 | 0.379 | 1.8 |  | --> | 0.38 | 0 | 0 | 0.40318 | 0 |  | --> | E18 ex BIRDHILL | Birdhill [T421,T422] | ARDNACRUSHA |  | 52.7313 | -8.4728
MV/LV Substation RO***664X |  | 10 kV | _ | LV | 200 kVA :Kiosk Substation | 0.2 | --> | 0.2 | 0 | 0 | Constrained,otherwise capacity available =126kVA. | --> | 0.19 | 0 | 0.034827 | 0.21094 | 0 |  | --> | C21 ex DOUGLAS | Douglas [T41,T42] | TRABEG |  | 51.8736 | -8.4154
MV/LV Substation RO***666 |  | 10 kV | _ | LV | 400 kVA :Kiosk Substation | 0.4 | --> | 0.4 | 0.343 | 4.4 |  | --> | 0.38 | 0 | 0 | 0.40856 | 0 |  | --> | E11 ex CRANE | Crane [T122] | CRANE |  | 52.5246 | -6.5561
MV/LV Substation RO***668Y |  | 20 kV | _ | LV | 50 kVA :Pole Substation | 0.05 | --> | 0.05 | 0 | 0 | Constrained,otherwise capacity available =46kVA. | --> | 0.0475 | 0 | 0 | 0.050604 | 0 |  | --> | C17 ex CARRICKMACROSS | Carrickmacross [T41,T42] | MEATH HILL |  | 53.9707 | -6.5937
MV/LV Substation RO***669X |  | 10 kV | _ | LV | 400 kVA :Kiosk Substation | 0.4 | --> | 0.4 | 0 | 0 | Constrained,otherwise capacity available =357kVA. | --> | 0.38 | 0 | 0 | 0 | 0 | Constrained,otherwise capacity available =406.5kW. | --> | C15 ex PORTARLINGTON | Portarlington [T41,T42] | PORTLAOISE |  | 53.1606 | -7.1933
MV/LV Substation RO***670X |  | 10 kV | _ | LV | 400 kVA :Kiosk Substation | 0.4 | --> | 0.4 | 0.316 | 7.9 |  | --> | 0.38 | 0 | 0.005187 | 0.41256 | 0 |  | --> | C11 ex DUNMANWAY | Dunmanway [T422,T43] | DUNMANWAY |  | 51.7134 | -9.1163
MV/LV Substation RO***670X |  | 10 kV | _ | LV | 200 kVA :Kiosk Substation | 0.2 | --> | 0.2 | 0 | 0 | Constrained,otherwise capacity available =155kVA. | --> | 0.19 | 0 | 0.024453 | 0.20672 | 0 |  | --> | C20 ex CAHIRCALLA | Cahircalla [T41,T42] | ENNIS |  | 52.825 | -9.002
MV/LV Substation RO***673 |  | 10 kV | _ | LV | 630 kVA :Building Structure | 0.63 | --> | 0.63 | 0 | 0 | Constrained,otherwise capacity available =500kVA. | --> | 0.5985 | 0 | 0.03705 | 0.5 | 0 |  | --> | C25 ex BALLYCOOLIN | Ballycoolin [T41,T42,T43] | FINGLAS |  | 53.4042 | -6.3539
MV/LV Substation RO***676Z |  | 10 kV | _ | LV | 400 kVA :Kiosk Substation | 0.4 | --> | 0.4 | 0 | 0 | Constrained,otherwise capacity available =367kVA. | --> | 0.38 | 0 | 0.003705 | 0.40498 | 0 |  | --> | C19 ex ROSEHILL | Rosehill [T41,T42] | KILKENNY |  | 52.6421 | -7.2606
MV/LV Substation RO***677Z |  | 10 kV | _ | LV | 400 kVA :Kiosk Substation | 0.4 | --> | 0.4 | 0 | 0 | Constrained,otherwise capacity available =291kVA. | --> | 0.38 | 0 | 0.017784 | 0.41622 | 0 |  | --> | C19 ex ROSEHILL | Rosehill [T41,T42] | KILKENNY |  | 52.6408 | -7.2586
MV/LV Substation RO***680Z |  | 10 kV | _ | LV | 400 kVA :Kiosk Substation | 0.4 | --> | 0.4 | 0.282 | 9.1 |  | --> | 0.38 | 0 | 0.013338 | 0.41753 | 0 |  | --> | C20 ex CENTRE PARK ROAD | Marina [T105,T106] | MARINA |  | 51.8933 | -8.4582
MV/LV Substation RO***684X |  | 10 kV | _ | LV | 400 kVA :Kiosk Substation | 0.4 | --> | 0.4 | 0.325 | 11.9 |  | --> | 0.38 | 0 | 0.00741 | 0.41123 | 0 |  | --> | C32 ex SALTHILL | Salthill [T101,T102] | SALTHILL |  | 53.2781 | -9.0919
MV/LV Substation RO***685 |  | 10 kV | _ | LV | 630 kVA :Building Structure | 0.63 | --> | 0.63 | 0.5 | 11.1 |  | --> | 0.5985 | 0 | 0.043719 | 0.5 | 0 |  | --> | C17 ex CABRA | Cabra [T101,T102] | FINGLAS |  | 53.3727 | -6.2859
MV/LV Substation RO***685X |  | 10 kV | _ | LV | 400 kVA :Kiosk Substation | 0.4 | --> | 0.4 | 0.283 | 11.9 |  | --> | 0.38 | 0 | 0.011856 | 0.41739 | 0 |  | --> | C32 ex SALTHILL | Salthill [T101,T102] | SALTHILL |  | 53.2768 | -9.0905
MV/LV Substation RO***686X |  | 10 kV | _ | LV | 400 kVA :Kiosk Substation | 0.4 | --> | 0.4 | 0 | 0 | Constrained,otherwise capacity available =320kVA. | --> | 0.38 | 0 | 0.009633 | 0.41197 | 0 |  | --> | C12 ex ORANMORE | Oranmore [T41,T44] | GALWAY 110KV |  | 53.2776 | -8.9721
MV/LV Substation RO***687X |  | 10 kV | _ | LV | 200 kVA :Kiosk Substation | 0.2 | --> | 0.2 | 0 | 0 | Constrained,otherwise capacity available =119kVA. | --> | 0.19 | 0 | 0.010374 | 0.21194 | 0 |  | --> | C12 ex ORANMORE | Oranmore [T41,T44] | GALWAY 110KV |  | 53.2788 | -8.9686
MV/LV Substation RO***688X |  | 10 kV | _ | LV | 200 kVA :Kiosk Substation | 0.2 | --> | 0.2 | 0 | 0 | Constrained,otherwise capacity available =162kVA. | --> | 0.19 | 0 | 0.00741 | 0.20569 | 0 |  | --> | C12 ex ORANMORE | Oranmore [T41,T44] | GALWAY 110KV |  | 53.2781 | -8.9661
MV/LV Substation RO***691 |  | 10 kV | _ | LV | 50 kVA :Pole Substation | 0.05 | --> | 0.05 | 0.042 | 0.2 |  | --> | 0.0475 | 0 | 0 | 0.0512 | 0 |  | --> | C13 ex SANDYFORD | Sandyford [T41,T42] | CARRICKMINES |  | 53.262 | -6.3011
MV/LV Substation RO***692X |  | 10 kV | _ | LV | 100 kVA :Pole Substation | 0.1 | --> | 0.1 | 0.099 | 0.9 |  | --> | 0.095 | 0 | 0 | 0.10015 | 0 |  | --> | C12 ex ROSS CARBERY | Ross Carbery [T41,T42] | DUNMANWAY |  | 51.5734 | -9.0302
MV/LV Substation RO***692X |  | 20 kV | _ | LV | 50 kVA :Pole Substation | 0.05 | --> | 0.05 | 0 | 0 | Constrained,otherwise capacity available =49kVA. | --> | 0.0475 | 0 | 0 | 0.050152 | 0 |  | --> | E18 ex GARRANACANTY | Garranacanty [T421,T422] | TIPPERARY |  | 52.5155 | -8.1559
MV/LV Substation RO***693X |  | 10 kV | _ | LV | 50 kVA :Pole Substation | 0.05 | --> | 0.05 | 0 | 0 | Constrained,otherwise capacity available =33kVA. | --> | 0.0475 | 0 | 0 | 0.052518 | 0 |  | --> | C16 ex ENNISTYMON | Ennistymon [T41,T42] | ENNIS |  | 52.9431 | -9.4245
MV/LV Substation RO***693Y |  | 10 kV | _ | LV | 200 kVA :Pole Substation | 0.2 | --> | 0.2 | 0 | 0 | Constrained,otherwise capacity available =200kVA. | --> | 0.19 | 0 | 0 | 0.2 | 0 |  | --> | C21 ex PORTARLINGTON | Portarlington [T43] | BLAKE |  | 53.1141 | -7.0993
MV/LV Substation RO***696 |  | 10 kV | _ | LV | 100 kVA :Pole Substation | 0.1 | --> | 0.1 | 0.042 | 0.2 |  | --> | 0.095 | 0 | 0.017784 | 0.10844 | 0 |  | --> | C13 ex SANDYFORD | Sandyford [T41,T42] | CARRICKMINES |  | 53.265 | -6.2973
MV/LV Substation RO***697 |  | 20 kV | _ | LV | 200 kVA :Pole Substation | 0.2 | --> | 0.2 | 0 | 0 | Constrained,otherwise capacity available =160kVA. | --> | 0.19 | 0 | 0.018525 | 0.20598 | 0 |  | --> | E21 ex ASHBOURNE | Ashbourne [T421,T422] | FINGLAS |  | 53.4895 | -6.2959
MV/LV Substation RO***697Y |  | 10 kV | _ | LV | 630 kVA :Kiosk Substation | 0.63 | --> | 0.63 | 0.5 | 3.3 |  | --> | 0.5985 | 0 | 0.003705 | 0.5 | 0 |  | --> | C17 ex GLEBE | Glebe [T41,T42] | RICHMOND |  | 53.7218 | -7.7994
MV/LV Substation RO***699 |  | 10 kV | _ | LV | 50 kVA :Pole Substation | 0.05 | --> | 0.05 | 0 | 0 | Constrained,otherwise capacity available =32kVA. | --> | 0.0475 | 0 | 0.014079 | 0.052662 | 0 |  | --> | C16 ex MORRISTOWN | Morristown [T41,T42] | NEWBRIDGE |  | 53.1996 | -6.8101
MV/LV Substation RO***699X |  | 10 kV | _ | LV | 630 kVA :Building Structure | 0.63 | --> | 0.63 | 0 | 0 | Constrained,otherwise capacity available =500kVA. | --> | 0.5985 | 0 | 0 | 0.5 | 0 |  | --> | C20 ex DENNEHYS CROSS | Dennehys Cross [T41,T42] | TRABEG |  | 51.8813 | -8.5087
MV/LV Substation RO***702 |  | 10 kV | _ | LV | 50 kVA :Pole Substation | 0.05 | --> | 0.05 | 0 | 0 | Constrained,otherwise capacity available =47kVA. | --> | 0.0475 | 0 | 0 | 0.050453 | 0 |  | --> | C16 ex CARRIGALINE | Carrigaline [T41,T42] | BARNAHELY |  | 51.8763 | -8.3719
MV/LV Substation RO***703 |  | 10 kV | _ | LV | 50 kVA :Pole Substation | 0.05 | --> | 0.05 | 0 | 0 | Constrained,otherwise capacity available =33kVA. | --> | 0.0475 | 0 | 0.005187 | 0.052518 | 0 |  | --> | C18 ex HEADFORD ROAD | Headford Road [T41,T42] | GALWAY 110KV |  | 53.2862 | -9.0505
MV/LV Substation RO***703 |  | 20 kV | _ | LV | 100 kVA :Pole Substation | 0.1 | --> | 0.1 | 0 | 0 | Constrained,otherwise capacity available =59kVA. | --> | 0.095 | 0 | 0 | 0.10604 | 0 |  | --> | E17 ex ACADEMY STREET | Academy Street [T421,T422,T44] | NAVAN |  | 53.5944 | -6.7284
MV/LV Substation RO***704 |  | 10 kV | _ | LV | 200 kVA :Pole Substation | 0.2 | --> | 0.2 | 0 | 0 | Constrained,otherwise capacity available =200kVA. | --> | 0.19 | 0 | 0 | 0.2 | 0 |  | --> | C14 ex GREYSTONES | Greystones [T41,T42] | FASSAROE |  | 53.1517 | -6.1652
MV/LV Substation RO***708Z |  | 20 kV | _ | LV | 100 kVA :Pole Substation | 0.1 | --> | 0.1 | 0 | 0 | Constrained,otherwise capacity available =98kVA. | --> | 0.095 | 0 | 0 | 0.1003 | 0 |  | --> | E16 ex BALLYDEHOB | Ballydehob [T421] | DUNMANWAY |  | 51.492 | -9.7141
MV/LV Substation RO***710X |  | 10 kV | _ | LV | 200 kVA :Building Structure | 0.2 | --> | 0.2 | 0 | 0 | Constrained,otherwise capacity available =161kVA. | --> | 0.19 | 0 | 0 | 0.20584 | 0 |  | --> | C14 ex TOGHER | Togher [T41,T42] | TRABEG |  | 51.8742 | -8.4861
MV/LV Substation RO***711Y |  | 10 kV | _ | LV | 400 kVA :Kiosk Substation | 0.4 | --> | 0.4 | 0 | 0 | Constrained,otherwise capacity available =323kVA. | --> | 0.38 | 0 | 0.003705 | 0.41153 | 0 |  | --> | C11 ex HOLYCROSS ROAD | Holycross Road [T41,T42] | THURLES |  | 52.6665 | -7.8154
MV/LV Substation RO***715 |  | 10 kV | _ | LV | 200 kVA :Kiosk Substation | 0.2 | --> | 0.2 | 0.163 | 5.3 |  | --> | 0.19 | 0 | 0.006669 | 0.20554 | 0 |  | --> | C17 ex BALLYTIVNAN | Ballytivnan [T41,T42] | SLIGO |  | 54.3102 | -8.5499
MV/LV Substation RO***721X |  | 10 kV | _ | LV | 200 kVA :Kiosk Substation | 0.2 | --> | 0.2 | 0.057 | 4.2 |  | --> | 0.19 | 0 | 0.042978 | 0.2206 | 0 |  | --> | C22 ex NEWMARKET (SR) | Newmarket (sr) [T41,T42] | GLENLARA |  | 52.2137 | -8.9943
MV/LV Substation RO***722 |  | 10 kV | _ | LV | 50 kVA :Pole Substation | 0.05 | --> | 0.05 | 0 | 0 | Constrained,otherwise capacity available =36kVA. | --> | 0.0475 | 0 | 0.003705 | 0.052083 | 0 |  | --> | C14 ex GREYSTONES | Greystones [T41,T42] | FASSAROE |  | 53.1685 | -6.1553
MV/LV Substation RO***723 |  | 10 kV | _ | LV | 50 kVA :Pole Substation | 0.05 | --> | 0.05 | 0 | 0 | Constrained,otherwise capacity available =4kVA. | --> | 0.0475 | 0 | 0 | 0 | 0 | Constrained,otherwise capacity available =56.5kW. | --> | C17 ex ROSCREA | Roscrea [T41,T42] | IKERRIN |  | 52.9591 | -7.7557
MV/LV Substation RO***723X |  | 20 kV | _ | LV | 50 kVA :Pole Substation | 0.05 | --> | 0.05 | 0 | 0 | Constrained,otherwise capacity available =50kVA. | --> | 0.0475 | 0 | 0 | 0.05 | 0 |  | --> | E14 ex BALLINDERRY | Ballinderry [T41,T422] | MULLINGAR |  | 53.4171 | -7.3009
MV/LV Substation RO***724 |  | 10 kV | _ | LV | 630 kVA :Kiosk Substation | 0.63 | --> | 0.63 | 0.5 | 0.9 |  | --> | 0.5985 | 0 | 0 | 0.5 | 0 |  | --> | C14 ex KIMMAGE | Kimmage [T41,T42] | INCHICORE 220KV |  | 53.3157 | -6.3102
MV/LV Substation RO***725 |  | 20 kV | _ | LV | 100 kVA :Pole Substation | 0.1 | --> | 0.1 | 0.09 | 3.5 |  | --> | 0.095 | 0 | 0 | 0.10151 | 0 |  | --> | C18 ex DUNDALK | Dundalk [T41,T42] | DUNDALK |  | 54.045 | -6.4808
MV/LV Substation RO***726Y |  | 10 kV | _ | LV | 200 kVA :Kiosk Substation | 0.2 | --> | 0.2 | 0.136 | 2.9 |  | --> | 0.19 | 0 | 0.00741 | 0.20949 | 0 |  | --> | C11 ex ABBEYLAND | Abbeyland [T41,T42] | NAVAN |  | 53.64 | -6.7031
MV/LV Substation RO***729X |  | 20 kV | _ | LV | 200 kVA :Pole Substation | 0.2 | --> | 0.2 | 0 | 0 | Constrained,otherwise capacity available =159kVA. | --> | 0.19 | 0 | 0.003705 | 0.20613 | 0 |  | --> | E21 ex ASHBOURNE | Ashbourne [T421,T422] | FINGLAS |  | 53.491 | -6.3016
MV/LV Substation RO***729Z |  | 10 kV | _ | LV | 400 kVA :Kiosk Substation | 0.4 | --> | 0.4 | 0 | 0 | Constrained,otherwise capacity available =338kVA. | --> | 0.38 | 0 | 0.003705 | 0.40931 | 0 |  | --> | C16 ex MALAHIDE | Malahide [T41,T42] | GLASMORE |  | 53.4445 | -6.1388
MV/LV Substation RO***730X |  | 20 kV | _ | LV | 100 kVA :Pole Substation | 0.1 | --> | 0.1 | 0 | 0 | Constrained,otherwise capacity available =88kVA. | --> | 0.095 | 0 | 0 | 0.10181 | 0 |  | --> | E18 ex CREAGH | Creagh [T421,T422] | ATHLONE |  | 53.3401 | -8.2412
MV/LV Substation RO***733 |  | 20 kV | _ | LV | 50 kVA :Pole Substation | 0.05 | --> | 0.05 | 0 | 0 | Constrained,otherwise capacity available =37kVA. | --> | 0.0475 | 0 | 0 | 0.051937 | 0 |  | --> | E15 ex BATTER LANE TEMPORARY | Batter Lane Temporary 38kv [T421] | GLASMORE |  | 53.517 | -6.1525
MV/LV Substation RO***737 |  | 20 kV | _ | LV | 50 kVA :Pole Substation | 0.05 | --> | 0.05 | 0 | 0 | Constrained,otherwise capacity available =44kVA. | --> | 0.0475 | 0 | 0 | 0.050903 | 0 |  | --> | E15 ex BATTER LANE TEMPORARY | Batter Lane Temporary 38kv [T421] | GLASMORE |  | 53.5135 | -6.1521
MV/LV Substation RO***737 |  | 10 kV | _ | LV | 100 kVA :Pole Substation | 0.1 | --> | 0.1 | 0.094 | 0.9 |  | --> | 0.095 | 0 | 0 | 0.10091 | 0 |  | --> | C21 ex ROSS CARBERY | Ross Carbery [T41,T42] | DUNMANWAY |  | 51.6657 | -8.9864
MV/LV Substation RO***738 |  | 20 kV | _ | LV | 50 kVA :Pole Substation | 0.05 | --> | 0.05 | 0 | 0 | Constrained,otherwise capacity available =48kVA. | --> | 0.0475 | 0 | 0 | 0.050303 | 0 |  | --> | E15 ex BATTER LANE TEMPORARY | Batter Lane Temporary 38kv [T421] | GLASMORE |  | 53.5134 | -6.1415
MV/LV Substation RO***738 |  | 10 kV | _ | LV | 400 kVA :Building Structure | 0.4 | --> | 0.4 | 0.348 | 11.1 |  | --> | 0.38 | 0 | 0 | 0.40782 | 0 |  | --> | C17 ex CABRA | Cabra [T101,T102] | FINGLAS |  | 53.3742 | -6.2882
MV/LV Substation RO***738 |  | 10 kV | _ | LV | 100 kVA :Pole Substation | 0.1 | --> | 0.1 | 0.089 | 0.9 |  | --> | 0.095 | 0 | 0.002964 | 0.10166 | 0 |  | --> | C21 ex ROSS CARBERY | Ross Carbery [T41,T42] | DUNMANWAY |  | 51.6695 | -8.99
MV/LV Substation RO***738X |  | 10 kV | _ | LV | 630 kVA :Kiosk Substation | 0.63 | --> | 0.63 | 0 | 0 | Constrained,otherwise capacity available =500kVA. | --> | 0.5985 | 0 | 0 | 0.5 | 0 |  | --> | C17 ex ATHGARVAN | Athgarvan [T41,T44] | NEWBRIDGE |  | 53.1797 | -6.8016
MV/LV Substation RO***738Y |  | 10 kV | _ | LV | 400 kVA :Kiosk Substation | 0.4 | --> | 0.4 | 0 | 0 | Constrained,otherwise capacity available =349kVA. | --> | 0.38 | 0 | 0.034086 | 0.40767 | 0 |  | --> | C17 ex MIDLETON | Midleton [T101,T102] | MIDLETON |  | 51.9077 | -8.1651
MV/LV Substation RO***739X |  | 10 kV | _ | LV | 400 kVA :Kiosk Substation | 0.4 | --> | 0.4 | 0.309 | 6.2 |  | --> | 0.38 | 0 | 0.005187 | 0.41359 | 0 |  | --> | C17 ex CAHIR | Cahir [T41,T42] | CAHIR |  | 52.381 | -7.9131
MV/LV Substation RO***739Y |  | 10 kV | _ | LV | 50 kVA :Pole Substation | 0.05 | --> | 0.05 | 0.047 | 1.3 |  | --> | 0.0475 | 0 | 0 | 0.050453 | 0 |  | --> | C17 ex ROOSKY | Roosky [T41] | RICHMOND |  | 53.8256 | -7.9202
MV/LV Substation RO***742 |  | 10 kV | _ | LV | 50 kVA :Pole Substation | 0.05 | --> | 0.05 | 0.05 | 2.1 |  | --> | 0.0475 | 0 | 0 | 0.05 | 0 |  | --> | C13 ex BUTTEVANT | Buttevant [T41,T42] | MALLOW |  | 52.2471 | -8.6033
MV/LV Substation RO***743X |  | 10 kV | _ | LV | 200 kVA :Pole Substation | 0.2 | --> | 0.2 | 0 | 0 | Constrained,otherwise capacity available =139kVA. | --> | 0.19 | 0 | 0.016302 | 0.20906 | 0 |  | --> | C16 ex MORRISTOWN | Morristown [T41,T42] | NEWBRIDGE |  | 53.1952 | -6.7931
MV/LV Substation RO***743Y |  | 10 kV | _ | LV | 100 kVA :Pole Substation | 0.1 | --> | 0.1 | 0 | 0 | Constrained,otherwise capacity available =85kVA. | --> | 0.095 | 0 | 0.002964 | 0.10225 | 0 |  | --> | C21 ex CARRICKMACROSS | Carrickmacross [T41,T42] | MEATH HILL |  | 53.9763 | -6.7321
MV/LV Substation RO***745 |  | 10 kV | _ | LV | 630 kVA :Kiosk Substation | 0.63 | --> | 0.63 | 0.5 | 2.4 |  | --> | 0.5985 | 0 | 0 | 0.5 | 0 |  | --> | C11 ex BRAY | Bray [T41,T42] | FASSAROE |  | 53.1953 | -6.1517
MV/LV Substation RO***747 |  | 10 kV | _ | LV | 630 kVA :Building Structure | 0.63 | --> | 0.63 | 0.5 | 11.1 |  | --> | 0.5985 | 0 | 0.01482 | 0.5 | 0 |  | --> | C17 ex CABRA | Cabra [T101,T102] | FINGLAS |  | 53.3749 | -6.288
MV/LV Substation RO***747Y |  | 10 kV | _ | LV | 400 kVA :Kiosk Substation | 0.4 | --> | 0.4 | 0.354 | 8.2 |  | --> | 0.38 | 0 | 0 | 0.40692 | 0 |  | --> | C13 ex MOUNT MISERY | Mount Misery [T41,T42] | WATERFORD |  | 52.2627 | -7.0965
MV/LV Substation RO***748X |  | 10 kV | _ | LV | 630 kVA :Building Structure | 0.63 | --> | 0.63 | 0.447 | 6 |  | --> | 0.5985 | 0 | 0.003705 | 0.5 | 0 |  | --> | C24 ex PELLETSTOWN | Pelletstown [T101,T102] | FINGLAS |  | 53.3764 | -6.3262
MV/LV Substation RO***756Y |  | 10 kV | _ | LV | 200 kVA :Kiosk Substation | 0.2 | --> | 0.2 | 0.17 | 5.9 |  | --> | 0.19 | 0 | 0.003705 | 0.2045 | 0 |  | --> | C11 ex CASHEL | Cashel [T41,T42] | CAHIR |  | 52.4665 | -7.8295
MV/LV Substation RO***758X |  | 10 kV | _ | LV | 100 kVA :Pole Substation | 0.1 | --> | 0.1 | 0.06 | 2.5 |  | --> | 0.095 | 0 | 0.005928 | 0.1059 | 0 |  | --> | E12 ex BAGENALSTOWN | Bagenalstown [T421,T422] | CARLOW |  | 52.6974 | -6.9617
MV/LV Substation RO***762X |  | 20 kV | _ | LV | 200 kVA :Pole Substation | 0.2 | --> | 0.2 | 0 | 0 | Constrained,otherwise capacity available =191kVA. | --> | 0.19 | 0 | 0 | 0.20136 | 0 |  | --> | E15 ex GORT | Gort [T41,T42] | ENNIS |  | 53.1685 | -8.7161
MV/LV Substation RO***763 |  | 10 kV | _ | LV | 100 kVA :Pole Substation | 0.1 | --> | 0.1 | 0 | 0 | Constrained,otherwise capacity available =72kVA. | --> | 0.095 | 0 | 0.003705 | 0.10417 | 0 |  | --> | C18 ex ORANMORE | Oranmore [T41,T44] | GALWAY 110KV |  | 53.2724 | -8.9241
MV/LV Substation RO***764 |  | 10 kV | _ | LV | 400 kVA :Kiosk Substation | 0.4 | --> | 0.4 | 0 | 0 | Constrained,otherwise capacity available =300kVA. | --> | 0.38 | 0 | 0.008151 | 0.41491 | 0 |  | --> | C14 ex BELFIELD | Belfield [T41,T42] | BLACKROCK |  | 53.3041 | -6.2014
MV/LV Substation RO***765 |  | 10 kV | _ | LV | 50 kVA :Pole Substation | 0.05 | --> | 0.05 | 0.017 | 2.1 |  | --> | 0.0475 | 0 | 0 | 0 | 0 | Constrained,otherwise capacity available =54.8kW. | --> | C16 ex NEWTOWNCUNNINGHAM | Newtowncunningham [T41,T42] | LETTERKENNY |  | 54.9779 | -7.5543
MV/LV Substation RO***768 |  | 20 kV | _ | LV | 50 kVA :Pole Substation | 0.05 | --> | 0.05 | 0 | 0 | Constrained,otherwise capacity available =38kVA. | --> | 0.0475 | 0 | 0 | 0 | 0 | Constrained,otherwise capacity available =51.8kW. | --> | E16 ex KILMACTHOMAS | Kilmacthomas [T421,T422] | DUNGARVAN |  | 52.1712 | -7.4102
MV/LV Substation RO***768X |  | 20 kV | _ | LV | 400 kVA :Kiosk Substation | 0.4 | --> | 0.4 | 0 | 0 | Constrained,otherwise capacity available =295kVA. | --> | 0.38 | 0 | 0.009633 | 0.41564 | 0 |  | --> | E17 ex MANORHAMILTON | Manorhamilton [T422] | SLIGO |  | 54.233 | -8.3023
MV/LV Substation RO***769 |  | 20 kV | _ | LV | 100 kVA :Pole Substation | 0.1 | --> | 0.1 | 0 | 0 | Constrained,otherwise capacity available =83kVA. | --> | 0.095 | 0 | 0 | 0.10255 | 0 |  | --> | E23 ex BALTRASNA | Baltrasna [T121,T122] | BALTRASNA |  | 53.6104 | -6.3585
MV/LV Substation RO***769Z |  | 20 kV | _ | LV | 400 kVA :Building Structure | 0.4 | --> | 0.4 | 0 | 0 | Constrained,otherwise capacity available =399kVA. | --> | 0.38 | 0 | 0 | 0.40015 | 0 |  | --> | E21 ex ASHBOURNE | Ashbourne [T421,T422] | FINGLAS |  | 53.4825 | -6.2893
MV/LV Substation RO***771 |  | 20 kV | _ | LV | 200 kVA :Pole Substation | 0.2 | --> | 0.2 | 0.2 | 1.8 |  | --> | 0.19 | 0 | 0 | 0.2 | 0 |  | --> | E11 ex BIRDHILL | Birdhill [T421,T422] | ARDNACRUSHA |  | 52.721 | -8.381
MV/LV Substation RO***772 |  | 10 kV | _ | LV | 400 kVA :Kiosk Substation | 0.4 | --> | 0.4 | 0.313 | 1.9 |  | --> | 0.38 | 0 | 0.005928 | 0 | 0 | Constrained,otherwise capacity available =413kW. | --> | C16 ex TURLOUGH ROAD | Turlough Road [T41,T42] | CASTLEBAR |  | 53.8654 | -9.3035
MV/LV Substation RO***772X |  | 20 kV | _ | LV | 50 kVA :Pole Substation | 0.05 | --> | 0.05 | 0.044 | 16.1 |  | --> | 0.0475 | 0 | 0 | 0.050903 | 0 |  | --> | E20 ex WEXFORD | Wexford [T121,T122] | WEXFORD |  | 52.3304 | -6.5559
MV/LV Substation RO***777Y |  | 10 kV | _ | LV | 50 kVA :Pole Substation | 0.05 | --> | 0.05 | 0.048 | 1.4 |  | --> | 0.0475 | 0 | 0 | 0.050303 | 0 |  | --> | E18 ex KILLINICK | Killinick [T421,T422] | WEXFORD |  | 52.2923 | -6.3952
MV/LV Substation RO***778Z |  | 10 kV | _ | LV | 100 kVA :Pole Substation | 0.1 | --> | 0.1 | 0.08 | 1.4 |  | --> | 0.095 | 0 | 0 | 0.10299 | 0 |  | --> | E17 ex KILLINICK | Killinick [T421,T422] | WEXFORD |  | 52.251 | -6.3415
MV/LV Substation RO***779X |  | 10 kV | _ | LV | 50 kVA :Pole Substation | 0.05 | --> | 0.05 | 0 | 0 | Constrained,otherwise capacity available =41kVA. | --> | 0.0475 | 0 | 0.002964 | 0.051348 | 0 |  | --> | C20 ex RAHEEN | Raheen [T41,T42] | LIMERICK |  | 52.6337 | -8.6157
MV/LV Substation RO***779X |  | 10 kV | _ | LV | 400 kVA :Kiosk Substation | 0.4 | --> | 0.4 | 0 | 0 | Constrained,otherwise capacity available =334kVA. | --> | 0.38 | 0 | 0 | 0 | 0 | Constrained,otherwise capacity available =409.9kW. | --> | E11 ex KNOCKMULLEN | Knockmullen [T42,T421] | GREAT ISLAND |  | 52.4051 | -6.9221
MV/LV Substation RO***779X |  | 10 kV | _ | LV | 50 kVA :Pole Substation | 0.05 | --> | 0.05 | 0.045 | 3.9 |  | --> | 0.0475 | 0 | 0 | 0.050753 | 0 |  | --> | C24 ex GALWAY 110KV | Galway 110kv [T102,T103] | GALWAY 110KV |  | 53.2706 | -8.9917
MV/LV Substation RO***783X |  | 10 kV | _ | LV | 630 kVA :Kiosk Substation | 0.63 | --> | 0.63 | 0 | 0 | Constrained,otherwise capacity available =500kVA. | --> | 0.5985 | 0 | 0 | 0.5 | 0 |  | --> | C12 ex ORANMORE | Oranmore [T41,T44] | GALWAY 110KV |  | 53.2764 | -8.9744
MV/LV Substation RO***783Y |  | 20 kV | _ | LV | 100 kVA :Pole Substation | 0.1 | --> | 0.1 | 0.1 | 3.5 |  | --> | 0.095 | 0 | 0 | 0.1 | 0 |  | --> | C18 ex DUNDALK | Dundalk [T41,T42] | DUNDALK |  | 54.0406 | -6.4633
MV/LV Substation RO***784X |  | 10 kV | _ | LV | 200 kVA :Kiosk Substation | 0.2 | --> | 0.2 | 0 | 0 | Constrained,otherwise capacity available =189kVA. | --> | 0.19 | 0 | 0.00741 | 0.20166 | 0 |  | --> | C12 ex ORANMORE | Oranmore [T41,T44] | GALWAY 110KV |  | 53.2737 | -8.9687
MV/LV Substation RO***785X |  | 10 kV | _ | LV | 630 kVA :Building Structure | 0.63 | --> | 0.63 | 0 | 0 | Constrained,otherwise capacity available =500kVA. | --> | 0.5985 | 0 | 0 | 0.5 | 0 |  | --> | C14 ex CLONTARF | Clontarf [T42] | FINGLAS |  | 53.3697 | -6.1818
MV/LV Substation RO***788X |  | 10 kV | _ | LV | 400 kVA :Kiosk Substation | 0.4 | --> | 0.4 | 0 | 0 | Constrained,otherwise capacity available =260kVA. | --> | 0.38 | 0 | 0.038532 | 0.42072 | 0 |  | --> | C20 ex RATHMULLAN | Rathmullan [T41,T42] | DRYBRIDGE |  | 53.7055 | -6.3493
MV/LV Substation RO***791 |  | 10 kV | _ | LV | 200 kVA :Pole Substation | 0.2 | --> | 0.2 | 0.175 | 4.6 |  | --> | 0.19 | 0 | 0 | 0.20376 | 0 |  | --> | C16 ex CASTLEVIEW | Castleview [T101,T102] | CASTLEVIEW |  | 51.9098 | -8.3504
MV/LV Substation RO***793X |  | 10 kV | _ | LV | 50 kVA :Pole Substation | 0.05 | --> | 0.05 | 0.038 | 0.9 |  | --> | 0.0475 | 0 | 0 | 0.05179 | 0 |  | --> | C21 ex ROSS CARBERY | Ross Carbery [T41,T42] | DUNMANWAY |  | 51.6719 | -8.9887
MV/LV Substation RO***793Z |  | 10 kV | _ | LV | 400 kVA :Kiosk Substation | 0.4 | --> | 0.4 | 0 | 0 | Constrained,otherwise capacity available =277kVA. | --> | 0.38 | 0 | 0.016302 | 0.41826 | 0 |  | --> | C15 ex MORRISTOWN | Morristown [T41,T42] | NEWBRIDGE |  | 53.1911 | -6.8104
MV/LV Substation RO***794 |  | 10 kV | _ | LV | 630 kVA :Kiosk Substation | 0.63 | --> | 0.63 | 0.5 | 4.5 |  | --> | 0.5985 | 0 | 0 | 0.5 | 0 |  | --> | C18 ex TEMPLEOGUE | Templeogue [T41,T42] | MILLTOWN (DR) |  | 53.2796 | -6.3162
MV/LV Substation RO***803 |  | 10 kV | _ | LV | 630 kVA :Kiosk Substation | 0.63 | --> | 0.63 | 0.5 | 3 |  | --> | 0.5985 | 0 | 0 | 0.5 | 0 |  | --> | C31 ex INCHICORE CENTRAL | Inchicore Central [T43,T45] | INCHICORE 220KV |  | 53.325 | -6.321
MV/LV Substation RO***804 |  | 10 kV | _ | LV | 50 kVA :Pole Substation | 0.05 | --> | 0.05 | 0.048 | 4.2 |  | --> | 0.0475 | 0 | 0 | 0.050303 | 0 |  | --> | C20 ex NEWMARKET (SR) | Newmarket (sr) [T41,T42] | GLENLARA |  | 52.2957 | -9.0073
MV/LV Substation RO***805 |  | 10 kV | _ | LV | 630 kVA :Building Structure | 0.63 | --> | 0.63 | 0.5 | 11.1 |  | --> | 0.5985 | 0 | 0 | 0.5 | 0 |  | --> | C17 ex CABRA | Cabra [T101,T102] | FINGLAS |  | 53.3742 | -6.2929
MV/LV Substation RO***806Y |  | 20 kV | _ | LV | 50 kVA :Pole Substation | 0.05 | --> | 0.05 | 0 | 0 | Constrained,otherwise capacity available =43kVA. | --> | 0.0475 | 0 | 0 | 0.051052 | 0 |  | --> | E17 ex ACADEMY STREET | Academy Street [T421,T422,T44] | NAVAN |  | 53.589 | -6.7183
MV/LV Substation RO***807X |  | 10 kV | _ | LV | 50 kVA :Pole Substation | 0.05 | --> | 0.05 | 0.043 | 4 |  | --> | 0.0475 | 0 | 0 | 0.051052 | 0 |  | --> | C17 ex BALLYJAMESDUFF | Ballyjamesduff [T41,T42] | SHANKILL |  | 53.8795 | -7.2936
MV/LV Substation RO***807Y |  | 20 kV | _ | LV | 200 kVA :Pole Substation | 0.2 | --> | 0.2 | 0.085 | 8.2 |  | --> | 0.19 | 0 | 0.02964 | 0.21674 | 0 |  | --> | C17 ex MOUNT MISERY | Mount Misery [T41,T42] | WATERFORD |  | 52.2879 | -7.0633
MV/LV Substation RO***808 |  | 10 kV | _ | LV | 400 kVA :Kiosk Substation | 0.4 | --> | 0.4 | 0.377 | 0.9 |  | --> | 0.38 | 0 | 0 | 0.40348 | 0 |  | --> | C18 ex WOODFORD | Woodford [T41,T42] | KNOCKEARAGH |  | 52.0433 | -9.497
MV/LV Substation RO***826 |  | 10 kV | _ | LV | 50 kVA :Pole Substation | 0.05 | --> | 0.05 | 0.025 | 12.2 |  | --> | 0.0475 | 0 | 0.022971 | 0.053659 | 0 |  | --> | C19 ex BALLYBEG | Ballybeg [T101,T102] | CARRICKMINES |  | 53.0019 | -6.0988
MV/LV Substation RO***828Z |  | 10 kV | _ | LV | 200 kVA :Kiosk Substation | 0.2 | --> | 0.2 | 0.19 | 10.8 |  | --> | 0.19 | 0 | 0 | 0.20151 | 0 |  | --> | C12 ex FACTORY CROSS | Factory Cross [T41,T42] | BARNAHELY |  | 51.8377 | -8.3015
MV/LV Substation RO***830 |  | 10 kV | _ | LV | 630 kVA :Building Structure | 0.63 | --> | 0.63 | 0.5 | 11.1 |  | --> | 0.5985 | 0 | 0 | 0.5 | 0 |  | --> | C19 ex CABRA | Cabra [T101,T102] | FINGLAS |  | 53.3757 | -6.2916
MV/LV Substation RO***831 |  | 10 kV | _ | LV | 400 kVA :Kiosk Substation | 0.4 | --> | 0.4 | 0.365 | 5.3 |  | --> | 0.38 | 0 | 0.011115 | 0.40528 | 0 |  | --> | C17 ex BALLYTIVNAN | Ballytivnan [T41,T42] | SLIGO |  | 54.308 | -8.5607
MV/LV Substation RO***832 |  | 10 kV | _ | LV | 50 kVA :Pole Substation | 0.05 | --> | 0.05 | 0.049 | 2.1 |  | --> | 0.0475 | 0 | 0 | 0 | 0 | Constrained,otherwise capacity available =50.2kW. | --> | C16 ex NEWTOWNCUNNINGHAM | Newtowncunningham [T41,T42] | LETTERKENNY |  | 54.9972 | -7.4956
MV/LV Substation RO***832 |  | 10 kV | _ | LV | 50 kVA :Pole Substation | 0.05 | --> | 0.05 | 0 | 0 | Constrained,otherwise capacity available =50kVA. | --> | 0.0475 | 0 | 0 | 0 | 0 | Constrained,otherwise capacity available =50kW. | --> | C11 ex RATHDRUM | Rathdrum [T42] | ARKLOW |  | 52.9018 | -6.2081
MV/LV Substation RO***833 |  | 10 kV | _ | LV | 400 kVA :Kiosk Substation | 0.4 | --> | 0.4 | 0.11 | 1.5 |  | --> | 0.38 | 0 | 0.00741 | 0.44174 | 0 |  | --> | C20 ex MONKSTOWN | Monkstown [T41,T42] | BLACKROCK |  | 53.3035 | -6.1862
MV/LV Substation RO***835 |  | 10 kV | _ | LV | 50 kVA :Pole Substation | 0.05 | --> | 0.05 | 0.043 | 1.1 |  | --> | 0.0475 | 0 | 0 | 0.051052 | 0 |  | --> | C23 ex KILKEE | Kilkee [T41] | TULLABRACK |  | 52.5932 | -9.838
MV/LV Substation RO***843X |  | 10 kV | _ | LV | 100 kVA :Pole Substation | 0.1 | --> | 0.1 | 0.071 | 3.1 |  | --> | 0.095 | 0 | 0 | 0.10431 | 0 |  | --> | C12 ex PURCELLS INCH | Purcells Inch [T41,T42] | KILKENNY |  | 52.6174 | -7.1792
MV/LV Substation RO***847 |  | 10 kV | _ | LV | 400 kVA :Kiosk Substation | 0.4 | --> | 0.4 | 0.342 | 0.9 |  | --> | 0.38 | 0 | 0.01482 | 0.40871 | 0 |  | --> | C18 ex WOODFORD | Woodford [T41,T42] | KNOCKEARAGH |  | 52.0435 | -9.4944
MV/LV Substation RO***848Y |  | 20 kV | _ | LV | 200 kVA :Kiosk Substation | 0.2 | --> | 0.2 | 0 | 0 | Constrained,otherwise capacity available =151kVA. | --> | 0.19 | 0 | 0.008151 | 0.20731 | 0 |  | --> | C22 ex ATHLONE | Athlone [T41,T42] | ATHLONE |  | 53.4249 | -7.9899
MV/LV Substation RO***849X |  | 10 kV | _ | LV | 200 kVA :Kiosk Substation | 0.2 | --> | 0.2 | 0.15 | 2.1 |  | --> | 0.19 | 0 | 0.002964 | 0.20745 | 0 |  | --> | C13 ex BUTTEVANT | Buttevant [T41,T42] | MALLOW |  | 52.2158 | -8.5956
MV/LV Substation RO***850X |  | 20 kV | _ | LV | 100 kVA :Pole Substation | 0.1 | --> | 0.1 | 0 | 0 | Constrained,otherwise capacity available =85kVA. | --> | 0.095 | 0 | 0 | 0.10225 | 0 |  | --> | E18 ex GLASMORE | Glasmore [T421,T422] | GLASMORE |  | 53.4796 | -6.27
MV/LV Substation RO***850Z |  | 20 kV | _ | LV | 400 kVA :Kiosk Substation | 0.4 | --> | 0.4 | 0 | 0 | Constrained,otherwise capacity available =391kVA. | --> | 0.38 | 0 | 0 | 0.40136 | 0 |  | --> | E21 ex GLENAMADDY | Glenamaddy [T422] | ATHLONE |  | 53.6131 | -8.5936
MV/LV Substation RO***852 |  | 10 kV | _ | LV | 100 kVA :Pole Substation | 0.1 | --> | 0.1 | 0.098 | 2.4 |  | --> | 0.095 | 0 | 0 | 0.1003 | 0 |  | --> | C11 ex BRAY | Bray [T41,T42] | FASSAROE |  | 53.1922 | -6.1561
MV/LV Substation RO***852 |  | 10 kV | _ | LV | 200 kVA :Pole Substation | 0.2 | --> | 0.2 | 0.019092 | 0 | Constrained,otherwise capacity available =94kVA. | --> | 0.19 | 0 | 0.008892 | 0 | 0 | Constrained,otherwise capacity available =215.5kW. | --> | C12 ex BALLYBAY | Ballybay [T41,T42] | LISDRUM |  | 54.1173 | -7.0143
MV/LV Substation RO***857 |  | 10 kV | _ | LV | 200 kVA :Kiosk Substation | 0.2 | --> | 0.2 | 0 | 0 | Constrained,otherwise capacity available =160kVA. | --> | 0.19 | 0 | 0.011856 | 0.20598 | 0 |  | --> | E12 ex DALTON | Dalton [T421,T422] | DALTON |  | 53.7184 | -9.0196
MV/LV Substation RO***859 |  | 10 kV | _ | LV | 630 kVA :Building Structure | 0.63 | --> | 0.63 | 0.5 | 20.8 |  | --> | 0.5985 | 0 | 0.006669 | 0.5 | 0 |  | --> | C14 ex HEUSTON SQUARE | Heuston Square [T101,T102] | INCHICORE 220KV |  | 53.3435 | -6.2985
MV/LV Substation RO***859X |  | 20 kV | _ | LV | 50 kVA :Pole Substation | 0.05 | --> | 0.05 | 0 | 0 | Constrained,otherwise capacity available =29kVA. | --> | 0.0475 | 0 | 0 | 0.053092 | 0 |  | --> | E18 ex GLASMORE | Glasmore [T421,T422] | GLASMORE |  | 53.5074 | -6.2398
MV/LV Substation RO***860 |  | 20 kV | _ | LV | 200 kVA :Pole Substation | 0.2 | --> | 0.2 | 0 | 0 | Constrained,otherwise capacity available =146kVA. | --> | 0.19 | 0 | 0 | 0.20804 | 0 |  | --> | E14 ex BALLINDERRY | Ballinderry [T41,T422] | MULLINGAR |  | 53.4149 | -7.3056
MV/LV Substation RO***860 |  | 10 kV | _ | LV | 400 kVA :Kiosk Substation | 0.4 | --> | 0.4 | 0 | 0 | Constrained,otherwise capacity available =330kVA. | --> | 0.38 | 0 | 0 | 0.41049 | 0 |  | --> | C12 ex DUNDRUM | Dundrum [T41,T42] | BLACKROCK |  | 53.2966 | -6.2377
MV/LV Substation RO***861Y |  | 20 kV | _ | LV | 50 kVA :Pole Substation | 0.05 | --> | 0.05 | 0.044 | 0.9 |  | --> | 0.0475 | 0 | 0 | 0 | 0 | Constrained,otherwise capacity available =50.9kW. | --> | E21 ex CASTLETOWNBERE | Castletownbere [T421] | BALLYLICKY |  | 51.6519 | -9.8846
MV/LV Substation RO***862X |  | 10 kV | _ | LV | 25 kVA :Pole Substation | 0.025 | --> | 0.025 | 0.024 | 8.2 |  | --> | 0.02375 | 0 | 0 | 0.025151 | 0 |  | --> | C13 ex MOUNT MISERY | Mount Misery [T41,T42] | WATERFORD |  | 52.2625 | -7.0966
MV/LV Substation RO***863 |  | 10 kV | _ | LV | 50 kVA :Pole Substation | 0.05 | --> | 0.05 | 0.05 | 2.8 |  | --> | 0.0475 | 0 | 0 | 0.05 | 0 |  | --> | C18 ex CASTLEBLAYNEY | Castleblayney [T41,T42] | DUNDALK |  | 54.1263 | -6.7519
MV/LV Substation RO***864 |  | 20 kV | _ | LV | 200 kVA :Pole Substation | 0.2 | --> | 0.2 | 0 | 0 | Constrained,otherwise capacity available =134kVA. | --> | 0.19 | 0 | 0 | 0.20978 | 0 |  | --> | E21 ex ASHBOURNE | Ashbourne [T421,T422] | FINGLAS |  | 53.4878 | -6.3026
MV/LV Substation RO***865 |  | 10 kV | _ | LV | 50 kVA :Pole Substation | 0.05 | --> | 0.05 | 0.05 | 5.6 |  | --> | 0.0475 | 0 | 0 | 0.05 | 0 |  | --> | C11 ex KILCOOLE | Kilcoole [T41,T42] | FASSAROE |  | 53.0794 | -6.0905
MV/LV Substation RO***866Y |  | 20 kV | _ | LV | 400 kVA :Kiosk Substation | 0.4 | --> | 0.4 | 0.331 | 1.4 |  | --> | 0.38 | 0 | 0.010374 | 0.41034 | 0 |  | --> | E12 ex KILLINICK | Killinick [T421,T422] | WEXFORD |  | 52.2493 | -6.3373
MV/LV Substation RO***868X |  | 20 kV | _ | LV | 50 kVA :Pole Substation | 0.05 | --> | 0.05 | 0.035 | 17.8 |  | --> | 0.0475 | 0 | 0.002964 | 0.052228 | 0 |  | --> | E13 ex BANOGE | Banoge [T121,T122] | BANOGE |  | 52.599 | -6.2143
MV/LV Substation RO***869 |  | 10 kV | _ | LV | 400 kVA :Kiosk Substation | 0.4 | --> | 0.4 | 0.283 | 5.6 |  | --> | 0.38 | 0 | 0.021489 | 0.41739 | 0 |  | --> | C11 ex KILCOOLE | Kilcoole [T41,T42] | FASSAROE |  | 53.0849 | -6.1117
MV/LV Substation RO***869X |  | 10 kV | _ | LV | 400 kVA :Building Structure | 0.4 | --> | 0.4 | 0 | 0 | Constrained,otherwise capacity available =400kVA. | --> | 0.38 | 0 | 0 | 0.4 | 0 |  | --> | C21 ex TYMON | Tymon [T41,T42] | COOKSTOWN |  | 53.298 | -6.3589
MV/LV Substation RO***870 |  | 10 kV | _ | LV | 400 kVA :Kiosk Substation | 0.4 | --> | 0.4 | 0.377 | 13.5 |  | --> | 0.38 | 0 | 0 | 0.40348 | 0 |  | --> | C20 ex ENNIS | Ennis [T101,T102] | ENNIS |  | 52.8489 | -8.984
MV/LV Substation RO***870 |  | 10 kV | _ | LV | 400 kVA :Kiosk Substation | 0.4 | --> | 0.4 | 0.316 | 5.6 |  | --> | 0.38 | 0 | 0.016302 | 0.41256 | 0 |  | --> | C11 ex KILCOOLE | Kilcoole [T41,T42] | FASSAROE |  | 53.0858 | -6.1085
MV/LV Substation RO***870Y |  | 20 kV | _ | LV | 200 kVA :Pole Substation | 0.2 | --> | 0.2 | 0 | 0 | Constrained,otherwise capacity available =158kVA. | --> | 0.19 | 0 | 0 | 0.20628 | 0 |  | --> | E14 ex BALLINDERRY | Ballinderry [T41,T422] | MULLINGAR |  | 53.4118 | -7.3027
MV/LV Substation RO***874 |  | 10 kV | _ | LV | 50 kVA :Pole Substation | 0.05 | --> | 0.05 | 0.01 | 4.2 |  | --> | 0.0475 | 0 | 0 | 0.055725 | 0 |  | --> | C15 ex NEWMARKET (SR) | Newmarket (sr) [T41,T42] | GLENLARA |  | 52.2897 | -9.1451
MV/LV Substation RO***875 |  | 10 kV | _ | LV | 100 kVA :Pole Substation | 0.1 | --> | 0.1 | 0.052 | 0.5 |  | --> | 0.095 | 0 | 0.003705 | 0 | 0 | Constrained,otherwise capacity available =107kW. | --> | C20 ex KILMARTIN | Kilmartin [T41] | ARKLOW |  | 53.0656 | -6.2216
MV/LV Substation RO***877 |  | 10 kV | _ | LV | 50 kVA :Pole Substation | 0.05 | --> | 0.05 | 0 | 0 | Constrained,otherwise capacity available =3kVA. | --> | 0.0475 | 0 | 0 | 0.056655 | 0 |  | --> | C16 ex CARRIGALINE | Carrigaline [T41,T42] | BARNAHELY |  | 51.8702 | -8.3761
MV/LV Substation RO***880X |  | 10 kV | _ | LV | 400 kVA :Building Structure | 0.4 | --> | 0.4 | 0 | 0 | Constrained,otherwise capacity available =399kVA. | --> | 0.38 | 0 | 0 | 0.40015 | 0 |  | --> | C11 ex FORTUNESTOWN | Fortunestown [T101,T102] | INCHICORE 220KV |  | 53.2936 | -6.4303
MV/LV Substation RO***882 |  | 10 kV | _ | LV | 100 kVA :Pole Substation | 0.1 | --> | 0.1 | 0 | 0 | Constrained,otherwise capacity available =36kVA. | --> | 0.095 | 0 | 0.02223 | 0.10927 | 0 |  | --> | C21 ex DOUGLAS | Douglas [T41,T42] | TRABEG |  | 51.8751 | -8.4035
MV/LV Substation RO***882X |  | 10 kV | _ | LV | 100 kVA :Pole Substation | 0.1 | --> | 0.1 | 0 | 0 | Constrained,otherwise capacity available =89kVA. | --> | 0.095 | 0 | 0.011856 | 0.10166 | 0 |  | --> | C21 ex CARRIGTWOHILL | Carrigtwohill [T42] | COW CROSS |  | 51.8969 | -8.2485
MV/LV Substation RO***883X |  | 20 kV | _ | LV | 200 kVA :Kiosk Substation | 0.2 | --> | 0.2 | 0.177 | 17.8 |  | --> | 0.19 | 0 | 0.008151 | 0.20346 | 0 |  | --> | E13 ex BANOGE | Banoge [T121,T122] | BANOGE |  | 52.6038 | -6.214
MV/LV Substation RO***885Z |  | 10 kV | _ | LV | 400 kVA :Kiosk Substation | 0.4 | --> | 0.4 | 0.325 | 1.4 |  | --> | 0.38 | 0 | 0 | 0.41123 | 0 |  | --> | E18 ex KILLINICK | Killinick [T421,T422] | WEXFORD |  | 52.2644 | -6.3881
MV/LV Substation RO***886Y |  | 10 kV | _ | LV | 50 kVA :Pole Substation | 0.05 | --> | 0.05 | 0.043 | 1.3 |  | --> | 0.0475 | 0 | 0 | 0.051052 | 0 |  | --> | C21 ex CASTLEREA | Castlerea [T41,T42] | CARRICK ON SHANNON |  | 53.7216 | -8.42
MV/LV Substation RO***887 |  | 10 kV | _ | LV | 400 kVA :Kiosk Substation | 0.4 | --> | 0.4 | 0.341 | 11.9 |  | --> | 0.38 | 0 | 0.002223 | 0.40886 | 0 |  | --> | C22 ex SALTHILL | Salthill [T101,T102] | SALTHILL |  | 53.2737 | -9.0915
MV/LV Substation RO***888 |  | 10 kV | _ | LV | 200 kVA :Pole Substation | 0.2 | --> | 0.2 | 0 | 0 | Constrained,otherwise capacity available =178kVA. | --> | 0.19 | 0 | 0 | 0 | 0 | Constrained,otherwise capacity available =203.3kW. | --> | C16 ex RATHDRUM | Rathdrum [T42] | ARKLOW |  | 53.0117 | -6.3251
MV/LV Substation RO***889X |  | 10 kV | _ | LV | 50 kVA :Pole Substation | 0.05 | --> | 0.05 | 0.045 | 1.4 |  | --> | 0.0475 | 0 | 0 | 0.050753 | 0 |  | --> | E18 ex KILLINICK | Killinick [T421,T422] | WEXFORD |  | 52.2663 | -6.3855
MV/LV Substation RO***893 |  | 10 kV | _ | LV | 200 kVA :Kiosk Substation | 0.2 | --> | 0.2 | 0.184 | 12.2 |  | --> | 0.19 | 0 | 0.002964 | 0.20241 | 0 |  | --> | C17 ex BALLYBEG | Ballybeg [T101,T102] | CARRICKMINES |  | 52.9103 | -6.0417
MV/LV Substation RO***893 |  | 20 kV | _ | LV | 100 kVA :Pole Substation | 0.1 | --> | 0.1 | 0 | 0 | Constrained,otherwise capacity available =94kVA. | --> | 0.095 | 0 | 0 | 0.10091 | 0 |  | --> | E18 ex MANORHAMILTON | Manorhamilton [T422] | SLIGO |  | 54.3857 | -8.1122
MV/LV Substation RO***901X |  | 10 kV | _ | LV | 50 kVA :Pole Substation | 0.05 | --> | 0.05 | 0.048 | 0.9 |  | --> | 0.0475 | 0 | 0.008151 | 0.050303 | 0 |  | --> | C12 ex ROSS CARBERY | Ross Carbery [T41,T42] | DUNMANWAY |  | 51.5771 | -9.0692
MV/LV Substation RO***902X |  | 10 kV | _ | LV | 50 kVA :Pole Substation | 0.05 | --> | 0.05 | 0 | 0 | Constrained,otherwise capacity available =49kVA. | --> | 0.0475 | 0 | 0 | 0 | 0 | Constrained,otherwise capacity available =50.2kW. | --> | C21 ex MILFORD (NR) | Milford (nr) [T41,T42] | LETTERKENNY |  | 55.0976 | -7.6948
MV/LV Substation RO***902Z |  | 10 kV | _ | LV | 200 kVA :Kiosk Substation | 0.2 | --> | 0.2 | 0 | 0 | Constrained,otherwise capacity available =200kVA. | --> | 0.19 | 0 | 0 | 0.2 | 0 |  | --> | C11 ex ROSEHILL | Rosehill [T41,T42] | KILKENNY |  | 52.6429 | -7.2635
MV/LV Substation RO***903X |  | 10 kV | _ | LV | 50 kVA :Pole Substation | 0.05 | --> | 0.05 | 0.05 | 1.4 |  | --> | 0.0475 | 0 | 0 | 0.05 | 0 |  | --> | E18 ex KILLINICK | Killinick [T421,T422] | WEXFORD |  | 52.2783 | -6.3974
MV/LV Substation RO***903X |  | 10 kV | _ | LV | 50 kVA :Pole Substation | 0.05 | --> | 0.05 | 0 | 0 | Constrained,otherwise capacity available =18kVA. | --> | 0.0475 | 0 | 0 | 0.054636 | 0 |  | --> | C16 ex STICKILLEN | Stickillen [T41,T42] | DRYBRIDGE |  | 53.8272 | -6.494
MV/LV Substation RO***904Y |  | 10 kV | _ | LV | 200 kVA :Pole Substation | 0.2 | --> | 0.2 | 0 | 0 | Constrained,otherwise capacity available =200kVA. | --> | 0.19 | 0 | 0 | 0.2 | 0 |  | --> | C17 ex ROSCOMMON | Roscommon [T41,T42] | LANESBORO |  | 53.6141 | -8.1971
MV/LV Substation RO***905X |  | 10 kV | _ | LV | 200 kVA :Kiosk Substation | 0.2 | --> | 0.2 | 0 | 0 | Constrained,otherwise capacity available =99kVA. | --> | 0.19 | 0 | 0.031863 | 0.21478 | 0 |  | --> | C19 ex JOHNSTOWN | Johnstown [T41,T42] | KILTEEL |  | 53.2288 | -6.65
MV/LV Substation RO***906 |  | 10 kV | _ | LV | 100 kVA :Pole Substation | 0.1 | --> | 0.1 | 0 | 0 | Constrained,otherwise capacity available =100kVA. | --> | 0.095 | 0 | 0 | 0.1 | 0 |  | --> | C19 ex CLONDALKIN | Clondalkin [T41,T42,T44] | INCHICORE 220KV |  | 53.2987 | -6.3959
MV/LV Substation RO***907Z |  | 20 kV | _ | LV | 100 kVA :Pole Substation | 0.1 | --> | 0.1 | 0 | 0 | Constrained,otherwise capacity available =61kVA. | --> | 0.095 | 0 | 0.003705 | 0.10575 | 0 |  | --> | C15 ex KILMONEY | Kilmoney [T41,T42] | TRABEG |  | 51.7673 | -8.4936
MV/LV Substation RO***908Z |  | 10 kV | _ | LV | 400 kVA :Kiosk Substation | 0.4 | --> | 0.4 | 0 | 0 | Constrained,otherwise capacity available =281kVA. | --> | 0.38 | 0 | 0.009633 | 0.41768 | 0 |  | --> | C15 ex MORRISTOWN | Morristown [T41,T42] | NEWBRIDGE |  | 53.1907 | -6.8049
MV/LV Substation RO***909 |  | 20 kV | _ | LV | 100 kVA :Pole Substation | 0.1 | --> | 0.1 | 0.053 | 2.5 |  | --> | 0.095 | 0 | 0 | 0.10689 | 0 |  | --> | E11 ex BAGENALSTOWN | Bagenalstown [T421,T422] | CARLOW |  | 52.6973 | -6.9763
MV/LV Substation RO***909 |  | 10 kV | _ | LV | 100 kVA :Pole Substation | 0.1 | --> | 0.1 | 0.098 | 5.6 |  | --> | 0.095 | 0 | 0 | 0.1003 | 0 |  | --> | C14 ex KILCOOLE | Kilcoole [T41,T42] | FASSAROE |  | 53.0843 | -6.1629
MV/LV Substation RO***909X |  | 10 kV | _ | LV | 100 kVA :Pole Substation | 0.1 | --> | 0.1 | 0 | 0 | Constrained,otherwise capacity available =94kVA. | --> | 0.095 | 0 | 0 | 0.10091 | 0 |  | --> | C18 ex LITTLE MILLS | Little Mills [T41] | DUNDALK |  | 53.9542 | -6.439
MV/LV Substation RO***909Z |  | 10 kV | _ | LV | 200 kVA :Kiosk Substation | 0.2 | --> | 0.2 | 0 | 0 | Constrained,otherwise capacity available =141kVA. | --> | 0.19 | 0 | 0 | 0.20877 | 0 |  | --> | C15 ex MORRISTOWN | Morristown [T41,T42] | NEWBRIDGE |  | 53.1892 | -6.8053
MV/LV Substation RO***910X |  | 10 kV | _ | LV | 630 kVA :Building Structure | 0.63 | --> | 0.63 | 0.5 | 1.6 |  | --> | 0.5985 | 0 | 0 | 0 | 0 | Constrained,otherwise capacity available =500kW. | --> | C18 ex FOYNES | Foynes [T41,T42] | RATHKEALE |  | 52.5998 | -9.0419
MV/LV Substation RO***911 |  | 10 kV | _ | LV | 50 kVA :Pole Substation | 0.05 | --> | 0.05 | 0.044 | 5.6 |  | --> | 0.0475 | 0 | 0 | 0.050903 | 0 |  | --> | C14 ex KILCOOLE | Kilcoole [T41,T42] | FASSAROE |  | 53.1186 | -6.0823
MV/LV Substation RO***912X |  | 10 kV | _ | LV | 100 kVA :Pole Substation | 0.1 | --> | 0.1 | 0.089 | 10.8 |  | --> | 0.095 | 0 | 0 | 0.10166 | 0 |  | --> | C12 ex FACTORY CROSS | Factory Cross [T41,T42] | BARNAHELY |  | 51.8313 | -8.3113
MV/LV Substation RO***915Z |  | 20 kV | _ | LV | 50 kVA :Pole Substation | 0.05 | --> | 0.05 | 0 | 0 | Constrained,otherwise capacity available =30kVA. | --> | 0.0475 | 0 | 0 | 0.052949 | 0 |  | --> | E14 ex BALLINDERRY | Ballinderry [T41,T422] | MULLINGAR |  | 53.4054 | -7.2857
MV/LV Substation RO***917 |  | 10 kV | _ | LV | 100 kVA :Pole Substation | 0.1 | --> | 0.1 | 0.047 | 3 |  | --> | 0.095 | 0 | 0.019266 | 0 | 0 | Constrained,otherwise capacity available =107.7kW. | --> | C21 ex BALLYRAINE | Ballyraine [T41,T42] | LETTERKENNY |  | 54.9786 | -7.6787
MV/LV Substation RO***917Y |  | 10 kV | _ | LV | 400 kVA :Kiosk Substation | 0.4 | --> | 0.4 | 0.256 | 5.9 |  | --> | 0.38 | 0 | 0.011115 | 0.4213 | 0 |  | --> | C17 ex CASHEL | Cashel [T41,T42] | CAHIR |  | 52.5134 | -7.884
MV/LV Substation RO***917Y |  | 10 kV | _ | LV | 630 kVA :Kiosk Substation | 0.63 | --> | 0.63 | 0 | 0 | Constrained,otherwise capacity available =500kVA. | --> | 0.5985 | 0 | 0 | 0 | 0 | Constrained,otherwise capacity available =500kW. | --> | C12 ex PALLAS | Pallas [T41,T42] | PORTLAOISE |  | 53.0315 | -7.3162
MV/LV Substation RO***918Y |  | 10 kV | _ | LV | 400 kVA :Kiosk Substation | 0.4 | --> | 0.4 | 0 | 0 | Constrained,otherwise capacity available =369kVA. | --> | 0.38 | 0 | 0.003705 | 0 | 0 | Constrained,otherwise capacity available =404.7kW. | --> | C12 ex PALLAS | Pallas [T41,T42] | PORTLAOISE |  | 53.0327 | -7.3131
MV/LV Substation RO***919Y |  | 10 kV | _ | LV | 630 kVA :Kiosk Substation | 0.63 | --> | 0.63 | 0 | 0 | Constrained,otherwise capacity available =486kVA. | --> | 0.5985 | 0 | 0.023712 | 0 | 0 | Constrained,otherwise capacity available =500kW. | --> | C14 ex PORTLAOISE | Portlaoise [T41,T42] | PORTLAOISE |  | 53.0494 | -7.2712
MV/LV Substation RO***926 |  | 20 kV | _ | LV | 100 kVA :Pole Substation | 0.1 | --> | 0.1 | 0 | 0 | Constrained,otherwise capacity available =90kVA. | --> | 0.095 | 0 | 0 | 0.10151 | 0 |  | --> | E18 ex GLASMORE | Glasmore [T421,T422] | GLASMORE |  | 53.5149 | -6.2388
MV/LV Substation RO***929Y |  | 10 kV | _ | LV | 50 kVA :Pole Substation | 0.05 | --> | 0.05 | 0 | 0 | Constrained,otherwise capacity available =50kVA. | --> | 0.0475 | 0 | 0 | 0.05 | 0 |  | --> | C13 ex DRYBRIDGE | Drybridge [T41,T42] | DRYBRIDGE |  | 53.7321 | -6.3769
MV/LV Substation RO***932Y |  | 20 kV | _ | LV | 50 kVA :Pole Substation | 0.05 | --> | 0.05 | 0 | 0 | Constrained,otherwise capacity available =50kVA. | --> | 0.0475 | 0 | 0 | 0.05 | 0 |  | --> | C11 ex KILDARE | Kildare [T41,T42] | NEWBRIDGE |  | 53.131 | -7.0348
MV/LV Substation RO***936X |  | 10 kV | _ | LV | 50 kVA :Pole Substation | 0.05 | --> | 0.05 | 0 | 0 | Constrained,otherwise capacity available =36kVA. | --> | 0.0475 | 0 | 0 | 0.052083 | 0 |  | --> | C21 ex CARRIGTWOHILL | Carrigtwohill [T42] | COW CROSS |  | 51.8871 | -8.254
MV/LV Substation RO***937X |  | 20 kV | _ | LV | 100 kVA :Pole Substation | 0.1 | --> | 0.1 | 0.048 | 0.4 |  | --> | 0.095 | 0 | 0 | 0.1076 | 0 |  | --> | E12 ex TULLOW | Tullow [T421,T422] | CARLOW |  | 52.7575 | -6.738
MV/LV Substation RO***946X |  | 20 kV | _ | LV | 50 kVA :Pole Substation | 0.05 | --> | 0.05 | 0 | 0 | Constrained,otherwise capacity available =50kVA. | --> | 0.0475 | 0 | 0 | 0 | 0 | Constrained,otherwise capacity available =50kW. | --> | E17 ex WINDSOR | Windsor [T421,T422] | CASTLEBAR |  | 53.847 | -9.2262
MV/LV Substation RO***950Y |  | 10 kV | _ | LV | 400 kVA :Kiosk Substation | 0.4 | --> | 0.4 | 0.331 | 9.5 |  | --> | 0.38 | 0 | 0.005187 | 0.41034 | 0 |  | --> | C14 ex BANDON | Bandon [T101,T42] | BANDON |  | 51.7493 | -8.7178
MV/LV Substation RO***951X |  | 20 kV | _ | LV | 400 kVA :Kiosk Substation | 0.4 | --> | 0.4 | 0 | 0 | Constrained,otherwise capacity available =347kVA. | --> | 0.38 | 0 | 0.00741 | 0.40797 | 0 |  | --> | E18 ex GARRANACANTY | Garranacanty [T421,T422] | TIPPERARY |  | 52.4854 | -8.1482
MV/LV Substation RO***955 |  | 20 kV | _ | LV | 100 kVA :Pole Substation | 0.1 | --> | 0.1 | 0.08 | 0.4 |  | --> | 0.095 | 0 | 0 | 0.10299 | 0 |  | --> | C14 ex CARRAROE | Carraroe [T42] | SCREEB |  | 53.2712 | -9.5467
MV/LV Substation RO***965 |  | 20 kV | _ | LV | 400 kVA :Kiosk Substation | 0.4 | --> | 0.4 | 0.308 | 2 |  | --> | 0.38 | 0 | 0.00741 | 0 | 0 | Constrained,otherwise capacity available =413.7kW. | --> | E17 ex BALLYMACARRY | Ballymacarry [T421] | TRILLICK |  | 55.0878 | -7.4708
MV/LV Substation RO***965Z |  | 10 kV | _ | LV | 400 kVA :Kiosk Substation | 0.4 | --> | 0.4 | 0 | 0 | Constrained,otherwise capacity available =214kVA. | --> | 0.38 | 0 | 0.046683 | 0.4273 | 0 |  | --> | C15 ex MORRISTOWN | Morristown [T41,T42] | NEWBRIDGE |  | 53.193 | -6.8077
MV/LV Substation RO***967Y |  | 10 kV | _ | LV | 50 kVA :Pole Substation | 0.05 | --> | 0.05 | 0 | 0 | Constrained,otherwise capacity available =49kVA. | --> | 0.0475 | 0 | 0 | 0.050152 | 0 |  | --> | C19 ex ROSCOMMON | Roscommon [T41,T42] | LANESBORO |  | 53.6678 | -8.3105
MV/LV Substation RO***968 |  | 20 kV | _ | LV | 100 kVA :Pole Substation | 0.1 | --> | 0.1 | 0.081 | 13.8 |  | --> | 0.095 | 0 | 0.00741 | 0.10284 | 0 |  | --> | C14 ex SINGLAND | Singland [T101,T102] | SINGLAND |  | 52.6418 | -8.5289
MV/LV Substation RO***971 |  | 20 kV | _ | LV | 50 kVA :Pole Substation | 0.05 | --> | 0.05 | 0 | 0 | Constrained,otherwise capacity available =29kVA. | --> | 0.0475 | 0 | 0.003705 | 0 | 0 | Constrained,otherwise capacity available =53.1kW. | --> | E12 ex CARNDONAGH | Carndonagh [T421,T422] | TRILLICK |  | 55.2817 | -7.3907
MV/LV Substation RO***971 |  | 20 kV | _ | LV | 100 kVA :Pole Substation | 0.1 | --> | 0.1 | 0.079 | 0.3 |  | --> | 0.095 | 0 | 0 | 0.10314 | 0 |  | --> | E31 ex TRIM | Trim [T421] | NAVAN |  | 53.5366 | -6.8372
MV/LV Substation RO***973 |  | 10 kV | _ | LV | 50 kVA :Pole Substation | 0.05 | --> | 0.05 | 0 | 0 | Constrained,otherwise capacity available =49kVA. | --> | 0.0475 | 0 | 0.002964 | 0.050152 | 0 |  | --> | C12 ex COBH | Cobh [T41,T42] | COW CROSS |  | 51.8814 | -8.2686
MV/LV Substation RO***974 |  | 10 kV | _ | LV | 400 kVA :Building Structure | 0.4 | --> | 0.4 | 0.371 | 11.1 |  | --> | 0.38 | 0 | 0 | 0.40438 | 0 |  | --> | C19 ex CABRA | Cabra [T101,T102] | FINGLAS |  | 53.3736 | -6.296
MV/LV Substation RO***974X |  | 10 kV | _ | LV | 50 kVA :Pole Substation | 0.05 | --> | 0.05 | 0.036 | 0.7 |  | --> | 0.0475 | 0 | 0 | 0.052083 | 0 |  | --> | C24 ex MULLAGH | Mullagh [T44] | MEATH HILL |  | 53.8071 | -6.9369
MV/LV Substation RO***977 |  | 10 kV | _ | LV | 50 kVA :Pole Substation | 0.05 | --> | 0.05 | 0.023 | 1.6 |  | --> | 0.0475 | 0 | 0 | 0 | 0 | Constrained,otherwise capacity available =53.9kW. | --> | C16 ex BALLYSHANNON | Ballyshannon [T41,T42] | CATHALEENS FALL |  | 54.5614 | -8.2055
MV/LV Substation RO***978Y |  | 20 kV | _ | LV | 100 kVA :Pole Substation | 0.1 | --> | 0.1 | 0 | 0 | Constrained,otherwise capacity available =77kVA. | --> | 0.095 | 0 | 0 | 0 | 0 | Constrained,otherwise capacity available =103.4kW. | --> | C11 ex MOUNTMELLICK | Mountmellick [T41,T42] | PORTLAOISE |  | 53.1381 | -7.4135
MV/LV Substation RO***982 |  | 10 kV | _ | LV | 50 kVA :Pole Substation | 0.05 | --> | 0.05 | 0.029 | 0.5 |  | --> | 0.0475 | 0 | 0.003705 | 0 | 0 | Constrained,otherwise capacity available =53.1kW. | --> | C20 ex KILMARTIN | Kilmartin [T41] | ARKLOW |  | 53.0646 | -6.2285
MV/LV Substation RO***982 |  | 10 kV | _ | LV | 400 kVA :Building Structure | 0.4 | --> | 0.4 | 0.34 | 11.1 |  | --> | 0.38 | 0 | 0 | 0.40901 | 0 |  | --> | C17 ex CABRA | Cabra [T101,T102] | FINGLAS |  | 53.3735 | -6.2912
MV/LV Substation RO***983X |  | 10 kV | _ | LV | 50 kVA :Pole Substation | 0.05 | --> | 0.05 | 0.05 | 12.2 |  | --> | 0.0475 | 0 | 0 | 0.05 | 0 |  | --> | C17 ex BALLYBEG | Ballybeg [T101,T102] | CARRICKMINES |  | 52.9796 | -6.0672
MV/LV Substation RO***989 |  | 20 kV | _ | LV | 200 kVA :Pole Substation | 0.2 | --> | 0.2 | 0.176 | 7.9 |  | --> | 0.19 | 0 | 0.005928 | 0.20361 | 0 |  | --> | E12 ex DUNMANWAY | Dunmanway [T422,T43] | DUNMANWAY |  | 51.6556 | -9.2637
MV/LV Substation RO***990Z |  | 10 kV | _ | LV | 400 kVA :Kiosk Substation | 0.4 | --> | 0.4 | 0 | 0 | Constrained,otherwise capacity available =306kVA. | --> | 0.38 | 0 | 0.083733 | 0.41403 | 0 |  | --> | C11 ex BALLINCOLLIG | Ballincollig [T41,T42] | KILBARRY |  | 51.8551 | -8.5529
MV/LV Substation RO***992 |  | 20 kV | _ | LV | 400 kVA :Kiosk Substation | 0.4 | --> | 0.4 | 0 | 0 | Constrained,otherwise capacity available =352kVA. | --> | 0.38 | 0 | 0.00741 | 0.40722 | 0 |  | --> | C15 ex MOATE | Moate [T41,T42] | ATHLONE |  | 53.3981 | -7.7125
MV/LV Substation RO***992 |  | 10 kV | _ | LV | 630 kVA :Building Structure | 0.63 | --> | 0.63 | 0.5 | 11.1 |  | --> | 0.5985 | 0 | 0 | 0.5 | 0 |  | --> | C19 ex CABRA | Cabra [T101,T102] | FINGLAS |  | 53.3753 | -6.2995
MV/LV Substation RO***993Y |  | 20 kV | _ | LV | 50 kVA :Pole Substation | 0.05 | --> | 0.05 | 0.048 | 2.7 |  | --> | 0.0475 | 0 | 0 | 0.050303 | 0 |  | --> | E12 ex OLDCASTLE | Oldcastle [T41,T422] | MULLINGAR |  | 53.7885 | -7.2939
MV/LV Substation RO***994X |  | 10 kV | _ | LV | 200 kVA :Kiosk Substation | 0.2 | --> | 0.2 | 0.151 | 3.3 |  | --> | 0.19 | 0 | 0.008892 | 0.20731 | 0 |  | --> | C12 ex LLOYD | Lloyd [T41,T42] | NAVAN |  | 53.733 | -6.8886
MV/LV Substation RO***995 |  | 10 kV | _ | LV | 50 kVA :Pole Substation | 0.05 | --> | 0.05 | 0.047 | 2.4 |  | --> | 0.0475 | 0 | 0 | 0.050453 | 0 |  | --> | C11 ex BRAY | Bray [T41,T42] | FASSAROE |  | 53.1929 | -6.1427
MV/LV Substation RO***996X |  | 20 kV | _ | LV | 100 kVA :Pole Substation | 0.1 | --> | 0.1 | 0 | 0 | Constrained,otherwise capacity available =100kVA. | --> | 0.095 | 0 | 0 | 0.1 | 0 |  | --> | E19 ex DALTON | Dalton [T421,T422] | DALTON |  | 53.6188 | -9.041
MV/LV Substation RO***997Y |  | 10 kV | _ | LV | 630 kVA :Kiosk Substation | 0.63 | --> | 0.63 | 0 | 0 | Constrained,otherwise capacity available =500kVA. | --> | 0.5985 | 0 | 0 | 0.5 | 0 |  | --> | C15 ex ROCHES STREET | Roches Street [T41,T42] | LIMERICK |  | 52.6614 | -8.6264
MV/LV Substation RS***4282 |  | 10 kV | _ | LV | 400 kVA :Kiosk Substation | 0.4 | --> | 0.4 | 0.381 | 5.7 |  | --> | 0.38 | 0 | 0 | 0.40287 | 0 |  | --> | C19 ex RAMPARTS | Ramparts [T41,T42] | DUNDALK |  | 54.017 | -6.3996
MV/LV Substation RT***055Z |  | 10 kV | _ | LV | 630 kVA :Building Structure | 0.63 | --> | 0.63 | 0.5 | 7.2 |  | --> | 0.5985 | 0 | 0 | 0.5 | 0 |  | --> | C24 ex LIBERTY STREET | Liberty Street [T101,T102] | LIBERTY STREET |  | 51.8955 | -8.4705
MV/LV Substation RT***059 |  | 20 kV | _ | LV | 630 kVA :Building Structure | 0.63 | --> | 0.63 | 0.5 | 1 |  | --> | 0.5985 | 0 | 0 | 0.5 | 0 |  | --> | E13 ex LONGFORD | Longford [T421,T422] | RICHMOND |  | 53.8071 | -7.7151
MV/LV Substation RT***077X |  | 20 kV | _ | LV | 100 kVA :Pole Substation | 0.1 | --> | 0.1 | 0.076 | 0.9 |  | --> | 0.095 | 0 | 0 | 0 | 0 | Constrained,otherwise capacity available =103.6kW. | --> | E11 ex CASTLETOWNBERE | Castletownbere [T421] | BALLYLICKY |  | 51.6414 | -9.9996
MV/LV Substation RT***388Y |  | 10 kV | _ | LV | 200 kVA :Kiosk Substation | 0.2 | --> | 0.2 | 0.171 | 2.4 |  | --> | 0.19 | 0 | 0 | 0.20436 | 0 |  | --> | C17 ex GRAIGUE | Graigue [T41,T42] | CARLOW |  | 52.8282 | -6.9325
MV/LV Substation RT***4016 |  | 20 kV | _ | LV | 50 kVA :Pole Substation | 0.05 | --> | 0.05 | 0.05 | 1.5 |  | --> | 0.0475 | 0 | 0 | 0.05 | 0 |  | --> | E17 ex ACHILL | Achill [T422] | CARROWBEG |  | 53.9574 | -10.0267
MV/LV Substation RT***4056 |  | 10 kV | _ | LV | 400 kVA :Kiosk Substation | 0.4 | --> | 0.4 | 0.38033 | 0.4 | Constrained,otherwise capacity available =391kVA. | --> | 0.38 | 0 | 0 | 0.40136 | 0 |  | --> | C18 ex CARRICKMINES | Carrickmines [T41,T42] | CARRICKMINES |  | 53.2446 | -6.2378
MV/LV Substation RT***745 |  | 10 kV | _ | LV | 50 kVA :Pole Substation | 0.05 | --> | 0.05 | 0 | 0 | Constrained,otherwise capacity available =12kVA. | --> | 0.0475 | 0 | 0 | 0 | 0 | Constrained,otherwise capacity available =55.5kW. | --> | C20 ex CULLION | Cullion [T41,T42] | LETTERKENNY |  | 54.8913 | -7.6357
MV/LV Substation RT***819 |  | 10 kV | _ | LV | 50 kVA :Pole Substation | 0.05 | --> | 0.05 | 0.032 | 1.6 |  | --> | 0.0475 | 0 | 0 | 0 | 0 | Constrained,otherwise capacity available =52.7kW. | --> | C15 ex DERRYBEG | Derrybeg [T41,T42] | ARDNAGAPPARY |  | 55.0682 | -8.2933
MV/LV Substation RT***977 |  | 20 kV | _ | LV | 100 kVA :Pole Substation | 0.1 | --> | 0.1 | 0 | 0 | Constrained,otherwise capacity available =41kVA. | --> | 0.095 | 0 | 0 | 0 | 0 | Constrained,otherwise capacity available =108.6kW. | --> | C17 ex COLLIGAN | Colligan [T41,T42] | DUNGARVAN |  | 52.0682 | -7.7347
MV/LV Substation RU***003 |  | 10 kV | _ | LV | 200 kVA :Kiosk Substation | 0.2 | --> | 0.2 | 0 | 0 | Constrained,otherwise capacity available =40kVA. | --> | 0.19 | 0 | 0.011856 | 0.2229 | 0 |  | --> | C22 ex COBH | Cobh [T41,T42] | COW CROSS |  | 51.8467 | -8.317
MV/LV Substation RU***004 |  | 20 kV | _ | LV | 50 kVA :Pole Substation | 0.05 | --> | 0.05 | 0 | 0 |  | --> | 0.0475 | 0 | 0.003705 | 0.057819 | 0 |  | --> | C11 ex ENNIS NORTH | Ennis North [T41,T42] | ENNIS |  | 52.9287 | -8.9901
MV/LV Substation RU***005 |  | 20 kV | _ | LV | 50 kVA :Pole Substation | 0.05 | --> | 0.05 | 0 | 0 | Constrained,otherwise capacity available =32kVA. | --> | 0.0475 | 0 | 0.00741 | 0.052662 | 0 |  | --> | C11 ex ENNIS NORTH | Ennis North [T41,T42] | ENNIS |  | 52.9256 | -8.9974
MV/LV Substation RU***013Z |  | 10 kV | _ | LV | 200 kVA :Kiosk Substation | 0.2 | --> | 0.2 | 0 | 0 | Constrained,otherwise capacity available =97kVA. | --> | 0.19 | 0 | 0.012597 | 0.21506 | 0 |  | --> | C11 ex MACETOWN | Macetown [T101,T102] | MACETOWN |  | 53.3992 | -6.4208
MV/LV Substation RU***014Z |  | 10 kV | _ | LV | 400 kVA :Kiosk Substation | 0.4 | --> | 0.4 | 0 | 0 | Constrained,otherwise capacity available =293kVA. | --> | 0.38 | 0 | 0.006669 | 0.41593 | 0 |  | --> | C11 ex MACETOWN | Macetown [T101,T102] | MACETOWN |  | 53.3993 | -6.4227
MV/LV Substation RU***021 |  | 10 kV | _ | LV | 400 kVA :Kiosk Substation | 0.4 | --> | 0.4 | 0 | 0 | Constrained,otherwise capacity available =175kVA. | --> | 0.38 | 0 | 0.019266 | 0.43278 | 0 |  | --> | C15 ex LOUGHSHINNY | Loughshinny [T41,T42] | GLASMORE |  | 53.5227 | -6.0971
MV/LV Substation RU***028Z |  | 10 kV | _ | LV | 200 kVA :Kiosk Substation | 0.2 | --> | 0.2 | 0 | 0 | Constrained,otherwise capacity available =135kVA. | --> | 0.19 | 0 | 0.002964 | 0 | 0 | Constrained,otherwise capacity available =209.6kW. | --> | C18 ex MOUNTRATH | Mountrath [T41,T42] | PORTLAOISE |  | 52.9986 | -7.4668
MV/LV Substation RU***032 |  | 10 kV | _ | LV | 400 kVA :Kiosk Substation | 0.4 | --> | 0.4 | 0 | 0 | Constrained,otherwise capacity available =273kVA. | --> | 0.38 | 0 | 0.017784 | 0.41884 | 0 |  | --> | C22 ex COBH | Cobh [T41,T42] | COW CROSS |  | 51.8515 | -8.3135
MV/LV Substation RU***051Y |  | 10 kV | _ | LV | 400 kVA :Building Structure | 0.4 | --> | 0.4 | 0 | 0 | Constrained,otherwise capacity available =377kVA. | --> | 0.38 | 0 | 0 | 0.40348 | 0 |  | --> | C13 ex COBH | Cobh [T41,T42] | COW CROSS |  | 51.8577 | -8.3187
MV/LV Substation RU***057Y |  | 20 kV | _ | LV | 400 kVA :Building Structure | 0.4 | --> | 0.4 | 0.363 | 1.1 |  | --> | 0.38 | 0 | 0.008151 | 0.4 | 0 |  | --> | E18 ex BIRR | Birr [T41,T422] | DALLOW |  | 53.0915 | -7.8916
MV/LV Substation RU***070Z |  | 20 kV | _ | LV | 50 kVA :Pole Substation | 0.05 | --> | 0.05 | 0.048 | 1.7 |  | --> | 0.0475 | 0 | 0 | 0.050303 | 0 |  | --> | E62 ex ATHY | Athy [T101,T102] | ATHY |  | 53.0095 | -6.9377
MV/LV Substation RU***119X |  | 10 kV | _ | LV | 400 kVA :Kiosk Substation | 0.4 | --> | 0.4 | 0 | 0 | Constrained,otherwise capacity available =308kVA. | --> | 0.38 | 0 | 0.005187 | 0.41373 | 0 |  | --> | C14 ex RAHEEN | Raheen [T41,T42] | LIMERICK |  | 52.6388 | -8.6584
MV/LV Substation RU***124 |  | 10 kV | _ | LV | 400 kVA :Building Structure | 0.4 | --> | 0.4 | 0.399 | 1.4 |  | --> | 0.38 | 0 | 0 | 0.40015 | 0 |  | --> | C22 ex RINEANNA | Rineanna [T41,T42] | DRUMLINE |  | 52.7124 | -8.9069
MV/LV Substation RU***143 |  | 10 kV | _ | LV | 100 kVA :Pole Substation | 0.1 | --> | 0.1 | 0.091 | 1.5 |  | --> | 0.095 | 0 | 0 | 0.10136 | 0 |  | --> | C22 ex BALLYARD | Ballyard [T41,T42] | TRALEE |  | 52.2497 | -9.7004
MV/LV Substation RU***145 |  | 10 kV | _ | LV | 50 kVA :Pole Substation | 0.05 | --> | 0.05 | 0 | 0 | Constrained,otherwise capacity available =48kVA. | --> | 0.0475 | 0 | 0 | 0.050303 | 0 |  | --> | C16 ex CAHIRCALLA | Cahircalla [T41,T42] | ENNIS |  | 52.8377 | -8.9932
MV/LV Substation RU***179 |  | 10 kV | _ | LV | 630 kVA :Building Structure | 0.63 | --> | 0.63 | 0 | 0 | Constrained,otherwise capacity available =362kVA. | --> | 0.5985 | 0 | 0 | 0.5 | 0 |  | --> | C15 ex DRUMCONDRA | Drumcondra [T41,T42] | MCDERMOTT |  | 53.3589 | -6.2553
MV/LV Substation RU***183Z |  | 10 kV | _ | LV | 400 kVA :Kiosk Substation | 0.4 | --> | 0.4 | 0 | 0 | Constrained,otherwise capacity available =264kVA. | --> | 0.38 | 0 | 0.028158 | 0.42014 | 0 |  | --> | C17 ex KILDARE | Kildare [T41,T42] | NEWBRIDGE |  | 53.1557 | -6.8926
MV/LV Substation RU***195 |  | 10 kV | _ | LV | 630 kVA :Building Structure | 0.63 | --> | 0.63 | 0.333 | 10 |  | --> | 0.5985 | 0 | 0.017043 | 0.5 | 0 |  | --> | C21 ex HAROLDS CROSS | Harolds Cross [T101,T102] | POOLBEG |  | 53.3274 | -6.2886
MV/LV Substation RU***198Z |  | 10 kV | _ | LV | 1000 kVA :Building Structure | 1 | --> | 1 | 0 | 0 | Constrained,otherwise capacity available =500kVA. | --> | 0.95 | 0 | 0 | 0 | 0 | Constrained,otherwise capacity available =500kW. | --> | E20 ex BLESSINGTON | Blessington [T421,T422] | KILTEEL |  | 53.1664 | -6.5385
MV/LV Substation RU***235 |  | 20 kV | _ | LV | 100 kVA :Pole Substation | 0.1 | --> | 0.1 | 0.087 | 9.1 |  | --> | 0.095 | 0 | 0.003705 | 0.10195 | 0 |  | --> | E19 ex ARDNAREE | Ardnaree [T42,T421] | MOY |  | 54.1306 | -9.1303
MV/LV Substation RU***241X |  | 10 kV | _ | LV | 400 kVA :Kiosk Substation | 0.4 | --> | 0.4 | 0.316 | 5.8 |  | --> | 0.38 | 0 | 0.016302 | 0.41256 | 0 |  | --> | C11 ex OAKFIELD | Oakfield [T41,T42] | SLIGO |  | 54.2589 | -8.4738
MV/LV Substation RU***242 |  | 20 kV | _ | LV | 50 kVA :Pole Substation | 0.05 | --> | 0.05 | 0.048 | 1.8 |  | --> | 0.0475 | 0 | 0.00741 | 0.050303 | 0 |  | --> | E18 ex BIRDHILL | Birdhill [T421,T422] | ARDNACRUSHA |  | 52.698 | -8.5064
MV/LV Substation RU***276Z |  | 20 kV | _ | LV | 100 kVA :Pole Substation | 0.1 | --> | 0.1 | 0 | 0 | Constrained,otherwise capacity available =99kVA. | --> | 0.095 | 0 | 0 | 0 | 0 | Constrained,otherwise capacity available =100.2kW. | --> | E13 ex BLESSINGTON | Blessington [T421,T422] | KILTEEL |  | 53.1343 | -6.5714
MV/LV Substation RU***289Y |  | 20 kV | _ | LV | 50 kVA :Pole Substation | 0.05 | --> | 0.05 | 0 | 0 | Constrained,otherwise capacity available =48kVA. | --> | 0.0475 | 0 | 0 | 0.050303 | 0 |  | --> | C20 ex ROSCOMMON | Roscommon [T41,T42] | LANESBORO |  | 53.6896 | -8.2014
MV/LV Substation RU***304 |  | 10 kV | _ | LV | 630 kVA :Kiosk Substation | 0.63 | --> | 0.63 | 0.5 | 13.4 |  | --> | 0.5985 | 0 | 0.019266 | 0.5 | 0 |  | --> | C19 ex POTTERY ROAD | Pottery Road [T101,T102] | CARRICKMINES |  | 53.2781 | -6.1551
MV/LV Substation RU***311Z |  | 10 kV | _ | LV | 200 kVA :Kiosk Substation | 0.2 | --> | 0.2 | 0 | 0 | Constrained,otherwise capacity available =158kVA. | --> | 0.19 | 0 | 0 | 0.20628 | 0 |  | --> | C17 ex KILDARE | Kildare [T41,T42] | NEWBRIDGE |  | 53.157 | -6.8943
MV/LV Substation RU***313 |  | 20 kV | _ | LV | 50 kVA :Pole Substation | 0.05 | --> | 0.05 | 0.045 | 1.8 |  | --> | 0.0475 | 0 | 0 | 0.050753 | 0 |  | --> | E18 ex BIRDHILL | Birdhill [T421,T422] | ARDNACRUSHA |  | 52.7005 | -8.5074
MV/LV Substation RU***327 |  | 20 kV | _ | LV | 50 kVA :Pole Substation | 0.05 | --> | 0.05 | 0 | 0 | Constrained,otherwise capacity available =40kVA. | --> | 0.0475 | 0 | 0.00741 | 0 | 0 | Constrained,otherwise capacity available =51.5kW. | --> | E12 ex MACROOM | Macroom [T422] | MACROOM |  | 51.932 | -8.904
MV/LV Substation RU***341Z |  | 10 kV | _ | LV | 200 kVA :Kiosk Substation | 0.2 | --> | 0.2 | 0 | 0 | Constrained,otherwise capacity available =174kVA. | --> | 0.19 | 0 | 0.008151 | 0.20391 | 0 |  | --> | C15 ex LOUGHSHINNY | Loughshinny [T41,T42] | GLASMORE |  | 53.5299 | -6.0942
MV/LV Substation RU***362X |  | 10 kV | _ | LV | 50 kVA :Pole Substation | 0.05 | --> | 0.05 | 0 | 0 | Constrained,otherwise capacity available =49kVA. | --> | 0.0475 | 0 | 0 | 0.050152 | 0 |  | --> | C17 ex BALLYHAUNIS | Ballyhaunis [T41,T42] | DALTON |  | 53.7693 | -8.7747
MV/LV Substation RU***374 |  | 10 kV | _ | LV | 100 kVA :Pole Substation | 0.1 | --> | 0.1 | 0.092 | 7.8 |  | --> | 0.095 | 0 | 0 | 0.10121 | 0 |  | --> | C14 ex CARROWBEG | Carrowbeg [T41,T42] | CARROWBEG |  | 53.8131 | -9.5823
MV/LV Substation RU***388 |  | 10 kV | _ | LV | 200 kVA :Kiosk Substation | 0.2 | --> | 0.2 | 0.161 | 11.9 |  | --> | 0.19 | 0 | 0.017784 | 0.20584 | 0 |  | --> | C33 ex SALTHILL | Salthill [T101,T102] | SALTHILL |  | 53.2619 | -9.1096
MV/LV Substation RU***393Z |  | 10 kV | _ | LV | 50 kVA :Pole Substation | 0.05 | --> | 0.05 | 0 | 0 | Constrained,otherwise capacity available =50kVA. | --> | 0.0475 | 0 | 0 | 0.05 | 0 |  | --> | C18 ex LOUGHSHINNY | Loughshinny [T41,T42] | GLASMORE |  | 53.5335 | -6.1123
MV/LV Substation RU***397X |  | 10 kV | _ | LV | 630 kVA :Building Structure | 0.63 | --> | 0.63 | 0.457 | 1.5 |  | --> | 0.5985 | 0 | 0 | 0.5 | 0 |  | --> | C11 ex MARROWBONE LANE | Marrowbone Lane [T42] | INCHICORE 220KV |  | 53.3347 | -6.2916
MV/LV Substation RU***397Z |  | 10 kV | _ | LV | 400 kVA :Kiosk Substation | 0.4 | --> | 0.4 | 0 | 0 | Constrained,otherwise capacity available =281kVA. | --> | 0.38 | 0 | 0.005928 | 0.41768 | 0 |  | --> | C17 ex KILDARE | Kildare [T41,T42] | NEWBRIDGE |  | 53.1558 | -6.8956
MV/LV Substation RU***4003 |  | 20 kV | _ | LV | 50 kVA :Pole Substation | 0.05 | --> | 0.05 | 0.046 | 3.6 |  | --> | 0.0475 | 0 | 0 | 0.050604 | 0 |  | --> | E22 ex ENNISCRONE | Enniscrone [T421,T422] | MOY |  | 54.2329 | -8.8352
MV/LV Substation RU***4008 |  | 20 kV | _ | LV | 50 kVA :Pole Substation | 0.05 | --> | 0.05 | 0 | 0 | Constrained,otherwise capacity available =27kVA. | --> | 0.0475 | 0 | 0.02223 | 0.053377 | 0 |  | --> | E15 ex BATTER LANE TEMPORARY | Batter Lane Temporary 38kv [T421] | GLASMORE |  | 53.5158 | -6.1311
MV/LV Substation RU***400X |  | 20 kV | _ | LV | 630 kVA :Kiosk Substation | 0.63 | --> | 0.63 | 0 | 0 | Constrained,otherwise capacity available =435kVA. | --> | 0.5985 | 0 | 0.020748 | 0.5 | 0 |  | --> | E15 ex BATTER LANE TEMPORARY | Batter Lane Temporary 38kv [T421] | GLASMORE |  | 53.525 | -6.164
MV/LV Substation RU***4059 |  | 20 kV | _ | LV | 100 kVA :Pole Substation | 0.1 | --> | 0.1 | 0 | 0 | Constrained,otherwise capacity available =97kVA. | --> | 0.095 | 0 | 0 | 0.10045 | 0 |  | --> | C11 ex DRUMQUIN | Drumquin [T42] | ENNIS |  | 52.7796 | -9.2157
MV/LV Substation RU***405X |  | 10 kV | _ | LV | 50 kVA :Pole Substation | 0.05 | --> | 0.05 | 0.048 | 0.9 |  | --> | 0.0475 | 0 | 0 | 0.050303 | 0 |  | --> | C22 ex ROSS CARBERY | Ross Carbery [T41,T42] | DUNMANWAY |  | 51.5689 | -9.1109
MV/LV Substation RU***4069 |  | 10 kV | _ | LV | 50 kVA :Pole Substation | 0.05 | --> | 0.05 | 0.043 | 3 |  | --> | 0.0475 | 0 | 0 | 0 | 0 | Constrained,otherwise capacity available =51.1kW. | --> | C12 ex BALLYRAINE | Ballyraine [T41,T42] | LETTERKENNY |  | 54.9519 | -7.6928
MV/LV Substation RU***4099 |  | 20 kV | _ | LV | 100 kVA :Pole Substation | 0.1 | --> | 0.1 | 0 | 0 | Constrained,otherwise capacity available =100kVA. | --> | 0.095 | 0 | 0 | 0.1 | 0 |  | --> | C11 ex ENNIS NORTH | Ennis North [T41,T42] | ENNIS |  | 52.9277 | -8.9922
MV/LV Substation RU***4114 |  | 20 kV | _ | LV | 200 kVA :Pole Substation | 0.2 | --> | 0.2 | 0.194 | 4.4 |  | --> | 0.19 | 0 | 0 | 0 | 0 | Constrained,otherwise capacity available =200.9kW. | --> | E18 ex STRANORLAR | Stranorlar [T421,T422] | LETTERKENNY |  | 54.8151 | -7.7139
MV/LV Substation RU***4118 |  | 20 kV | _ | LV | 50 kVA :Pole Substation | 0.05 | --> | 0.05 | 0 | 0 | Constrained,otherwise capacity available =49kVA. | --> | 0.0475 | 0 | 0 | 0.050152 | 0 |  | --> | E21 ex DALTON | Dalton [T421,T422] | DALTON |  | 53.7402 | -9.0052
MV/LV Substation RU***4145 |  | 10 kV | _ | LV | 630 kVA :Kiosk Substation | 0.63 | --> | 0.63 | 0 | 0 | Constrained,otherwise capacity available =500kVA. | --> | 0.5985 | 0 | 0 | 0.5 | 0 |  | --> | C18 ex LOUGHLINSTOWN | Loughlinstown [T41,T42] | CARRICKMINES |  | 53.2452 | -6.1534
MV/LV Substation RU***4218 |  | 10 kV | _ | LV | 1000 kVA :Building Structure | 1 | --> | 1 | 0 | 0 | Constrained,otherwise capacity available =500kVA. | --> | 0.95 | 0 | 0 | 0.5 | 0 |  | --> | C13 ex GLOUCESTER PLACE | Gloucester Place [T41,T42] | MCDERMOTT |  | 53.3554 | -6.2526
MV/LV Substation RU***4232 |  | 10 kV | _ | LV | 50 kVA :Pole Substation | 0.05 | --> | 0.05 | 0 | 0 | Constrained,otherwise capacity available =50kVA. | --> | 0.0475 | 0 | 0 | 0.05 | 0 |  | --> | C18 ex LOUGHSHINNY | Loughshinny [T41,T42] | GLASMORE |  | 53.535 | -6.1082
MV/LV Substation RU***4243 |  | 10 kV | _ | LV | 50 kVA :Pole Substation | 0.05 | --> | 0.05 | 0.05 | 7.8 |  | --> | 0.0475 | 0 | 0 | 0.05 | 0 |  | --> | C11 ex CARROWBEG | Carrowbeg [T41,T42] | CARROWBEG |  | 53.8081 | -9.5381
MV/LV Substation RU***4269 |  | 20 kV | _ | LV | 400 kVA :Building Structure | 0.4 | --> | 0.4 | 0.332 | 1 |  | --> | 0.38 | 0 | 0 | 0.4102 | 0 |  | --> | E11 ex LONGFORD | Longford [T421,T422] | RICHMOND |  | 53.7162 | -7.8116
MV/LV Substation RU***4287 |  | 10 kV | _ | LV | 50 kVA :Pole Substation | 0.05 | --> | 0.05 | 0.05 | 0.2 |  | --> | 0.0475 | 0 | 0 | 0 | 0 | Constrained,otherwise capacity available =50kW. | --> | C14 ex ROSBERCON | Rosbercon [T41,T42] | WATERFORD |  | 52.45 | -7.0028
MV/LV Substation RU***4313 |  | 10 kV | _ | LV | 200 kVA :Pole Substation | 0.2 | --> | 0.2 | 0.173 | 1.1 |  | --> | 0.19 | 0 | 0 | 0 | 0 | Constrained,otherwise capacity available =204.1kW. | --> | C15 ex NEWCASTLEWEST | Newcastlewest [T41,T42] | RATHKEALE |  | 52.4444 | -9.0432
MV/LV Substation RU***4346 |  | 10 kV | _ | LV | 630 kVA :Kiosk Substation | 0.63 | --> | 0.63 | 0 | 0 | Constrained,otherwise capacity available =500kVA. | --> | 0.5985 | 0 | 0.006669 | 0.5 | 0 |  | --> | C30 ex ACADEMY STREET | Academy Street [T421,T422,T44] | NAVAN |  | 53.6577 | -6.671
MV/LV Substation RU***435 |  | 10 kV | _ | LV | 400 kVA :Kiosk Substation | 0.4 | --> | 0.4 | 0.25 | 4.5 |  | --> | 0.38 | 0 | 0.065949 | 0.42216 | 0 |  | --> | C14 ex TEMPLEOGUE | Templeogue [T41,T42] | MILLTOWN (DR) |  | 53.2995 | -6.3277
MV/LV Substation RU***4368 |  | 10 kV | _ | LV | 630 kVA :Kiosk Substation | 0.63 | --> | 0.63 | 0 | 0 | Constrained,otherwise capacity available =500kVA. | --> | 0.5985 | 0 | 0 | 0.5 | 0 |  | --> | C30 ex ACADEMY STREET | Academy Street [T421,T422,T44] | NAVAN |  | 53.6564 | -6.6747
MV/LV Substation RU***4538 |  | 10 kV | _ | LV | 1000 kVA :Building Structure | 1 | --> | 1 | 0.5 | 1.5 |  | --> | 0.95 | 0 | 0 | 0.5 | 0 |  | --> | C18 ex MARROWBONE LANE | Marrowbone Lane [T42] | INCHICORE 220KV |  | 53.3412 | -6.288
MV/LV Substation RU***485X |  | 20 kV | _ | LV | 200 kVA :Kiosk Substation | 0.2 | --> | 0.2 | 0.077 | 11.9 |  | --> | 0.19 | 0 | 0.008151 | 0.21785 | 0 |  | --> | C27 ex SALTHILL | Salthill [T101,T102] | SALTHILL |  | 53.3381 | -9.183
MV/LV Substation RU***513Y |  | 10 kV | _ | LV | 50 kVA :Pole Substation | 0.05 | --> | 0.05 | 0 | 0 | Constrained,otherwise capacity available =48kVA. | --> | 0.0475 | 0 | 0 | 0 | 0 | Constrained,otherwise capacity available =50.3kW. | --> | C18 ex MOUNTRATH | Mountrath [T41,T42] | PORTLAOISE |  | 53.0195 | -7.4923
MV/LV Substation RU***564Z |  | 10 kV | _ | LV | 400 kVA :Kiosk Substation | 0.4 | --> | 0.4 | 0 | 0 | Constrained,otherwise capacity available =261kVA. | --> | 0.38 | 0 | 0.002223 | 0.42058 | 0 |  | --> | C17 ex KILDARE | Kildare [T41,T42] | NEWBRIDGE |  | 53.1576 | -6.8964
MV/LV Substation RU***566X |  | 20 kV | _ | LV | 50 kVA :Pole Substation | 0.05 | --> | 0.05 | 0.049 | 1.4 |  | --> | 0.0475 | 0 | 0 | 0.050152 | 0 |  | --> | E18 ex CONG | Cong [T421,T422] | CLOON |  | 53.5451 | -9.3519
MV/LV Substation RU***579X |  | 20 kV | _ | LV | 100 kVA :Pole Substation | 0.1 | --> | 0.1 | 0 | 0 | Constrained,otherwise capacity available =97kVA. | --> | 0.095 | 0 | 0 | 0.10045 | 0 |  | --> | E28 ex LOUGHREA | Loughrea [T41,T42] | SOMERSET |  | 53.2127 | -8.5651
MV/LV Substation RU***587 |  | 20 kV | _ | LV | 100 kVA :Pole Substation | 0.1 | --> | 0.1 | 0 | 0 | Constrained,otherwise capacity available =59kVA. | --> | 0.095 | 0 | 0 | 0 | 0 | Constrained,otherwise capacity available =106kW. | --> | E13 ex BLESSINGTON | Blessington [T421,T422] | KILTEEL |  | 53.1424 | -6.569
MV/LV Substation RU***588X |  | 10 kV | _ | LV | 400 kVA :Kiosk Substation | 0.4 | --> | 0.4 | 0.394 | 3.1 |  | --> | 0.38 | 0 | 0 | 0.40091 | 0 |  | --> | C11 ex BELLFIELD | Bellfield [T41,T42] | CRANE |  | 52.5028 | -6.5804
MV/LV Substation RU***589X |  | 10 kV | _ | LV | 1000 kVA :Building Structure | 1 | --> | 1 | 0.5 | 1.5 |  | --> | 0.95 | 0 | 0 | 0.5 | 0 |  | --> | C11 ex MARROWBONE LANE | Marrowbone Lane [T42] | INCHICORE 220KV |  | 53.3346 | -6.291
MV/LV Substation RU***605X |  | 10 kV | _ | LV | 100 kVA :Pole Substation | 0.1 | --> | 0.1 | 0 | 0 | Constrained,otherwise capacity available =77kVA. | --> | 0.095 | 0 | 0 | 0 | 0 | Constrained,otherwise capacity available =103.4kW. | --> | C11 ex MOUNTRATH | Mountrath [T41,T42] | PORTLAOISE |  | 52.9592 | -7.5412
MV/LV Substation RU***653X |  | 20 kV | _ | LV | 50 kVA :Pole Substation | 0.05 | --> | 0.05 | 0.049 | 1.1 |  | --> | 0.0475 | 0 | 0 | 0.050152 | 0 |  | --> | C17 ex GILLOGUE | Gillogue [T41,T42] | ARDNACRUSHA |  | 52.7203 | -8.5606
MV/LV Substation RU***690 |  | 10 kV | _ | LV | 50 kVA :Pole Substation | 0.05 | --> | 0.05 | 0.036 | 5.8 |  | --> | 0.0475 | 0 | 0 | 0.052083 | 0 |  | --> | C14 ex OAKFIELD | Oakfield [T41,T42] | SLIGO |  | 54.2609 | -8.4836
MV/LV Substation RU***693Y |  | 20 kV | _ | LV | 200 kVA :Pole Substation | 0.2 | --> | 0.2 | 0 | 0 | Constrained,otherwise capacity available =117kVA. | --> | 0.19 | 0 | 0 | 0.21223 | 0 |  | --> | C17 ex ROSCOMMON | Roscommon [T41,T42] | LANESBORO |  | 53.5942 | -8.36
MV/LV Substation RU***705Y |  | 10 kV | _ | LV | 200 kVA :Kiosk Substation | 0.2 | --> | 0.2 | 0.182 | 2.9 |  | --> | 0.19 | 0 | 0 | 0.20271 | 0 |  | --> | C17 ex ABBEYLAND | Abbeyland [T41,T42] | NAVAN |  | 53.6636 | -6.6814
MV/LV Substation RU***720X |  | 20 kV | _ | LV | 200 kVA :Kiosk Substation | 0.2 | --> | 0.2 | 0 | 0 | Constrained,otherwise capacity available =172kVA. | --> | 0.19 | 0 | 0.008151 | 0.20421 | 0 |  | --> | E19 ex DALTON | Dalton [T421,T422] | DALTON |  | 53.705 | -9
MV/LV Substation RU***730Y |  | 20 kV | _ | LV | 100 kVA :Pole Substation | 0.1 | --> | 0.1 | 0 | 0 | Constrained,otherwise capacity available =80kVA. | --> | 0.095 | 0 | 0 | 0.10299 | 0 |  | --> | E15 ex ACADEMY STREET | Academy Street [T421,T422,T44] | NAVAN |  | 53.6391 | -6.6703
MV/LV Substation RU***732 |  | 20 kV | _ | LV | 50 kVA :Pole Substation | 0.05 | --> | 0.05 | 0 | 0 | Constrained,otherwise capacity available =30kVA. | --> | 0.0475 | 0 | 0 | 0.052949 | 0 |  | --> | C11 ex LOUGHSHINNY | Loughshinny [T41,T42] | GLASMORE |  | 53.5225 | -6.1543
MV/LV Substation RU***746 |  | 10 kV | _ | LV | 200 kVA :Kiosk Substation | 0.2 | --> | 0.2 | 0 | 0 | Constrained,otherwise capacity available =155kVA. | --> | 0.19 | 0 | 0 | 0.20672 | 0 |  | --> | C15 ex LOUGHSHINNY | Loughshinny [T41,T42] | GLASMORE |  | 53.5148 | -6.1028
MV/LV Substation RU***762 |  | 10 kV | _ | LV | 630 kVA :Building Structure | 0.63 | --> | 0.63 | 0.5 | 1.3 |  | --> | 0.5985 | 0 | 0 | 0.5 | 0 |  | --> | C27 ex CLIFDEN | Clifden [T41,T42] | SCREEB |  | 53.4877 | -10.0105
MV/LV Substation RU***772X |  | 20 kV | _ | LV | 50 kVA :Pole Substation | 0.05 | --> | 0.05 | 0 | 0 | Constrained,otherwise capacity available =47kVA. | --> | 0.0475 | 0 | 0 | 0.050453 | 0 |  | --> | E14 ex BALLINDERRY | Ballinderry [T41,T422] | MULLINGAR |  | 53.5015 | -7.3041
MV/LV Substation RU***778 |  | 20 kV | _ | LV | 100 kVA :Pole Substation | 0.1 | --> | 0.1 | 0.087 | 3.3 |  | --> | 0.095 | 0 | 0 | 0.10195 | 0 |  | --> | E15 ex BALLYBUNION | Ballybunion [T421,T422] | TRIEN |  | 52.5521 | -9.482
MV/LV Substation RU***788Z |  | 20 kV | _ | LV | 50 kVA :Pole Substation | 0.05 | --> | 0.05 | 0.046 | 0.4 |  | --> | 0.0475 | 0 | 0 | 0.050604 | 0 |  | --> | E13 ex TULLOW | Tullow [T421,T422] | CARLOW |  | 52.7924 | -6.7811
MV/LV Substation RU***790X |  | 20 kV | _ | LV | 200 kVA :Kiosk Substation | 0.2 | --> | 0.2 | 0.163 | 0.4 |  | --> | 0.19 | 0 | 0 | 0.20554 | 0 |  | --> | E15 ex BALLYCONNELL | Ballyconnell [T421,T422] | GORTAWEE |  | 54.1139 | -7.5858
MV/LV Substation RU***815 |  | 10 kV | _ | LV | 630 kVA :Building Structure | 0.63 | --> | 0.63 | 0.5 | 1.7 |  | --> | 0.5985 | 0 | 0 | 0.5 | 0 |  | --> | C22 ex SOUTH KING STREET | South King Street [T41,T42] | FRANCIS STREET |  | 53.3372 | -6.2624
MV/LV Substation RU***816 |  | 10 kV | _ | LV | 630 kVA :Building Structure | 0.63 | --> | 0.63 | 0.5 | 1.7 |  | --> | 0.5985 | 0 | 0 | 0.5 | 0 |  | --> | C22 ex SOUTH KING STREET | South King Street [T41,T42] | FRANCIS STREET |  | 53.3368 | -6.2623
MV/LV Substation RU***827 |  | 10 kV | _ | LV | 50 kVA :Pole Substation | 0.05 | --> | 0.05 | 0.05 | 0.4 |  | --> | 0.0475 | 0 | 0 | 0.05 | 0 |  | --> | C17 ex CARRICKMINES | Carrickmines [T41,T42] | CARRICKMINES |  | 53.247 | -6.1913
MV/LV Substation RU***828 |  | 10 kV | _ | LV | 50 kVA :Pole Substation | 0.05 | --> | 0.05 | 0 | 0 | Constrained,otherwise capacity available =44kVA. | --> | 0.0475 | 0 | 0.01482 | 0 | 0 | Constrained,otherwise capacity available =50.9kW. | --> | C11 ex DONEGAL | Donegal [T41,T42] | CATHALEENS FALL |  | 54.6413 | -8.1632
MV/LV Substation RU***851Y |  | 20 kV | _ | LV | 100 kVA :Pole Substation | 0.1 | --> | 0.1 | 0 | 0 | Constrained,otherwise capacity available =79kVA. | --> | 0.095 | 0 | 0.012597 | 0.10314 | 0 |  | --> | E17 ex BALTINGLASS | Baltinglass [T421,T422] | STRATFORD |  | 52.9036 | -6.605
MV/LV Substation RU***856 |  | 10 kV | _ | LV | 400 kVA :Building Structure | 0.4 | --> | 0.4 | 0 | 0 | Constrained,otherwise capacity available =366kVA. | --> | 0.38 | 0 | 0 | 0.40513 | 0 |  | --> | C13 ex GRANBY ROW | Granby Row [T41] | MCDERMOTT |  | 53.3538 | -6.2613
MV/LV Substation RU***906 |  | 10 kV | _ | LV | 50 kVA :Pole Substation | 0.05 | --> | 0.05 | 0 | 0 | Constrained,otherwise capacity available =23kVA. | --> | 0.0475 | 0 | 0 | 0.05394 | 0 |  | --> | C18 ex LOUGHSHINNY | Loughshinny [T41,T42] | GLASMORE |  | 53.5392 | -6.1112
MV/LV Substation RU***922 |  | 20 kV | _ | LV | 100 kVA :Pole Substation | 0.1 | --> | 0.1 | 0 | 0 | Constrained,otherwise capacity available =96kVA. | --> | 0.095 | 0 | 0 | 0 | 0 | Constrained,otherwise capacity available =100.6kW. | --> | E17 ex PORTLAOISE | Portlaoise [T423,T424] | PORTLAOISE |  | 53.0111 | -7.3116
MV/LV Substation RU***930Z |  | 10 kV | _ | LV | 100 kVA :Pole Substation | 0.1 | --> | 0.1 | 0.091 | 10.9 |  | --> | 0.095 | 0 | 0 | 0.10136 | 0 |  | --> | C13 ex MULLINGAR | Mullingar [T101,T102] | MULLINGAR |  | 53.5551 | -7.333
MV/LV Substation RU***951X |  | 10 kV | _ | LV | 100 kVA :Pole Substation | 0.1 | --> | 0.1 | 0.088 | 1 |  | --> | 0.095 | 0 | 0 | 0.10181 | 0 |  | --> | E14 ex LONGFORD | Longford [T421,T422] | RICHMOND |  | 53.7358 | -7.8068
MV/LV Substation RU***952X |  | 10 kV | _ | LV | 630 kVA :Kiosk Substation | 0.63 | --> | 0.63 | 0.496 | 14.2 |  | --> | 0.5985 | 0 | 0.001482 | 0.5 | 0 |  | --> | C23 ex COOKSTOWN | Cookstown [T101,T102] | CARRICKMINES |  | 53.2824 | -6.4042
MV/LV Substation RU***953X |  | 10 kV | _ | LV | 400 kVA :Kiosk Substation | 0.4 | --> | 0.4 | 0.29 | 14.2 |  | --> | 0.38 | 0 | 0.008151 | 0.41637 | 0 |  | --> | C23 ex COOKSTOWN | Cookstown [T101,T102] | CARRICKMINES |  | 53.283 | -6.4066
MV/LV Substation RU***954X |  | 10 kV | _ | LV | 400 kVA :Kiosk Substation | 0.4 | --> | 0.4 | 0.303 | 14.2 |  | --> | 0.38 | 0 | 0.010374 | 0.41447 | 0 |  | --> | C23 ex COOKSTOWN | Cookstown [T101,T102] | CARRICKMINES |  | 53.2848 | -6.406
MV/LV Substation RU***970X |  | 10 kV | _ | LV | 400 kVA :Kiosk Substation | 0.4 | --> | 0.4 | 0 | 0 | Constrained,otherwise capacity available =304kVA. | --> | 0.38 | 0 | 0.034086 | 0.41432 | 0 |  | --> | C22 ex COBH | Cobh [T41,T42] | COW CROSS |  | 51.8511 | -8.3161
MV/LV Substation RU***971X |  | 10 kV | _ | LV | 25 kVA :Kiosk Substation | 0.025 | --> | 0.025 | 0 | 0 | Constrained,otherwise capacity available =25kVA. | --> | 0.02375 | 0 | 0 | 0.025 | 0 |  | --> | C22 ex COBH | Cobh [T41,T42] | COW CROSS |  | 51.8516 | -8.3135
MV/LV Substation RU***983X |  | 10 kV | _ | LV | 400 kVA :Kiosk Substation | 0.4 | --> | 0.4 | 0 | 0 | Constrained,otherwise capacity available =356kVA. | --> | 0.38 | 0 | 0.006669 | 0.40663 | 0 |  | --> | C13 ex COBH | Cobh [T41,T42] | COW CROSS |  | 51.8541 | -8.3273
MV/LV Substation RW***4147 |  | 20 kV | _ | LV | 400 kVA :Kiosk Substation | 0.4 | --> | 0.4 | 0.4 | 2.8 |  | --> | 0.38 | 0 | 0 | 0.4 | 0 |  | --> | E12 ex BANGOR ERRIS | Bangor Erris [T421] | BELLACORICK |  | 54.1278 | -9.7815
MV/LV Substation RY***022 |  | 10 kV | _ | LV | 400 kVA :Building Structure | 0.4 | --> | 0.4 | 0 | 0 | Constrained,otherwise capacity available =307kVA. | --> | 0.38 | 0 | 0.003705 | 0.41388 | 0 |  | --> | C11 ex COOLCORCORAN | Coolcorcoran [T41,T42] | KNOCKEARAGH |  | 52.0605 | -9.4847
MV/LV Substation RY***038Y |  | 10 kV | _ | LV | 400 kVA :Kiosk Substation | 0.4 | --> | 0.4 | 0 | 0 | Constrained,otherwise capacity available =263kVA. | --> | 0.38 | 0 | 0.042978 | 0.42029 | 0 |  | --> | C18 ex LEIXLIP | Leixlip [T41,T42] | GRIFFINRATH |  | 53.3672 | -6.493
MV/LV Substation RY***060Y |  | 10 kV | _ | LV | 50 kVA :Pole Substation | 0.05 | --> | 0.05 | 0.046 | 3 |  | --> | 0.0475 | 0 | 0 | 0.050604 | 0 |  | --> | C25 ex NENAGH | Nenagh [T41,T42] | NENAGH |  | 52.7749 | -8.075
MV/LV Substation RY***060Y |  | 10 kV | _ | LV | 400 kVA :Kiosk Substation | 0.4 | --> | 0.4 | 0 | 0 | Constrained,otherwise capacity available =311kVA. | --> | 0.38 | 0 | 0.03705 | 0.41329 | 0 |  | --> | C18 ex LEIXLIP | Leixlip [T41,T42] | GRIFFINRATH |  | 53.3691 | -6.4948
MV/LV Substation RY***074 |  | 20 kV | _ | LV | 50 kVA :Pole Substation | 0.05 | --> | 0.05 | 0 | 0 | Constrained,otherwise capacity available =50kVA. | --> | 0.0475 | 0 | 0 | 0.05 | 0 |  | --> | E11 ex WHITECHURCH | Whitechurch [T421,T422] | KILBARRY |  | 51.9912 | -8.535
MV/LV Substation RY***075Y |  | 10 kV | _ | LV | 400 kVA :Kiosk Substation | 0.4 | --> | 0.4 | 0 | 0 | Constrained,otherwise capacity available =254kVA. | --> | 0.38 | 0 | 0.062244 | 0.42158 | 0 |  | --> | C18 ex LEIXLIP | Leixlip [T41,T42] | GRIFFINRATH |  | 53.3706 | -6.4968
MV/LV Substation RY***128 |  | 20 kV | _ | LV | 200 kVA :Pole Substation | 0.2 | --> | 0.2 | 0.182 | 1.1 |  | --> | 0.19 | 0 | 0 | 0.20271 | 0 |  | --> | E18 ex BUNCLODY | Bunclody [T421,T422] | CRANE |  | 52.6358 | -6.6295
MV/LV Substation RY***131 |  | 10 kV | _ | LV | 1000 kVA :Building Structure | 1 | --> | 1 | 0 | 0 | Constrained,otherwise capacity available =500kVA. | --> | 0.95 | 0 | 0 | 0.5 | 0 |  | --> | C22 ex MONEENAGEISHA | Moneenageisha [T41,T42] | GALWAY 110KV |  | 53.28 | -9.0213
MV/LV Substation RY***141Y |  | 20 kV | _ | LV | 50 kVA :Pole Substation | 0.05 | --> | 0.05 | 0.035 | 1.1 |  | --> | 0.0475 | 0 | 0 | 0.052228 | 0 |  | --> | E12 ex BUNCLODY | Bunclody [T421,T422] | CRANE |  | 52.6466 | -6.6507
MV/LV Substation RY***153 |  | 20 kV | _ | LV | 100 kVA :Pole Substation | 0.1 | --> | 0.1 | 0 | 0 | Constrained,otherwise capacity available =100kVA. | --> | 0.095 | 0 | 0 | 0.1 | 0 |  | --> | C11 ex ENNIS NORTH | Ennis North [T41,T42] | ENNIS |  | 52.9071 | -9.0364
MV/LV Substation RY***155 |  | 20 kV | _ | LV | 50 kVA :Pole Substation | 0.05 | --> | 0.05 | 0 | 0 | Constrained,otherwise capacity available =29kVA. | --> | 0.0475 | 0 | 0 | 0.053092 | 0 |  | --> | E11 ex BEALNABLATH | Bealnablath [T421] | BANDON |  | 51.8495 | -8.7923
MV/LV Substation RY***158Z |  | 10 kV | _ | LV | 400 kVA :Kiosk Substation | 0.4 | --> | 0.4 | 0 | 0 | Constrained,otherwise capacity available =352kVA. | --> | 0.38 | 0 | 0 | 0.40722 | 0 |  | --> | C19 ex CELBRIDGE | Celbridge [T41,T42] | GRIFFINRATH |  | 53.3077 | -6.621
MV/LV Substation RY***167 |  | 20 kV | _ | LV | 200 kVA :Pole Substation | 0.2 | --> | 0.2 | 0 | 0 | Constrained,otherwise capacity available =125kVA. | --> | 0.19 | 0 | 0 | 0.21108 | 0 |  | --> | E15 ex DULEEK | Duleek [T421,T422] | DRYBRIDGE |  | 53.6588 | -6.4159
MV/LV Substation RY***201 |  | 20 kV | _ | LV | 200 kVA :Pole Substation | 0.2 | --> | 0.2 | 0 | 0 | Constrained,otherwise capacity available =163kVA. | --> | 0.19 | 0 | 0.022971 | 0.20554 | 0 |  | --> | E11 ex BEALNABLATH | Bealnablath [T421] | BANDON |  | 51.8485 | -8.7927
MV/LV Substation RY***249Y |  | 20 kV | _ | LV | 50 kVA :Pole Substation | 0.05 | --> | 0.05 | 0 | 0 | Constrained,otherwise capacity available =40kVA. | --> | 0.0475 | 0 | 0 | 0 | 0 | Constrained,otherwise capacity available =51.5kW. | --> | E11 ex MACROOM | Macroom [T422] | MACROOM |  | 51.9775 | -8.8318
MV/LV Substation RY***259 |  | 20 kV | _ | LV | 400 kVA :Kiosk Substation | 0.4 | --> | 0.4 | 0 | 0 | Constrained,otherwise capacity available =323kVA. | --> | 0.38 | 0 | 0.015561 | 0.41153 | 0 |  | --> | E13 ex BALTINGLASS | Baltinglass [T421,T422] | STRATFORD |  | 52.9111 | -6.8427
MV/LV Substation RY***264Y |  | 10 kV | _ | LV | 400 kVA :Kiosk Substation | 0.4 | --> | 0.4 | 0 | 0 | Constrained,otherwise capacity available =321kVA. | --> | 0.38 | 0 | 0 | 0.40648 | 0 |  | --> | C12 ex MONEYCOOLEY | Moneycooley [T41,T42,T44] | GRIFFINRATH |  | 53.3719 | -6.5171
MV/LV Substation RY***330Y |  | 10 kV | _ | LV | 200 kVA :Pole Substation | 0.2 | --> | 0.2 | 0.192 | 3 |  | --> | 0.19 | 0 | 0.008151 | 0.20121 | 0 |  | --> | C21 ex NENAGH | Nenagh [T41,T42] | NENAGH |  | 52.8553 | -8.2332
MV/LV Substation RY***334X |  | 10 kV | _ | LV | 200 kVA :Kiosk Substation | 0.2 | --> | 0.2 | 0 | 0 | Constrained,otherwise capacity available =151kVA. | --> | 0.19 | 0 | 0 | 0.20731 | 0 |  | --> | C17 ex BALLYHAUNIS | Ballyhaunis [T41,T42] | DALTON |  | 53.7627 | -8.7682
MV/LV Substation RY***346Z |  | 10 kV | _ | LV | 630 kVA :Building Structure | 0.63 | --> | 0.63 | 0 | 0 | Constrained,otherwise capacity available =500kVA. | --> | 0.5985 | 0 | 0 | 0.5 | 0 |  | --> | C15 ex RIVERSTOWN | Riverstown [T41,T42] | KILBARRY |  | 51.9299 | -8.3952
MV/LV Substation RY***364X |  | 20 kV | _ | LV | 50 kVA :Pole Substation | 0.05 | --> | 0.05 | 0 | 0 | Constrained,otherwise capacity available =48kVA. | --> | 0.0475 | 0 | 0 | 0.050303 | 0 |  | --> | E14 ex KILCOCK | Kilcock [T421,T422] | GRIFFINRATH |  | 53.5131 | -6.7579
MV/LV Substation RY***380X |  | 20 kV | _ | LV | 50 kVA :Pole Substation | 0.05 | --> | 0.05 | 0.048 | 1.3 |  | --> | 0.0475 | 0 | 0 | 0.050303 | 0 |  | --> | E23 ex ATHBOY | Athboy [T423] | NAVAN |  | 53.5331 | -6.976
MV/LV Substation RY***4003 |  | 20 kV | _ | LV | 100 kVA :Pole Substation | 0.1 | --> | 0.1 | 0 | 0 | Constrained,otherwise capacity available =91kVA. | --> | 0.095 | 0 | 0 | 0.10136 | 0 |  | --> | E11 ex BEALNABLATH | Bealnablath [T421] | BANDON |  | 51.8496 | -8.7936
MV/LV Substation RY***4006 |  | 20 kV | _ | LV | 50 kVA :Pole Substation | 0.05 | --> | 0.05 | 0 | 0 | Constrained,otherwise capacity available =27kVA. | --> | 0.0475 | 0 | 0 | 0.053377 | 0 |  | --> | E12 ex WHITECHURCH | Whitechurch [T421,T422] | KILBARRY |  | 51.9936 | -8.5084
MV/LV Substation RY***4033 |  | 20 kV | _ | LV | 200 kVA :Pole Substation | 0.2 | --> | 0.2 | 0.143 | 1.1 |  | --> | 0.19 | 0 | 0 | 0.20848 | 0 |  | --> | E18 ex BUNCLODY | Bunclody [T421,T422] | CRANE |  | 52.6449 | -6.6404
MV/LV Substation RY***4034 |  | 20 kV | _ | LV | 50 kVA :Pole Substation | 0.05 | --> | 0.05 | 0.045 | 1.1 |  | --> | 0.0475 | 0 | 0 | 0.050753 | 0 |  | --> | E12 ex BUNCLODY | Bunclody [T421,T422] | CRANE |  | 52.6531 | -6.648
MV/LV Substation RY***4084 |  | 10 kV | _ | LV | 100 kVA :Pole Substation | 0.1 | --> | 0.1 | 0 | 0 | Constrained,otherwise capacity available =60kVA. | --> | 0.095 | 0 | 0.023712 | 0.1059 | 0 |  | --> | C17 ex CAPPAMORE | Cappamore [T41,T42] | ARDNACRUSHA |  | 52.6076 | -8.3722
MV/LV Substation RY***4086 |  | 20 kV | _ | LV | 400 kVA :Kiosk Substation | 0.4 | --> | 0.4 | 0 | 0 | Constrained,otherwise capacity available =305kVA. | --> | 0.38 | 0 | 0.062985 | 0.41417 | 0 |  | --> | E11 ex BEALNABLATH | Bealnablath [T421] | BANDON |  | 51.849 | -8.7878
MV/LV Substation RY***4169 |  | 10 kV | _ | LV | 100 kVA :Pole Substation | 0.1 | --> | 0.1 | 0.091 | 7.8 |  | --> | 0.095 | 0 | 0 | 0.10136 | 0 |  | --> | C12 ex CARROWBEG | Carrowbeg [T41,T42] | CARROWBEG |  | 53.8072 | -9.5028
MV/LV Substation RY***4235 |  | 20 kV | _ | LV | 50 kVA :Pole Substation | 0.05 | --> | 0.05 | 0 | 0 | Constrained,otherwise capacity available =37kVA. | --> | 0.0475 | 0 | 0 | 0 | 0 | Constrained,otherwise capacity available =51.9kW. | --> | E11 ex MACROOM | Macroom [T422] | MACROOM |  | 51.9836 | -8.8412
MV/LV Substation RY***4239 |  | 10 kV | _ | LV | 630 kVA :Building Structure | 0.63 | --> | 0.63 | 0 | 0 | Constrained,otherwise capacity available =475kVA. | --> | 0.5985 | 0 | 0 | 0.5 | 0 |  | --> | E17 ex GLASMORE | Glasmore [T421,T422] | GLASMORE |  | 53.4484 | -6.2184
MV/LV Substation RY***4276 |  | 20 kV | _ | LV | 50 kVA :Pole Substation | 0.05 | --> | 0.05 | 0 | 0 | Constrained,otherwise capacity available =44kVA. | --> | 0.0475 | 0 | 0 | 0.050903 | 0 |  | --> | C23 ex TUAM NORTH | Tuam North [T41,T42] | CLOON |  | 53.5307 | -8.7302
MV/LV Substation RY***4349 |  | 20 kV | _ | LV | 100 kVA :Pole Substation | 0.1 | --> | 0.1 | 0 | 0 | Constrained,otherwise capacity available =98kVA. | --> | 0.095 | 0 | 0 | 0.1003 | 0 |  | --> | E18 ex KILCOCK | Kilcock [T421,T422] | GRIFFINRATH |  | 53.402 | -6.6362
MV/LV Substation RY***4401 |  | 10 kV | _ | LV | 630 kVA :Building Structure | 0.63 | --> | 0.63 | 0 | 0 | Constrained,otherwise capacity available =500kVA. | --> | 0.5985 | 0 | 0 | 0.5 | 0 |  | --> | C20 ex COLLINSTOWN | Collinstown [T41,T42] | GRANGE (DR) |  | 53.4248 | -6.221
MV/LV Substation RY***451X |  | 10 kV | _ | LV | 50 kVA :Pole Substation | 0.05 | --> | 0.05 | 0 | 0 | Constrained,otherwise capacity available =37kVA. | --> | 0.0475 | 0 | 0 | 0.051937 | 0 |  | --> | C16 ex VIRGINIA | Virginia [T41,T42] | MEATH HILL |  | 53.7895 | -7.0535
MV/LV Substation RY***476Y |  | 10 kV | _ | LV | 200 kVA :Pole Substation | 0.2 | --> | 0.2 | 0 | 0 | Constrained,otherwise capacity available =188kVA. | --> | 0.19 | 0 | 0.02964 | 0 | 0 | Constrained,otherwise capacity available =201.8kW. | --> | C11 ex TEMPLEMORE | Templemore [T41,T42] | IKERRIN |  | 52.7563 | -7.9652
MV/LV Substation RY***514X |  | 20 kV | _ | LV | 400 kVA :Kiosk Substation | 0.4 | --> | 0.4 | 0.307 | 1.1 |  | --> | 0.38 | 0 | 0.055575 | 0.41388 | 0 |  | --> | E12 ex BUNCLODY | Bunclody [T421,T422] | CRANE |  | 52.6506 | -6.6493
MV/LV Substation RY***538 |  | 20 kV | _ | LV | 200 kVA :Pole Substation | 0.2 | --> | 0.2 | 0 | 0 | Constrained,otherwise capacity available =169kVA. | --> | 0.19 | 0 | 0 | 0 | 0 | Constrained,otherwise capacity available =204.7kW. | --> | E11 ex MACROOM | Macroom [T422] | MACROOM |  | 51.9782 | -8.8356
MV/LV Substation RY***545 |  | 20 kV | _ | LV | 50 kVA :Pole Substation | 0.05 | --> | 0.05 | 0 | 0 | Constrained,otherwise capacity available =42kVA. | --> | 0.0475 | 0 | 0 | 0 | 0 | Constrained,otherwise capacity available =51.2kW. | --> | E11 ex MACROOM | Macroom [T422] | MACROOM |  | 51.9866 | -8.8482
MV/LV Substation RY***552Z |  | 10 kV | _ | LV | 400 kVA :Kiosk Substation | 0.4 | --> | 0.4 | 0 | 0 | Constrained,otherwise capacity available =381kVA. | --> | 0.38 | 0 | 0 | 0.40287 | 0 |  | --> | C17 ex ATHGARVAN | Athgarvan [T41,T44] | NEWBRIDGE |  | 53.1812 | -6.8027
MV/LV Substation RY***576X |  | 20 kV | _ | LV | 200 kVA :Pole Substation | 0.2 | --> | 0.2 | 0.196 | 1.1 |  | --> | 0.19 | 0 | 0 | 0.20061 | 0 |  | --> | E12 ex BUNCLODY | Bunclody [T421,T422] | CRANE |  | 52.6516 | -6.6505
MV/LV Substation RY***616X |  | 20 kV | _ | LV | 200 kVA :Pole Substation | 0.2 | --> | 0.2 | 0.143 | 1.1 |  | --> | 0.19 | 0 | 0.019266 | 0.20848 | 0 |  | --> | E12 ex BUNCLODY | Bunclody [T421,T422] | CRANE |  | 52.6432 | -6.651
MV/LV Substation RY***636X |  | 20 kV | _ | LV | 400 kVA :Kiosk Substation | 0.4 | --> | 0.4 | 0 | 0 | Constrained,otherwise capacity available =272kVA. | --> | 0.38 | 0 | 0 | 0.41898 | 0 |  | --> | E19 ex KILCOCK | Kilcock [T421,T422] | GRIFFINRATH |  | 53.3996 | -6.6657
MV/LV Substation RY***653 |  | 10 kV | _ | LV | 200 kVA :Pole Substation | 0.2 | --> | 0.2 | 0 | 0 | Constrained,otherwise capacity available =156kVA. | --> | 0.19 | 0 | 0.000741 | 0.20657 | 0 |  | --> | C18 ex LEIXLIP | Leixlip [T41,T42] | GRIFFINRATH |  | 53.3723 | -6.4984
MV/LV Substation RY***653Y |  | 10 kV | _ | LV | 400 kVA :Kiosk Substation | 0.4 | --> | 0.4 | 0 | 0 | Constrained,otherwise capacity available =378kVA. | --> | 0.38 | 0 | 0.005187 | 0.40333 | 0 |  | --> | C18 ex LEIXLIP | Leixlip [T41,T42] | GRIFFINRATH |  | 53.3689 | -6.4984
MV/LV Substation RY***686 |  | 10 kV | _ | LV | 400 kVA :Kiosk Substation | 0.4 | --> | 0.4 | 0 | 0 | Constrained,otherwise capacity available =334kVA. | --> | 0.38 | 0 | 0 | 0.4099 | 0 |  | --> | C18 ex LEIXLIP | Leixlip [T41,T42] | GRIFFINRATH |  | 53.3694 | -6.4903
MV/LV Substation RY***750X |  | 10 kV | _ | LV | 50 kVA :Pole Substation | 0.05 | --> | 0.05 | 0 | 0 | Constrained,otherwise capacity available =41kVA. | --> | 0.0475 | 0 | 0 | 0.051348 | 0 |  | --> | C17 ex HOLYCROSS ROAD | Holycross Road [T41,T42] | THURLES |  | 52.6877 | -7.8444
MV/LV Substation RY***774 |  | 20 kV | _ | LV | 50 kVA :Pole Substation | 0.05 | --> | 0.05 | 0.045 | 8.5 |  | --> | 0.0475 | 0 | 0 | 0 | 0 | Constrained,otherwise capacity available =50.8kW. | --> | E14 ex ARIGNA | Arigna [T121] | ARIGNA |  | 54.0887 | -8.1116
MV/LV Substation RY***781X |  | 20 kV | _ | LV | 400 kVA :Kiosk Substation | 0.4 | --> | 0.4 | 0 | 0 | Constrained,otherwise capacity available =264kVA. | --> | 0.38 | 0 | 0.017043 | 0.42014 | 0 |  | --> | E14 ex KILCOCK | Kilcock [T421,T422] | GRIFFINRATH |  | 53.4055 | -6.6738
MV/LV Substation RY***782X |  | 20 kV | _ | LV | 400 kVA :Kiosk Substation | 0.4 | --> | 0.4 | 0 | 0 | Constrained,otherwise capacity available =325kVA. | --> | 0.38 | 0 | 0.042978 | 0.41123 | 0 |  | --> | E14 ex KILCOCK | Kilcock [T421,T422] | GRIFFINRATH |  | 53.4074 | -6.6765
MV/LV Substation RY***851 |  | 10 kV | _ | LV | 630 kVA :Kiosk Substation | 0.63 | --> | 0.63 | 0.488 | 0.9 |  | --> | 0.5985 | 0 | 0.006669 | 0.5 | 0 |  | --> | C11 ex WOODFORD | Woodford [T41,T42] | KNOCKEARAGH |  | 52.0589 | -9.4853
MV/LV Substation RY***881X |  | 20 kV | _ | LV | 400 kVA :Kiosk Substation | 0.4 | --> | 0.4 | 0 | 0 | Constrained,otherwise capacity available =371kVA. | --> | 0.38 | 0 | 0 | 0.40438 | 0 |  | --> | E19 ex KILCOCK | Kilcock [T421,T422] | GRIFFINRATH |  | 53.3963 | -6.6626
MV/LV Substation RY***914Y |  | 20 kV | _ | LV | 50 kVA :Pole Substation | 0.05 | --> | 0.05 | 0.044 | 13.8 |  | --> | 0.0475 | 0 | 0 | 0.050903 | 0 |  | --> | C14 ex SINGLAND | Singland [T101,T102] | SINGLAND |  | 52.6262 | -8.5521
MV/LV Substation RY***997 |  | 10 kV | _ | LV | 100 kVA :Pole Substation | 0.1 | --> | 0.1 | 0.007 | 14.3 |  | --> | 0.095 | 0 | 0.02964 | 0.11318 | 0 |  | --> | C22 ex KILLOTERAN | Killoteran [T101,T102] | KILLOTERAN |  | 52.2422 | -7.1608
MV/LV Substation S ***027 |  | 20 kV | _ | LV | 100 kVA :Pole Substation | 0.1 | --> | 0.1 | 0.088 | 1.6 |  | --> | 0.095 | 0 | 0.005928 | 0 | 0 | Constrained,otherwise capacity available =101.8kW. | --> | C17 ex FOYNES | Foynes [T41,T42] | RATHKEALE |  | 52.5778 | -9.1018
MV/LV Substation S ***028Y |  | 10 kV | _ | LV | 1000 kVA :Building Structure | 1 | --> | 1 | 0.5 | 9.1 |  | --> | 0.95 | 0 | 0 | 0.5 | 0 |  | --> | C24 ex CENTRE PARK ROAD | Marina [T105,T106] | MARINA |  | 51.8931 | -8.4635
MV/LV Substation S ***056 |  | 10 kV | _ | LV | 630 kVA :Kiosk Substation | 0.63 | --> | 0.63 | 0.5 | 13.1 |  | --> | 0.5985 | 0 | 0.00741 | 0.5 | 0 |  | --> | C19 ex MONREAD | Monread [T101,T102] | MONREAD |  | 53.2384 | -6.6551
MV/LV Substation S ***060 |  | 20 kV | _ | LV | 400 kVA :Building Structure | 0.4 | --> | 0.4 | 0 | 0 | Constrained,otherwise capacity available =389kVA. | --> | 0.38 | 0 | 0 | 0.40167 | 0 |  | --> | E13 ex KILCARRAGH | Kilcarragh [T421,T422] | BUTLERSTOWN |  | 52.1486 | -6.9922
MV/LV Substation S ***060Y |  | 10 kV | _ | LV | 50 kVA :Pole Substation | 0.05 | --> | 0.05 | 0 | 0 | Constrained,otherwise capacity available =48kVA. | --> | 0.0475 | 0 | 0 | 0 | 0 | Constrained,otherwise capacity available =50.3kW. | --> | C18 ex KNOCKAPHUNTA | Knockaphunta [T41,T42] | CASTLEBAR |  | 53.8576 | -9.3251
MV/LV Substation S ***065Y |  | 20 kV | _ | LV | 630 kVA :Building Structure | 0.63 | --> | 0.63 | 0.5 | 3.5 |  | --> | 0.5985 | 0 | 0 | 0.5 | 0 |  | --> | E17 ex BELVIEW | Belview [T421,T422] | WATERFORD |  | 52.2685 | -7.0357
MV/LV Substation S ***098Z |  | 10 kV | _ | LV | 400 kVA :Building Structure | 0.4 | --> | 0.4 | 0 | 0 | Constrained,otherwise capacity available =389kVA. | --> | 0.38 | 0 | 0 | 0.40167 | 0 |  | --> | C13 ex LIFFEY VALLEY | Liffey Valley [T41,T42] | INCHICORE 220KV |  | 53.3567 | -6.4061
MV/LV Substation S ***173X |  | 10 kV | _ | LV | 630 kVA :Kiosk Substation | 0.63 | --> | 0.63 | 0 | 0 | Constrained,otherwise capacity available =500kVA. | --> | 0.5985 | 0 | 0 | 0 | 0 | Constrained,otherwise capacity available =500kW. | --> | C14 ex DONEGAL | Donegal [T41,T42] | CATHALEENS FALL |  | 54.6568 | -8.0954
MV/LV Substation S ***284Y |  | 20 kV | _ | LV | 400 kVA :Building Structure | 0.4 | --> | 0.4 | 0 | 0 | Constrained,otherwise capacity available =400kVA. | --> | 0.38 | 0 | 0 | 0.4 | 0 |  | --> | E12 ex DRUMLINE | Drumline [T421,T422] | DRUMLINE |  | 52.7193 | -8.8621
MV/LV Substation S ***291 |  | 10 kV | _ | LV | 100 kVA :Pole Substation | 0.1 | --> | 0.1 | 0 | 0 | Constrained,otherwise capacity available =82kVA. | --> | 0.095 | 0 | 0 | 0.1027 | 0 |  | --> | C13 ex SPIDDAL | Spiddal [T42] | SCREEB |  | 53.2695 | -9.3
MV/LV Substation S ***305 |  | 20 kV | _ | LV | 200 kVA :Pole Substation | 0.2 | --> | 0.2 | 0.122 | 3.1 |  | --> | 0.19 | 0 | 0 | 0.21151 | 0 |  | --> | E12 ex LUMCLOON | Lumcloon [T421,T422] | DALLOW |  | 53.2719 | -7.8149
MV/LV Substation S ***380X |  | 20 kV | _ | LV | 200 kVA :Pole Substation | 0.2 | --> | 0.2 | 0.198 | 17.8 |  | --> | 0.19 | 0 | 0 | 0.2003 | 0 |  | --> | E13 ex BANOGE | Banoge [T121,T122] | BANOGE |  | 52.5361 | -6.2207
MV/LV Substation S ***4044 |  | 10 kV | _ | LV | 400 kVA :Building Structure | 0.4 | --> | 0.4 | 0.398 | 11.9 |  | --> | 0.38 | 0 | 0 | 0.4003 | 0 |  | --> | C36 ex SALTHILL | Salthill [T101,T102] | SALTHILL |  | 53.2881 | -9.0688
MV/LV Substation S ***4171 |  | 10 kV | _ | LV | 200 kVA :Kiosk Substation | 0.2 | --> | 0.2 | 0.175 | 1.7 |  | --> | 0.19 | 0 | 0 | 0.20376 | 0 |  | --> | C21 ex ATHY | Athy [T101,T102] | ATHY |  | 53.0197 | -7.1374
MV/LV Substation S ***598 |  | 10 kV | _ | LV | 200 kVA :Pole Substation | 0.2 | --> | 0.2 | 0.193 | 0.3 |  | --> | 0.19 | 0 | 0.003705 | 0.20106 | 0 |  | --> | C16 ex BANAGHER | Banagher [T41,T42] | DALLOW |  | 53.1868 | -7.9891
MV/LV Substation S ***701Y |  | 10 kV | _ | LV | 50 kVA :Pole Substation | 0.05 | --> | 0.05 | 0 | 0 | Constrained,otherwise capacity available =49kVA. | --> | 0.0475 | 0 | 0 | 0.050152 | 0 |  | --> | C15 ex GRANAGH | Granagh [T41,T42] | WATERFORD |  | 52.321 | -7.1501
MV/LV Substation S ***971 |  | 10 kV | _ | LV | 630 kVA :Kiosk Substation | 0.63 | --> | 0.63 | 0 | 0 | Constrained,otherwise capacity available =500kVA. | --> | 0.5985 | 0 | 0 | 0.5 | 0 |  | --> | C22 ex TOGHER | Togher [T41,T42] | TRABEG |  | 51.8699 | -8.4963
MV/LV Substation S.***096 |  | 10 kV | _ | LV | 630 kVA :Building Structure | 0.63 | --> | 0.63 | 0.5 | 7.2 |  | --> | 0.5985 | 0 | 0 | 0.5 | 0 |  | --> | C14 ex LIBERTY STREET | Liberty Street [T101,T102] | LIBERTY STREET |  | 51.8938 | -8.4702
MV/LV Substation S.***111X |  | 10 kV | _ | LV | 630 kVA :Building Structure | 0.63 | --> | 0.63 | 0 | 0 | Constrained,otherwise capacity available =500kVA. | --> | 0.5985 | 0 | 0 | 0.5 | 0 |  | --> | C20 ex CLONDALKIN | Clondalkin [T41,T42,T44] | INCHICORE 220KV |  | 53.3179 | -6.381
MV/LV Substation S.***169X |  | 10 kV | _ | LV | 630 kVA :Building Structure | 0.63 | --> | 0.63 | 0 | 0 | Constrained,otherwise capacity available =500kVA. | --> | 0.5985 | 0 | 0 | 0.5 | 0 |  | --> | C20 ex CLONDALKIN | Clondalkin [T41,T42,T44] | INCHICORE 220KV |  | 53.3155 | -6.3749
MV/LV Substation S.***215Z |  | 10 kV | _ | LV | 630 kVA :Building Structure | 0.63 | --> | 0.63 | 0 | 0 | Constrained,otherwise capacity available =500kVA. | --> | 0.5985 | 0 | 0 | 0.5 | 0 |  | --> | C12 ex SWORDS | Swords [T41,T42] | GLASMORE |  | 53.4701 | -6.217
MV/LV Substation S.***242Y |  | 20 kV | _ | LV | 400 kVA :Building Structure | 0.4 | --> | 0.4 | 0 | 0 | Constrained,otherwise capacity available =400kVA. | --> | 0.38 | 0 | 0 | 0.4 | 0 |  | --> | E12 ex DRUMLINE | Drumline [T421,T422] | DRUMLINE |  | 52.7206 | -8.8622
MV/LV Substation S.***285Y |  | 20 kV | _ | LV | 630 kVA :Building Structure | 0.63 | --> | 0.63 | 0 | 0 | Constrained,otherwise capacity available =500kVA. | --> | 0.5985 | 0 | 0 | 0.5 | 0 |  | --> | E11 ex DRUMLINE | Drumline [T421,T422] | DRUMLINE |  | 52.7181 | -8.861
MV/LV Substation S.***407Y |  | 10 kV | _ | LV | 630 kVA :Building Structure | 0.63 | --> | 0.63 | 0.393 | 9.1 |  | --> | 0.5985 | 0 | 0 | 0.5 | 0 |  | --> | C12 ex CENTRE PARK ROAD | Marina [T105,T106] | MARINA |  | 51.8982 | -8.451
MV/LV Substation S.***4192 |  | 10 kV | _ | LV | 630 kVA :Building Structure | 0.63 | --> | 0.63 | 0 | 0 | Constrained,otherwise capacity available =500kVA. | --> | 0.5985 | 0 | 0 | 0.5 | 0 |  | --> | C18 ex CITYWEST | Citywest [T101,T102] | INCHICORE 220KV |  | 53.2932 | -6.4104
MV/LV Substation S.***606Y |  | 10 kV | _ | LV | 50 kVA :Pole Substation | 0.05 | --> | 0.05 | 0 | 0 | Constrained,otherwise capacity available =46kVA. | --> | 0.0475 | 0 | 0.003705 | 0.050604 | 0 |  | --> | C12 ex MONEYCOOLEY | Moneycooley [T41,T42,T44] | GRIFFINRATH |  | 53.3671 | -6.5673
MV/LV Substation S.***675 |  | 10 kV | _ | LV | 400 kVA :Building Structure | 0.4 | --> | 0.4 | 0.4 | 7 |  | --> | 0.38 | 0 | 0 | 0.4 | 0 |  | --> | C14 ex NORTH QUAYS | North Quays [T101,T102,T103] | POOLBEG |  | 53.3545 | -6.2508
MV/LV Substation S.***850 |  | 10 kV | _ | LV | 50 kVA :Pole Substation | 0.05 | --> | 0.05 | 0.05 | 1.5 |  | --> | 0.0475 | 0 | 0 | 0.05 | 0 |  | --> | C19 ex SMEARLA | Smearla [T41,T42] | TRIEN |  | 52.399 | -9.421
MV/LV Substation S/***217 |  | 10 kV | _ | LV | 30 kVA :Pole Substation | 0.03 | --> | 0.03 | 0 | 0 | Constrained,otherwise capacity available =22kVA. | --> | 0.0285 | 0 | 0 | 0.031191 | 0 |  | --> | C14 ex HEADFORD | Headford [T41,T42] | CLOON |  | 53.4902 | -9.0235
MV/LV Substation SA***001X |  | 20 kV | _ | LV | 50 kVA :Pole Substation | 0.05 | --> | 0.05 | 0 | 0 | Constrained,otherwise capacity available =34kVA. | --> | 0.0475 | 0 | 0 | 0.052373 | 0 |  | --> | C21 ex CASTLEISLAND | Castleisland [T41,T42] | TRALEE |  | 52.2206 | -9.4878
MV/LV Substation SA***006Z |  | 10 kV | _ | LV | 200 kVA :Kiosk Substation | 0.2 | --> | 0.2 | 0 | 0 | Constrained,otherwise capacity available =100kVA. | --> | 0.19 | 0 | 0.030381 | 0.21464 | 0 |  | --> | C24 ex BALLYCOOLIN | Ballycoolin [T41,T42,T43] | FINGLAS |  | 53.4003 | -6.3962
MV/LV Substation SA***008 |  | 10 kV | _ | LV | 630 kVA :Kiosk Substation | 0.63 | --> | 0.63 | 0.346 | 13.4 |  | --> | 0.5985 | 0 | 0.025935 | 0.5 | 0 |  | --> | C18 ex POTTERY ROAD | Pottery Road [T101,T102] | CARRICKMINES |  | 53.2859 | -6.1176
MV/LV Substation SA***009 |  | 10 kV | _ | LV | 1000 kVA :Building Structure | 1 | --> | 1 | 0 | 0 | Constrained,otherwise capacity available =500kVA. | --> | 0.95 | 0 | 0.002223 | 0.5 | 0 |  | --> | C17 ex FORTUNESTOWN | Fortunestown [T101,T102] | INCHICORE 220KV |  | 53.2776 | -6.4459
MV/LV Substation SA***010 |  | 10 kV | _ | LV | 200 kVA :Kiosk Substation | 0.2 | --> | 0.2 | 0 | 0 | Constrained,otherwise capacity available =77kVA. | --> | 0.19 | 0 | 0 | 0.21785 | 0 |  | --> | C11 ex KYLEERAGH | Kyleeragh [T41,T42] | NENAGH |  | 52.8716 | -8.1961
MV/LV Substation SA***011X |  | 10 kV | _ | LV | 400 kVA :Kiosk Substation | 0.4 | --> | 0.4 | 0.379 | 1.6 |  | --> | 0.38 | 0 | 0 | 0 | 0 | Constrained,otherwise capacity available =403.2kW. | --> | C16 ex BALLYSHANNON | Ballyshannon [T41,T42] | CATHALEENS FALL |  | 54.5013 | -8.1916
MV/LV Substation SA***011X |  | 10 kV | _ | LV | 400 kVA :Kiosk Substation | 0.4 | --> | 0.4 | 0.315 | 4.5 |  | --> | 0.38 | 0 | 0.005928 | 0.41271 | 0 |  | --> | C19 ex BOGHALL ROAD | Boghall Road [T41,T42] | FASSAROE |  | 53.183 | -6.1289
MV/LV Substation SA***014 |  | 10 kV | _ | LV | 400 kVA :Building Structure | 0.4 | --> | 0.4 | 0 | 0 | Constrained,otherwise capacity available =207kVA. | --> | 0.38 | 0 | 0.012597 | 0.42829 | 0 |  | --> | C20 ex TOGHER | Togher [T41,T42] | TRABEG |  | 51.88 | -8.4842
MV/LV Substation SA***015 |  | 10 kV | _ | LV | 200 kVA :Pole Substation | 0.2 | --> | 0.2 | 0 | 0 | Constrained,otherwise capacity available =74kVA. | --> | 0.19 | 0 | 0.005928 | 0 | 0 | Constrained,otherwise capacity available =218.3kW. | --> | C17 ex ROSCREA | Roscrea [T41,T42] | IKERRIN |  | 52.9404 | -7.7899
MV/LV Substation SA***017 |  | 10 kV | _ | LV | 400 kVA :Kiosk Substation | 0.4 | --> | 0.4 | 0.268 | 2.9 |  | --> | 0.38 | 0 | 0.023712 | 0.41956 | 0 |  | --> | C21 ex BREWERY ROAD | Brewery Road [T41,T42] | CARRICKMINES |  | 53.2836 | -6.2334
MV/LV Substation SA***018 |  | 10 kV | _ | LV | 400 kVA :Kiosk Substation | 0.4 | --> | 0.4 | 0.15247 | 0.2 | Constrained,otherwise capacity available =330kVA. | --> | 0.38 | 0 | 0.020748 | 0.41049 | 0 |  | --> | C12 ex SANDYFORD | Sandyford [T41,T42] | CARRICKMINES |  | 53.2677 | -6.2209
MV/LV Substation SA***020 |  | 10 kV | _ | LV | 400 kVA :Kiosk Substation | 0.4 | --> | 0.4 | 0.298 | 4.5 |  | --> | 0.38 | 0 | 0.006669 | 0.4152 | 0 |  | --> | C11 ex MALLOW | Mallow [T41,T42] | MALLOW |  | 52.1321 | -8.6498
MV/LV Substation SA***021 |  | 10 kV | _ | LV | 1000 kVA :Building Structure | 1 | --> | 1 | 0.37 | 3.3 |  | --> | 0.95 | 0 | 0.040755 | 0.5 | 0 |  | --> | C15 ex PEMBROKE | Pembroke [T41,T42,T43,T44] | RINGSEND |  | 53.3317 | -6.2156
MV/LV Substation SA***024X |  | 10 kV | _ | LV | 630 kVA :Building Structure | 0.63 | --> | 0.63 | 0 | 0 | Constrained,otherwise capacity available =469kVA. | --> | 0.5985 | 0 | 0.011115 | 0.5 | 0 |  | --> | C11 ex GRANBY ROW | Granby Row [T41] | MCDERMOTT |  | 53.3536 | -6.2666
MV/LV Substation SA***025X |  | 10 kV | _ | LV | 400 kVA :Kiosk Substation | 0.4 | --> | 0.4 | 0 | 0 | Constrained,otherwise capacity available =368kVA. | --> | 0.38 | 0 | 0.004446 | 0.40483 | 0 |  | --> | C11 ex CHARLESTOWN | Charlestown [T41] | TONROE |  | 53.9591 | -8.8084
MV/LV Substation SA***030 |  | 10 kV | _ | LV | 1000 kVA :Building Structure | 1 | --> | 1 | 0.31329 | 0.3 | Constrained,otherwise capacity available =500kVA. | --> | 0.95 | 0 | 0.01482 | 0.5 | 0 |  | --> | C20 ex SANTRY | Santry [T41,T42] | FINGLAS |  | 53.3979 | -6.2487
MV/LV Substation SA***034X |  | 10 kV | _ | LV | 200 kVA :Kiosk Substation | 0.2 | --> | 0.2 | 0 | 0.4 |  | --> | 0.19 | 0 | 0.003705 | 0.2472 | 0 |  | --> | C19 ex CARRICKMINES | Carrickmines [T41,T42] | CARRICKMINES |  | 53.2642 | -6.2155
MV/LV Substation SA***036Z |  | 20 kV | _ | LV | 50 kVA :Pole Substation | 0.05 | --> | 0.05 | 0 | 0 | Constrained,otherwise capacity available =50kVA. | --> | 0.0475 | 0 | 0 | 0.05 | 0 |  | --> | E16 ex JULIANSTOWN | Julianstown [T421,T422] | DRYBRIDGE |  | 53.6533 | -6.2458
MV/LV Substation SA***038 |  | 10 kV | _ | LV | 200 kVA :Pole Substation | 0.2 | --> | 0.2 | 0 | 0 | Constrained,otherwise capacity available =164kVA. | --> | 0.19 | 0 | 0 | 0.20539 | 0 |  | --> | C11 ex CASTLECOMER | Castlecomer [T41,T42] | BALLYRAGGET |  | 52.8078 | -7.202
MV/LV Substation SA***040Y |  | 10 kV | _ | LV | 400 kVA :Kiosk Substation | 0.4 | --> | 0.4 | 0.31329 | 0.3 | Constrained,otherwise capacity available =366kVA. | --> | 0.38 | 0 | 0.00741 | 0.40513 | 0 |  | --> | C16 ex SANTRY | Santry [T41,T42] | FINGLAS |  | 53.3977 | -6.2353
MV/LV Substation SA***041Y |  | 10 kV | _ | LV | 200 kVA :Kiosk Substation | 0.2 | --> | 0.2 | 0 | 0 | Constrained,otherwise capacity available =129kVA. | --> | 0.19 | 0 | 0.011856 | 0.2105 | 0 |  | --> | C22 ex TOGHER | Togher [T41,T42] | TRABEG |  | 51.872 | -8.4986
MV/LV Substation SA***042 |  | 10 kV | _ | LV | 630 kVA :Kiosk Substation | 0.63 | --> | 0.63 | 0.352 | 1.2 |  | --> | 0.5985 | 0 | 0.011115 | 0.5 | 0 |  | --> | C19 ex SALLYNOGGIN ROAD | Sallynoggin Road [T41,T42] | CHERRYWOOD |  | 53.2799 | -6.137
MV/LV Substation SA***042 |  | 10 kV | _ | LV | 400 kVA :Kiosk Substation | 0.4 | --> | 0.4 | 0.15247 | 0.2 | Constrained,otherwise capacity available =282kVA. | --> | 0.38 | 0 | 0.014079 | 0.41753 | 0 |  | --> | C17 ex SANDYFORD | Sandyford [T41,T42] | CARRICKMINES |  | 53.2641 | -6.2288
MV/LV Substation SA***044 |  | 10 kV | _ | LV | 400 kVA :Kiosk Substation | 0.4 | --> | 0.4 | 0.148 | 3 |  | --> | 0.38 | 0 | 0.013338 | 0.43653 | 0 |  | --> | C18 ex NENAGH | Nenagh [T41,T42] | NENAGH |  | 52.864 | -8.2008
MV/LV Substation SA***045 |  | 10 kV | _ | LV | 630 kVA :Building Structure | 0.63 | --> | 0.63 | 0.304 | 13.5 |  | --> | 0.5985 | 0 | 0.003705 | 0.5 | 0 |  | --> | C20 ex ENNIS | Ennis [T101,T102] | ENNIS |  | 52.8445 | -8.9841
MV/LV Substation SA***048 |  | 10 kV | _ | LV | 100 kVA :Pole Substation | 0.1 | --> | 0.1 | 0 | 0 | Constrained,otherwise capacity available =57kVA. | --> | 0.095 | 0 | 0.001482 | 0 | 0 | Constrained,otherwise capacity available =106.3kW. | --> | C15 ex PORTARLINGTON | Portarlington [T41,T42] | PORTLAOISE |  | 53.1568 | -7.19
MV/LV Substation SA***048 |  | 10 kV | _ | LV | 400 kVA :Kiosk Substation | 0.4 | --> | 0.4 | 0.4 | 1.5 |  | --> | 0.38 | 0 | 0 | 0 | 0 | Constrained,otherwise capacity available =400kW. | --> | C19 ex TURLOUGH ROAD | Turlough Road [T43] | CASTLEBAR |  | 53.8634 | -9.2998
MV/LV Substation SA***053Z |  | 10 kV | _ | LV | 630 kVA :Kiosk Substation | 0.63 | --> | 0.63 | 0 | 0 | Constrained,otherwise capacity available =500kVA. | --> | 0.5985 | 0 | 0 | 0.5 | 0 |  | --> | C20 ex ROCHES STREET | Roches Street [T41,T42] | LIMERICK |  | 52.6633 | -8.6287
MV/LV Substation SA***057X |  | 10 kV | _ | LV | 400 kVA :Building Structure | 0.4 | --> | 0.4 | 0.247 | 4 |  | --> | 0.38 | 0 | 0 | 0.42259 | 0 |  | --> | C18 ex WOLFE TONE STREET | Wolfe Tone Street [T101,T102] | FINGLAS |  | 53.3561 | -6.2661
MV/LV Substation SA***057Y |  | 10 kV | _ | LV | 50 kVA :Pole Substation | 0.05 | --> | 0.05 | 0 | 0 | Constrained,otherwise capacity available =38kVA. | --> | 0.0475 | 0 | 0 | 0 | 0 | Constrained,otherwise capacity available =51.8kW. | --> | C13 ex KNOCKAPHUNTA | Knockaphunta [T41,T42] | CASTLEBAR |  | 53.8446 | -9.2894
MV/LV Substation SA***062 |  | 10 kV | _ | LV | 200 kVA :Kiosk Substation | 0.2 | --> | 0.2 | 0 | 0 | Constrained,otherwise capacity available =200kVA. | --> | 0.19 | 0 | 0 | 0.2 | 0 |  | --> | C21 ex OLDBAWN | Oldbawn [T41,T42] | COOKSTOWN |  | 53.2667 | -6.3663
MV/LV Substation SA***063X |  | 10 kV | _ | LV | 400 kVA :Building Structure | 0.4 | --> | 0.4 | 0 | 0 | Constrained,otherwise capacity available =400kVA. | --> | 0.38 | 0 | 0 | 0.4 | 0 |  | --> | C18 ex BALLINACURRA | Ballinacurra [T41,T42] | LIMERICK |  | 52.6554 | -8.6319
MV/LV Substation SA***069Y |  | 10 kV | _ | LV | 200 kVA :Kiosk Substation | 0.2 | --> | 0.2 | 0 | 0 | Constrained,otherwise capacity available =133kVA. | --> | 0.19 | 0 | 0.00741 | 0 | 0 | Constrained,otherwise capacity available =209.9kW. | --> | C11 ex COLLIGAN | Colligan [T41,T42] | DUNGARVAN |  | 52.0971 | -7.6006
MV/LV Substation SA***070Y |  | 10 kV | _ | LV | 200 kVA :Building Structure | 0.2 | --> | 0.2 | 0.196 | 0.3 |  | --> | 0.19 | 0 | 0 | 0.20061 | 0 |  | --> | C17 ex SANTRY | Santry [T41,T42] | FINGLAS |  | 53.4009 | -6.2441
MV/LV Substation SA***073Z |  | 10 kV | _ | LV | 200 kVA :Kiosk Substation | 0.2 | --> | 0.2 | 0 | 0 | Constrained,otherwise capacity available =107kVA. | --> | 0.19 | 0 | 0.016302 | 0.21365 | 0 |  | --> | C14 ex SALLINS | Sallins [T41,T42] | GRIFFINRATH |  | 53.2531 | -6.6634
MV/LV Substation SA***078 |  | 10 kV | _ | LV | 400 kVA :Kiosk Substation | 0.4 | --> | 0.4 | 0 | 0 | Constrained,otherwise capacity available =345kVA. | --> | 0.38 | 0 | 0.003705 | 0 | 0 | Constrained,otherwise capacity available =408.3kW. | --> | C13 ex KNOCKAPHUNTA | Knockaphunta [T41,T42] | CASTLEBAR |  | 53.847 | -9.2911
MV/LV Substation SA***079Z |  | 10 kV | _ | LV | 200 kVA :Pole Substation | 0.2 | --> | 0.2 | 0 | 0 | Constrained,otherwise capacity available =174kVA. | --> | 0.19 | 0 | 0.021489 | 0.20391 | 0 |  | --> | C13 ex POPPINTREE | Poppintree [T101,T102] | FINGLAS |  | 53.4286 | -6.3016
MV/LV Substation SA***082 |  | 10 kV | _ | LV | 400 kVA :Building Structure | 0.4 | --> | 0.4 | 0 | 0 | Constrained,otherwise capacity available =344kVA. | --> | 0.38 | 0 | 0 | 0.40841 | 0 |  | --> | C17 ex MONEENAGEISHA | Moneenageisha [T41,T42] | GALWAY 110KV |  | 53.2844 | -9.0405
MV/LV Substation SA***085 |  | 10 kV | _ | LV | 200 kVA :Kiosk Substation | 0.2 | --> | 0.2 | 0 | 0 | Constrained,otherwise capacity available =133kVA. | --> | 0.19 | 0 | 0.015561 | 0.20993 | 0 |  | --> | C14 ex SALLINS | Sallins [T41,T42] | GRIFFINRATH |  | 53.2551 | -6.6657
MV/LV Substation SA***090 |  | 10 kV | _ | LV | 50 kVA :Pole Substation | 0.05 | --> | 0.05 | 0.05 | 2.9 |  | --> | 0.0475 | 0 | 0 | 0.05 | 0 |  | --> | C17 ex ABBEYLAND | Abbeyland [T41,T42] | NAVAN |  | 53.6567 | -6.6856
MV/LV Substation SA***093Z |  | 10 kV | _ | LV | 200 kVA :Kiosk Substation | 0.2 | --> | 0.2 | 0 | 0 | Constrained,otherwise capacity available =194kVA. | --> | 0.19 | 0 | 0.004446 | 0.20091 | 0 |  | --> | C15 ex LOUGHSHINNY | Loughshinny [T41,T42] | GLASMORE |  | 53.521 | -6.0986
MV/LV Substation SA***094 |  | 10 kV | _ | LV | 630 kVA :Building Structure | 0.63 | --> | 0.63 | 0.341 | 9.1 |  | --> | 0.5985 | 0 | 0.003705 | 0.5 | 0 |  | --> | C24 ex CENTRE PARK ROAD | Marina [T105,T106] | MARINA |  | 51.8939 | -8.4665
MV/LV Substation SA***097Z |  | 20 kV | _ | LV | 200 kVA :Kiosk Substation | 0.2 | --> | 0.2 | 0 | 0 | Constrained,otherwise capacity available =195kVA. | --> | 0.19 | 0 | 0 | 0.20076 | 0 |  | --> | E16 ex JULIANSTOWN | Julianstown [T421,T422] | DRYBRIDGE |  | 53.651 | -6.2482
MV/LV Substation SA***101Z |  | 10 kV | _ | LV | 400 kVA :Building Structure | 0.4 | --> | 0.4 | 0.4 | 3.1 |  | --> | 0.38 | 0 | 0 | 0.4 | 0 |  | --> | C18 ex PURCELLS INCH | Purcells Inch [T41,T42] | KILKENNY |  | 52.6454 | -7.214
MV/LV Substation SA***105Y |  | 10 kV | _ | LV | 400 kVA :Kiosk Substation | 0.4 | --> | 0.4 | 0 | 0 | Constrained,otherwise capacity available =382kVA. | --> | 0.38 | 0 | 0.017043 | 0.40272 | 0 |  | --> | C20 ex SUTTON | Sutton [T41,T42] | GRANGE (DR) |  | 53.3856 | -6.1015
MV/LV Substation SA***106Y |  | 10 kV | _ | LV | 400 kVA :Kiosk Substation | 0.4 | --> | 0.4 | 0.328 | 1.1 |  | --> | 0.38 | 0 | 0.003705 | 0.41079 | 0 |  | --> | C19 ex BIRR | Birr [T41,T422] | DALLOW |  | 53.097 | -7.9024
MV/LV Substation SA***111 |  | 20 kV | _ | LV | 100 kVA :Pole Substation | 0.1 | --> | 0.1 | 0 | 0 | Constrained,otherwise capacity available =82kVA. | --> | 0.095 | 0 | 0 | 0.1027 | 0 |  | --> | E17 ex INCH | Inch [T421,T422] | OUGHTRAGH |  | 52.2792 | -10.028
MV/LV Substation SA***112Z |  | 10 kV | _ | LV | 200 kVA :Kiosk Substation | 0.2 | --> | 0.2 | 0.139 | 0.3 |  | --> | 0.19 | 0 | 0 | 0.20906 | 0 |  | --> | C20 ex SANTRY | Santry [T41,T42] | FINGLAS |  | 53.399 | -6.2536
MV/LV Substation SA***112Z |  | 10 kV | _ | LV | 100 kVA :Pole Substation | 0.1 | --> | 0.1 | 0 | 0 | Constrained,otherwise capacity available =97kVA. | --> | 0.095 | 0 | 0 | 0.10045 | 0 |  | --> | C16 ex LOUGHSHINNY | Loughshinny [T41,T42] | GLASMORE |  | 53.5747 | -6.1776
MV/LV Substation SA***123Z |  | 10 kV | _ | LV | 400 kVA :Kiosk Substation | 0.4 | --> | 0.4 | 0 | 0 | Constrained,otherwise capacity available =307kVA. | --> | 0.38 | 0 | 0.00741 | 0.41388 | 0 |  | --> | C14 ex SALLINS | Sallins [T41,T42] | GRIFFINRATH |  | 53.2558 | -6.6627
MV/LV Substation SA***126 |  | 10 kV | _ | LV | 630 kVA :Building Structure | 0.63 | --> | 0.63 | 0.395 | 0.8 |  | --> | 0.5985 | 0 | 0.017784 | 0.5 | 0 |  | --> | C18 ex DONNYBROOK | Donnybrook [T41,T42] | MILLTOWN (DR) |  | 53.3273 | -6.2223
MV/LV Substation SA***128 |  | 10 kV | _ | LV | 200 kVA :Pole Substation | 0.2 | --> | 0.2 | 0.042 | 6.4 |  | --> | 0.19 | 0 | 0 | 0.22263 | 0 |  | --> | C14 ex GARRYCASTLE | Garrycastle [T41,T42] | ATHLONE |  | 53.4253 | -7.9285
MV/LV Substation SA***129 |  | 10 kV | _ | LV | 200 kVA :Pole Substation | 0.2 | --> | 0.2 | 0 | 0 | Constrained,otherwise capacity available =199kVA. | --> | 0.19 | 0 | 0 | 0.20015 | 0 |  | --> | C15 ex SAGGART | Saggart [T41,T42] | GRANGE CASTLE |  | 53.2703 | -6.3898
MV/LV Substation SA***129X |  | 10 kV | _ | LV | 50 kVA :Pole Substation | 0.05 | --> | 0.05 | 0.05 | 4.1 |  | --> | 0.0475 | 0 | 0 | 0.05 | 0 |  | --> | C13 ex AGHAGAD | Aghagad [T41,T42] | SLIGO |  | 54.4633 | -8.4516
MV/LV Substation SA***132X |  | 10 kV | _ | LV | 400 kVA :Kiosk Substation | 0.4 | --> | 0.4 | 0.32 | 2.2 |  | --> | 0.38 | 0 | 0.002964 | 0.41197 | 0 |  | --> | C18 ex KINGSBRIDGE | Kingsbridge [T41,T42] | INCHICORE 220KV |  | 53.3468 | -6.308
MV/LV Substation SA***133 |  | 20 kV | _ | LV | 400 kVA :Kiosk Substation | 0.4 | --> | 0.4 | 0.383 | 3.3 |  | --> | 0.38 | 0 | 0.009633 | 0.40257 | 0 |  | --> | E18 ex BALLYBUNION | Ballybunion [T421,T422] | TRIEN |  | 52.5039 | -9.6717
MV/LV Substation SA***134Z |  | 10 kV | _ | LV | 400 kVA :Kiosk Substation | 0.4 | --> | 0.4 | 0 | 0 | Constrained,otherwise capacity available =262kVA. | --> | 0.38 | 0 | 0.053352 | 0.42043 | 0 |  | --> | C14 ex SALLINS | Sallins [T41,T42] | GRIFFINRATH |  | 53.2523 | -6.6619
MV/LV Substation SA***138X |  | 10 kV | _ | LV | 630 kVA :Building Structure | 0.63 | --> | 0.63 | 0 | 0 | Constrained,otherwise capacity available =500kVA. | --> | 0.5985 | 0 | 0 | 0.5 | 0 |  | --> | C11 ex FAIRHILL | Fairhill [T42] | KILBARRY |  | 51.8997 | -8.472
MV/LV Substation SA***148Z |  | 10 kV | _ | LV | 1000 kVA :Building Structure | 1 | --> | 1 | 0 | 0 | Constrained,otherwise capacity available =500kVA. | --> | 0.95 | 0 | 0 | 0.5 | 0 |  | --> | C22 ex ROCHES STREET | Roches Street [T41,T42] | LIMERICK |  | 52.6633 | -8.6287
MV/LV Substation SA***149 |  | 10 kV | _ | LV | 50 kVA :Pole Substation | 0.05 | --> | 0.05 | 0 | 0 | Constrained,otherwise capacity available =50kVA. | --> | 0.0475 | 0 | 0 | 0.05 | 0 |  | --> | C16 ex SAGGART | Saggart [T41,T42] | GRANGE CASTLE |  | 53.278 | -6.4507
MV/LV Substation SA***154X |  | 10 kV | _ | LV | 1000 kVA :Building Structure | 1 | --> | 1 | 0.15247 | 0.2 | Constrained,otherwise capacity available =500kVA. | --> | 0.95 | 0 | 0 | 0.5 | 0 |  | --> | C14 ex SANDYFORD | Sandyford [T41,T42] | CARRICKMINES |  | 53.2704 | -6.2387
MV/LV Substation SA***154Z |  | 10 kV | _ | LV | 400 kVA :Kiosk Substation | 0.4 | --> | 0.4 | 0.31329 | 0.3 | Constrained,otherwise capacity available =330kVA. | --> | 0.38 | 0 | 0 | 0.41049 | 0 |  | --> | C17 ex SANTRY | Santry [T41,T42] | FINGLAS |  | 53.4054 | -6.247
MV/LV Substation SA***155X |  | 10 kV | _ | LV | 200 kVA :Kiosk Substation | 0.2 | --> | 0.2 | 0 | 0 | Constrained,otherwise capacity available =178kVA. | --> | 0.19 | 0 | 0 | 0.20331 | 0 |  | --> | C15 ex MORRISTOWN | Morristown [T41,T42] | NEWBRIDGE |  | 53.1888 | -6.814
MV/LV Substation SA***155Z |  | 10 kV | _ | LV | 400 kVA :Kiosk Substation | 0.4 | --> | 0.4 | 0.312 | 0.3 |  | --> | 0.38 | 0 | 0 | 0.41315 | 0 |  | --> | C17 ex SANTRY | Santry [T41,T42] | FINGLAS |  | 53.4067 | -6.2477
MV/LV Substation SA***159X |  | 20 kV | _ | LV | 50 kVA :Pole Substation | 0.05 | --> | 0.05 | 0.05 | 1.4 |  | --> | 0.0475 | 0 | 0 | 0.05 | 0 |  | --> | E12 ex KILLINICK | Killinick [T421,T422] | WEXFORD |  | 52.2355 | -6.3573
MV/LV Substation SA***160Y |  | 10 kV | _ | LV | 200 kVA :Building Structure | 0.2 | --> | 0.2 | 0 | 0 | Constrained,otherwise capacity available =147kVA. | --> | 0.19 | 0 | 0 | 0.20789 | 0 |  | --> | C12 ex MONEYCOOLEY | Moneycooley [T41,T42,T44] | GRIFFINRATH |  | 53.3588 | -6.5515
MV/LV Substation SA***161Y |  | 10 kV | _ | LV | 400 kVA :Building Structure | 0.4 | --> | 0.4 | 0 | 0 | Constrained,otherwise capacity available =364kVA. | --> | 0.38 | 0 | 0.011115 | 0.40543 | 0 |  | --> | C13 ex TOGHER | Togher [T41,T42] | TRABEG |  | 51.88 | -8.4994
MV/LV Substation SA***165Y |  | 20 kV | _ | LV | 50 kVA :Pole Substation | 0.05 | --> | 0.05 | 0 | 0 | Constrained,otherwise capacity available =50kVA. | --> | 0.0475 | 0 | 0 | 0.05 | 0 |  | --> | E19 ex EDENDERRY | Edenderry [T421,T422] | BLAKE |  | 53.4243 | -7.0755
MV/LV Substation SA***169X |  | 20 kV | _ | LV | 50 kVA :Pole Substation | 0.05 | --> | 0.05 | 0.036 | 2 |  | --> | 0.0475 | 0 | 0.009633 | 0.052083 | 0 |  | --> | E15 ex MOHILL | Mohill [T421,T422] | CARRICK ON SHANNON |  | 54.0501 | -7.7995
MV/LV Substation SA***171X |  | 10 kV | _ | LV | 50 kVA :Pole Substation | 0.05 | --> | 0.05 | 0 | 0 | Constrained,otherwise capacity available =48kVA. | --> | 0.0475 | 0 | 0 | 0.050303 | 0 |  | --> | C16 ex GRAIGUENAMANAGH | Graiguenamanagh [T41,T42] | KILKENNY |  | 52.5265 | -6.9985
MV/LV Substation SA***173Z |  | 10 kV | _ | LV | 200 kVA :Kiosk Substation | 0.2 | --> | 0.2 | 0 | 0 | Constrained,otherwise capacity available =173kVA. | --> | 0.19 | 0 | 0 | 0.20406 | 0 |  | --> | C14 ex INCHICORE NORTH | Inchicore North [T41] | INCHICORE 220KV |  | 53.3431 | -6.3342
MV/LV Substation SA***178 |  | 10 kV | _ | LV | 400 kVA :Kiosk Substation | 0.4 | --> | 0.4 | 0.143 | 0.3 |  | --> | 0.38 | 0 | 0.034086 | 0.43722 | 0 |  | --> | C17 ex SANTRY | Santry [T41,T42] | FINGLAS |  | 53.4007 | -6.2415
MV/LV Substation SA***186Y |  | 20 kV | _ | LV | 50 kVA :Pole Substation | 0.05 | --> | 0.05 | 0 | 0 | Constrained,otherwise capacity available =40kVA. | --> | 0.0475 | 0 | 0.002964 | 0.051496 | 0 |  | --> | C17 ex MONEYCOOLEY | Moneycooley [T41,T42,T44] | GRIFFINRATH |  | 53.4299 | -6.508
MV/LV Substation SA***193 |  | 10 kV | _ | LV | 400 kVA :Building Structure | 0.4 | --> | 0.4 | 0 | 0 | Constrained,otherwise capacity available =312kVA. | --> | 0.38 | 0 | 0 | 0.41315 | 0 |  | --> | C18 ex BALLINACURRA | Ballinacurra [T41,T42] | LIMERICK |  | 52.6546 | -8.6284
MV/LV Substation SA***198Z |  | 10 kV | _ | LV | 400 kVA :Kiosk Substation | 0.4 | --> | 0.4 | 0 | 0 | Constrained,otherwise capacity available =324kVA. | --> | 0.38 | 0 | 0.000741 | 0.41138 | 0 |  | --> | C14 ex SWORDS | Swords [T41,T42] | GLASMORE |  | 53.4689 | -6.2328
MV/LV Substation SA***199 |  | 10 kV | _ | LV | 400 kVA :Kiosk Substation | 0.4 | --> | 0.4 | 0.283 | 11.9 |  | --> | 0.38 | 0 | 0.033345 | 0.41739 | 0 |  | --> | C24 ex SALTHILL | Salthill [T101,T102] | SALTHILL |  | 53.2596 | -9.087
MV/LV Substation SA***207Y |  | 10 kV | _ | LV | 400 kVA :Kiosk Substation | 0.4 | --> | 0.4 | 0 | 0 | Constrained,otherwise capacity available =393kVA. | --> | 0.38 | 0 | 0 | 0.40106 | 0 |  | --> | C20 ex POLLERTON | Pollerton [T41,T42] | CARLOW |  | 52.8379 | -6.9045
MV/LV Substation SA***208 |  | 10 kV | _ | LV | 200 kVA :Kiosk Substation | 0.2 | --> | 0.2 | 0.103 | 3.9 |  | --> | 0.19 | 0 | 0.031122 | 0.21421 | 0 |  | --> | C21 ex MARSHES | Marshes [T41,T42] | DUNDALK |  | 53.9661 | -6.3718
MV/LV Substation SA***212X |  | 10 kV | _ | LV | 630 kVA :Kiosk Substation | 0.63 | --> | 0.63 | 0.15247 | 0.2 | Constrained,otherwise capacity available =500kVA. | --> | 0.5985 | 0 | 0.031122 | 0.5 | 0 |  | --> | C12 ex SANDYFORD | Sandyford [T41,T42] | CARRICKMINES |  | 53.2704 | -6.2246
MV/LV Substation SA***214 |  | 10 kV | _ | LV | 400 kVA :Kiosk Substation | 0.4 | --> | 0.4 | 0 | 0 | Constrained,otherwise capacity available =269kVA. | --> | 0.38 | 0 | 0.003705 | 0.41942 | 0 |  | --> | C17 ex FORTUNESTOWN | Fortunestown [T101,T102] | INCHICORE 220KV |  | 53.2798 | -6.446
MV/LV Substation SA***215 |  | 10 kV | _ | LV | 630 kVA :Kiosk Substation | 0.63 | --> | 0.63 | 0 | 0 | Constrained,otherwise capacity available =482kVA. | --> | 0.5985 | 0 | 0.00741 | 0.5 | 0 |  | --> | C16 ex SAGGART | Saggart [T41,T42] | GRANGE CASTLE |  | 53.2815 | -6.4516
MV/LV Substation SA***216 |  | 10 kV | _ | LV | 50 kVA :Pole Substation | 0.05 | --> | 0.05 | 0 | 0 | Constrained,otherwise capacity available =27kVA. | --> | 0.0475 | 0 | 0 | 0.053377 | 0 |  | --> | C16 ex SAGGART | Saggart [T41,T42] | GRANGE CASTLE |  | 53.2837 | -6.4544
MV/LV Substation SA***221 |  | 10 kV | _ | LV | 200 kVA :Kiosk Substation | 0.2 | --> | 0.2 | 0.15247 | 0.2 | Constrained,otherwise capacity available =200kVA. | --> | 0.19 | 0 | 0.003705 | 0.2 | 0 |  | --> | C18 ex SANDYFORD | Sandyford [T41,T42] | CARRICKMINES |  | 53.2711 | -6.2238
MV/LV Substation SA***223 |  | 10 kV | _ | LV | 200 kVA :Pole Substation | 0.2 | --> | 0.2 | 0 | 0 | Constrained,otherwise capacity available =128kVA. | --> | 0.19 | 0 | 0.020007 | 0.21065 | 0 |  | --> | C12 ex LUCAN EAST | Lucan East [T41,T42] | GRANGE CASTLE |  | 53.3574 | -6.4445
MV/LV Substation SA***229Z |  | 10 kV | _ | LV | 200 kVA :Kiosk Substation | 0.2 | --> | 0.2 | 0.158 | 0.3 |  | --> | 0.19 | 0 | 0 | 0.20628 | 0 |  | --> | C17 ex SANTRY | Santry [T41,T42] | FINGLAS |  | 53.4049 | -6.2459
MV/LV Substation SA***230X |  | 10 kV | _ | LV | 400 kVA :Kiosk Substation | 0.4 | --> | 0.4 | 0 | 0 | Constrained,otherwise capacity available =313kVA. | --> | 0.38 | 0 | 0.024453 | 0.413 | 0 |  | --> | C20 ex HOWTH JUNCTION | Howth Junction [T41,T42] | GRANGE (DR) |  | 53.3897 | -6.145
MV/LV Substation SA***237Y |  | 20 kV | _ | LV | 630 kVA :Kiosk Substation | 0.63 | --> | 0.63 | 0.5 | 7.2 |  | --> | 0.5985 | 0 | 0.018525 | 0.5 | 0 |  | --> | C03 ex AHANE | Ahane [T102] | AHANE |  | 52.6673 | -8.5294
MV/LV Substation SA***240 |  | 10 kV | _ | LV | 400 kVA :Kiosk Substation | 0.4 | --> | 0.4 | 0 | 0 | Constrained,otherwise capacity available =209kVA. | --> | 0.38 | 0 | 0.023712 | 0 | 0 | Constrained,otherwise capacity available =428kW. | --> | C15 ex FERMOY NORTH | Fermoy North [T41,T42] | BARRYMORE |  | 52.1355 | -8.2834
MV/LV Substation SA***241X |  | 10 kV | _ | LV | 200 kVA :Kiosk Substation | 0.2 | --> | 0.2 | 0 | 0 | Constrained,otherwise capacity available =145kVA. | --> | 0.19 | 0 | 0.010374 | 0.20818 | 0 |  | --> | C20 ex HOWTH JUNCTION | Howth Junction [T41,T42] | GRANGE (DR) |  | 53.3878 | -6.1432
MV/LV Substation SA***242 |  | 10 kV | _ | LV | 100 kVA :Pole Substation | 0.1 | --> | 0.1 | 0 | 0 | Constrained,otherwise capacity available =76kVA. | --> | 0.095 | 0 | 0 | 0.10358 | 0 |  | --> | C12 ex RIVERSTOWN | Riverstown [T41,T42] | KILBARRY |  | 51.9351 | -8.3989
MV/LV Substation SA***262X |  | 10 kV | _ | LV | 50 kVA :Pole Substation | 0.05 | --> | 0.05 | 0.044 | 5.9 |  | --> | 0.0475 | 0 | 0 | 0.050903 | 0 |  | --> | C18 ex CASHEL | Cashel [T41,T42] | CAHIR |  | 52.5011 | -7.8172
MV/LV Substation SA***263X |  | 10 kV | _ | LV | 50 kVA :Pole Substation | 0.05 | --> | 0.05 | 0.044 | 5.9 |  | --> | 0.0475 | 0 | 0 | 0.050903 | 0 |  | --> | C18 ex CASHEL | Cashel [T41,T42] | CAHIR |  | 52.4963 | -7.817
MV/LV Substation SA***264X |  | 10 kV | _ | LV | 400 kVA :Kiosk Substation | 0.4 | --> | 0.4 | 0 | 0 | Constrained,otherwise capacity available =391kVA. | --> | 0.38 | 0 | 0.003705 | 0.40136 | 0 |  | --> | C16 ex MALAHIDE | Malahide [T41,T42] | GLASMORE |  | 53.4353 | -6.1244
MV/LV Substation SA***274 |  | 10 kV | _ | LV | 630 kVA :Building Structure | 0.63 | --> | 0.63 | 0 | 0 | Constrained,otherwise capacity available =500kVA. | --> | 0.5985 | 0 | 0 | 0.5 | 0 |  | --> | C12 ex RIVERSTOWN | Riverstown [T41,T42] | KILBARRY |  | 51.9539 | -8.4024
MV/LV Substation SA***275X |  | 10 kV | _ | LV | 200 kVA :Pole Substation | 0.2 | --> | 0.2 | 0 | 0 | Constrained,otherwise capacity available =198kVA. | --> | 0.19 | 0 | 0 | 0 | 0 | Constrained,otherwise capacity available =200.3kW. | --> | C13 ex DONEGAL | Donegal [T41,T42] | CATHALEENS FALL |  | 54.6597 | -8.0473
MV/LV Substation SA***282 |  | 20 kV | _ | LV | 200 kVA :Pole Substation | 0.2 | --> | 0.2 | 0.192 | 4.4 |  | --> | 0.19 | 0 | 0.003705 | 0 | 0 | Constrained,otherwise capacity available =201.2kW. | --> | E19 ex STRANORLAR | Stranorlar [T421,T422] | LETTERKENNY |  | 54.8664 | -8.0473
MV/LV Substation SA***285Z |  | 10 kV | _ | LV | 1000 kVA :Building Structure | 1 | --> | 1 | 0 | 0 | Constrained,otherwise capacity available =500kVA. | --> | 0.95 | 0 | 0 | 0.5 | 0 |  | --> | C18 ex POPPINTREE | Poppintree [T101,T102] | FINGLAS |  | 53.3966 | -6.2447
MV/LV Substation SA***295Z |  | 10 kV | _ | LV | 400 kVA :Kiosk Substation | 0.4 | --> | 0.4 | 0 | 0 | Constrained,otherwise capacity available =317kVA. | --> | 0.38 | 0 | 0.003705 | 0.41241 | 0 |  | --> | C11 ex SALLINS | Sallins [T41,T42] | GRIFFINRATH |  | 53.2479 | -6.6713
MV/LV Substation SA***299 |  | 10 kV | _ | LV | 630 kVA :Building Structure | 0.63 | --> | 0.63 | 0 | 0 | Constrained,otherwise capacity available =453kVA. | --> | 0.5985 | 0 | 0 | 0.5 | 0 |  | --> | C11 ex GLOUCESTER PLACE | Gloucester Place [T41,T42] | MCDERMOTT |  | 53.3489 | -6.2593
MV/LV Substation SA***302 |  | 10 kV | _ | LV | 400 kVA :Kiosk Substation | 0.4 | --> | 0.4 | 0.231 | 13.4 |  | --> | 0.38 | 0 | 0.028899 | 0.42488 | 0 |  | --> | C18 ex POTTERY ROAD | Pottery Road [T101,T102] | CARRICKMINES |  | 53.2873 | -6.1136
MV/LV Substation SA***303Z |  | 10 kV | _ | LV | 400 kVA :Building Structure | 0.4 | --> | 0.4 | 0 | 0 | Constrained,otherwise capacity available =395kVA. | --> | 0.38 | 0 | 0 | 0.40076 | 0 |  | --> | C31 ex CLONSHAUGH | Clonshaugh [T41,T42] | FINGLAS |  | 53.4025 | -6.2214
MV/LV Substation SA***307Y |  | 10 kV | _ | LV | 200 kVA :Kiosk Substation | 0.2 | --> | 0.2 | 0 | 0 | Constrained,otherwise capacity available =119kVA. | --> | 0.19 | 0 | 0.047424 | 0.21194 | 0 |  | --> | C23 ex MACETOWN | Macetown [T101,T102] | MACETOWN |  | 53.4226 | -6.4826
MV/LV Substation SA***318 |  | 10 kV | _ | LV | 400 kVA :Kiosk Substation | 0.4 | --> | 0.4 | 0 | 0 | Constrained,otherwise capacity available =316kVA. | --> | 0.38 | 0 | 0 | 0.41256 | 0 |  | --> | C18 ex HEADFORD ROAD | Headford Road [T41,T42] | GALWAY 110KV |  | 53.2889 | -9.0424
MV/LV Substation SA***318X |  | 10 kV | _ | LV | 100 kVA :Pole Substation | 0.1 | --> | 0.1 | 0.092 | 2 |  | --> | 0.095 | 0 | 0 | 0.10121 | 0 |  | --> | C15 ex CAUSEWAY | Causeway [T41,T42] | TRALEE |  | 52.3448 | -9.828
MV/LV Substation SA***331 |  | 10 kV | _ | LV | 630 kVA :Kiosk Substation | 0.63 | --> | 0.63 | 0.5 | 13.1 |  | --> | 0.5985 | 0 | 0 | 0.5 | 0 |  | --> | C23 ex MONREAD | Monread [T101,T102] | MONREAD |  | 53.2523 | -6.6666
MV/LV Substation SA***336Y |  | 10 kV | _ | LV | 400 kVA :Kiosk Substation | 0.4 | --> | 0.4 | 0 | 0 | Constrained,otherwise capacity available =326kVA. | --> | 0.38 | 0 | 0.021489 | 0.41108 | 0 |  | --> | C20 ex POLLERTON | Pollerton [T41,T42] | CARLOW |  | 52.8363 | -6.9041
MV/LV Substation SA***340Z |  | 10 kV | _ | LV | 400 kVA :Kiosk Substation | 0.4 | --> | 0.4 | 0.311 | 0.3 |  | --> | 0.38 | 0 | 0 | 0.41329 | 0 |  | --> | C17 ex SANTRY | Santry [T41,T42] | FINGLAS |  | 53.407 | -6.2516
MV/LV Substation SA***345X |  | 10 kV | _ | LV | 200 kVA :Kiosk Substation | 0.2 | --> | 0.2 | 0.177 | 5.8 |  | --> | 0.19 | 0 | 0 | 0.20346 | 0 |  | --> | C20 ex OAKFIELD | Oakfield [T41,T42] | SLIGO |  | 54.273 | -8.5806
MV/LV Substation SA***346X |  | 20 kV | _ | LV | 50 kVA :Pole Substation | 0.05 | --> | 0.05 | 0 | 0 | Constrained,otherwise capacity available =42kVA. | --> | 0.0475 | 0 | 0 | 0 | 0 | Constrained,otherwise capacity available =51.2kW. | --> | E18 ex FOXHOLE | Foxhole [T421,T422] | DUNGARVAN |  | 51.9719 | -7.8659
MV/LV Substation SA***347X |  | 10 kV | _ | LV | 400 kVA :Building Structure | 0.4 | --> | 0.4 | 0.358 | 3.5 |  | --> | 0.38 | 0 | 0 | 0.40573 | 0 |  | --> | C11 ex TRIMMS LANE | Trimms Lane [T41,T42] | SALTHILL |  | 53.2611 | -9.0756
MV/LV Substation SA***358 |  | 20 kV | _ | LV | 200 kVA :Pole Substation | 0.2 | --> | 0.2 | 0.191 | 4.4 |  | --> | 0.19 | 0 | 0 | 0 | 0 | Constrained,otherwise capacity available =201.4kW. | --> | E19 ex STRANORLAR | Stranorlar [T421,T422] | LETTERKENNY |  | 54.8055 | -7.7737
MV/LV Substation SA***359X |  | 20 kV | _ | LV | 50 kVA :Pole Substation | 0.05 | --> | 0.05 | 0 | 0 | Constrained,otherwise capacity available =45kVA. | --> | 0.0475 | 0 | 0 | 0 | 0 | Constrained,otherwise capacity available =50.8kW. | --> | E17 ex BUNCRANA | Buncrana [T421,T422] | TRILLICK |  | 55.1549 | -7.3831
MV/LV Substation SA***363 |  | 10 kV | _ | LV | 400 kVA :Kiosk Substation | 0.4 | --> | 0.4 | 0.15247 | 0.2 | Constrained,otherwise capacity available =257kVA. | --> | 0.38 | 0 | 0.047424 | 0.42115 | 0 |  | --> | C12 ex SANDYFORD | Sandyford [T41,T42] | CARRICKMINES |  | 53.2675 | -6.2269
MV/LV Substation SA***365Z |  | 10 kV | _ | LV | 100 kVA :Pole Substation | 0.1 | --> | 0.1 | 0 | 0 | Constrained,otherwise capacity available =69kVA. | --> | 0.095 | 0 | 0 | 0.1046 | 0 |  | --> | C15 ex MONEYCOOLEY | Moneycooley [T41,T42,T44] | GRIFFINRATH |  | 53.3627 | -6.5677
MV/LV Substation SA***366 |  | 20 kV | _ | LV | 50 kVA :Pole Substation | 0.05 | --> | 0.05 | 0 | 0 | Constrained,otherwise capacity available =49kVA. | --> | 0.0475 | 0 | 0 | 0.050152 | 0 |  | --> | E16 ex JULIANSTOWN | Julianstown [T421,T422] | DRYBRIDGE |  | 53.6479 | -6.2529
MV/LV Substation SA***373 |  | 10 kV | _ | LV | 100 kVA :Pole Substation | 0.1 | --> | 0.1 | 0.088 | 5.3 |  | --> | 0.095 | 0 | 0.003705 | 0.10181 | 0 |  | --> | C15 ex BALLYTIVNAN | Ballytivnan [T41,T42] | SLIGO |  | 54.2721 | -8.4102
MV/LV Substation SA***379 |  | 20 kV | _ | LV | 200 kVA :Pole Substation | 0.2 | --> | 0.2 | 0 | 0 | Constrained,otherwise capacity available =200kVA. | --> | 0.19 | 0 | 0 | 0.2 | 0 |  | --> | E16 ex JULIANSTOWN | Julianstown [T421,T422] | DRYBRIDGE |  | 53.6539 | -6.248
MV/LV Substation SA***393 |  | 10 kV | _ | LV | 630 kVA :Building Structure | 0.63 | --> | 0.63 | 0 | 0 | Constrained,otherwise capacity available =446kVA. | --> | 0.5985 | 0 | 0 | 0.5 | 0 |  | --> | C18 ex POPPINTREE | Poppintree [T101,T102] | FINGLAS |  | 53.3957 | -6.2484
MV/LV Substation SA***4002 |  | 10 kV | _ | LV | 400 kVA :Kiosk Substation | 0.4 | --> | 0.4 | 0.4 | 1 |  | --> | 0.38 | 0 | 0 | 0.4 | 0 |  | --> | C17 ex CORBALLY | Corbally [T41,T42] | ARDNACRUSHA |  | 52.6682 | -8.6157
MV/LV Substation SA***4009 |  | 10 kV | _ | LV | 630 kVA :Building Structure | 0.63 | --> | 0.63 | 0.5 | 11 |  | --> | 0.5985 | 0 | 0 | 0.5 | 0 |  | --> | C22 ex MISERY HILL | Misery Hill [T101,T102] | POOLBEG |  | 53.3464 | -6.242
MV/LV Substation SA***4014 |  | 10 kV | _ | LV | 400 kVA :Kiosk Substation | 0.4 | --> | 0.4 | 0.346 | 2.3 |  | --> | 0.38 | 0 | 0.00741 | 0.40812 | 0 |  | --> | E17 ex MOY | Moy [T421,T422] | MOY |  | 54.1173 | -9.1711
MV/LV Substation SA***4014 |  | 10 kV | _ | LV | 1000 kVA :Building Structure | 1 | --> | 1 | 0.5 | 7.9 |  | --> | 0.95 | 0 | 0 | 0.5 | 0 |  | --> | C13 ex TRINITY | Trinity [T101,T102] | POOLBEG |  | 53.3432 | -6.2465
MV/LV Substation SA***4015 |  | 10 kV | _ | LV | 630 kVA :Building Structure | 0.63 | --> | 0.63 | 0.38033 | 0.4 | Constrained,otherwise capacity available =500kVA. | --> | 0.5985 | 0 | 0 | 0.5 | 0 |  | --> | C17 ex CARRICKMINES | Carrickmines [T41,T42] | CARRICKMINES |  | 53.2571 | -6.1902
MV/LV Substation SA***403 |  | 10 kV | _ | LV | 100 kVA :Pole Substation | 0.1 | --> | 0.1 | 0 | 0 | Constrained,otherwise capacity available =100kVA. | --> | 0.095 | 0 | 0 | 0 | 0 | Constrained,otherwise capacity available =100kW. | --> | E12 ex KILLYBEGS | Killybegs [T422] | BINBANE |  | 54.6416 | -8.3129
MV/LV Substation SA***4035 |  | 10 kV | _ | LV | 400 kVA :Building Structure | 0.4 | --> | 0.4 | 0.4 | 4.3 |  | --> | 0.38 | 0 | 0 | 0.4 | 0 |  | --> | C19 ex DEANSGRANGE | Deansgrange [T41,T42] | CARRICKMINES |  | 53.2895 | -6.168
MV/LV Substation SA***4048 |  | 20 kV | _ | LV | 630 kVA :Building Structure | 0.63 | --> | 0.63 | 0 | 0 | Constrained,otherwise capacity available =500kVA. | --> | 0.5985 | 0 | 0 | 0.5 | 0 |  | --> | E16 ex PATRICKSWELL | Patrickswell [T421,T422] | LIMERICK |  | 52.5667 | -8.8337
MV/LV Substation SA***405X |  | 20 kV | _ | LV | 50 kVA :Pole Substation | 0.05 | --> | 0.05 | 0 | 0 | Constrained,otherwise capacity available =49kVA. | --> | 0.0475 | 0 | 0 | 0.050152 | 0 |  | --> | E16 ex JULIANSTOWN | Julianstown [T421,T422] | DRYBRIDGE |  | 53.6545 | -6.2627
MV/LV Substation SA***407 |  | 10 kV | _ | LV | 50 kVA :Pole Substation | 0.05 | --> | 0.05 | 0.05 | 2.7 |  | --> | 0.0475 | 0 | 0 | 0.05 | 0 |  | --> | C24 ex MONFIN | Monfin [T41,T42] | WEXFORD |  | 52.4788 | -6.5557
MV/LV Substation SA***4075 |  | 20 kV | _ | LV | 630 kVA :Kiosk Substation | 0.63 | --> | 0.63 | 0 | 0 | Constrained,otherwise capacity available =500kVA. | --> | 0.5985 | 0 | 0.00741 | 0.5 | 0 |  | --> | E16 ex DINGLE | Dingle [T421,T422] | OUGHTRAGH |  | 52.1398 | -10.266
MV/LV Substation SA***407Z |  | 10 kV | _ | LV | 1000 kVA :Building Structure | 1 | --> | 1 | 0.5 | 4.1 |  | --> | 0.95 | 0 | 0.004446 | 0.5 | 0 |  | --> | C20 ex BALLYMUN | Ballymun [T41,T42] | FINGLAS |  | 53.3917 | -6.2468
MV/LV Substation SA***4080 |  | 10 kV | _ | LV | 630 kVA :Kiosk Substation | 0.63 | --> | 0.63 | 0.5 | 8.1 |  | --> | 0.5985 | 0 | 0 | 0.5 | 0 |  | --> | C13 ex MILLTOWN (DR) | Milltown (dr) [T101,T102] | POOLBEG |  | 53.323 | -6.2498
MV/LV Substation SA***408Z |  | 10 kV | _ | LV | 1000 kVA :Building Structure | 1 | --> | 1 | 0.31329 | 0.3 | Constrained,otherwise capacity available =500kVA. | --> | 0.95 | 0 | 0 | 0.5 | 0 |  | --> | C12 ex SANTRY | Santry [T41,T42] | FINGLAS |  | 53.3917 | -6.2468
MV/LV Substation SA***4090 |  | 20 kV | _ | LV | 50 kVA :Pole Substation | 0.05 | --> | 0.05 | 0.048 | 1.1 |  | --> | 0.0475 | 0 | 0 | 0.050303 | 0 |  | --> | E18 ex BIRR | Birr [T41,T422] | DALLOW |  | 53.1027 | -7.9194
MV/LV Substation SA***4112 |  | 10 kV | _ | LV | 630 kVA :Building Structure | 0.63 | --> | 0.63 | 0 | 0 | Constrained,otherwise capacity available =500kVA. | --> | 0.5985 | 0 | 0 | 0.5 | 0 |  | --> | C17 ex SAGGART | Saggart [T41,T42] | GRANGE CASTLE |  | 53.2766 | -6.4477
MV/LV Substation SA***411Z |  | 10 kV | _ | LV | 400 kVA :Building Structure | 0.4 | --> | 0.4 | 0 | 0 | Constrained,otherwise capacity available =359kVA. | --> | 0.38 | 0 | 0 | 0.40618 | 0 |  | --> | C33 ex KILMORE | Kilmore [T101,T102,T103] | FINGLAS |  | 53.401 | -6.2578
MV/LV Substation SA***413X |  | 10 kV | _ | LV | 400 kVA :Building Structure | 0.4 | --> | 0.4 | 0 | 0 | Constrained,otherwise capacity available =283kVA. | --> | 0.38 | 0 | 0.009633 | 0 | 0 | Constrained,otherwise capacity available =417.4kW. | --> | C12 ex KILMALLOCK | Kilmallock [T41,T42] | CHARLEVILLE |  | 52.3959 | -8.5644
MV/LV Substation SA***4146 |  | 10 kV | _ | LV | 100 kVA :Pole Substation | 0.1 | --> | 0.1 | 0.1 | 2 |  | --> | 0.095 | 0 | 0 | 0.1 | 0 |  | --> | C15 ex CAUSEWAY | Causeway [T41,T42] | TRALEE |  | 52.3459 | -9.8276
MV/LV Substation SA***4150 |  | 10 kV | _ | LV | 1000 kVA :Building Structure | 1 | --> | 1 | 0.495 | 16.1 |  | --> | 0.95 | 0 | 0 | 0.5 | 0 |  | --> | C30 ex RINGSEND | Ringsend [T101,T102] | POOLBEG |  | 53.3392 | -6.2163
MV/LV Substation SA***4156 |  | 10 kV | _ | LV | 1000 kVA :Building Structure | 1 | --> | 1 | 0.5 | 19.8 |  | --> | 0.95 | 0 | 0 | 0.5 | 0 |  | --> | C13 ex TANEY | Taney [T101,T102] | CARRICKMINES |  | 53.2794 | -6.2124
MV/LV Substation SA***4157 |  | 10 kV | _ | LV | 1000 kVA :Building Structure | 1 | --> | 1 | 0.5 | 19.8 |  | --> | 0.95 | 0 | 0 | 0.5 | 0 |  | --> | C13 ex TANEY | Taney [T101,T102] | CARRICKMINES |  | 53.2794 | -6.2124
MV/LV Substation SA***4161 |  | 10 kV | _ | LV | 400 kVA :Kiosk Substation | 0.4 | --> | 0.4 | 0.4 | 4 |  | --> | 0.38 | 0 | 0 | 0.4 | 0 |  | --> | C15 ex BALLINCLEA | Ballinclea [T41] | CHERRYWOOD |  | 53.2734 | -6.1173
MV/LV Substation SA***4169 |  | 10 kV | _ | LV | 400 kVA :Building Structure | 0.4 | --> | 0.4 | 0.363 | 10.9 |  | --> | 0.38 | 0 | 0 | 0.4 | 0 |  | --> | C14 ex MULLINGAR | Mullingar [T101,T102] | MULLINGAR |  | 53.5365 | -7.3511
MV/LV Substation SA***416Y |  | 10 kV | _ | LV | 400 kVA :Kiosk Substation | 0.4 | --> | 0.4 | 0 | 0 | Constrained,otherwise capacity available =340kVA. | --> | 0.38 | 0 | 0 | 0.40901 | 0 |  | --> | C13 ex TOGHER | Togher [T41,T42] | TRABEG |  | 51.8771 | -8.5031
MV/LV Substation SA***416Z |  | 10 kV | _ | LV | 630 kVA :Building Structure | 0.63 | --> | 0.63 | 0 | 0 | Constrained,otherwise capacity available =500kVA. | --> | 0.5985 | 0 | 0 | 0.5 | 0 |  | --> | C17 ex POPPINTREE | Poppintree [T101,T102] | FINGLAS |  | 53.404 | -6.2602
MV/LV Substation SA***4171 |  | 10 kV | _ | LV | 1000 kVA :Building Structure | 1 | --> | 1 | 0 | 0 | Constrained,otherwise capacity available =500kVA. | --> | 0.95 | 0 | 0 | 0.5 | 0 |  | --> | C18 ex POPPINTREE | Poppintree [T101,T102] | FINGLAS |  | 53.3958 | -6.247
MV/LV Substation SA***4173 |  | 10 kV | _ | LV | 400 kVA :Building Structure | 0.4 | --> | 0.4 | 0 | 0 | Constrained,otherwise capacity available =370kVA. | --> | 0.38 | 0 | 0 | 0.40453 | 0 |  | --> | C19 ex CLONDALKIN | Clondalkin [T41,T42,T44] | INCHICORE 220KV |  | 53.3224 | -6.3975
MV/LV Substation SA***4174 |  | 10 kV | _ | LV | 400 kVA :Kiosk Substation | 0.4 | --> | 0.4 | 0 | 0 | Constrained,otherwise capacity available =354kVA. | --> | 0.38 | 0 | 0 | 0.40692 | 0 |  | --> | C20 ex MERVILLE | Merville [T41,T42] | FINGLAS |  | 53.3878 | -6.2968
MV/LV Substation SA***417Z |  | 10 kV | _ | LV | 630 kVA :Building Structure | 0.63 | --> | 0.63 | 0 | 0 | Constrained,otherwise capacity available =500kVA. | --> | 0.5985 | 0 | 0 | 0.5 | 0 |  | --> | C17 ex POPPINTREE | Poppintree [T101,T102] | FINGLAS |  | 53.4053 | -6.2623
MV/LV Substation SA***4182 |  | 10 kV | _ | LV | 400 kVA :Kiosk Substation | 0.4 | --> | 0.4 | 0 | 0 | Constrained,otherwise capacity available =376kVA. | --> | 0.38 | 0 | 0 | 0.40363 | 0 |  | --> | C20 ex CLONDALKIN | Clondalkin [T41,T42,T44] | INCHICORE 220KV |  | 53.3201 | -6.3931
MV/LV Substation SA***418Y |  | 10 kV | _ | LV | 630 kVA :Building Structure | 0.63 | --> | 0.63 | 0.433 | 9.1 |  | --> | 0.5985 | 0 | 0 | 0.5 | 0 |  | --> | C24 ex CENTRE PARK ROAD | Marina [T105,T106] | MARINA |  | 51.894 | -8.4675
MV/LV Substation SA***4192 |  | 10 kV | _ | LV | 400 kVA :Kiosk Substation | 0.4 | --> | 0.4 | 0.31329 | 0.3 | Constrained,otherwise capacity available =400kVA. | --> | 0.38 | 0 | 0 | 0.4 | 0 |  | --> | C20 ex SANTRY | Santry [T41,T42] | FINGLAS |  | 53.3984 | -6.2517
MV/LV Substation SA***4224 |  | 10 kV | _ | LV | 630 kVA :Building Structure | 0.63 | --> | 0.63 | 0.5 | 4 |  | --> | 0.5985 | 0 | 0 | 0.5 | 0 |  | --> | C25 ex WOLFE TONE STREET | Wolfe Tone Street [T101,T102] | FINGLAS |  | 53.3492 | -6.2586
MV/LV Substation SA***426 |  | 10 kV | _ | LV | 200 kVA :Pole Substation | 0.2 | --> | 0.2 | 0.149 | 1.6 |  | --> | 0.19 | 0 | 0 | 0 | 0 | Constrained,otherwise capacity available =207.6kW. | --> | C16 ex BALLYSHANNON | Ballyshannon [T41,T42] | CATHALEENS FALL |  | 54.5524 | -8.2067
MV/LV Substation SA***4263 |  | 10 kV | _ | LV | 400 kVA :Kiosk Substation | 0.4 | --> | 0.4 | 0 | 0 | Constrained,otherwise capacity available =283kVA. | --> | 0.38 | 0 | 0 | 0.41739 | 0 |  | --> | C24 ex BALLYCOOLIN | Ballycoolin [T41,T42,T43] | FINGLAS |  | 53.3994 | -6.3758
MV/LV Substation SA***4265 |  | 20 kV | _ | LV | 50 kVA :Pole Substation | 0.05 | --> | 0.05 | 0 | 0 | Constrained,otherwise capacity available =49kVA. | --> | 0.0475 | 0 | 0 | 0 | 0 | Constrained,otherwise capacity available =50.2kW. | --> | E16 ex KILMACTHOMAS | Kilmacthomas [T421,T422] | DUNGARVAN |  | 52.1526 | -7.4449
MV/LV Substation SA***427Y |  | 10 kV | _ | LV | 100 kVA :Pole Substation | 0.1 | --> | 0.1 | 0.09 | 0.2 |  | --> | 0.095 | 0 | 0.004446 | 0 | 0 | Constrained,otherwise capacity available =101.5kW. | --> | E17 ex BEALISTOWN | Bealistown [T421,T422] | GREAT ISLAND |  | 52.2279 | -6.8404
MV/LV Substation SA***428Y |  | 20 kV | _ | LV | 1000 kVA :Building Structure | 1 | --> | 1 | 0 | 0 | Constrained,otherwise capacity available =500kVA. | --> | 0.95 | 0 | 0 | 0.5 | 0 |  | --> | E16 ex DRUMLINE | Drumline [T421,T422] | DRUMLINE |  | 52.7172 | -8.8603
MV/LV Substation SA***4337 |  | 10 kV | _ | LV | 400 kVA :Kiosk Substation | 0.4 | --> | 0.4 | 0 | 0 | Constrained,otherwise capacity available =316kVA. | --> | 0.38 | 0 | 0 | 0.41256 | 0 |  | --> | C22 ex TOGHER | Togher [T41,T42] | TRABEG |  | 51.8708 | -8.5066
MV/LV Substation SA***4357 |  | 10 kV | _ | LV | 400 kVA :Kiosk Substation | 0.4 | --> | 0.4 | 0.369 | 6.4 |  | --> | 0.38 | 0 | 0 | 0.40468 | 0 |  | --> | C19 ex GARRYCASTLE | Garrycastle [T41,T42] | ATHLONE |  | 53.3256 | -7.9872
MV/LV Substation SA***4397 |  | 10 kV | _ | LV | 400 kVA :Kiosk Substation | 0.4 | --> | 0.4 | 0.4 | 1.8 |  | --> | 0.38 | 0 | 0 | 0.4 | 0 |  | --> | C14 ex CAHERDAVIN | Caherdavin [T41,T42] | ARDNACRUSHA |  | 52.6646 | -8.6391
MV/LV Substation SA***442 |  | 10 kV | _ | LV | 400 kVA :Building Structure | 0.4 | --> | 0.4 | 0 | 0 | Constrained,otherwise capacity available =264kVA. | --> | 0.38 | 0 | 0.024453 | 0.42014 | 0 |  | --> | C13 ex TOGHER | Togher [T41,T42] | TRABEG |  | 51.8782 | -8.5008
MV/LV Substation SA***4437 |  | 20 kV | _ | LV | 630 kVA :Kiosk Substation | 0.63 | --> | 0.63 | 0 | 0 | Constrained,otherwise capacity available =500kVA. | --> | 0.5985 | 0 | 0 | 0.5 | 0 |  | --> | E17 ex JULIANSTOWN | Julianstown [T421,T422] | DRYBRIDGE |  | 53.6964 | -6.2586
MV/LV Substation SA***448 |  | 10 kV | _ | LV | 400 kVA :Kiosk Substation | 0.4 | --> | 0.4 | 0.202 | 4.5 |  | --> | 0.38 | 0 | 0.057798 | 0.42899 | 0 |  | --> | C20 ex TEMPLEOGUE | Templeogue [T41,T42] | MILLTOWN (DR) |  | 53.2835 | -6.3324
MV/LV Substation SA***451X |  | 10 kV | _ | LV | 630 kVA :Building Structure | 0.63 | --> | 0.63 | 0.424 | 1 |  | --> | 0.5985 | 0 | 0.002964 | 0.5 | 0 |  | --> | C19 ex NEWMARKET (DR) | Newmarket (dr) [T41] | FRANCIS STREET |  | 53.3339 | -6.2752
MV/LV Substation SA***460Y |  | 10 kV | _ | LV | 630 kVA :Kiosk Substation | 0.63 | --> | 0.63 | 0.5 | 1.4 |  | --> | 0.5985 | 0 | 0.00741 | 0.5 | 0 |  | --> | E18 ex KILLINICK | Killinick [T421,T422] | WEXFORD |  | 52.2741 | -6.3875
MV/LV Substation SA***466X |  | 20 kV | _ | LV | 200 kVA :Pole Substation | 0.2 | --> | 0.2 | 0.2 | 2.8 |  | --> | 0.19 | 0 | 0 | 0.2 | 0 |  | --> | E20 ex CLARA | Clara [T421,T422] | THORNSBERRY |  | 53.3438 | -7.5807
MV/LV Substation SA***481 |  | 20 kV | _ | LV | 100 kVA :Pole Substation | 0.1 | --> | 0.1 | 0.099 | 1.7 |  | --> | 0.095 | 0 | 0.034086 | 0.10015 | 0 |  | --> | E62 ex ATHY | Athy [T101,T102] | ATHY |  | 53.016 | -6.968
MV/LV Substation SA***488X |  | 10 kV | _ | LV | 100 kVA :Pole Substation | 0.1 | --> | 0.1 | 0.084 | 4.2 |  | --> | 0.095 | 0 | 0 | 0.1024 | 0 |  | --> | C17 ex ERRIGAL | Errigal [T41,T422] | SHANKILL |  | 54.0988 | -7.0862
MV/LV Substation SA***491Y |  | 10 kV | _ | LV | 400 kVA :Kiosk Substation | 0.4 | --> | 0.4 | 0.298 | 12.2 |  | --> | 0.38 | 0 | 0.019266 | 0.4152 | 0 |  | --> | C21 ex BALLYBEG | Ballybeg [T101,T102] | CARRICKMINES |  | 52.9873 | -6.0819
MV/LV Substation SA***502 |  | 10 kV | _ | LV | 50 kVA :Pole Substation | 0.05 | --> | 0.05 | 0 | 0 | Constrained,otherwise capacity available =48kVA. | --> | 0.0475 | 0 | 0 | 0 | 0 | Constrained,otherwise capacity available =50.3kW. | --> | E19 ex FOXHOLE | Foxhole [T421,T422] | DUNGARVAN |  | 52.0902 | -7.9325
MV/LV Substation SA***527 |  | 10 kV | _ | LV | 100 kVA :Pole Substation | 0.1 | --> | 0.1 | 0.066 | 0.2 |  | --> | 0.095 | 0 | 0.008892 | 0 | 0 | Constrained,otherwise capacity available =105kW. | --> | E17 ex BEALISTOWN | Bealistown [T421,T422] | GREAT ISLAND |  | 52.2256 | -6.8351
MV/LV Substation SA***527X |  | 20 kV | _ | LV | 100 kVA :Pole Substation | 0.1 | --> | 0.1 | 0.067 | 1.5 |  | --> | 0.095 | 0 | 0 | 0.10489 | 0 |  | --> | E17 ex ACHILL | Achill [T422] | CARROWBEG |  | 53.9764 | -10.0773
MV/LV Substation SA***533Z |  | 10 kV | _ | LV | 200 kVA :Kiosk Substation | 0.2 | --> | 0.2 | 0 | 0 | Constrained,otherwise capacity available =109kVA. | --> | 0.19 | 0 | 0.018525 | 0.21336 | 0 |  | --> | C11 ex SALLINS | Sallins [T41,T42] | GRIFFINRATH |  | 53.2459 | -6.672
MV/LV Substation SA***538Z |  | 10 kV | _ | LV | 400 kVA :Kiosk Substation | 0.4 | --> | 0.4 | 0.249 | 4.1 |  | --> | 0.38 | 0 | 0 | 0.4223 | 0 |  | --> | C14 ex BALLYMUN | Ballymun [T41,T42] | FINGLAS |  | 53.3971 | -6.275
MV/LV Substation SA***545Z |  | 10 kV | _ | LV | 630 kVA :Building Structure | 0.63 | --> | 0.63 | 0 | 0 | Constrained,otherwise capacity available =323kVA. | --> | 0.5985 | 0 | 0 | 0.5 | 0 |  | --> | C33 ex KILMORE | Kilmore [T101,T102,T103] | FINGLAS |  | 53.4033 | -6.2573
MV/LV Substation SA***546Z |  | 10 kV | _ | LV | 630 kVA :Building Structure | 0.63 | --> | 0.63 | 0 | 0 | Constrained,otherwise capacity available =500kVA. | --> | 0.5985 | 0 | 0 | 0.5 | 0 |  | --> | C33 ex KILMORE | Kilmore [T101,T102,T103] | FINGLAS |  | 53.4033 | -6.2572
MV/LV Substation SA***553X |  | 20 kV | _ | LV | 200 kVA :Pole Substation | 0.2 | --> | 0.2 | 0.111 | 1.4 |  | --> | 0.19 | 0 | 0.020007 | 0.21308 | 0 |  | --> | E11 ex KILLINICK | Killinick [T421,T422] | WEXFORD |  | 52.1781 | -6.585
MV/LV Substation SA***555Y |  | 10 kV | _ | LV | 200 kVA :Kiosk Substation | 0.2 | --> | 0.2 | 0.119 | 3.5 |  | --> | 0.19 | 0 | 0.003705 | 0.21194 | 0 |  | --> | C18 ex DUNDALK | Dundalk [T41,T42] | DUNDALK |  | 54.0177 | -6.4245
MV/LV Substation SA***556Y |  | 10 kV | _ | LV | 400 kVA :Kiosk Substation | 0.4 | --> | 0.4 | 0.316 | 3.5 |  | --> | 0.38 | 0 | 0.005928 | 0.41256 | 0 |  | --> | C18 ex DUNDALK | Dundalk [T41,T42] | DUNDALK |  | 54.0173 | -6.4236
MV/LV Substation SA***557Y |  | 10 kV | _ | LV | 200 kVA :Kiosk Substation | 0.2 | --> | 0.2 | 0.174 | 3.5 |  | --> | 0.19 | 0 | 0 | 0.20391 | 0 |  | --> | C18 ex DUNDALK | Dundalk [T41,T42] | DUNDALK |  | 54.0188 | -6.4213
MV/LV Substation SA***558Y |  | 10 kV | _ | LV | 200 kVA :Kiosk Substation | 0.2 | --> | 0.2 | 0.147 | 3.5 |  | --> | 0.19 | 0 | 0 | 0.20789 | 0 |  | --> | C18 ex DUNDALK | Dundalk [T41,T42] | DUNDALK |  | 54.0169 | -6.4209
MV/LV Substation SA***566X |  | 20 kV | _ | LV | 50 kVA :Pole Substation | 0.05 | --> | 0.05 | 0 | 0 | Constrained,otherwise capacity available =47kVA. | --> | 0.0475 | 0 | 0 | 0.050453 | 0 |  | --> | E16 ex JULIANSTOWN | Julianstown [T421,T422] | DRYBRIDGE |  | 53.654 | -6.2585
MV/LV Substation SA***573X |  | 10 kV | _ | LV | 100 kVA :Pole Substation | 0.1 | --> | 0.1 | 0 | 0 | Constrained,otherwise capacity available =60kVA. | --> | 0.095 | 0 | 0 | 0.1059 | 0 |  | --> | C16 ex SAGGART | Saggart [T41,T42] | GRANGE CASTLE |  | 53.2774 | -6.4489
MV/LV Substation SA***573Y |  | 10 kV | _ | LV | 400 kVA :Kiosk Substation | 0.4 | --> | 0.4 | 0.34 | 3.9 |  | --> | 0.38 | 0 | 0.003705 | 0.40901 | 0 |  | --> | C21 ex MARSHES | Marshes [T41,T42] | DUNDALK |  | 53.9654 | -6.3742
MV/LV Substation SA***575X |  | 10 kV | _ | LV | 1000 kVA :Building Structure | 1 | --> | 1 | 0 | 0 | Constrained,otherwise capacity available =500kVA. | --> | 0.95 | 0 | 0.004446 | 0.5 | 0 |  | --> | C22 ex MONEENAGEISHA | Moneenageisha [T41,T42] | GALWAY 110KV |  | 53.2818 | -9.0297
MV/LV Substation SA***576X |  | 10 kV | _ | LV | 1000 kVA :Building Structure | 1 | --> | 1 | 0 | 0 | Constrained,otherwise capacity available =500kVA. | --> | 0.95 | 0 | 0 | 0.5 | 0 |  | --> | C22 ex MONEENAGEISHA | Moneenageisha [T41,T42] | GALWAY 110KV |  | 53.2819 | -9.0298
MV/LV Substation SA***589Y |  | 10 kV | _ | LV | 630 kVA :Kiosk Substation | 0.63 | --> | 0.63 | 0.5 | 12.2 |  | --> | 0.5985 | 0 | 0 | 0.5 | 0 |  | --> | C22 ex BALLYBEG | Ballybeg [T101,T102] | CARRICKMINES |  | 52.9802 | -6.0386
MV/LV Substation SA***601 |  | 10 kV | _ | LV | 50 kVA :Pole Substation | 0.05 | --> | 0.05 | 0 | 0 | Constrained,otherwise capacity available =43kVA. | --> | 0.0475 | 0 | 0 | 0.051052 | 0 |  | --> | C13 ex POPPINTREE | Poppintree [T101,T102] | FINGLAS |  | 53.4073 | -6.264
MV/LV Substation SA***602X |  | 10 kV | _ | LV | 630 kVA :Kiosk Substation | 0.63 | --> | 0.63 | 0 | 0 | Constrained,otherwise capacity available =500kVA. | --> | 0.5985 | 0 | 0 | 0 | 0 | Constrained,otherwise capacity available =500kW. | --> | C11 ex GARDEN CITY | Garden City [T41,T42] | ARKLOW |  | 52.6831 | -6.2115
MV/LV Substation SA***607X |  | 10 kV | _ | LV | 400 kVA :Building Structure | 0.4 | --> | 0.4 | 0 | 0 | Constrained,otherwise capacity available =342kVA. | --> | 0.38 | 0 | 0 | 0.40871 | 0 |  | --> | C20 ex MONEENAGEISHA | Moneenageisha [T41,T42] | GALWAY 110KV |  | 53.2823 | -9.0392
MV/LV Substation SA***609 |  | 10 kV | _ | LV | 50 kVA :Pole Substation | 0.05 | --> | 0.05 | 0 | 0 | Constrained,otherwise capacity available =43kVA. | --> | 0.0475 | 0 | 0 | 0.051052 | 0 |  | --> | C15 ex ORANMORE | Oranmore [T41,T44] | GALWAY 110KV |  | 53.245 | -8.969
MV/LV Substation SA***609Z |  | 10 kV | _ | LV | 400 kVA :Building Structure | 0.4 | --> | 0.4 | 0 | 0 | Constrained,otherwise capacity available =347kVA. | --> | 0.38 | 0 | 0 | 0.40797 | 0 |  | --> | C17 ex POPPINTREE | Poppintree [T101,T102] | FINGLAS |  | 53.4063 | -6.2603
MV/LV Substation SA***622Z |  | 10 kV | _ | LV | 200 kVA :Pole Substation | 0.2 | --> | 0.2 | 0 | 0 | Constrained,otherwise capacity available =158kVA. | --> | 0.19 | 0 | 0 | 0.20628 | 0 |  | --> | C11 ex SALLINS | Sallins [T41,T42] | GRIFFINRATH |  | 53.2478 | -6.6614
MV/LV Substation SA***623X |  | 10 kV | _ | LV | 630 kVA :Kiosk Substation | 0.63 | --> | 0.63 | 0 | 0 | Constrained,otherwise capacity available =500kVA. | --> | 0.5985 | 0 | 0 | 0 | 0 | Constrained,otherwise capacity available =500kW. | --> | C11 ex GARDEN CITY | Garden City [T41,T42] | ARKLOW |  | 52.6828 | -6.2099
MV/LV Substation SA***627 |  | 20 kV | _ | LV | 200 kVA :Pole Substation | 0.2 | --> | 0.2 | 0 | 0 | Constrained,otherwise capacity available =119kVA. | --> | 0.19 | 0 | 0 | 0.20196 | 0 |  | --> | E16 ex JULIANSTOWN | Julianstown [T421,T422] | DRYBRIDGE |  | 53.6525 | -6.2566
MV/LV Substation SA***640X |  | 10 kV | _ | LV | 400 kVA :Kiosk Substation | 0.4 | --> | 0.4 | 0.197 | 7.8 |  | --> | 0.38 | 0 | 0.006669 | 0.4297 | 0 |  | --> | C13 ex CARROWBEG | Carrowbeg [T41,T42] | CARROWBEG |  | 53.7968 | -9.5215
MV/LV Substation SA***650Y |  | 10 kV | _ | LV | 630 kVA :Building Structure | 0.63 | --> | 0.63 | 0 | 0 | Constrained,otherwise capacity available =500kVA. | --> | 0.5985 | 0 | 0 | 0.5 | 0 |  | --> | C16 ex LEIXLIP | Leixlip [T41,T42] | GRIFFINRATH |  | 53.3589 | -6.4895
MV/LV Substation SA***655X |  | 20 kV | _ | LV | 400 kVA :Building Structure | 0.4 | --> | 0.4 | 0 | 0 | Constrained,otherwise capacity available =400kVA. | --> | 0.38 | 0 | 0 | 0 | 0 | Constrained,otherwise capacity available =400kW. | --> | E13 ex BLESSINGTON | Blessington [T421,T422] | KILTEEL |  | 53.1802 | -6.531
MV/LV Substation SA***658X |  | 20 kV | _ | LV | 100 kVA :Pole Substation | 0.1 | --> | 0.1 | 0.087 | 11.9 |  | --> | 0.095 | 0 | 0 | 0.10195 | 0 |  | --> | C36 ex SALTHILL | Salthill [T101,T102] | SALTHILL |  | 53.2952 | -9.1332
MV/LV Substation SA***684X |  | 10 kV | _ | LV | 200 kVA :Kiosk Substation | 0.2 | --> | 0.2 | 0 | 0 | Constrained,otherwise capacity available =156kVA. | --> | 0.19 | 0 | 0.003705 | 0 | 0 | Constrained,otherwise capacity available =206.6kW. | --> | C11 ex GARDEN CITY | Garden City [T41,T42] | ARKLOW |  | 52.6829 | -6.2082
MV/LV Substation SA***697 |  | 20 kV | _ | LV | 400 kVA :Kiosk Substation | 0.4 | --> | 0.4 | 0.29 | 3.3 |  | --> | 0.38 | 0 | 0.002964 | 0.41637 | 0 |  | --> | E18 ex BALLYBUNION | Ballybunion [T421,T422] | TRIEN |  | 52.5102 | -9.676
MV/LV Substation SA***705X |  | 10 kV | _ | LV | 630 kVA :Kiosk Substation | 0.63 | --> | 0.63 | 0 | 0 | Constrained,otherwise capacity available =500kVA. | --> | 0.5985 | 0 | 0.005928 | 0.5 | 0 |  | --> | C11 ex COOLCORCORAN | Coolcorcoran [T41,T42] | KNOCKEARAGH |  | 52.0638 | -9.5013
MV/LV Substation SA***709X |  | 10 kV | _ | LV | 50 kVA :Pole Substation | 0.05 | --> | 0.05 | 0.043 | 3.9 |  | --> | 0.0475 | 0 | 0.003705 | 0.051052 | 0 |  | --> | C16 ex ARDFINNAN | Ardfinnan [T42] | CAHIR |  | 52.3447 | -7.892
MV/LV Substation SA***711 |  | 20 kV | _ | LV | 200 kVA :Pole Substation | 0.2 | --> | 0.2 | 0.17 | 1.9 |  | --> | 0.19 | 0 | 0.004446 | 0 | 0 | Constrained,otherwise capacity available =204.5kW. | --> | E17 ex CREESLOUGH | Creeslough [T421] | ARDNAGAPPARY |  | 55.1756 | -7.9417
MV/LV Substation SA***714X |  | 10 kV | _ | LV | 400 kVA :Kiosk Substation | 0.4 | --> | 0.4 | 0 | 0 | Constrained,otherwise capacity available =241kVA. | --> | 0.38 | 0 | 0.036309 | 0.42345 | 0 |  | --> | C11 ex FORTUNESTOWN | Fortunestown [T101,T102] | INCHICORE 220KV |  | 53.2892 | -6.4272
MV/LV Substation SA***729 |  | 10 kV | _ | LV | 630 kVA :Building Structure | 0.63 | --> | 0.63 | 0 | 0 | Constrained,otherwise capacity available =391kVA. | --> | 0.5985 | 0 | 0.017043 | 0.5 | 0 |  | --> | C16 ex DRUMCONDRA | Drumcondra [T41,T42] | MCDERMOTT |  | 53.3638 | -6.2619
MV/LV Substation SA***736Z |  | 10 kV | _ | LV | 200 kVA :Kiosk Substation | 0.2 | --> | 0.2 | 0 | 0 | Constrained,otherwise capacity available =182kVA. | --> | 0.19 | 0 | 0 | 0.20271 | 0 |  | --> | C12 ex RIVERSTOWN | Riverstown [T41,T42] | KILBARRY |  | 51.9634 | -8.4067
MV/LV Substation SA***739 |  | 10 kV | _ | LV | 50 kVA :Pole Substation | 0.05 | --> | 0.05 | 0 | 0 | Constrained,otherwise capacity available =45kVA. | --> | 0.0475 | 0 | 0 | 0.050753 | 0 |  | --> | C23 ex MACETOWN | Macetown [T101,T102] | MACETOWN |  | 53.4145 | -6.4544
MV/LV Substation SA***759X |  | 10 kV | _ | LV | 630 kVA :Building Structure | 0.63 | --> | 0.63 | 0 | 0 | Constrained,otherwise capacity available =500kVA. | --> | 0.5985 | 0 | 0.004446 | 0.5 | 0 |  | --> | C18 ex FORTUNESTOWN | Fortunestown [T101,T102] | INCHICORE 220KV |  | 53.2885 | -6.4318
MV/LV Substation SA***772 |  | 20 kV | _ | LV | 1000 kVA :Building Structure | 1 | --> | 1 | 0.5 | 1.6 |  | --> | 0.95 | 0 | 0 | 0.5 | 0 |  | --> | E11 ex CARRIGALLEN | Carrigallen [T421] | CARRICK ON SHANNON |  | 54.0422 | -7.6751
MV/LV Substation SA***788X |  | 10 kV | _ | LV | 100 kVA :Pole Substation | 0.1 | --> | 0.1 | 0 | 0 | Constrained,otherwise capacity available =68kVA. | --> | 0.095 | 0 | 0.002964 | 0.10475 | 0 |  | --> | C14 ex NAAS | Naas [T41,T42] | KILTEEL |  | 53.2193 | -6.6691
MV/LV Substation SA***789 |  | 10 kV | _ | LV | 630 kVA :Building Structure | 0.63 | --> | 0.63 | 0.5 | 0.8 |  | --> | 0.5985 | 0 | 0.00741 | 0.5 | 0 |  | --> | C14 ex DONNYBROOK | Donnybrook [T41,T42] | MILLTOWN (DR) |  | 53.32 | -6.2154
MV/LV Substation SA***794 |  | 10 kV | _ | LV | 100 kVA :Pole Substation | 0.1 | --> | 0.1 | 0 | 0 | Constrained,otherwise capacity available =86kVA. | --> | 0.095 | 0 | 0.002964 | 0.1021 | 0 |  | --> | C14 ex CLONAKILTY | Clonakilty [T41,T42] | DUNMANWAY |  | 51.5983 | -8.8715
MV/LV Substation SA***794 |  | 20 kV | _ | LV | 50 kVA :Pole Substation | 0.05 | --> | 0.05 | 0.042 | 1.5 |  | --> | 0.0475 | 0 | 0 | 0.0512 | 0 |  | --> | E17 ex ACHILL | Achill [T422] | CARROWBEG |  | 53.9771 | -10.073
MV/LV Substation SA***807 |  | 10 kV | _ | LV | 630 kVA :Building Structure | 0.63 | --> | 0.63 | 0.5 | 4 |  | --> | 0.5985 | 0 | 0 | 0.5 | 0 |  | --> | C14 ex WOLFE TONE STREET | Wolfe Tone Street [T101,T102] | FINGLAS |  | 53.3501 | -6.2632
MV/LV Substation SA***818X |  | 20 kV | _ | LV | 100 kVA :Pole Substation | 0.1 | --> | 0.1 | 0 | 0 | Constrained,otherwise capacity available =78kVA. | --> | 0.095 | 0 | 0 | 0 | 0 | Constrained,otherwise capacity available =103.3kW. | --> | E11 ex MACROOM | Macroom [T422] | MACROOM |  | 51.8974 | -8.8624
MV/LV Substation SA***824 |  | 10 kV | _ | LV | 630 kVA :Building Structure | 0.63 | --> | 0.63 | 0.422 | 8.1 |  | --> | 0.5985 | 0 | 0.02223 | 0.5 | 0 |  | --> | C21 ex MILLTOWN (DR) | Milltown (dr) [T101,T102] | POOLBEG |  | 53.3203 | -6.2478
MV/LV Substation SA***826 |  | 10 kV | _ | LV | 630 kVA :Kiosk Substation | 0.63 | --> | 0.63 | 0.468 | 4.6 |  | --> | 0.5985 | 0 | 0 | 0.5 | 0 |  | --> | C18 ex DUN LAOGHAIRE | Dun Laoghaire [T41,T42] | BLACKROCK |  | 53.2947 | -6.1492
MV/LV Substation SA***834 |  | 20 kV | _ | LV | 100 kVA :Pole Substation | 0.1 | --> | 0.1 | 0.089 | 1.7 |  | --> | 0.095 | 0 | 0.017784 | 0.10166 | 0 |  | --> | E18 ex NEWPORT | Newport [T421] | CARROWBEG |  | 53.9229 | -9.5726
MV/LV Substation SA***836X |  | 10 kV | _ | LV | 200 kVA :Kiosk Substation | 0.2 | --> | 0.2 | 0 | 0 | Constrained,otherwise capacity available =147kVA. | --> | 0.19 | 0 | 0.003705 | 0.20789 | 0 |  | --> | C14 ex SALLINS | Sallins [T41,T42] | GRIFFINRATH |  | 53.2564 | -6.6653
MV/LV Substation SA***836X |  | 10 kV | _ | LV | 200 kVA :Pole Substation | 0.2 | --> | 0.2 | 0.194 | 0.2 |  | --> | 0.19 | 0 | 0 | 0.20091 | 0 |  | --> | C15 ex KILSHANNY | Kilshanny [T41,T42] | CAHIR |  | 52.2754 | -8.2456
MV/LV Substation SA***840X |  | 10 kV | _ | LV | 50 kVA :Pole Substation | 0.05 | --> | 0.05 | 0.05 | 3.9 |  | --> | 0.0475 | 0 | 0 | 0.05 | 0 |  | --> | C16 ex ARDFINNAN | Ardfinnan [T42] | CAHIR |  | 52.3458 | -7.8904
MV/LV Substation SA***848 |  | 10 kV | _ | LV | 50 kVA :Pole Substation | 0.05 | --> | 0.05 | 0 | 0 | Constrained,otherwise capacity available =46kVA. | --> | 0.0475 | 0 | 0 | 0 | 0 | Constrained,otherwise capacity available =50.6kW. | --> | C16 ex MILFORD (NR) | Milford (nr) [T41,T42] | LETTERKENNY |  | 55.041 | -7.8184
MV/LV Substation SA***861X |  | 10 kV | _ | LV | 630 kVA :Building Structure | 0.63 | --> | 0.63 | 0.5 | 11.9 |  | --> | 0.5985 | 0 | 0 | 0.5 | 0 |  | --> | C19 ex SALTHILL | Salthill [T101,T102] | SALTHILL |  | 53.2584 | -9.0869
MV/LV Substation SA***863 |  | 10 kV | _ | LV | 400 kVA :Kiosk Substation | 0.4 | --> | 0.4 | 0.352 | 0.9 |  | --> | 0.38 | 0 | 0 | 0.40722 | 0 |  | --> | C15 ex KIMMAGE | Kimmage [T41,T42] | INCHICORE 220KV |  | 53.3033 | -6.3117
MV/LV Substation SA***871 |  | 20 kV | _ | LV | 100 kVA :Pole Substation | 0.1 | --> | 0.1 | 0 | 0 | Constrained,otherwise capacity available =74kVA. | --> | 0.095 | 0 | 0.00741 | 0 | 0 | Constrained,otherwise capacity available =103.9kW. | --> | E17 ex BUNCRANA | Buncrana [T421,T422] | TRILLICK |  | 55.1335 | -7.4336
MV/LV Substation SA***873 |  | 20 kV | _ | LV | 100 kVA :Pole Substation | 0.1 | --> | 0.1 | 0.1 | 0.4 |  | --> | 0.095 | 0 | 0 | 0 | 0 | Constrained,otherwise capacity available =100kW. | --> | C20 ex SWINFORD | Swinford [T41,T42] | CASTLEBAR |  | 53.853 | -8.8419
MV/LV Substation SA***878X |  | 10 kV | _ | LV | 630 kVA :Building Structure | 0.63 | --> | 0.63 | 0 | 0 | Constrained,otherwise capacity available =414kVA. | --> | 0.5985 | 0 | 0.003705 | 0.5 | 0 |  | --> | C17 ex FORTUNESTOWN | Fortunestown [T101,T102] | INCHICORE 220KV |  | 53.282 | -6.4413
MV/LV Substation SA***878X |  | 10 kV | _ | LV | 630 kVA :Kiosk Substation | 0.63 | --> | 0.63 | 0.465 | 4.5 |  | --> | 0.5985 | 0 | 0.014079 | 0.5 | 0 |  | --> | C11 ex MALLOW | Mallow [T41,T42] | MALLOW |  | 52.1284 | -8.648
MV/LV Substation SA***884 |  | 20 kV | _ | LV | 200 kVA :Kiosk Substation | 0.2 | --> | 0.2 | 0.14764 | 0.1 | Constrained,otherwise capacity available =186kVA. | --> | 0.19 | 0 | 0 | 0.20211 | 0 |  | --> | E11 ex KILCULLEN | Kilcullen [T41,T42,T424] | STRATFORD |  | 53.125 | -6.7037
MV/LV Substation SA***889X |  | 10 kV | _ | LV | 400 kVA :Building Structure | 0.4 | --> | 0.4 | 0 | 0 | Constrained,otherwise capacity available =400kVA. | --> | 0.38 | 0 | 0 | 0.4 | 0 |  | --> | C23 ex CITYWEST | Citywest [T101,T102] | INCHICORE 220KV |  | 53.2944 | -6.423
MV/LV Substation SA***890 |  | 10 kV | _ | LV | 400 kVA :Building Structure | 0.4 | --> | 0.4 | 0.375 | 4.5 |  | --> | 0.38 | 0 | 0 | 0.4 | 0 |  | --> | C13 ex BOGHALL ROAD | Boghall Road [T41,T42] | FASSAROE |  | 53.1829 | -6.1179
MV/LV Substation SA***893X |  | 10 kV | _ | LV | 50 kVA :Pole Substation | 0.05 | --> | 0.05 | 0 | 0 | Constrained,otherwise capacity available =49kVA. | --> | 0.0475 | 0 | 0 | 0 | 0 | Constrained,otherwise capacity available =50.2kW. | --> | C13 ex TIMOLEAGUE | Timoleague [T41] | BANDON |  | 51.6756 | -8.6874
MV/LV Substation SA***907Y |  | 10 kV | _ | LV | 400 kVA :Kiosk Substation | 0.4 | --> | 0.4 | 0 | 0 | Constrained,otherwise capacity available =392kVA. | --> | 0.38 | 0 | 0 | 0.40121 | 0 |  | --> | C18 ex BALLINACURRA | Ballinacurra [T41,T42] | LIMERICK |  | 52.6541 | -8.6263
MV/LV Substation SA***911X |  | 10 kV | _ | LV | 200 kVA :Kiosk Substation | 0.2 | --> | 0.2 | 0 | 0 | Constrained,otherwise capacity available =179kVA. | --> | 0.19 | 0 | 0.011115 | 0 | 0 | Constrained,otherwise capacity available =203.2kW. | --> | C11 ex GARDEN CITY | Garden City [T41,T42] | ARKLOW |  | 52.6853 | -6.2108
MV/LV Substation SA***921X |  | 10 kV | _ | LV | 200 kVA :Kiosk Substation | 0.2 | --> | 0.2 | 0.2 | 0.9 |  | --> | 0.19 | 0 | 0 | 0.2 | 0 |  | --> | C11 ex RATHMORE | Rathmore [T42,T421] | KNOCKEARAGH |  | 52.0845 | -9.216
MV/LV Substation SA***923X |  | 10 kV | _ | LV | 1000 kVA :Building Structure | 1 | --> | 1 | 0.5 | 20.8 |  | --> | 0.95 | 0 | 0 | 0.5 | 0 |  | --> | C17 ex HEUSTON SQUARE | Heuston Square [T101,T102] | INCHICORE 220KV |  | 53.344 | -6.2979
MV/LV Substation SA***925X |  | 10 kV | _ | LV | 100 kVA :Pole Substation | 0.1 | --> | 0.1 | 0.088 | 0.9 |  | --> | 0.095 | 0 | 0.003705 | 0.10181 | 0 |  | --> | C12 ex ROSS CARBERY | Ross Carbery [T41,T42] | DUNMANWAY |  | 51.5679 | -8.9997
MV/LV Substation SA***932 |  | 10 kV | _ | LV | 100 kVA :Pole Substation | 0.1 | --> | 0.1 | 0 | 0 | Constrained,otherwise capacity available =60kVA. | --> | 0.095 | 0 | 0 | 0 | 0 | Constrained,otherwise capacity available =105.9kW. | --> | C11 ex RATHDRUM | Rathdrum [T42] | ARKLOW |  | 52.9299 | -6.2257
MV/LV Substation SA***940 |  | 10 kV | _ | LV | 400 kVA :Kiosk Substation | 0.4 | --> | 0.4 | 0.15247 | 0.2 | Constrained,otherwise capacity available =284kVA. | --> | 0.38 | 0 | 0.025194 | 0.41724 | 0 |  | --> | C17 ex SANDYFORD | Sandyford [T41,T42] | CARRICKMINES |  | 53.2619 | -6.2145
MV/LV Substation SA***944 |  | 20 kV | _ | LV | 100 kVA :Pole Substation | 0.1 | --> | 0.1 | 0 | 0 | Constrained,otherwise capacity available =86kVA. | --> | 0.095 | 0 | 0.003705 | 0 | 0 | Constrained,otherwise capacity available =102.1kW. | --> | C13 ex DONEGAL | Donegal [T41,T42] | CATHALEENS FALL |  | 54.6056 | -8.1314
MV/LV Substation SA***948 |  | 20 kV | _ | LV | 200 kVA :Pole Substation | 0.2 | --> | 0.2 | 0 | 0 | Constrained,otherwise capacity available =168kVA. | --> | 0.19 | 0 | 0 | 0.2048 | 0 |  | --> | E18 ex BALLINROBE | Ballinrobe [T421,T422] | DALTON |  | 53.6119 | -9.4438
MV/LV Substation SA***949X |  | 10 kV | _ | LV | 50 kVA :Pole Substation | 0.05 | --> | 0.05 | 0 | 0 | Constrained,otherwise capacity available =42kVA. | --> | 0.0475 | 0 | 0 | 0 | 0 | Constrained,otherwise capacity available =51.2kW. | --> | C13 ex TIMOLEAGUE | Timoleague [T41] | BANDON |  | 51.6743 | -8.6884
MV/LV Substation SA***960 |  | 10 kV | _ | LV | 50 kVA :Pole Substation | 0.05 | --> | 0.05 | 0.05 | 1 |  | --> | 0.0475 | 0 | 0 | 0 | 0 | Constrained,otherwise capacity available =50kW. | --> | C11 ex BOYLE | Boyle [T41,T42] | CARRICK ON SHANNON |  | 53.9705 | -8.316
MV/LV Substation SA***971 |  | 10 kV | _ | LV | 200 kVA :Kiosk Substation | 0.2 | --> | 0.2 | 0.2 | 5.3 |  | --> | 0.19 | 0 | 0 | 0.2 | 0 |  | --> | C15 ex BALLYTIVNAN | Ballytivnan [T41,T42] | SLIGO |  | 54.2742 | -8.441
MV/LV Substation SA***988 |  | 20 kV | _ | LV | 50 kVA :Pole Substation | 0.05 | --> | 0.05 | 0 | 0 | Constrained,otherwise capacity available =27kVA. | --> | 0.0475 | 0 | 0 | 0.053377 | 0 |  | --> | E12 ex BALTINGLASS | Baltinglass [T421,T422] | STRATFORD |  | 52.9758 | -6.6943
MV/LV Substation SA***996 |  | 20 kV | _ | LV | 50 kVA :Pole Substation | 0.05 | --> | 0.05 | 0.05 | 1.6 |  | --> | 0.0475 | 0 | 0 | 0 | 0 | Constrained,otherwise capacity available =50kW. | --> | C17 ex BALLYSHANNON | Ballyshannon [T41,T42] | CATHALEENS FALL |  | 54.59 | -7.8377
MV/LV Substation SB***019Z |  | 10 kV | _ | LV | 630 kVA :Kiosk Substation | 0.63 | --> | 0.63 | 0 | 0 | Constrained,otherwise capacity available =500kVA. | --> | 0.5985 | 0 | 0.01482 | 0 | 0 | Constrained,otherwise capacity available =500kW. | --> | C16 ex PORTARLINGTON | Portarlington [T41,T42] | PORTLAOISE |  | 53.1472 | -7.1868
MV/LV Substation SB***545Y |  | 10 kV | _ | LV | 200 kVA :Pole Substation | 0.2 | --> | 0.2 | 0.199 | 2.4 |  | --> | 0.19 | 0 | 0.00741 | 0.20015 | 0 |  | --> | C20 ex GRAIGUE | Graigue [T41,T42] | CARLOW |  | 52.8666 | -6.997
MV/LV Substation SC***012 |  | 10 kV | _ | LV | 50 kVA :Pole Substation | 0.05 | --> | 0.05 | 0 | 0 | Constrained,otherwise capacity available =45kVA. | --> | 0.0475 | 0 | 0 | 0 | 0 | Constrained,otherwise capacity available =50.8kW. | --> | C23 ex TINAHASK | Tinahask [T41,T42] | ARKLOW |  | 52.759 | -6.2176
MV/LV Substation SC***019 |  | 10 kV | _ | LV | 100 kVA :Pole Substation | 0.1 | --> | 0.1 | 0.04 | 4.2 |  | --> | 0.095 | 0 | 0.00741 | 0.10872 | 0 |  | --> | C20 ex NEWMARKET (SR) | Newmarket (sr) [T41,T42] | GLENLARA |  | 52.2162 | -9.0004
MV/LV Substation SC***021 |  | 10 kV | _ | LV | 1000 kVA :Building Structure | 1 | --> | 1 | 0.5 | 1.7 |  | --> | 0.95 | 0 | 0 | 0.5 | 0 |  | --> | C11 ex SOUTH KING STREET | South King Street [T41,T42] | FRANCIS STREET |  | 53.3403 | -6.2568
MV/LV Substation SC***023Y |  | 10 kV | _ | LV | 50 kVA :Pole Substation | 0.05 | --> | 0.05 | 0.039 | 6.2 |  | --> | 0.0475 | 0 | 0 | 0.051643 | 0 |  | --> | C20 ex CAHIR | Cahir [T41,T42] | CAHIR |  | 52.3566 | -8.0065
MV/LV Substation SC***026 |  | 10 kV | _ | LV | 100 kVA :Building Structure | 0.1 | --> | 0.1 | 0 | 0 | Constrained,otherwise capacity available =76kVA. | --> | 0.095 | 0 | 0.016302 | 0.10358 | 0 |  | --> | C22 ex GRANGE (DR) | Grange (dr) [T41,T42] | GRANGE (DR) |  | 53.4009 | -6.1936
MV/LV Substation SC***032 |  | 10 kV | _ | LV | 400 kVA :Building Structure | 0.4 | --> | 0.4 | 0 | 0 | Constrained,otherwise capacity available =291kVA. | --> | 0.38 | 0 | 0.019266 | 0.41622 | 0 |  | --> | C17 ex ATHGARVAN | Athgarvan [T41,T44] | NEWBRIDGE |  | 53.1749 | -6.7965
MV/LV Substation SC***038 |  | 10 kV | _ | LV | 200 kVA :Pole Substation | 0.2 | --> | 0.2 | 0 | 0 | Constrained,otherwise capacity available =130kVA. | --> | 0.19 | 0 | 0.024453 | 0.21036 | 0 |  | --> | C21 ex ENNISTYMON | Ennistymon [T41,T42] | ENNIS |  | 52.9283 | -9.3435
MV/LV Substation SC***042X |  | 10 kV | _ | LV | 100 kVA :Pole Substation | 0.1 | --> | 0.1 | 0.091 | 0.2 |  | --> | 0.095 | 0 | 0 | 0 | 0 | Constrained,otherwise capacity available =101.4kW. | --> | C12 ex ROSSGEIR | Rossgeir [T41,T42] | LETTERKENNY |  | 54.8537 | -7.5042
MV/LV Substation SC***062 |  | 20 kV | _ | LV | 100 kVA :Pole Substation | 0.1 | --> | 0.1 | 0 | 0 | Constrained,otherwise capacity available =71kVA. | --> | 0.095 | 0 | 0.008892 | 0 | 0 | Constrained,otherwise capacity available =104.3kW. | --> | E18 ex SPRINGS | Springs [T421,T422] | DUNGARVAN |  | 52.0471 | -7.5753
MV/LV Substation SC***067 |  | 10 kV | _ | LV | 100 kVA :Pole Substation | 0.1 | --> | 0.1 | 0.089 | 0.9 |  | --> | 0.095 | 0 | 0 | 0.10166 | 0 |  | --> | C13 ex WOODFORD | Woodford [T41,T42] | KNOCKEARAGH |  | 52.032 | -9.4683
MV/LV Substation SC***068Z |  | 10 kV | _ | LV | 630 kVA :Building Structure | 0.63 | --> | 0.63 | 0 | 0 | Constrained,otherwise capacity available =500kVA. | --> | 0.5985 | 0 | 0 | 0.5 | 0 |  | --> | C17 ex MORNINGTON ROAD | Mornington Road [T41,T42] | DRYBRIDGE |  | 53.7134 | -6.3465
MV/LV Substation SC***069Z |  | 10 kV | _ | LV | 630 kVA :Building Structure | 0.63 | --> | 0.63 | 0 | 0 | Constrained,otherwise capacity available =500kVA. | --> | 0.5985 | 0 | 0 | 0.5 | 0 |  | --> | C14 ex MORNINGTON ROAD | Mornington Road [T41,T42] | DRYBRIDGE |  | 53.7134 | -6.3465
MV/LV Substation SC***072Z |  | 10 kV | _ | LV | 630 kVA :Building Structure | 0.63 | --> | 0.63 | 0 | 0 | Constrained,otherwise capacity available =500kVA. | --> | 0.5985 | 0 | 0 | 0.5 | 0 |  | --> | C17 ex MORNINGTON ROAD | Mornington Road [T41,T42] | DRYBRIDGE |  | 53.7134 | -6.3446
MV/LV Substation SC***073Z |  | 10 kV | _ | LV | 630 kVA :Building Structure | 0.63 | --> | 0.63 | 0 | 0 | Constrained,otherwise capacity available =500kVA. | --> | 0.5985 | 0 | 0 | 0.5 | 0 |  | --> | C17 ex MORNINGTON ROAD | Mornington Road [T41,T42] | DRYBRIDGE |  | 53.7139 | -6.3446
MV/LV Substation SC***080X |  | 10 kV | _ | LV | 100 kVA :Pole Substation | 0.1 | --> | 0.1 | 0.063 | 11.9 |  | --> | 0.095 | 0 | 0.003705 | 0.10547 | 0 |  | --> | C28 ex SALTHILL | Salthill [T101,T102] | SALTHILL |  | 53.2524 | -9.1463
MV/LV Substation SC***082 |  | 10 kV | _ | LV | 400 kVA :Building Structure | 0.4 | --> | 0.4 | 0 | 0 | Constrained,otherwise capacity available =293kVA. | --> | 0.38 | 0 | 0 | 0.41593 | 0 |  | --> | C17 ex SWORDS | Swords [T41,T42] | GLASMORE |  | 53.4642 | -6.2177
MV/LV Substation SC***095 |  | 10 kV | _ | LV | 200 kVA :Pole Substation | 0.2 | --> | 0.2 | 0 | 0 | Constrained,otherwise capacity available =71kVA. | --> | 0.19 | 0 | 0.033345 | 0.21868 | 0 |  | --> | C15 ex KINSALE | Kinsale [T41,T42] | BANDON |  | 51.7053 | -8.5163
MV/LV Substation SC***095 |  | 10 kV | _ | LV | 400 kVA :Kiosk Substation | 0.4 | --> | 0.4 | 0 | 0 | Constrained,otherwise capacity available =400kVA. | --> | 0.38 | 0 | 0 | 0.4 | 0 |  | --> | C22 ex TYMON | Tymon [T41,T42] | COOKSTOWN |  | 53.293 | -6.3446
MV/LV Substation SC***101 |  | 10 kV | _ | LV | 630 kVA :Building Structure | 0.63 | --> | 0.63 | 0.5 | 1.1 |  | --> | 0.5985 | 0 | 0 | 0 | 0 | Constrained,otherwise capacity available =500kW. | --> | C14 ex NEWCASTLEWEST | Newcastlewest [T41,T42] | RATHKEALE |  | 52.4517 | -9.0546
MV/LV Substation SC***114 |  | 20 kV | _ | LV | 100 kVA :Pole Substation | 0.1 | --> | 0.1 | 0.086 | 4.4 |  | --> | 0.095 | 0 | 0 | 0.1021 | 0 |  | --> | E13 ex CRANE | Crane [T122] | CRANE |  | 52.414 | -6.4088
MV/LV Substation SC***114Y |  | 10 kV | _ | LV | 400 kVA :Kiosk Substation | 0.4 | --> | 0.4 | 0.283 | 1.1 |  | --> | 0.38 | 0 | 0 | 0.41739 | 0 |  | --> | C17 ex BIRR | Birr [T41,T422] | DALLOW |  | 53.0922 | -7.9008
MV/LV Substation SC***116Y |  | 10 kV | _ | LV | 50 kVA :Pole Substation | 0.05 | --> | 0.05 | 0 | 0 | Constrained,otherwise capacity available =44kVA. | --> | 0.0475 | 0 | 0 | 0.050903 | 0 |  | --> | C22 ex BISHOPSTOWN | Bishopstown [T41,T42] | KILBARRY |  | 51.8868 | -8.5442
MV/LV Substation SC***119 |  | 10 kV | _ | LV | 400 kVA :Kiosk Substation | 0.4 | --> | 0.4 | 0 | 0 | Constrained,otherwise capacity available =173kVA. | --> | 0.38 | 0 | 0.050388 | 0.43306 | 0 |  | --> | C20 ex DRYBRIDGE | Drybridge [T41,T42] | DRYBRIDGE |  | 53.7192 | -6.3451
MV/LV Substation SC***124Z |  | 20 kV | _ | LV | 200 kVA :Pole Substation | 0.2 | --> | 0.2 | 0 | 0 | Constrained,otherwise capacity available =166kVA. | --> | 0.19 | 0 | 0.003705 | 0.2051 | 0 |  | --> | E11 ex BALLYDEHOB | Ballydehob [T421] | DUNMANWAY |  | 51.5295 | -9.5416
MV/LV Substation SC***128 |  | 20 kV | _ | LV | 50 kVA :Pole Substation | 0.05 | --> | 0.05 | 0.046 | 16.1 |  | --> | 0.0475 | 0 | 0 | 0.050604 | 0 |  | --> | E21 ex WEXFORD | Wexford [T121,T122] | WEXFORD |  | 52.4147 | -6.4106
MV/LV Substation SC***132Z |  | 20 kV | _ | LV | 400 kVA :Kiosk Substation | 0.4 | --> | 0.4 | 0 | 0 | Constrained,otherwise capacity available =245kVA. | --> | 0.38 | 0 | 0.017784 | 0.42288 | 0 |  | --> | C11 ex LOUGHSHINNY | Loughshinny [T41,T42] | GLASMORE |  | 53.5296 | -6.1643
MV/LV Substation SC***152 |  | 10 kV | _ | LV | 50 kVA :Pole Substation | 0.05 | --> | 0.05 | 0 | 0 | Constrained,otherwise capacity available =37kVA. | --> | 0.0475 | 0 | 0 | 0.051937 | 0 |  | --> | C17 ex COOLCORCORAN | Coolcorcoran [T41,T42] | KNOCKEARAGH |  | 52.1458 | -9.5498
MV/LV Substation SC***152 |  | 10 kV | _ | LV | 400 kVA :Kiosk Substation | 0.4 | --> | 0.4 | 0 | 0 | Constrained,otherwise capacity available =213kVA. | --> | 0.38 | 0 | 0.004446 | 0.42744 | 0 |  | --> | C16 ex ROCHES STREET | Roches Street [T41,T42] | LIMERICK |  | 52.6586 | -8.6307
MV/LV Substation SC***163Y |  | 20 kV | _ | LV | 50 kVA :Pole Substation | 0.05 | --> | 0.05 | 0 | 0 | Constrained,otherwise capacity available =47kVA. | --> | 0.0475 | 0 | 0 | 0 | 0 | Constrained,otherwise capacity available =50.5kW. | --> | C15 ex CLOONLOUGH | Cloonlough [T41,T42] | BARRYMORE |  | 52.2415 | -8.4216
MV/LV Substation SC***170X |  | 20 kV | _ | LV | 400 kVA :Kiosk Substation | 0.4 | --> | 0.4 | 0.39 | 0.4 |  | --> | 0.38 | 0 | 0 | 0.40151 | 0 |  | --> | C16 ex CARRAROE | Carraroe [T42] | SCREEB |  | 53.2621 | -9.5986
MV/LV Substation SC***176 |  | 10 kV | _ | LV | 1000 kVA :Building Structure | 1 | --> | 1 | 0.5 | 4 |  | --> | 0.95 | 0 | 0 | 0.5 | 0 |  | --> | C26 ex WOLFE TONE STREET | Wolfe Tone Street [T101,T102] | FINGLAS |  | 53.3475 | -6.264
MV/LV Substation SC***182 |  | 10 kV | _ | LV | 200 kVA :Building Structure | 0.2 | --> | 0.2 | 0.145 | 4.5 |  | --> | 0.19 | 0 | 0.004446 | 0.20818 | 0 |  | --> | C20 ex BOGHALL ROAD | Boghall Road [T41,T42] | FASSAROE |  | 53.1882 | -6.1024
MV/LV Substation SC***182Y |  | 10 kV | _ | LV | 50 kVA :Pole Substation | 0.05 | --> | 0.05 | 0.044 | 1.4 |  | --> | 0.0475 | 0 | 0 | 0.050903 | 0 |  | --> | C14 ex KELLS | Kells [T41,T42] | NAVAN |  | 53.7616 | -6.8408
MV/LV Substation SC***184X |  | 20 kV | _ | LV | 50 kVA :Pole Substation | 0.05 | --> | 0.05 | 0.042 | 3.6 |  | --> | 0.0475 | 0 | 0.00741 | 0.0512 | 0 |  | --> | E20 ex ENNISCRONE | Enniscrone [T421,T422] | MOY |  | 54.1945 | -9.1172
MV/LV Substation SC***196 |  | 20 kV | _ | LV | 200 kVA :Kiosk Substation | 0.2 | --> | 0.2 | 0 | 0 | Constrained,otherwise capacity available =162kVA. | --> | 0.19 | 0 | 0.001482 | 0.20569 | 0 |  | --> | C12 ex SCARIFF | Scariff [T42] | ENNIS |  | 52.9162 | -8.5328
MV/LV Substation SC***198X |  | 10 kV | _ | LV | 630 kVA :Building Structure | 0.63 | --> | 0.63 | 0 | 0 | Constrained,otherwise capacity available =500kVA. | --> | 0.5985 | 0 | 0.023712 | 0.5 | 0 |  | --> | C18 ex GRANGE (DR) | Grange (dr) [T41,T42] | GRANGE (DR) |  | 53.3974 | -6.1611
MV/LV Substation SC***205X |  | 10 kV | _ | LV | 630 kVA :Kiosk Substation | 0.63 | --> | 0.63 | 0.5 | 0.8 |  | --> | 0.5985 | 0 | 0 | 0.5 | 0 |  | --> | C16 ex MANOR STREET | Manor Street [T41,T42] | WATERFORD |  | 52.2576 | -7.1017
MV/LV Substation SC***208X |  | 10 kV | _ | LV | 400 kVA :Kiosk Substation | 0.4 | --> | 0.4 | 0 | 0 | Constrained,otherwise capacity available =331kVA. | --> | 0.38 | 0 | 0.00741 | 0.41034 | 0 |  | --> | C12 ex SEMPERIT | Semperit [T41,T42,T43] | GRANGE CASTLE |  | 53.3327 | -6.356
MV/LV Substation SC***210 |  | 10 kV | _ | LV | 400 kVA :Kiosk Substation | 0.4 | --> | 0.4 | 0.235 | 0.9 |  | --> | 0.38 | 0 | 0.020748 | 0.42431 | 0 |  | --> | C18 ex WOODFORD | Woodford [T41,T42] | KNOCKEARAGH |  | 52.055 | -9.509
MV/LV Substation SC***214X |  | 10 kV | _ | LV | 400 kVA :Building Structure | 0.4 | --> | 0.4 | 0 | 0 | Constrained,otherwise capacity available =397kVA. | --> | 0.38 | 0 | 0 | 0.37742 | 0 | Constrained,otherwise capacity available =400.5kW. | --> | C22 ex CASTLEISLAND | Castleisland [T41,T42] | TRALEE |  | 52.2287 | -9.4636
MV/LV Substation SC***227X |  | 20 kV | _ | LV | 50 kVA :Pole Substation | 0.05 | --> | 0.05 | 0.046 | 2.9 |  | --> | 0.0475 | 0 | 0 | 0 | 0 | Constrained,otherwise capacity available =50.6kW. | --> | E13 ex TELAYDON | Telaydon [T42,T421] | LISDRUM |  | 54.2764 | -7.0637
MV/LV Substation SC***239Y |  | 10 kV | _ | LV | 50 kVA :Pole Substation | 0.05 | --> | 0.05 | 0 | 0 | Constrained,otherwise capacity available =42kVA. | --> | 0.0475 | 0 | 0 | 0 | 0 | Constrained,otherwise capacity available =51.2kW. | --> | C14 ex TEMPLEMORE | Templemore [T41,T42] | IKERRIN |  | 52.8052 | -7.486
MV/LV Substation SC***247 |  | 20 kV | _ | LV | 200 kVA :Pole Substation | 0.2 | --> | 0.2 | 0.141 | 1.8 |  | --> | 0.19 | 0 | 0.002964 | 0.20877 | 0 |  | --> | E18 ex BIRDHILL | Birdhill [T421,T422] | ARDNACRUSHA |  | 52.7175 | -8.4985
MV/LV Substation SC***252X |  | 10 kV | _ | LV | 200 kVA :Building Structure | 0.2 | --> | 0.2 | 0.151 | 13.8 |  | --> | 0.19 | 0 | 0 | 0.20731 | 0 |  | --> | C17 ex SINGLAND | Singland [T101,T102] | SINGLAND |  | 52.6716 | -8.5778
MV/LV Substation SC***252Z |  | 10 kV | _ | LV | 200 kVA :Kiosk Substation | 0.2 | --> | 0.2 | 0 | 0 | Constrained,otherwise capacity available =188kVA. | --> | 0.19 | 0 | 0 | 0.20181 | 0 |  | --> | C12 ex COOLMINE | Coolmine [T41,T42] | FINGLAS |  | 53.3863 | -6.3856
MV/LV Substation SC***258Z |  | 10 kV | _ | LV | 400 kVA :Kiosk Substation | 0.4 | --> | 0.4 | 0.365 | 6 |  | --> | 0.38 | 0 | 0 | 0.40528 | 0 |  | --> | C20 ex PELLETSTOWN | Pelletstown [T101,T102] | FINGLAS |  | 53.3801 | -6.318
MV/LV Substation SC***261 |  | 10 kV | _ | LV | 50 kVA :Pole Substation | 0.05 | --> | 0.05 | 0.032 | 0.9 |  | --> | 0.0475 | 0 | 0 | 0.052662 | 0 |  | --> | C13 ex WOODFORD | Woodford [T41,T42] | KNOCKEARAGH |  | 52.0382 | -9.4675
MV/LV Substation SC***267Z |  | 10 kV | _ | LV | 630 kVA :Building Structure | 0.63 | --> | 0.63 | 0.5 | 7.2 |  | --> | 0.5985 | 0 | 0 | 0.5 | 0 |  | --> | C24 ex LIBERTY STREET | Liberty Street [T101,T102] | LIBERTY STREET |  | 51.896 | -8.4697
MV/LV Substation SC***272X |  | 10 kV | _ | LV | 630 kVA :Kiosk Substation | 0.63 | --> | 0.63 | 0 | 0 | Constrained,otherwise capacity available =500kVA. | --> | 0.5985 | 0 | 0 | 0.5 | 0 |  | --> | C17 ex TRIM | Trim [T41,T42] | NAVAN |  | 53.5493 | -6.7394
MV/LV Substation SC***280X |  | 10 kV | _ | LV | 100 kVA :Pole Substation | 0.1 | --> | 0.1 | 0.079 | 5.8 |  | --> | 0.095 | 0 | 0 | 0.10314 | 0 |  | --> | C14 ex OAKFIELD | Oakfield [T41,T42] | SLIGO |  | 54.2286 | -8.4909
MV/LV Substation SC***286Y |  | 10 kV | _ | LV | 400 kVA :Building Structure | 0.4 | --> | 0.4 | 0 | 0 | Constrained,otherwise capacity available =339kVA. | --> | 0.38 | 0 | 0 | 0.40916 | 0 |  | --> | C20 ex TOGHER | Togher [T41,T42] | TRABEG |  | 51.8784 | -8.4856
MV/LV Substation SC***287X |  | 10 kV | _ | LV | 1000 kVA :Building Structure | 1 | --> | 1 | 0.5 | 1.5 |  | --> | 0.95 | 0 | 0 | 0.5 | 0 |  | --> | C14 ex MARROWBONE LANE | Marrowbone Lane [T42] | INCHICORE 220KV |  | 53.3412 | -6.2837
MV/LV Substation SC***311 |  | 20 kV | _ | LV | 200 kVA :Pole Substation | 0.2 | --> | 0.2 | 0.118 | 2.9 |  | --> | 0.19 | 0 | 0.00741 | 0 | 0 | Constrained,otherwise capacity available =212.1kW. | --> | E13 ex TELAYDON | Telaydon [T42,T421] | LISDRUM |  | 54.2772 | -7.0693
MV/LV Substation SC***313 |  | 10 kV | _ | LV | 400 kVA :Building Structure | 0.4 | --> | 0.4 | 0 | 0 | Constrained,otherwise capacity available =400kVA. | --> | 0.38 | 0 | 0 | 0.4 | 0 |  | --> | C17 ex LOUGHREA | Loughrea [T41,T42] | SOMERSET |  | 53.2035 | -8.5492
MV/LV Substation SC***328 |  | 10 kV | _ | LV | 50 kVA :Pole Substation | 0.05 | --> | 0.05 | 0 | 0 | Constrained,otherwise capacity available =48kVA. | --> | 0.0475 | 0 | 0.00741 | 0.050303 | 0 |  | --> | C15 ex GRANAGH | Granagh [T41,T42] | WATERFORD |  | 52.3577 | -7.1698
MV/LV Substation SC***330X |  | 10 kV | _ | LV | 400 kVA :Kiosk Substation | 0.4 | --> | 0.4 | 0 | 0 | Constrained,otherwise capacity available =365kVA. | --> | 0.38 | 0 | 0.005187 | 0.40528 | 0 |  | --> | C20 ex ROSEHILL | Rosehill [T41,T42] | KILKENNY |  | 52.6382 | -7.2362
MV/LV Substation SC***333 |  | 10 kV | _ | LV | 50 kVA :Pole Substation | 0.05 | --> | 0.05 | 0 | 0 | Constrained,otherwise capacity available =48kVA. | --> | 0.0475 | 0 | 0 | 0.050303 | 0 |  | --> | C21 ex CLONMINCH | Clonminch [T41,T422] | THORNSBERRY |  | 53.2183 | -7.4719
MV/LV Substation SC***336X |  | 10 kV | _ | LV | 50 kVA :Pole Substation | 0.05 | --> | 0.05 | 0.029 | 11.9 |  | --> | 0.0475 | 0 | 0.017043 | 0.053092 | 0 |  | --> | C28 ex SALTHILL | Salthill [T101,T102] | SALTHILL |  | 53.2536 | -9.1462
MV/LV Substation SC***343X |  | 10 kV | _ | LV | 630 kVA :Building Structure | 0.63 | --> | 0.63 | 0 | 0 | Constrained,otherwise capacity available =500kVA. | --> | 0.5985 | 0 | 0 | 0.5 | 0 |  | --> | C17 ex TRIM | Trim [T41,T42] | NAVAN |  | 53.549 | -6.7428
MV/LV Substation SC***344Y |  | 10 kV | _ | LV | 630 kVA :Building Structure | 0.63 | --> | 0.63 | 0.5 | 13.8 |  | --> | 0.5985 | 0 | 0 | 0.5 | 0 |  | --> | C17 ex SINGLAND | Singland [T101,T102] | SINGLAND |  | 52.6712 | -8.5775
MV/LV Substation SC***347X |  | 10 kV | _ | LV | 50 kVA :Pole Substation | 0.05 | --> | 0.05 | 0 | 0 | Constrained,otherwise capacity available =49kVA. | --> | 0.0475 | 0 | 0 | 0.050152 | 0 |  | --> | C12 ex BALLYBEGGAN | Ballybeggan [T43,T44] | TRALEE |  | 52.2368 | -9.5546
MV/LV Substation SC***362 |  | 10 kV | _ | LV | 400 kVA :Kiosk Substation | 0.4 | --> | 0.4 | 0.379 | 1.5 |  | --> | 0.38 | 0 | 0 | 0.40318 | 0 |  | --> | C16 ex SCREEB | Screeb [T41] | SCREEB |  | 53.3842 | -9.5552
MV/LV Substation SC***388X |  | 10 kV | _ | LV | 50 kVA :Pole Substation | 0.05 | --> | 0.05 | 0.048 | 5.8 |  | --> | 0.0475 | 0 | 0 | 0.050303 | 0 |  | --> | C14 ex OAKFIELD | Oakfield [T41,T42] | SLIGO |  | 54.2272 | -8.4883
MV/LV Substation SC***397 |  | 20 kV | _ | LV | 100 kVA :Pole Substation | 0.1 | --> | 0.1 | 0.082 | 13.8 |  | --> | 0.095 | 0 | 0.003705 | 0.1027 | 0 |  | --> | C14 ex SINGLAND | Singland [T101,T102] | SINGLAND |  | 52.5944 | -8.4774
MV/LV Substation SC***4003 |  | 10 kV | _ | LV | 400 kVA :Building Structure | 0.4 | --> | 0.4 | 0 | 0 | Constrained,otherwise capacity available =279kVA. | --> | 0.38 | 0 | 0 | 0 | 0 | Constrained,otherwise capacity available =418kW. | --> | C14 ex PORTLAOISE | Portlaoise [T41,T42] | PORTLAOISE |  | 53.0496 | -7.2789
MV/LV Substation SC***4006 |  | 10 kV | _ | LV | 200 kVA :Kiosk Substation | 0.2 | --> | 0.2 | 0 | 0 | Constrained,otherwise capacity available =182kVA. | --> | 0.19 | 0 | 0 | 0.20271 | 0 |  | --> | C16 ex JOHNSTOWN | Johnstown [T41,T42] | KILTEEL |  | 53.2513 | -6.5814
MV/LV Substation SC***4013 |  | 10 kV | _ | LV | 50 kVA :Pole Substation | 0.05 | --> | 0.05 | 0.039 | 2.4 |  | --> | 0.0475 | 0 | 0 | 0 | 0 | Constrained,otherwise capacity available =51.6kW. | --> | C15 ex KILTIMAGH | Kiltimagh [T41] | CASTLEBAR |  | 53.8456 | -9.0105
MV/LV Substation SC***4014 |  | 10 kV | _ | LV | 50 kVA :Pole Substation | 0.05 | --> | 0.05 | 0 | 0 | Constrained,otherwise capacity available =49kVA. | --> | 0.0475 | 0 | 0.003705 | 0.050152 | 0 |  | --> | C17 ex COOLCORCORAN | Coolcorcoran [T41,T42] | KNOCKEARAGH |  | 52.1402 | -9.5505
MV/LV Substation SC***4015 |  | 20 kV | _ | LV | 630 kVA :Kiosk Substation | 0.63 | --> | 0.63 | 0 | 0 | Constrained,otherwise capacity available =500kVA. | --> | 0.5985 | 0 | 0.002964 | 0.5 | 0 |  | --> | C12 ex SCARIFF | Scariff [T42] | ENNIS |  | 52.9068 | -8.531
MV/LV Substation SC***4035 |  | 20 kV | _ | LV | 50 kVA :Pole Substation | 0.05 | --> | 0.05 | 0 | 0 | Constrained,otherwise capacity available =50kVA. | --> | 0.0475 | 0 | 0 | 0.05 | 0 |  | --> | E16 ex GURRANEBANE | Gurranebane [T421,T422] | OUGHTRAGH |  | 51.8603 | -10.1587
MV/LV Substation SC***4049 |  | 20 kV | _ | LV | 50 kVA :Pole Substation | 0.05 | --> | 0.05 | 0 | 0 | Constrained,otherwise capacity available =28kVA. | --> | 0.0475 | 0 | 0 | 0.053235 | 0 |  | --> | E12 ex WHITECHURCH | Whitechurch [T421,T422] | KILBARRY |  | 52.0086 | -8.4141
MV/LV Substation SC***404X |  | 20 kV | _ | LV | 50 kVA :Pole Substation | 0.05 | --> | 0.05 | 0 | 0 | Constrained,otherwise capacity available =49kVA. | --> | 0.0475 | 0 | 0 | 0.050152 | 0 |  | --> | C18 ex CLONES | Clones [T41,T42] | SHANKILL |  | 54.1241 | -7.251
MV/LV Substation SC***4055 |  | 10 kV | _ | LV | 630 kVA :Kiosk Substation | 0.63 | --> | 0.63 | 0 | 0 | Constrained,otherwise capacity available =500kVA. | --> | 0.5985 | 0 | 0.008151 | 0.5 | 0 |  | --> | C12 ex BALLYBODEN | Ballyboden [T41,T42] | COOKSTOWN |  | 53.279 | -6.3048
MV/LV Substation SC***4056 |  | 10 kV | _ | LV | 630 kVA :Kiosk Substation | 0.63 | --> | 0.63 | 0 | 0 | Constrained,otherwise capacity available =500kVA. | --> | 0.5985 | 0 | 0.011856 | 0.5 | 0 |  | --> | C12 ex BALLYBODEN | Ballyboden [T41,T42] | COOKSTOWN |  | 53.2781 | -6.3083
MV/LV Substation SC***406 |  | 10 kV | _ | LV | 100 kVA :Pole Substation | 0.1 | --> | 0.1 | 0.071 | 5.8 |  | --> | 0.095 | 0 | 0.008151 | 0.10431 | 0 |  | --> | C20 ex OAKFIELD | Oakfield [T41,T42] | SLIGO |  | 54.2729 | -8.5478
MV/LV Substation SC***4067 |  | 10 kV | _ | LV | 200 kVA :Pole Substation | 0.2 | --> | 0.2 | 0 | 0 | Constrained,otherwise capacity available =200kVA. | --> | 0.19 | 0 | 0 | 0.2 | 0 |  | --> | E16 ex GARRANACANTY | Garranacanty [T421,T422] | TIPPERARY |  | 52.4707 | -8.1514
MV/LV Substation SC***4089 |  | 10 kV | _ | LV | 200 kVA :Kiosk Substation | 0.2 | --> | 0.2 | 0.197 | 2.2 |  | --> | 0.19 | 0 | 0.004446 | 0.20045 | 0 |  | --> | C17 ex BALLINASLOE | Ballinasloe [T41,T42] | SOMERSET |  | 53.3274 | -8.2398
MV/LV Substation SC***4093 |  | 10 kV | _ | LV | 630 kVA :Kiosk Substation | 0.63 | --> | 0.63 | 0 | 0 | Constrained,otherwise capacity available =500kVA. | --> | 0.5985 | 0 | 0.003705 | 0.5 | 0 |  | --> | C12 ex BALLYBODEN | Ballyboden [T41,T42] | COOKSTOWN |  | 53.2797 | -6.3011
MV/LV Substation SC***4096 |  | 10 kV | _ | LV | 50 kVA :Pole Substation | 0.05 | --> | 0.05 | 0 | 0 | Constrained,otherwise capacity available =45kVA. | --> | 0.0475 | 0 | 0 | 0.050753 | 0 |  | --> | C15 ex ORANMORE | Oranmore [T41,T44] | GALWAY 110KV |  | 53.2319 | -8.9486
MV/LV Substation SC***4107 |  | 20 kV | _ | LV | 50 kVA :Pole Substation | 0.05 | --> | 0.05 | 0 | 0 | Constrained,otherwise capacity available =50kVA. | --> | 0.0475 | 0 | 0 | 0.05 | 0 |  | --> | E18 ex CLONMINCH | Clonminch [T41,T422] | THORNSBERRY |  | 53.2486 | -7.5597
MV/LV Substation SC***4108 |  | 10 kV | _ | LV | 400 kVA :Building Structure | 0.4 | --> | 0.4 | 0.367 | 6 |  | --> | 0.38 | 0 | 0.05187 | 0.40498 | 0 |  | --> | C20 ex PELLETSTOWN | Pelletstown [T101,T102] | FINGLAS |  | 53.3794 | -6.3165
MV/LV Substation SC***4109 |  | 10 kV | _ | LV | 630 kVA :Kiosk Substation | 0.63 | --> | 0.63 | 0 | 0 | Constrained,otherwise capacity available =500kVA. | --> | 0.5985 | 0 | 0 | 0.5 | 0 |  | --> | C12 ex BALLYBODEN | Ballyboden [T41,T42] | COOKSTOWN |  | 53.2781 | -6.3084
MV/LV Substation SC***4111 |  | 10 kV | _ | LV | 100 kVA :Pole Substation | 0.1 | --> | 0.1 | 0 | 0 | Constrained,otherwise capacity available =100kVA. | --> | 0.095 | 0 | 0 | 0.1 | 0 |  | --> | C16 ex KANTURK | Kanturk [T41,T42] | GLENLARA |  | 52.1788 | -8.9115
MV/LV Substation SC***4113 |  | 20 kV | _ | LV | 200 kVA :Pole Substation | 0.2 | --> | 0.2 | 0 | 0 | Constrained,otherwise capacity available =192kVA. | --> | 0.19 | 0 | 0 | 0.20121 | 0 |  | --> | E11 ex CAVAN | Cavan [T42,T421] | SHANKILL |  | 54.1273 | -7.3621
MV/LV Substation SC***4114 |  | 10 kV | _ | LV | 400 kVA :Building Structure | 0.4 | --> | 0.4 | 0 | 0 | Constrained,otherwise capacity available =321kVA. | --> | 0.38 | 0 | 0 | 0.41182 | 0 |  | --> | C13 ex STEPHENSTOWN | Stephenstown [T101,T102] | FINGLAS |  | 53.6056 | -6.2021
MV/LV Substation SC***4116 |  | 10 kV | _ | LV | 100 kVA :Pole Substation | 0.1 | --> | 0.1 | 0 | 0 | Constrained,otherwise capacity available =77kVA. | --> | 0.095 | 0 | 0 | 0.10343 | 0 |  | --> | C12 ex SKIBBEREEN | Skibbereen [T41,T42] | DUNMANWAY |  | 51.5537 | -9.2774
MV/LV Substation SC***4127 |  | 20 kV | _ | LV | 50 kVA :Pole Substation | 0.05 | --> | 0.05 | 0 | 0 | Constrained,otherwise capacity available =49kVA. | --> | 0.0475 | 0 | 0 | 0.050152 | 0 |  | --> | E21 ex FINEA | Finea [T421,T422] | SHANKILL |  | 53.8598 | -7.323
MV/LV Substation SC***4136 |  | 10 kV | _ | LV | 100 kVA :Pole Substation | 0.1 | --> | 0.1 | 0.093 | 1.5 |  | --> | 0.095 | 0 | 0 | 0.10106 | 0 |  | --> | C22 ex BALLYARD | Ballyard [T41,T42] | TRALEE |  | 52.2422 | -9.7902
MV/LV Substation SC***414 |  | 20 kV | _ | LV | 100 kVA :Pole Substation | 0.1 | --> | 0.1 | 0 | 0 | Constrained,otherwise capacity available =75kVA. | --> | 0.095 | 0 | 0.02964 | 0.10373 | 0 |  | --> | E21 ex ASHBOURNE | Ashbourne [T421,T422] | FINGLAS |  | 53.4977 | -6.2905
MV/LV Substation SC***414 |  | 10 kV | _ | LV | 50 kVA :Pole Substation | 0.05 | --> | 0.05 | 0 | 0 | Constrained,otherwise capacity available =20kVA. | --> | 0.0475 | 0 | 0 | 0 | 0 | Constrained,otherwise capacity available =54.4kW. | --> | C20 ex ROSCREA | Roscrea [T41,T42] | IKERRIN |  | 52.9733 | -7.8715
MV/LV Substation SC***4156 |  | 20 kV | _ | LV | 400 kVA :Kiosk Substation | 0.4 | --> | 0.4 | 0 | 0 | Constrained,otherwise capacity available =380kVA. | --> | 0.38 | 0 | 0 | 0.40302 | 0 |  | --> | E11 ex BALLYDEHOB | Ballydehob [T421] | DUNMANWAY |  | 51.5289 | -9.5513
MV/LV Substation SC***417 |  | 20 kV | _ | LV | 100 kVA :Pole Substation | 0.1 | --> | 0.1 | 0.052 | 2.9 |  | --> | 0.095 | 0 | 0.006669 | 0 | 0 | Constrained,otherwise capacity available =107kW. | --> | E13 ex TELAYDON | Telaydon [T42,T421] | LISDRUM |  | 54.2772 | -7.0651
MV/LV Substation SC***4193 |  | 10 kV | _ | LV | 50 kVA :Pole Substation | 0.05 | --> | 0.05 | 0.05 | 4.2 |  | --> | 0.0475 | 0 | 0 | 0.05 | 0 |  | --> | C20 ex NEWMARKET (SR) | Newmarket (sr) [T41,T42] | GLENLARA |  | 52.2374 | -9.0197
MV/LV Substation SC***420 |  | 20 kV | _ | LV | 200 kVA :Pole Substation | 0.2 | --> | 0.2 | 0 | 0 | Constrained,otherwise capacity available =180kVA. | --> | 0.19 | 0 | 0 | 0 | 0 | Constrained,otherwise capacity available =203kW. | --> | E14 ex CARNDONAGH | Carndonagh [T421,T422] | TRILLICK |  | 55.2544 | -7.2637
MV/LV Substation SC***4200 |  | 10 kV | _ | LV | 50 kVA :Pole Substation | 0.05 | --> | 0.05 | 0.05 | 3 |  | --> | 0.0475 | 0 | 0 | 0 | 0 | Constrained,otherwise capacity available =50kW. | --> | C12 ex BALLYRAINE | Ballyraine [T41,T42] | LETTERKENNY |  | 54.9499 | -7.7126
MV/LV Substation SC***4221 |  | 10 kV | _ | LV | 200 kVA :Kiosk Substation | 0.2 | --> | 0.2 | 0 | 0 | Constrained,otherwise capacity available =188kVA. | --> | 0.19 | 0 | 0 | 0 | 0 | Constrained,otherwise capacity available =201.8kW. | --> | C16 ex PORTARLINGTON | Portarlington [T41,T42] | PORTLAOISE |  | 53.1502 | -7.1778
MV/LV Substation SC***4235 |  | 10 kV | _ | LV | 200 kVA :Kiosk Substation | 0.2 | --> | 0.2 | 0 | 0 | Constrained,otherwise capacity available =162kVA. | --> | 0.19 | 0 | 0 | 0 | 0 | Constrained,otherwise capacity available =205.7kW. | --> | C12 ex PALLAS | Pallas [T41,T42] | PORTLAOISE |  | 53.0366 | -7.3147
MV/LV Substation SC***4254 |  | 20 kV | _ | LV | 50 kVA :Pole Substation | 0.05 | --> | 0.05 | 0 | 0 | Constrained,otherwise capacity available =50kVA. | --> | 0.0475 | 0 | 0 | 0 | 0 | Constrained,otherwise capacity available =50kW. | --> | E17 ex KNOCKMULLEN | Knockmullen [T42,T421] | GREAT ISLAND |  | 52.3566 | -6.7861
MV/LV Substation SC***4257 |  | 10 kV | _ | LV | 1000 kVA :Building Structure | 1 | --> | 1 | 0.5 | 18.8 |  | --> | 0.95 | 0 | 0 | 0.5 | 0 |  | --> | C40 ex BEDFORD ROW | Bedford Row [T41,T42,T43,T44] | FRANCIS STREET |  | 53.3469 | -6.2573
MV/LV Substation SC***4260 |  | 10 kV | _ | LV | 200 kVA :Pole Substation | 0.2 | --> | 0.2 | 0 | 0 | Constrained,otherwise capacity available =176kVA. | --> | 0.19 | 0 | 0 | 0 | 0 | Constrained,otherwise capacity available =203.6kW. | --> | C11 ex GARDEN CITY | Garden City [T41,T42] | ARKLOW |  | 52.6822 | -6.2998
MV/LV Substation SC***4293 |  | 10 kV | _ | LV | 400 kVA :Building Structure | 0.4 | --> | 0.4 | 0 | 0 | Constrained,otherwise capacity available =339kVA. | --> | 0.38 | 0 | 0.003705 | 0.40916 | 0 |  | --> | C15 ex CARRIGALINE | Carrigaline [T41,T42] | BARNAHELY |  | 51.8256 | -8.4011
MV/LV Substation SC***429X |  | 10 kV | _ | LV | 400 kVA :Kiosk Substation | 0.4 | --> | 0.4 | 0 | 0 | Constrained,otherwise capacity available =279kVA. | --> | 0.38 | 0 | 0.008892 | 0.41797 | 0 |  | --> | C18 ex HEADFORD ROAD | Headford Road [T41,T42] | GALWAY 110KV |  | 53.2942 | -9.039
MV/LV Substation SC***4302 |  | 20 kV | _ | LV | 50 kVA :Pole Substation | 0.05 | --> | 0.05 | 0 | 0 | Constrained,otherwise capacity available =50kVA. | --> | 0.0475 | 0 | 0 | 0.05 | 0 |  | --> | C17 ex ROSCOMMON | Roscommon [T41,T42] | LANESBORO |  | 53.6076 | -8.2875
MV/LV Substation SC***4336 |  | 20 kV | _ | LV | 50 kVA :Pole Substation | 0.05 | --> | 0.05 | 0 | 0 | Constrained,otherwise capacity available =42kVA. | --> | 0.0475 | 0 | 0.017043 | 0.0512 | 0 |  | --> | E21 ex ASHBOURNE | Ashbourne [T421,T422] | FINGLAS |  | 53.5024 | -6.2912
MV/LV Substation SC***4357 |  | 10 kV | _ | LV | 50 kVA :Pole Substation | 0.05 | --> | 0.05 | 0.019092 | 0 | Constrained,otherwise capacity available =50kVA. | --> | 0.0475 | 0 | 0 | 0 | 0 | Constrained,otherwise capacity available =50kW. | --> | C18 ex BALLYBAY | Ballybay [T41,T42] | LISDRUM |  | 54.1835 | -6.9143
MV/LV Substation SC***4385 |  | 10 kV | _ | LV | 400 kVA :Kiosk Substation | 0.4 | --> | 0.4 | 0 | 0 | Constrained,otherwise capacity available =400kVA. | --> | 0.38 | 0 | 0 | 0.4 | 0 |  | --> | C17 ex MULGANNON | Mulgannon [T41,T42] | WEXFORD |  | 52.3271 | -6.4534
MV/LV Substation SC***4394 |  | 20 kV | _ | LV | 200 kVA :Pole Substation | 0.2 | --> | 0.2 | 0.2 | 3.5 |  | --> | 0.19 | 0 | 0 | 0 | 0 | Constrained,otherwise capacity available =200kW. | --> | E12 ex DUNFIRTH | Dunfirth [T122] | DUNFIRTH |  | 53.4335 | -6.9431
MV/LV Substation SC***441Y |  | 20 kV | _ | LV | 50 kVA :Pole Substation | 0.05 | --> | 0.05 | 0.045 | 2.9 |  | --> | 0.0475 | 0 | 0.00741 | 0 | 0 | Constrained,otherwise capacity available =50.8kW. | --> | E13 ex TELAYDON | Telaydon [T42,T421] | LISDRUM |  | 54.2682 | -7.0553
MV/LV Substation SC***4448 |  | 10 kV | _ | LV | 1000 kVA :Building Structure | 1 | --> | 1 | 0.5 | 1.7 |  | --> | 0.95 | 0 | 0 | 0.5 | 0 |  | --> | C11 ex SOUTH KING STREET | South King Street [T41,T42] | FRANCIS STREET |  | 53.3398 | -6.2567
MV/LV Substation SC***4497 |  | 10 kV | _ | LV | 400 kVA :Kiosk Substation | 0.4 | --> | 0.4 | 0.393 | 0.9 |  | --> | 0.38 | 0 | 0 | 0.40106 | 0 |  | --> | C19 ex CLONARD | Clonard [T41,T42] | WEXFORD |  | 52.3241 | -6.4844
MV/LV Substation SC***4534 |  | 10 kV | _ | LV | 50 kVA :Pole Substation | 0.05 | --> | 0.05 | 0.05 | 0.9 |  | --> | 0.0475 | 0 | 0 | 0.05 | 0 |  | --> | C19 ex CLONARD | Clonard [T41,T42] | WEXFORD |  | 52.2872 | -6.4884
MV/LV Substation SC***455Y |  | 10 kV | _ | LV | 50 kVA :Pole Substation | 0.05 | --> | 0.05 | 0 | 0 | Constrained,otherwise capacity available =46kVA. | --> | 0.0475 | 0 | 0 | 0.050604 | 0 |  | --> | C12 ex AGHAMORE | Aghamore [T41,T42] | LANESBORO |  | 53.7669 | -8.0649
MV/LV Substation SC***464Y |  | 20 kV | _ | LV | 50 kVA :Pole Substation | 0.05 | --> | 0.05 | 0 | 0 | Constrained,otherwise capacity available =27kVA. | --> | 0.0475 | 0 | 0.003705 | 0.053377 | 0 |  | --> | C18 ex CLONES | Clones [T41,T42] | SHANKILL |  | 54.1219 | -7.2532
MV/LV Substation SC***468Y |  | 20 kV | _ | LV | 200 kVA :Kiosk Substation | 0.2 | --> | 0.2 | 0 | 0 | Constrained,otherwise capacity available =162kVA. | --> | 0.19 | 0 | 0 | 0.20569 | 0 |  | --> | E16 ex BALLYDEHOB | Ballydehob [T421] | DUNMANWAY |  | 51.5153 | -9.5448
MV/LV Substation SC***486 |  | 20 kV | _ | LV | 200 kVA :Pole Substation | 0.2 | --> | 0.2 | 0 | 0 | Constrained,otherwise capacity available =102kVA. | --> | 0.19 | 0 | 0.020007 | 0.21436 | 0 |  | --> | E11 ex BALLYDEHOB | Ballydehob [T421] | DUNMANWAY |  | 51.5282 | -9.5443
MV/LV Substation SC***487 |  | 20 kV | _ | LV | 400 kVA :Kiosk Substation | 0.4 | --> | 0.4 | 0 | 0 | Constrained,otherwise capacity available =251kVA. | --> | 0.38 | 0 | 0.014079 | 0.42202 | 0 |  | --> | E11 ex BALLYDEHOB | Ballydehob [T421] | DUNMANWAY |  | 51.5274 | -9.548
MV/LV Substation SC***489 |  | 20 kV | _ | LV | 200 kVA :Pole Substation | 0.2 | --> | 0.2 | 0 | 0 | Constrained,otherwise capacity available =129kVA. | --> | 0.19 | 0 | 0.011856 | 0.2105 | 0 |  | --> | E16 ex BALLYDEHOB | Ballydehob [T421] | DUNMANWAY |  | 51.5222 | -9.5474
MV/LV Substation SC***492 |  | 10 kV | _ | LV | 100 kVA :Pole Substation | 0.1 | --> | 0.1 | 0 | 0 | Constrained,otherwise capacity available =77kVA. | --> | 0.095 | 0 | 0.005928 | 0 | 0 | Constrained,otherwise capacity available =103.4kW. | --> | C17 ex ROSCREA | Roscrea [T41,T42] | IKERRIN |  | 52.9398 | -7.784
MV/LV Substation SC***496Y |  | 20 kV | _ | LV | 100 kVA :Pole Substation | 0.1 | --> | 0.1 | 0 | 0 | Constrained,otherwise capacity available =66kVA. | --> | 0.095 | 0 | 0 | 0.10504 | 0 |  | --> | E19 ex EDENDERRY | Edenderry [T421,T422] | BLAKE |  | 53.3971 | -7.0176
MV/LV Substation SC***502 |  | 10 kV | _ | LV | 50 kVA :Pole Substation | 0.05 | --> | 0.05 | 0.028 | 4.2 |  | --> | 0.0475 | 0 | 0 | 0.053235 | 0 |  | --> | C20 ex NEWMARKET (SR) | Newmarket (sr) [T41,T42] | GLENLARA |  | 52.2197 | -8.9972
MV/LV Substation SC***507Y |  | 10 kV | _ | LV | 200 kVA :Kiosk Substation | 0.2 | --> | 0.2 | 0.181 | 1 |  | --> | 0.19 | 0 | 0 | 0.20286 | 0 |  | --> | C13 ex CORBALLY | Corbally [T41,T42] | ARDNACRUSHA |  | 52.6703 | -8.6201
MV/LV Substation SC***509 |  | 10 kV | _ | LV | 400 kVA :Building Structure | 0.4 | --> | 0.4 | 0 | 0 | Constrained,otherwise capacity available =318kVA. | --> | 0.38 | 0 | 0.021489 | 0.41226 | 0 |  | --> | C12 ex BALLYBODEN | Ballyboden [T41,T42] | COOKSTOWN |  | 53.2807 | -6.3008
MV/LV Substation SC***510 |  | 10 kV | _ | LV | 50 kVA :Pole Substation | 0.05 | --> | 0.05 | 0 | 0 | Constrained,otherwise capacity available =43kVA. | --> | 0.0475 | 0 | 0 | 0.051052 | 0 |  | --> | C18 ex COOLCORCORAN | Coolcorcoran [T41,T42] | KNOCKEARAGH |  | 52.0942 | -9.5304
MV/LV Substation SC***512X |  | 10 kV | _ | LV | 50 kVA :Pole Substation | 0.05 | --> | 0.05 | 0 | 0 | Constrained,otherwise capacity available =37kVA. | --> | 0.0475 | 0 | 0 | 0.051937 | 0 |  | --> | C17 ex COOLCORCORAN | Coolcorcoran [T41,T42] | KNOCKEARAGH |  | 52.1405 | -9.553
MV/LV Substation SC***516X |  | 20 kV | _ | LV | 200 kVA :Pole Substation | 0.2 | --> | 0.2 | 0 | 0 | Constrained,otherwise capacity available =196kVA. | --> | 0.19 | 0 | 0 | 0.20061 | 0 |  | --> | C17 ex CHARLESTOWN | Charlestown [T41] | TONROE |  | 53.9182 | -8.7761
MV/LV Substation SC***517Y |  | 10 kV | _ | LV | 50 kVA :Pole Substation | 0.05 | --> | 0.05 | 0 | 0 | Constrained,otherwise capacity available =47kVA. | --> | 0.0475 | 0 | 0 | 0.050453 | 0 |  | --> | C18 ex CARRICKMACROSS | Carrickmacross [T41,T42] | MEATH HILL |  | 53.9786 | -6.7163
MV/LV Substation SC***521Z |  | 10 kV | _ | LV | 400 kVA :Kiosk Substation | 0.4 | --> | 0.4 | 0 | 0 | Constrained,otherwise capacity available =379kVA. | --> | 0.38 | 0 | 0 | 0.40318 | 0 |  | --> | C16 ex DOUGLAS | Douglas [T41,T42] | TRABEG |  | 51.8886 | -8.4188
MV/LV Substation SC***524 |  | 20 kV | _ | LV | 100 kVA :Pole Substation | 0.1 | --> | 0.1 | 0.075 | 0.4 |  | --> | 0.095 | 0 | 0.004446 | 0.10373 | 0 |  | --> | C14 ex CARRAROE | Carraroe [T42] | SCREEB |  | 53.2409 | -9.5023
MV/LV Substation SC***526 |  | 20 kV | _ | LV | 200 kVA :Pole Substation | 0.2 | --> | 0.2 | 0 | 0 | Constrained,otherwise capacity available =189kVA. | --> | 0.19 | 0 | 0 | 0.20166 | 0 |  | --> | E17 ex INCH | Inch [T421,T422] | OUGHTRAGH |  | 52.309 | -10.0369
MV/LV Substation SC***561 |  | 20 kV | _ | LV | 50 kVA :Pole Substation | 0.05 | --> | 0.05 | 0.046 | 3.6 |  | --> | 0.0475 | 0 | 0 | 0.050604 | 0 |  | --> | E20 ex ENNISCRONE | Enniscrone [T421,T422] | MOY |  | 54.1888 | -9.1127
MV/LV Substation SC***564 |  | 20 kV | _ | LV | 100 kVA :Pole Substation | 0.1 | --> | 0.1 | 0 | 0 | Constrained,otherwise capacity available =68kVA. | --> | 0.095 | 0 | 0.011856 | 0.10475 | 0 |  | --> | C21 ex CASTLEISLAND | Castleisland [T41,T42] | TRALEE |  | 52.1813 | -9.4095
MV/LV Substation SC***570X |  | 20 kV | _ | LV | 50 kVA :Pole Substation | 0.05 | --> | 0.05 | 0.036 | 8.1 |  | --> | 0.0475 | 0 | 0.003705 | 0 | 0 | Constrained,otherwise capacity available =52.1kW. | --> | E16 ex WESTPORT | Westport [T421,T422] | CASTLEBAR |  | 53.598 | -9.6919
MV/LV Substation SC***574Z |  | 20 kV | _ | LV | 400 kVA :Building Structure | 0.4 | --> | 0.4 | 0 | 0 | Constrained,otherwise capacity available =304kVA. | --> | 0.38 | 0 | 0.035568 | 0.41329 | 0 |  | --> | E11 ex BALLYDEHOB | Ballydehob [T421] | DUNMANWAY |  | 51.5276 | -9.5462
MV/LV Substation SC***579X |  | 20 kV | _ | LV | 100 kVA :Pole Substation | 0.1 | --> | 0.1 | 0 | 0 | Constrained,otherwise capacity available =47kVA. | --> | 0.095 | 0 | 0 | 0.10774 | 0 |  | --> | C18 ex CLONES | Clones [T41,T42] | SHANKILL |  | 54.1236 | -7.2484
MV/LV Substation SC***583 |  | 10 kV | _ | LV | 200 kVA :Kiosk Substation | 0.2 | --> | 0.2 | 0 | 0 | Constrained,otherwise capacity available =129kVA. | --> | 0.19 | 0 | 0.01482 | 0.2105 | 0 |  | --> | C11 ex SCARIFF | Scariff [T42] | ENNIS |  | 52.905 | -8.5366
MV/LV Substation SC***585 |  | 20 kV | _ | LV | 200 kVA :Pole Substation | 0.2 | --> | 0.2 | 0 | 0 | Constrained,otherwise capacity available =110kVA. | --> | 0.19 | 0 | 0.004446 | 0.21322 | 0 |  | --> | C12 ex SCARIFF | Scariff [T42] | ENNIS |  | 52.9094 | -8.5327
MV/LV Substation SC***587 |  | 10 kV | _ | LV | 25 kVA :Pole Substation | 0.025 | --> | 0.025 | 0.025 | 18.7 |  | --> | 0.02375 | 0 | 0 | 0.025 | 0 |  | --> | C18 ex ARKLOW | Arklow [T101,T102] | ARKLOW |  | 52.8544 | -6.1069
MV/LV Substation SC***591 |  | 10 kV | _ | LV | 50 kVA :Pole Substation | 0.05 | --> | 0.05 | 0 | 0 | Constrained,otherwise capacity available =48kVA. | --> | 0.0475 | 0 | 0 | 0.050303 | 0 |  | --> | C12 ex AGHAMORE | Aghamore [T41,T42] | LANESBORO |  | 53.7644 | -8.051
MV/LV Substation SC***599 |  | 10 kV | _ | LV | 50 kVA :Pole Substation | 0.05 | --> | 0.05 | 0 | 0 | Constrained,otherwise capacity available =49kVA. | --> | 0.0475 | 0 | 0 | 0.050152 | 0 |  | --> | C12 ex BALLYBEGGAN | Ballybeggan [T43,T44] | TRALEE |  | 52.2379 | -9.5542
MV/LV Substation SC***606Z |  | 10 kV | _ | LV | 100 kVA :Pole Substation | 0.1 | --> | 0.1 | 0.078 | 6 |  | --> | 0.095 | 0 | 0 | 0.10329 | 0 |  | --> | C26 ex PELLETSTOWN | Pelletstown [T101,T102] | FINGLAS |  | 53.3844 | -6.3334
MV/LV Substation SC***613 |  | 10 kV | _ | LV | 630 kVA :Building Structure | 0.63 | --> | 0.63 | 0 | 0 | Constrained,otherwise capacity available =422kVA. | --> | 0.5985 | 0 | 0.034086 | 0.5 | 0 |  | --> | C13 ex WHITEHALL | Whitehall [T41] | FINGLAS |  | 53.3746 | -6.2619
MV/LV Substation SC***639 |  | 20 kV | _ | LV | 400 kVA :Kiosk Substation | 0.4 | --> | 0.4 | 0 | 0 | Constrained,otherwise capacity available =393kVA. | --> | 0.38 | 0 | 0.008151 | 0.40106 | 0 |  | --> | E16 ex DINGLE | Dingle [T421,T422] | OUGHTRAGH |  | 52.1335 | -10.2683
MV/LV Substation SC***644Y |  | 20 kV | _ | LV | 50 kVA :Pole Substation | 0.05 | --> | 0.05 | 0 | 0 | Constrained,otherwise capacity available =50kVA. | --> | 0.0475 | 0 | 0 | 0.05 | 0 |  | --> | E16 ex BALLYDEHOB | Ballydehob [T421] | DUNMANWAY |  | 51.5463 | -9.5328
MV/LV Substation SC***660Y |  | 10 kV | _ | LV | 200 kVA :Pole Substation | 0.2 | --> | 0.2 | 0 | 0 | Constrained,otherwise capacity available =191kVA. | --> | 0.19 | 0 | 0 | 0.20136 | 0 |  | --> | C16 ex CLONES | Clones [T41,T42] | SHANKILL |  | 54.1848 | -7.2272
MV/LV Substation SC***661 |  | 10 kV | _ | LV | 100 kVA :Pole Substation | 0.1 | --> | 0.1 | 0.086 | 0.9 |  | --> | 0.095 | 0 | 0 | 0.1021 | 0 |  | --> | C16 ex KENMARE | Kenmare [T42] | KNOCKEARAGH |  | 51.8815 | -9.5811
MV/LV Substation SC***679 |  | 10 kV | _ | LV | 100 kVA :Pole Substation | 0.1 | --> | 0.1 | 0 | 0 | Constrained,otherwise capacity available =90kVA. | --> | 0.095 | 0 | 0.003705 | 0.10151 | 0 |  | --> | C12 ex BALLYBEGGAN | Ballybeggan [T43,T44] | TRALEE |  | 52.2354 | -9.555
MV/LV Substation SC***685Y |  | 10 kV | _ | LV | 200 kVA :Kiosk Substation | 0.2 | --> | 0.2 | 0.199 | 1.4 |  | --> | 0.19 | 0 | 0 | 0.20015 | 0 |  | --> | C23 ex SRAH | Srah [T43] | THORNSBERRY |  | 53.2894 | -7.4969
MV/LV Substation SC***695 |  | 10 kV | _ | LV | 630 kVA :Kiosk Substation | 0.63 | --> | 0.63 | 0 | 0 | Constrained,otherwise capacity available =500kVA. | --> | 0.5985 | 0 | 0 | 0 | 0 | Constrained,otherwise capacity available =500kW. | --> | C16 ex DUNGLOE | Dungloe [T41,T42] | ARDNAGAPPARY |  | 54.98 | -8.4389
MV/LV Substation SC***698Z |  | 20 kV | _ | LV | 200 kVA :Kiosk Substation | 0.2 | --> | 0.2 | 0.187 | 2.5 |  | --> | 0.19 | 0 | 0 | 0.20196 | 0 |  | --> | E13 ex BAGENALSTOWN | Bagenalstown [T421,T422] | CARLOW |  | 52.6486 | -6.9303
MV/LV Substation SC***702X |  | 10 kV | _ | LV | 1000 kVA :Building Structure | 1 | --> | 1 | 0.5 | 0.9 |  | --> | 0.95 | 0 | 0.11115 | 0.5 | 0 |  | --> | C11 ex WOODFORD | Woodford [T41,T42] | KNOCKEARAGH |  | 52.0588 | -9.5053
MV/LV Substation SC***711X |  | 20 kV | _ | LV | 50 kVA :Pole Substation | 0.05 | --> | 0.05 | 0 | 0 | Constrained,otherwise capacity available =37kVA. | --> | 0.0475 | 0 | 0.003705 | 0.051937 | 0 |  | --> | E16 ex BALLYDEHOB | Ballydehob [T421] | DUNMANWAY |  | 51.5189 | -9.5499
MV/LV Substation SC***721 |  | 10 kV | _ | LV | 100 kVA :Pole Substation | 0.1 | --> | 0.1 | 0 | 0 | Constrained,otherwise capacity available =95kVA. | --> | 0.095 | 0 | 0 | 0.10076 | 0 |  | --> | C21 ex LITTLE BRAY | Little Bray [T41,T42] | FASSAROE |  | 53.2214 | -6.1815
MV/LV Substation SC***726Z |  | 10 kV | _ | LV | 400 kVA :Kiosk Substation | 0.4 | --> | 0.4 | 0 | 0 | Constrained,otherwise capacity available =339kVA. | --> | 0.38 | 0 | 0 | 0.40916 | 0 |  | --> | C13 ex SUTTON | Sutton [T41,T42] | GRANGE (DR) |  | 53.3927 | -6.1318
MV/LV Substation SC***740Y |  | 20 kV | _ | LV | 100 kVA :Pole Substation | 0.1 | --> | 0.1 | 0 | 0 | Constrained,otherwise capacity available =100kVA. | --> | 0.095 | 0 | 0 | 0.1 | 0 |  | --> | E11 ex EDENDERRY | Edenderry [T421,T422] | BLAKE |  | 53.3515 | -7.0519
MV/LV Substation SC***742X |  | 20 kV | _ | LV | 1000 kVA :Building Structure | 1 | --> | 1 | 0 | 0 | Constrained,otherwise capacity available =500kVA. | --> | 0.95 | 0 | 0.003705 | 0.5 | 0 |  | --> | E16 ex MILLTOWN (SR) | Milltown (sr) [T421,T422] | OUGHTRAGH |  | 52.1075 | -9.7886
MV/LV Substation SC***743 |  | 10 kV | _ | LV | 50 kVA :Pole Substation | 0.05 | --> | 0.05 | 0.042 | 6.5 |  | --> | 0.0475 | 0 | 0 | 0.0512 | 0 |  | --> | C17 ex OUGHTERARD | Oughterard [T41,T42] | SCREEB |  | 53.4304 | -9.3264
MV/LV Substation SC***748Y |  | 20 kV | _ | LV | 200 kVA :Pole Substation | 0.2 | --> | 0.2 | 0 | 0 | Constrained,otherwise capacity available =162kVA. | --> | 0.19 | 0 | 0 | 0.20569 | 0 |  | --> | E16 ex BALLYDEHOB | Ballydehob [T421] | DUNMANWAY |  | 51.5243 | -9.5453
MV/LV Substation SC***752Y |  | 10 kV | _ | LV | 100 kVA :Pole Substation | 0.1 | --> | 0.1 | 0 | 0 | Constrained,otherwise capacity available =92kVA. | --> | 0.095 | 0 | 0.005928 | 0.10121 | 0 |  | --> | C23 ex CREGG ROAD | Cregg Road [T41,T42] | BALLYDINE |  | 52.3526 | -7.3239
MV/LV Substation SC***778Y |  | 20 kV | _ | LV | 400 kVA :Kiosk Substation | 0.4 | --> | 0.4 | 0 | 0 | Constrained,otherwise capacity available =387kVA. | --> | 0.38 | 0 | 0.004446 | 0.40197 | 0 |  | --> | E11 ex BALLYDEHOB | Ballydehob [T421] | DUNMANWAY |  | 51.5284 | -9.5503
MV/LV Substation SC***779Y |  | 10 kV | _ | LV | 200 kVA :Pole Substation | 0.2 | --> | 0.2 | 0 | 0 | Constrained,otherwise capacity available =175kVA. | --> | 0.19 | 0 | 0 | 0.20376 | 0 |  | --> | C12 ex AGHAMORE | Aghamore [T41,T42] | LANESBORO |  | 53.7712 | -8.0531
MV/LV Substation SC***779Z |  | 20 kV | _ | LV | 50 kVA :Pole Substation | 0.05 | --> | 0.05 | 0 | 0 | Constrained,otherwise capacity available =50kVA. | --> | 0.0475 | 0 | 0 | 0.05 | 0 |  | --> | E12 ex BALTINGLASS | Baltinglass [T421,T422] | STRATFORD |  | 53.0014 | -6.6858
MV/LV Substation SC***789 |  | 10 kV | _ | LV | 50 kVA :Pole Substation | 0.05 | --> | 0.05 | 0 | 0 | Constrained,otherwise capacity available =47kVA. | --> | 0.0475 | 0 | 0 | 0 | 0 | Constrained,otherwise capacity available =50.5kW. | --> | C23 ex TINAHASK | Tinahask [T41,T42] | ARKLOW |  | 52.7546 | -6.2101
MV/LV Substation SC***789X |  | 20 kV | _ | LV | 50 kVA :Pole Substation | 0.05 | --> | 0.05 | 0 | 0 | Constrained,otherwise capacity available =31kVA. | --> | 0.0475 | 0 | 0.004446 | 0.052806 | 0 |  | --> | C12 ex SPIDDAL | Spiddal [T42] | SCREEB |  | 53.2455 | -9.3871
MV/LV Substation SC***791X |  | 10 kV | _ | LV | 50 kVA :Pole Substation | 0.05 | --> | 0.05 | 0 | 0 | Constrained,otherwise capacity available =44kVA. | --> | 0.0475 | 0 | 0 | 0.050903 | 0 |  | --> | C17 ex CARRIGSHANE | Carrigshane [T41] | MIDLETON |  | 51.8849 | -8.1434
MV/LV Substation SC***796 |  | 10 kV | _ | LV | 50 kVA :Pole Substation | 0.05 | --> | 0.05 | 0 | 0 | Constrained,otherwise capacity available =43kVA. | --> | 0.0475 | 0 | 0 | 0 | 0 | Constrained,otherwise capacity available =51.1kW. | --> | C15 ex KILCLOHER | Kilcloher [T41,T42] | DUNGARVAN |  | 52.1025 | -7.7523
MV/LV Substation SC***796X |  | 10 kV | _ | LV | 50 kVA :Pole Substation | 0.05 | --> | 0.05 | 0 | 0 | Constrained,otherwise capacity available =41kVA. | --> | 0.0475 | 0 | 0 | 0.051348 | 0 |  | --> | C16 ex CREGG ROAD | Cregg Road [T41,T42] | BALLYDINE |  | 52.3437 | -7.3201
MV/LV Substation SC***799 |  | 20 kV | _ | LV | 100 kVA :Pole Substation | 0.1 | --> | 0.1 | 0 | 0 | Constrained,otherwise capacity available =74kVA. | --> | 0.095 | 0 | 0.003705 | 0.10387 | 0 |  | --> | C21 ex CASTLEISLAND | Castleisland [T41,T42] | TRALEE |  | 52.1807 | -9.4072
MV/LV Substation SC***814 |  | 20 kV | _ | LV | 50 kVA :Pole Substation | 0.05 | --> | 0.05 | 0 | 0 | Constrained,otherwise capacity available =46kVA. | --> | 0.0475 | 0 | 0 | 0 | 0 | Constrained,otherwise capacity available =50.6kW. | --> | E12 ex KILMACTHOMAS | Kilmacthomas [T421,T422] | DUNGARVAN |  | 52.2103 | -7.3962
MV/LV Substation SC***826X |  | 10 kV | _ | LV | 200 kVA :Pole Substation | 0.2 | --> | 0.2 | 0.2 | 4.2 |  | --> | 0.19 | 0 | 0 | 0.2 | 0 |  | --> | C20 ex NEWMARKET (SR) | Newmarket (sr) [T41,T42] | GLENLARA |  | 52.2164 | -9.0035
MV/LV Substation SC***849Y |  | 20 kV | _ | LV | 100 kVA :Pole Substation | 0.1 | --> | 0.1 | 0 | 0 | Constrained,otherwise capacity available =84kVA. | --> | 0.095 | 0 | 0.002223 | 0 | 0 | Constrained,otherwise capacity available =102.4kW. | --> | E14 ex EMYVALE | Emyvale [T422] | LISDRUM |  | 54.3396 | -6.9616
MV/LV Substation SC***876 |  | 20 kV | _ | LV | 50 kVA :Pole Substation | 0.05 | --> | 0.05 | 0 | 0 | Constrained,otherwise capacity available =41kVA. | --> | 0.0475 | 0 | 0 | 0 | 0 | Constrained,otherwise capacity available =51.3kW. | --> | E12 ex KILMACTHOMAS | Kilmacthomas [T421,T422] | DUNGARVAN |  | 52.2059 | -7.4021
MV/LV Substation SC***895 |  | 10 kV | _ | LV | 100 kVA :Pole Substation | 0.1 | --> | 0.1 | 0.099 | 11.9 |  | --> | 0.095 | 0 | 0 | 0.10015 | 0 |  | --> | C36 ex SALTHILL | Salthill [T101,T102] | SALTHILL |  | 53.2897 | -9.0843
MV/LV Substation SC***908Y |  | 20 kV | _ | LV | 50 kVA :Pole Substation | 0.05 | --> | 0.05 | 0 | 0 | Constrained,otherwise capacity available =46kVA. | --> | 0.0475 | 0 | 0 | 0.050604 | 0 |  | --> | E11 ex BALLYDEHOB | Ballydehob [T421] | DUNMANWAY |  | 51.5307 | -9.5261
MV/LV Substation SC***913Z |  | 20 kV | _ | LV | 400 kVA :Kiosk Substation | 0.4 | --> | 0.4 | 0 | 0 | Constrained,otherwise capacity available =313kVA. | --> | 0.38 | 0 | 0 | 0.413 | 0 |  | --> | E11 ex BALLYDEHOB | Ballydehob [T421] | DUNMANWAY |  | 51.5272 | -9.5433
MV/LV Substation SC***917 |  | 20 kV | _ | LV | 50 kVA :Pole Substation | 0.05 | --> | 0.05 | 0 | 0 | Constrained,otherwise capacity available =40kVA. | --> | 0.0475 | 0 | 0 | 0 | 0 | Constrained,otherwise capacity available =51.5kW. | --> | E17 ex SPRINGS | Springs [T421,T422] | DUNGARVAN |  | 52.0962 | -7.5794
MV/LV Substation SC***940Z |  | 10 kV | _ | LV | 630 kVA :Building Structure | 0.63 | --> | 0.63 | 0 | 0 | Constrained,otherwise capacity available =500kVA. | --> | 0.5985 | 0 | 0 | 0.5 | 0 |  | --> | C18 ex NAAS | Naas [T41,T42] | KILTEEL |  | 53.1957 | -6.7428
MV/LV Substation SC***946 |  | 10 kV | _ | LV | 400 kVA :Kiosk Substation | 0.4 | --> | 0.4 | 0.221 | 2.4 |  | --> | 0.38 | 0 | 0.02223 | 0.4263 | 0 |  | --> | C15 ex BRAY | Bray [T41,T42] | FASSAROE |  | 53.1881 | -6.1234
MV/LV Substation SC***955 |  | 10 kV | _ | LV | 400 kVA :Building Structure | 0.4 | --> | 0.4 | 0.4 | 4.5 |  | --> | 0.38 | 0 | 0 | 0.4 | 0 |  | --> | C13 ex BOGHALL ROAD | Boghall Road [T41,T42] | FASSAROE |  | 53.1819 | -6.1194
MV/LV Substation SC***983X |  | 20 kV | _ | LV | 50 kVA :Pole Substation | 0.05 | --> | 0.05 | 0 | 0 | Constrained,otherwise capacity available =36kVA. | --> | 0.0475 | 0 | 0 | 0.052083 | 0 |  | --> | E17 ex BRUFF | Bruff [T42,T421] | LIMERICK |  | 52.5553 | -8.5548
MV/LV Substation SC***999X |  | 10 kV | _ | LV | 50 kVA :Pole Substation | 0.05 | --> | 0.05 | 0.04 | 4.2 |  | --> | 0.0475 | 0 | 0.003705 | 0.051496 | 0 |  | --> | C20 ex NEWMARKET (SR) | Newmarket (sr) [T41,T42] | GLENLARA |  | 52.2255 | -8.9912
MV/LV Substation SD***057Z |  | 20 kV | _ | LV | 100 kVA :Pole Substation | 0.1 | --> | 0.1 | 0 | 0 | Constrained,otherwise capacity available =80kVA. | --> | 0.095 | 0 | 0 | 0.10299 | 0 |  | --> | E12 ex SHILLELAGH | Shillelagh [T421,T422] | CARLOW |  | 52.7545 | -6.539
MV/LV Substation SE***002 |  | 10 kV | _ | LV | 400 kVA :Kiosk Substation | 0.4 | --> | 0.4 | 0 | 0 | Constrained,otherwise capacity available =400kVA. | --> | 0.38 | 0 | 0 | 0.4 | 0 |  | --> | E16 ex GARRANACANTY | Garranacanty [T421,T422] | TIPPERARY |  | 52.4665 | -8.1503
MV/LV Substation SE***003Y |  | 10 kV | _ | LV | 200 kVA :Kiosk Substation | 0.2 | --> | 0.2 | 0 | 0 | Constrained,otherwise capacity available =147kVA. | --> | 0.19 | 0 | 0.017784 | 0.20789 | 0 |  | --> | C17 ex SWORDS | Swords [T41,T42] | GLASMORE |  | 53.463 | -6.2124
MV/LV Substation SE***005 |  | 20 kV | _ | LV | 200 kVA :Pole Substation | 0.2 | --> | 0.2 | 0 | 0 | Constrained,otherwise capacity available =200kVA. | --> | 0.19 | 0 | 0 | 0.2 | 0 |  | --> | E13 ex BALLINROBE | Ballinrobe [T421,T422] | DALTON |  | 53.6249 | -9.235
MV/LV Substation SE***006Y |  | 20 kV | _ | LV | 100 kVA :Pole Substation | 0.1 | --> | 0.1 | 0.095 | 2.8 |  | --> | 0.095 | 0 | 0 | 0.10076 | 0 |  | --> | E13 ex CLARA | Clara [T421,T422] | THORNSBERRY |  | 53.4424 | -7.4815
MV/LV Substation SE***007 |  | 20 kV | _ | LV | 100 kVA :Pole Substation | 0.1 | --> | 0.1 | 0 | 0 | Constrained,otherwise capacity available =97kVA. | --> | 0.095 | 0 | 0 | 0.10045 | 0 |  | --> | E13 ex BALLINROBE | Ballinrobe [T421,T422] | DALTON |  | 53.6224 | -9.2306
MV/LV Substation SE***007Y |  | 10 kV | _ | LV | 400 kVA :Kiosk Substation | 0.4 | --> | 0.4 | 0.281 | 13.5 |  | --> | 0.38 | 0 | 0.08892 | 0.41768 | 0 |  | --> | C18 ex ENNIS | Ennis [T101,T102] | ENNIS |  | 52.8568 | -8.9563
MV/LV Substation SE***007Y |  | 10 kV | _ | LV | 50 kVA :Pole Substation | 0.05 | --> | 0.05 | 0 | 0 | Constrained,otherwise capacity available =44kVA. | --> | 0.0475 | 0 | 0 | 0.050903 | 0 |  | --> | E12 ex DALTON | Dalton [T421,T422] | DALTON |  | 53.7243 | -8.9829
MV/LV Substation SE***011X |  | 10 kV | _ | LV | 50 kVA :Pole Substation | 0.05 | --> | 0.05 | 0 | 0 | Constrained,otherwise capacity available =48kVA. | --> | 0.0475 | 0 | 0 | 0 | 0 | Constrained,otherwise capacity available =50.3kW. | --> | E12 ex KILLYBEGS | Killybegs [T422] | BINBANE |  | 54.672 | -8.4182
MV/LV Substation SE***011Z |  | 10 kV | _ | LV | 50 kVA :Pole Substation | 0.05 | --> | 0.05 | 0 | 0 | Constrained,otherwise capacity available =44kVA. | --> | 0.0475 | 0 | 0.003705 | 0.050903 | 0 |  | --> | C21 ex KILMONEY | Kilmoney [T41,T42] | TRABEG |  | 51.7636 | -8.3186
MV/LV Substation SE***012Y |  | 10 kV | _ | LV | 400 kVA :Kiosk Substation | 0.4 | --> | 0.4 | 0 | 0 | Constrained,otherwise capacity available =336kVA. | --> | 0.38 | 0 | 0.006669 | 0.4096 | 0 |  | --> | C17 ex MOUNTGORRY | Mountgorry [T41,T42] | GRANGE (DR) |  | 53.4552 | -6.1799
MV/LV Substation SE***016 |  | 10 kV | _ | LV | 100 kVA :Pole Substation | 0.1 | --> | 0.1 | 0 | 0 | Constrained,otherwise capacity available =69kVA. | --> | 0.095 | 0 | 0 | 0 | 0 | Constrained,otherwise capacity available =104.6kW. | --> | C11 ex CLOONLOUGH | Cloonlough [T41,T42] | BARRYMORE |  | 52.2718 | -8.2792
MV/LV Substation SE***016 |  | 10 kV | _ | LV | 630 kVA :Building Structure | 0.63 | --> | 0.63 | 0.5 | 2.3 |  | --> | 0.5985 | 0 | 0 | 0.5 | 0 |  | --> | E18 ex MOY | Moy [T421,T422] | MOY |  | 54.1253 | -9.1461
MV/LV Substation SE***016X |  | 10 kV | _ | LV | 400 kVA :Kiosk Substation | 0.4 | --> | 0.4 | 0.299 | 2.8 |  | --> | 0.38 | 0 | 0 | 0.41505 | 0 |  | --> | C16 ex MOUNT MERRION | Mount Merrion [T41,T42] | CARRICKMINES |  | 53.3073 | -6.2044
MV/LV Substation SE***020 |  | 10 kV | _ | LV | 50 kVA :Pole Substation | 0.05 | --> | 0.05 | 0.022 | 5.6 |  | --> | 0.0475 | 0 | 0.006669 | 0.05408 | 0 |  | --> | C12 ex KILCOOLE | Kilcoole [T41,T42] | FASSAROE |  | 53.1057 | -6.0462
MV/LV Substation SE***023Y |  | 10 kV | _ | LV | 200 kVA :Building Structure | 0.2 | --> | 0.2 | 0.193 | 4.6 |  | --> | 0.19 | 0 | 0 | 0.20106 | 0 |  | --> | C31 ex CASTLEVIEW | Castleview [T101,T102] | CASTLEVIEW |  | 51.8931 | -8.365
MV/LV Substation SE***024 |  | 10 kV | _ | LV | 200 kVA :Pole Substation | 0.2 | --> | 0.2 | 0 | 0 | Constrained,otherwise capacity available =103kVA. | --> | 0.19 | 0 | 0.009633 | 0.21421 | 0 |  | --> | C17 ex LOUGHTAGALLA | Loughtagalla [T41,T42] | THURLES |  | 52.6861 | -7.7967
MV/LV Substation SE***025 |  | 10 kV | _ | LV | 200 kVA :Kiosk Substation | 0.2 | --> | 0.2 | 0.128 | 11.9 |  | --> | 0.19 | 0 | 0.01482 | 0.21065 | 0 |  | --> | C33 ex SALTHILL | Salthill [T101,T102] | SALTHILL |  | 53.2611 | -9.117
MV/LV Substation SE***028X |  | 10 kV | _ | LV | 50 kVA :Pole Substation | 0.05 | --> | 0.05 | 0 | 0 | Constrained,otherwise capacity available =24kVA. | --> | 0.0475 | 0 | 0 | 0.0538 | 0 |  | --> | C16 ex LITTLE BRAY | Little Bray [T41,T42] | FASSAROE |  | 53.2113 | -6.1305
MV/LV Substation SE***035 |  | 10 kV | _ | LV | 200 kVA :Kiosk Substation | 0.2 | --> | 0.2 | 0 | 0 | Constrained,otherwise capacity available =100kVA. | --> | 0.19 | 0 | 0.003705 | 0.21464 | 0 |  | --> | C21 ex ENNISTYMON | Ennistymon [T41,T42] | ENNIS |  | 52.9311 | -9.344
MV/LV Substation SE***036 |  | 10 kV | _ | LV | 400 kVA :Building Structure | 0.4 | --> | 0.4 | 0.273 | 7.8 |  | --> | 0.38 | 0 | 0 | 0.41884 | 0 |  | --> | C11 ex CARROWBEG | Carrowbeg [T41,T42] | CARROWBEG |  | 53.7998 | -9.5487
MV/LV Substation SE***037 |  | 10 kV | _ | LV | 400 kVA :Kiosk Substation | 0.4 | --> | 0.4 | 0 | 0 | Constrained,otherwise capacity available =347kVA. | --> | 0.38 | 0 | 0.00741 | 0 | 0 | Constrained,otherwise capacity available =408kW. | --> | C18 ex KNOCKMULLEN | Knockmullen [T42,T421] | GREAT ISLAND |  | 52.392 | -6.9445
MV/LV Substation SE***038X |  | 20 kV | _ | LV | 50 kVA :Pole Substation | 0.05 | --> | 0.05 | 0.044 | 8.5 |  | --> | 0.0475 | 0 | 0 | 0 | 0 | Constrained,otherwise capacity available =50.9kW. | --> | E14 ex ARIGNA | Arigna [T121] | ARIGNA |  | 54.0534 | -8.1492
MV/LV Substation SE***044Y |  | 10 kV | _ | LV | 630 kVA :Building Structure | 0.63 | --> | 0.63 | 0 | 0 | Constrained,otherwise capacity available =500kVA. | --> | 0.5985 | 0 | 0 | 0.5 | 0 |  | --> | C12 ex SKIBBEREEN | Skibbereen [T41,T42] | DUNMANWAY |  | 51.5512 | -9.2666
MV/LV Substation SE***046 |  | 10 kV | _ | LV | 400 kVA :Kiosk Substation | 0.4 | --> | 0.4 | 0 | 0 | Constrained,otherwise capacity available =257kVA. | --> | 0.38 | 0 | 0.001482 | 0.42115 | 0 |  | --> | C18 ex HOLYCROSS ROAD | Holycross Road [T41,T42] | THURLES |  | 52.6831 | -7.8233
MV/LV Substation SE***047 |  | 10 kV | _ | LV | 400 kVA :Kiosk Substation | 0.4 | --> | 0.4 | 0 | 0 | Constrained,otherwise capacity available =164kVA. | --> | 0.38 | 0 | 0.047424 | 0.43431 | 0 |  | --> | C16 ex LOUGHSHINNY | Loughshinny [T41,T42] | GLASMORE |  | 53.5801 | -6.1153
MV/LV Substation SE***047Y |  | 10 kV | _ | LV | 630 kVA :Kiosk Substation | 0.63 | --> | 0.63 | 0.5 | 1.9 |  | --> | 0.5985 | 0 | 0 | 0 | 0 | Constrained,otherwise capacity available =500kW. | --> | C13 ex TURLOUGH ROAD | Turlough Road [T41,T42] | CASTLEBAR |  | 53.8552 | -9.2982
MV/LV Substation SE***051 |  | 10 kV | _ | LV | 400 kVA :Building Structure | 0.4 | --> | 0.4 | 0.4 | 0.9 |  | --> | 0.38 | 0 | 0 | 0.4 | 0 |  | --> | C18 ex WOODFORD | Woodford [T41,T42] | KNOCKEARAGH |  | 52.0515 | -9.5217
MV/LV Substation SE***053X |  | 20 kV | _ | LV | 400 kVA :Building Structure | 0.4 | --> | 0.4 | 0.396 | 4.4 |  | --> | 0.38 | 0 | 0 | 0 | 0 | Constrained,otherwise capacity available =400.6kW. | --> | E21 ex STRANORLAR | Stranorlar [T421,T422] | LETTERKENNY |  | 54.8002 | -7.7737
MV/LV Substation SE***054Y |  | 10 kV | _ | LV | 400 kVA :Kiosk Substation | 0.4 | --> | 0.4 | 0 | 0 | Constrained,otherwise capacity available =355kVA. | --> | 0.38 | 0 | 0.014079 | 0.40677 | 0 |  | --> | C12 ex COBH | Cobh [T41,T42] | COW CROSS |  | 51.8592 | -8.2816
MV/LV Substation SE***055X |  | 20 kV | _ | LV | 50 kVA :Pole Substation | 0.05 | --> | 0.05 | 0.032 | 1 |  | --> | 0.0475 | 0 | 0 | 0 | 0 | Constrained,otherwise capacity available =52.7kW. | --> | C16 ex BOYLE | Boyle [T41,T42] | CARRICK ON SHANNON |  | 54.0974 | -8.253
MV/LV Substation SE***055Y |  | 10 kV | _ | LV | 630 kVA :Kiosk Substation | 0.63 | --> | 0.63 | 0 | 0 | Constrained,otherwise capacity available =500kVA. | --> | 0.5985 | 0 | 0 | 0.5 | 0 |  | --> | C12 ex COBH | Cobh [T41,T42] | COW CROSS |  | 51.8587 | -8.2835
MV/LV Substation SE***058 |  | 10 kV | _ | LV | 200 kVA :Pole Substation | 0.2 | --> | 0.2 | 0 | 0 | Constrained,otherwise capacity available =191kVA. | --> | 0.19 | 0 | 0 | 0 | 0 | Constrained,otherwise capacity available =201.4kW. | --> | C16 ex MOUNTMELLICK | Mountmellick [T41,T42] | PORTLAOISE |  | 53.1238 | -7.3239
MV/LV Substation SE***059X |  | 10 kV | _ | LV | 400 kVA :Kiosk Substation | 0.4 | --> | 0.4 | 0.329 | 5.8 |  | --> | 0.38 | 0 | 0.003705 | 0.41064 | 0 |  | --> | C20 ex OAKFIELD | Oakfield [T41,T42] | SLIGO |  | 54.2738 | -8.5062
MV/LV Substation SE***060X |  | 10 kV | _ | LV | 400 kVA :Kiosk Substation | 0.4 | --> | 0.4 | 0.209 | 6.4 |  | --> | 0.38 | 0 | 0 | 0.428 | 0 |  | --> | C14 ex GARRYCASTLE | Garrycastle [T41,T42] | ATHLONE |  | 53.4224 | -7.9323
MV/LV Substation SE***061Y |  | 10 kV | _ | LV | 25 kVA :Pole Substation | 0.025 | --> | 0.025 | 0 | 0 | Constrained,otherwise capacity available =8kVA. | --> | 0.02375 | 0 | 0 | 0.027455 | 0 |  | --> | C18 ex BALLYHALE | Ballyhale [T42,T421] | KILKENNY |  | 52.4734 | -7.2019
MV/LV Substation SE***064 |  | 10 kV | _ | LV | 200 kVA :Pole Substation | 0.2 | --> | 0.2 | 0.154 | 7.9 |  | --> | 0.19 | 0 | 0.005187 | 0.20687 | 0 |  | --> | C11 ex DUNMANWAY | Dunmanway [T422,T43] | DUNMANWAY |  | 51.7207 | -9.1065
MV/LV Substation SE***065X |  | 10 kV | _ | LV | 50 kVA :Pole Substation | 0.05 | --> | 0.05 | 0 | 0 | Constrained,otherwise capacity available =27kVA. | --> | 0.0475 | 0 | 0 | 0 | 0 | Constrained,otherwise capacity available =53.4kW. | --> | C23 ex GLENTIES | Glenties [T41,T42] | BINBANE |  | 54.7701 | -8.4193
MV/LV Substation SE***065X |  | 10 kV | _ | LV | 50 kVA :Pole Substation | 0.05 | --> | 0.05 | 0.05 | 1.1 |  | --> | 0.0475 | 0 | 0 | 0 | 0 | Constrained,otherwise capacity available =50kW. | --> | C18 ex NEWCASTLEWEST | Newcastlewest [T41,T42] | RATHKEALE |  | 52.4429 | -9.0374
MV/LV Substation SE***066Y |  | 10 kV | _ | LV | 400 kVA :Kiosk Substation | 0.4 | --> | 0.4 | 0 | 0 | Constrained,otherwise capacity available =313kVA. | --> | 0.38 | 0 | 0 | 0.413 | 0 |  | --> | C16 ex TRAMORE | Tramore [T41,T42] | BUTLERSTOWN |  | 52.1635 | -7.1387
MV/LV Substation SE***067 |  | 10 kV | _ | LV | 100 kVA :Pole Substation | 0.1 | --> | 0.1 | 0.045 | 1.1 |  | --> | 0.095 | 0 | 0.011115 | 0.10802 | 0 |  | --> | C17 ex BIRR | Birr [T41,T422] | DALLOW |  | 53.0861 | -7.9018
MV/LV Substation SE***067 |  | 20 kV | _ | LV | 50 kVA :Pole Substation | 0.05 | --> | 0.05 | 0 | 0 | Constrained,otherwise capacity available =50kVA. | --> | 0.0475 | 0 | 0 | 0.05 | 0 |  | --> | E11 ex CAVAN | Cavan [T42,T421] | SHANKILL |  | 54.0488 | -7.3082
MV/LV Substation SE***070 |  | 10 kV | _ | LV | 50 kVA :Pole Substation | 0.05 | --> | 0.05 | 0 | 0 | Constrained,otherwise capacity available =48kVA. | --> | 0.0475 | 0 | 0 | 0.050303 | 0 |  | --> | C17 ex MOUNTGORRY | Mountgorry [T41,T42] | GRANGE (DR) |  | 53.4611 | -6.1975
MV/LV Substation SE***070Y |  | 10 kV | _ | LV | 50 kVA :Pole Substation | 0.05 | --> | 0.05 | 0.039 | 4.6 |  | --> | 0.0475 | 0 | 0 | 0.051643 | 0 |  | --> | C19 ex RINGASKIDDY 110KV | Ringaskiddy 110kv [T42] | BARNAHELY |  | 51.852 | -8.3351
MV/LV Substation SE***072X |  | 20 kV | _ | LV | 200 kVA :Kiosk Substation | 0.2 | --> | 0.2 | 0 | 0 | Constrained,otherwise capacity available =137kVA. | --> | 0.19 | 0 | 0 | 0.20935 | 0 |  | --> | C12 ex DUNLEER | Dunleer [T41,T42] | DRYBRIDGE |  | 53.7952 | -6.2442
MV/LV Substation SE***073 |  | 10 kV | _ | LV | 400 kVA :Kiosk Substation | 0.4 | --> | 0.4 | 0.361 | 5.7 |  | --> | 0.38 | 0 | 0 | 0.40588 | 0 |  | --> | C23 ex RAMPARTS | Ramparts [T41,T42] | DUNDALK |  | 54.0051 | -6.398
MV/LV Substation SE***073Y |  | 10 kV | _ | LV | 50 kVA :Pole Substation | 0.05 | --> | 0.05 | 0 | 0 | Constrained,otherwise capacity available =48kVA. | --> | 0.0475 | 0 | 0 | 0 | 0 | Constrained,otherwise capacity available =50.3kW. | --> | C21 ex COOLCARRON | Coolcarron [T41,T42] | BARRYMORE |  | 52.1292 | -8.2776
MV/LV Substation SE***074X |  | 10 kV | _ | LV | 50 kVA :Pole Substation | 0.05 | --> | 0.05 | 0.047 | 1 |  | --> | 0.0475 | 0 | 0 | 0 | 0 | Constrained,otherwise capacity available =50.5kW. | --> | C12 ex BOYLE | Boyle [T41,T42] | CARRICK ON SHANNON |  | 53.8719 | -8.4032
MV/LV Substation SE***076Z |  | 10 kV | _ | LV | 630 kVA :Building Structure | 0.63 | --> | 0.63 | 0.5 | 1.4 |  | --> | 0.5985 | 0 | 0 | 0.5 | 0 |  | --> | C25 ex SRAH | Srah [T43] | THORNSBERRY |  | 53.2818 | -7.5061
MV/LV Substation SE***085 |  | 20 kV | _ | LV | 50 kVA :Pole Substation | 0.05 | --> | 0.05 | 0 | 0 | Constrained,otherwise capacity available =43kVA. | --> | 0.0475 | 0 | 0 | 0.051052 | 0 |  | --> | E11 ex GLASMORE | Glasmore [T421,T422] | GLASMORE |  | 53.4725 | -6.177
MV/LV Substation SE***086X |  | 10 kV | _ | LV | 400 kVA :Building Structure | 0.4 | --> | 0.4 | 0 | 0 | Constrained,otherwise capacity available =400kVA. | --> | 0.38 | 0 | 0 | 0.4 | 0 |  | --> | C16 ex TUAM NORTH | Tuam North [T41,T42] | CLOON |  | 53.5162 | -8.8805
MV/LV Substation SE***086X |  | 10 kV | _ | LV | 200 kVA :Pole Substation | 0.2 | --> | 0.2 | 0 | 0 | Constrained,otherwise capacity available =156kVA. | --> | 0.19 | 0 | 0 | 0.20657 | 0 |  | --> | C15 ex BALLAGHADERREEN | Ballaghaderreen [T41,T42] | TONROE |  | 53.8973 | -8.5604
MV/LV Substation SE***086Y |  | 10 kV | _ | LV | 630 kVA :Building Structure | 0.63 | --> | 0.63 | 0.5 | 17.8 |  | --> | 0.5985 | 0 | 0 | 0.5 | 0 |  | --> | E24 ex BANOGE | Banoge [T121,T122] | BANOGE |  | 52.6764 | -6.2158
MV/LV Substation SE***092 |  | 10 kV | _ | LV | 400 kVA :Building Structure | 0.4 | --> | 0.4 | 0 | 0 | Constrained,otherwise capacity available =344kVA. | --> | 0.38 | 0 | 0 | 0.40841 | 0 |  | --> | C19 ex MULGANNON | Mulgannon [T41,T42] | WEXFORD |  | 52.3349 | -6.456
MV/LV Substation SE***094 |  | 10 kV | _ | LV | 400 kVA :Kiosk Substation | 0.4 | --> | 0.4 | 0 | 0 | Constrained,otherwise capacity available =264kVA. | --> | 0.38 | 0 | 0.056316 | 0.42014 | 0 |  | --> | C16 ex LOUGHSHINNY | Loughshinny [T41,T42] | GLASMORE |  | 53.578 | -6.1203
MV/LV Substation SE***095 |  | 10 kV | _ | LV | 200 kVA :Kiosk Substation | 0.2 | --> | 0.2 | 0 | 0 | Constrained,otherwise capacity available =85kVA. | --> | 0.19 | 0 | 0.02223 | 0 | 0 | Constrained,otherwise capacity available =216.7kW. | --> | C14 ex COLLIGAN | Colligan [T41,T42] | DUNGARVAN |  | 52.0946 | -7.6018
MV/LV Substation SE***097X |  | 20 kV | _ | LV | 50 kVA :Pole Substation | 0.05 | --> | 0.05 | 0 | 0 | Constrained,otherwise capacity available =37kVA. | --> | 0.0475 | 0 | 0 | 0.051937 | 0 |  | --> | C12 ex BALLAGHADERREEN | Ballaghaderreen [T41,T42] | TONROE |  | 53.8934 | -8.5865
MV/LV Substation SE***098Y |  | 20 kV | _ | LV | 200 kVA :Pole Substation | 0.2 | --> | 0.2 | 0.077 | 3.5 |  | --> | 0.19 | 0 | 0.005928 | 0.21785 | 0 |  | --> | E17 ex BUSH | Bush [T421,T422] | DUNDALK |  | 54.0337 | -6.1806
MV/LV Substation SE***099X |  | 10 kV | _ | LV | 100 kVA :Pole Substation | 0.1 | --> | 0.1 | 0.064 | 0.3 |  | --> | 0.095 | 0 | 0 | 0.10532 | 0 |  | --> | C12 ex ABBEYFEALE | Abbeyfeale [T42] | TRIEN |  | 52.3116 | -9.2849
MV/LV Substation SE***103Y |  | 20 kV | _ | LV | 50 kVA :Pole Substation | 0.05 | --> | 0.05 | 0 | 0 | Constrained,otherwise capacity available =31kVA. | --> | 0.0475 | 0 | 0 | 0.052806 | 0 |  | --> | E17 ex BALTRASNA | Baltrasna [T121,T122] | BALTRASNA |  | 53.5067 | -6.5434
MV/LV Substation SE***104 |  | 20 kV | _ | LV | 400 kVA :Kiosk Substation | 0.4 | --> | 0.4 | 0 | 0 | Constrained,otherwise capacity available =304kVA. | --> | 0.38 | 0 | 0.002223 | 0.41432 | 0 |  | --> | E16 ex JULIANSTOWN | Julianstown [T421,T422] | DRYBRIDGE |  | 53.6833 | -6.2417
MV/LV Substation SE***109X |  | 10 kV | _ | LV | 50 kVA :Pole Substation | 0.05 | --> | 0.05 | 0 | 0 | Constrained,otherwise capacity available =50kVA. | --> | 0.0475 | 0 | 0 | 0.05 | 0 |  | --> | C13 ex CHARLESTOWN | Charlestown [T41] | TONROE |  | 53.9168 | -8.8028
MV/LV Substation SE***112 |  | 10 kV | _ | LV | 200 kVA :Pole Substation | 0.2 | --> | 0.2 | 0.2 | 2.8 |  | --> | 0.19 | 0 | 0 | 0.2 | 0 |  | --> | C18 ex CASTLEBLAYNEY | Castleblayney [T41,T42] | DUNDALK |  | 54.1216 | -6.7326
MV/LV Substation SE***113Y |  | 20 kV | _ | LV | 50 kVA :Pole Substation | 0.05 | --> | 0.05 | 0 | 0 | Constrained,otherwise capacity available =36kVA. | --> | 0.0475 | 0 | 0 | 0.052083 | 0 |  | --> | E14 ex DALTON | Dalton [T421,T422] | DALTON |  | 53.7994 | -8.9265
MV/LV Substation SE***114X |  | 10 kV | _ | LV | 400 kVA :Kiosk Substation | 0.4 | --> | 0.4 | 0 | 0 | Constrained,otherwise capacity available =318kVA. | --> | 0.38 | 0 | 0.00741 | 0.41226 | 0 |  | --> | C12 ex SUTTON | Sutton [T41,T42] | GRANGE (DR) |  | 53.3963 | -6.14
MV/LV Substation SE***114Y |  | 20 kV | _ | LV | 50 kVA :Pole Substation | 0.05 | --> | 0.05 | 0 | 0 | Constrained,otherwise capacity available =47kVA. | --> | 0.0475 | 0 | 0 | 0.050453 | 0 |  | --> | E14 ex DALTON | Dalton [T421,T422] | DALTON |  | 53.7814 | -8.9322
MV/LV Substation SE***115 |  | 20 kV | _ | LV | 400 kVA :Kiosk Substation | 0.4 | --> | 0.4 | 0 | 0 | Constrained,otherwise capacity available =383kVA. | --> | 0.38 | 0 | 0.004446 | 0.40257 | 0 |  | --> | E16 ex DINGLE | Dingle [T421,T422] | OUGHTRAGH |  | 52.1356 | -10.2701
MV/LV Substation SE***115X |  | 10 kV | _ | LV | 400 kVA :Kiosk Substation | 0.4 | --> | 0.4 | 0 | 0 | Constrained,otherwise capacity available =358kVA. | --> | 0.38 | 0 | 0 | 0.40633 | 0 |  | --> | C12 ex SUTTON | Sutton [T41,T42] | GRANGE (DR) |  | 53.396 | -6.1371
MV/LV Substation SE***116X |  | 10 kV | _ | LV | 630 kVA :Kiosk Substation | 0.63 | --> | 0.63 | 0 | 0 | Constrained,otherwise capacity available =500kVA. | --> | 0.5985 | 0 | 0 | 0.5 | 0 |  | --> | C12 ex SUTTON | Sutton [T41,T42] | GRANGE (DR) |  | 53.395 | -6.1382
MV/LV Substation SE***117 |  | 10 kV | _ | LV | 200 kVA :Pole Substation | 0.2 | --> | 0.2 | 0.136 | 3.9 |  | --> | 0.19 | 0 | 0.011856 | 0.20949 | 0 |  | --> | C12 ex MARSHES | Marshes [T41,T42] | DUNDALK |  | 53.9937 | -6.3886
MV/LV Substation SE***122X |  | 20 kV | _ | LV | 50 kVA :Pole Substation | 0.05 | --> | 0.05 | 0.049 | 2 |  | --> | 0.0475 | 0 | 0 | 0 | 0 | Constrained,otherwise capacity available =50.2kW. | --> | E17 ex BALLYMACARRY | Ballymacarry [T421] | TRILLICK |  | 55.1102 | -7.4615
MV/LV Substation SE***127X |  | 20 kV | _ | LV | 630 kVA :Kiosk Substation | 0.63 | --> | 0.63 | 0 | 0 | Constrained,otherwise capacity available =500kVA. | --> | 0.5985 | 0 | 0.026676 | 0.5 | 0 |  | --> | E11 ex GLASMORE | Glasmore [T421,T422] | GLASMORE |  | 53.4915 | -6.1058
MV/LV Substation SE***128X |  | 10 kV | _ | LV | 200 kVA :Pole Substation | 0.2 | --> | 0.2 | 0.174 | 2 |  | --> | 0.19 | 0 | 0 | 0.20391 | 0 |  | --> | C19 ex CAUSEWAY | Causeway [T41,T42] | TRALEE |  | 52.388 | -9.8301
MV/LV Substation SE***129X |  | 10 kV | _ | LV | 50 kVA :Pole Substation | 0.05 | --> | 0.05 | 0.049 | 2 |  | --> | 0.0475 | 0 | 0 | 0.050152 | 0 |  | --> | C19 ex CAUSEWAY | Causeway [T41,T42] | TRALEE |  | 52.3822 | -9.8287
MV/LV Substation SE***129Y |  | 20 kV | _ | LV | 100 kVA :Pole Substation | 0.1 | --> | 0.1 | 0 | 0 | Constrained,otherwise capacity available =91kVA. | --> | 0.095 | 0 | 0 | 0.10136 | 0 |  | --> | C21 ex TERMONFECKIN ROAD | Termonfeckin Road [T41,T42] | DRYBRIDGE |  | 53.753 | -6.2599
MV/LV Substation SE***138 |  | 20 kV | _ | LV | 50 kVA :Pole Substation | 0.05 | --> | 0.05 | 0.021 | 2 |  | --> | 0.0475 | 0 | 0 | 0.05422 | 0 |  | --> | E15 ex MOHILL | Mohill [T421,T422] | CARRICK ON SHANNON |  | 54.0498 | -7.8118
MV/LV Substation SE***144 |  | 10 kV | _ | LV | 630 kVA :Building Structure | 0.63 | --> | 0.63 | 0.374 | 6 |  | --> | 0.5985 | 0 | 0 | 0.5 | 0 |  | --> | C14 ex TRABEG | Trabeg [T101,T102] | TRABEG |  | 51.8757 | -8.4698
MV/LV Substation SE***146Y |  | 20 kV | _ | LV | 50 kVA :Pole Substation | 0.05 | --> | 0.05 | 0.044 | 1.3 |  | --> | 0.0475 | 0 | 0 | 0.050903 | 0 |  | --> | C16 ex LOUGHANALLA | Loughanalla [T41,T42] | MULLINGAR |  | 53.6725 | -7.3084
MV/LV Substation SE***147 |  | 10 kV | _ | LV | 50 kVA :Pole Substation | 0.05 | --> | 0.05 | 0.047 | 0.8 |  | --> | 0.0475 | 0 | 0 | 0.050453 | 0 |  | --> | C15 ex MILLTOWN MALBAY | Milltown Malbay [T42] | TULLABRACK |  | 52.8177 | -9.453
MV/LV Substation SE***151Z |  | 10 kV | _ | LV | 630 kVA :Building Structure | 0.63 | --> | 0.63 | 0.5 | 6 |  | --> | 0.5985 | 0 | 0 | 0.5 | 0 |  | --> | C23 ex TRABEG | Trabeg [T101,T102] | TRABEG |  | 51.85 | -8.4837
MV/LV Substation SE***152X |  | 20 kV | _ | LV | 100 kVA :Pole Substation | 0.1 | --> | 0.1 | 0 | 0 | Constrained,otherwise capacity available =100kVA. | --> | 0.095 | 0 | 0 | 0.1 | 0 |  | --> | C12 ex BALLYHAUNIS | Ballyhaunis [T41,T42] | DALTON |  | 53.7575 | -8.7648
MV/LV Substation SE***152Z |  | 20 kV | _ | LV | 50 kVA :Pole Substation | 0.05 | --> | 0.05 | 0 | 0 | Constrained,otherwise capacity available =50kVA. | --> | 0.0475 | 0 | 0 | 0.05 | 0 |  | --> | E16 ex ACADEMY STREET | Academy Street [T421,T422,T44] | NAVAN |  | 53.6027 | -6.6345
MV/LV Substation SE***154Y |  | 10 kV | _ | LV | 200 kVA :Kiosk Substation | 0.2 | --> | 0.2 | 0.12 | 12.2 |  | --> | 0.19 | 0 | 0.082251 | 0.2118 | 0 |  | --> | C17 ex BALLYBEG | Ballybeg [T101,T102] | CARRICKMINES |  | 52.9708 | -6.0236
MV/LV Substation SE***156Y |  | 10 kV | _ | LV | 400 kVA :Kiosk Substation | 0.4 | --> | 0.4 | 0.362 | 12.2 |  | --> | 0.38 | 0 | 0.006669 | 0.40573 | 0 |  | --> | C17 ex BALLYBEG | Ballybeg [T101,T102] | CARRICKMINES |  | 52.9683 | -6.0212
MV/LV Substation SE***159 |  | 10 kV | _ | LV | 200 kVA :Kiosk Substation | 0.2 | --> | 0.2 | 0.179 | 0.4 |  | --> | 0.19 | 0 | 0.002964 | 0 | 0 | Constrained,otherwise capacity available =203.2kW. | --> | C18 ex SWINFORD | Swinford [T41,T42] | CASTLEBAR |  | 53.9385 | -8.9544
MV/LV Substation SE***161 |  | 10 kV | _ | LV | 200 kVA :Pole Substation | 0.2 | --> | 0.2 | 0 | 0 | Constrained,otherwise capacity available =150kVA. | --> | 0.19 | 0 | 0 | 0.20745 | 0 |  | --> | C17 ex ROSEHILL | Rosehill [T41,T42] | KILKENNY |  | 52.6365 | -7.2696
MV/LV Substation SE***167 |  | 10 kV | _ | LV | 1000 kVA :Building Structure | 1 | --> | 1 | 0 | 0 | Constrained,otherwise capacity available =500kVA. | --> | 0.95 | 0 | 0.025935 | 0.5 | 0 |  | --> | C27 ex POPPINTREE | Poppintree [T101,T102] | FINGLAS |  | 53.4011 | -6.3065
MV/LV Substation SE***168Y |  | 20 kV | _ | LV | 400 kVA :Building Structure | 0.4 | --> | 0.4 | 0 | 0 | Constrained,otherwise capacity available =276kVA. | --> | 0.38 | 0 | 0.031863 | 0.4184 | 0 |  | --> | E21 ex CURRALEIGH | Curraleigh [T421,T422] | KILBARRY |  | 51.9255 | -8.612
MV/LV Substation SE***174 |  | 10 kV | _ | LV | 400 kVA :Kiosk Substation | 0.4 | --> | 0.4 | 0 | 0 | Constrained,otherwise capacity available =207kVA. | --> | 0.38 | 0 | 0.068172 | 0.42829 | 0 |  | --> | C18 ex MALAHIDE | Malahide [T41,T42] | GLASMORE |  | 53.4479 | -6.14
MV/LV Substation SE***175 |  | 20 kV | _ | LV | 50 kVA :Pole Substation | 0.05 | --> | 0.05 | 0.038 | 1.6 |  | --> | 0.0475 | 0 | 0 | 0.05179 | 0 |  | --> | E13 ex CARRIGALLEN | Carrigallen [T421] | CARRICK ON SHANNON |  | 53.9759 | -7.6403
MV/LV Substation SE***182 |  | 10 kV | _ | LV | 200 kVA :Kiosk Substation | 0.2 | --> | 0.2 | 0 | 0 | Constrained,otherwise capacity available =121kVA. | --> | 0.19 | 0 | 0 | 0.21165 | 0 |  | --> | C11 ex GARRYOWEN | Garryowen [T41,T42] | LIMERICK |  | 52.6529 | -8.6051
MV/LV Substation SE***182X |  | 10 kV | _ | LV | 400 kVA :Kiosk Substation | 0.4 | --> | 0.4 | 0 | 0 | Constrained,otherwise capacity available =276kVA. | --> | 0.38 | 0 | 0.008151 | 0.4184 | 0 |  | --> | C13 ex SUTTON | Sutton [T41,T42] | GRANGE (DR) |  | 53.3928 | -6.1405
MV/LV Substation SE***185X |  | 10 kV | _ | LV | 50 kVA :Pole Substation | 0.05 | --> | 0.05 | 0.023 | 0.4 |  | --> | 0.0475 | 0 | 0 | 0 | 0 | Constrained,otherwise capacity available =53.9kW. | --> | C13 ex SWINFORD | Swinford [T41,T42] | CASTLEBAR |  | 53.9019 | -9.062
MV/LV Substation SE***188Y |  | 10 kV | _ | LV | 50 kVA :Pole Substation | 0.05 | --> | 0.05 | 0 | 0 | Constrained,otherwise capacity available =48kVA. | --> | 0.0475 | 0 | 0.002223 | 0.050303 | 0 |  | --> | C13 ex MORNINGTON ROAD | Mornington Road [T41,T42] | DRYBRIDGE |  | 53.7157 | -6.3314
MV/LV Substation SE***192 |  | 10 kV | _ | LV | 50 kVA :Pole Substation | 0.05 | --> | 0.05 | 0.032 | 3.4 |  | --> | 0.0475 | 0 | 0 | 0.052662 | 0 |  | --> | C15 ex GLENGOOLE | Glengoole [T41] | THURLES |  | 52.7316 | -7.5314
MV/LV Substation SE***202X |  | 20 kV | _ | LV | 630 kVA :Kiosk Substation | 0.63 | --> | 0.63 | 0.5 | 2.9 |  | --> | 0.5985 | 0 | 0 | 0 | 0 | Constrained,otherwise capacity available =500kW. | --> | E13 ex TELAYDON | Telaydon [T42,T421] | LISDRUM |  | 54.2672 | -7.0374
MV/LV Substation SE***203X |  | 10 kV | _ | LV | 400 kVA :Kiosk Substation | 0.4 | --> | 0.4 | 0.285 | 13.4 |  | --> | 0.38 | 0 | 0.024453 | 0.4171 | 0 |  | --> | C20 ex POTTERY ROAD | Pottery Road [T101,T102] | CARRICKMINES |  | 53.2597 | -6.1386
MV/LV Substation SE***206Y |  | 10 kV | _ | LV | 630 kVA :Kiosk Substation | 0.63 | --> | 0.63 | 0.5 | 3.9 |  | --> | 0.5985 | 0 | 0 | 0.5 | 0 |  | --> | C15 ex MARSHES | Marshes [T41,T42] | DUNDALK |  | 53.979 | -6.3769
MV/LV Substation SE***207X |  | 10 kV | _ | LV | 200 kVA :Building Structure | 0.2 | --> | 0.2 | 0.155 | 5 |  | --> | 0.19 | 0 | 0.014079 | 0.20672 | 0 |  | --> | C14 ex MCDONAGH | Mcdonagh [T41,T42] | KILKENNY |  | 52.651 | -7.2371
MV/LV Substation SE***209Y |  | 20 kV | _ | LV | 200 kVA :Kiosk Substation | 0.2 | --> | 0.2 | 0 | 0 | Constrained,otherwise capacity available =131kVA. | --> | 0.19 | 0 | 0.040755 | 0.21022 | 0 |  | --> | C21 ex TERMONFECKIN ROAD | Termonfeckin Road [T41,T42] | DRYBRIDGE |  | 53.7548 | -6.2536
MV/LV Substation SE***216 |  | 20 kV | _ | LV | 50 kVA :Pole Substation | 0.05 | --> | 0.05 | 0 | 0 | Constrained,otherwise capacity available =38kVA. | --> | 0.0475 | 0 | 0 | 0.05179 | 0 |  | --> | C12 ex BALLAGHADERREEN | Ballaghaderreen [T41,T42] | TONROE |  | 53.8206 | -8.5623
MV/LV Substation SE***225Y |  | 20 kV | _ | LV | 50 kVA :Pole Substation | 0.05 | --> | 0.05 | 0.048 | 0.6 |  | --> | 0.0475 | 0 | 0 | 0.050303 | 0 |  | --> | E15 ex FERNS | Ferns [T421] | CRANE |  | 52.5861 | -6.4887
MV/LV Substation SE***226 |  | 10 kV | _ | LV | 400 kVA :Kiosk Substation | 0.4 | --> | 0.4 | 0 | 0 | Constrained,otherwise capacity available =265kVA. | --> | 0.38 | 0 | 0.024453 | 0.42 | 0 |  | --> | C15 ex MOUNTGORRY | Mountgorry [T41,T42] | GRANGE (DR) |  | 53.4608 | -6.214
MV/LV Substation SE***228X |  | 20 kV | _ | LV | 200 kVA :Pole Substation | 0.2 | --> | 0.2 | 0.2 | 2 |  | --> | 0.19 | 0 | 0 | 0 | 0 | Constrained,otherwise capacity available =200kW. | --> | E17 ex BALLYMACARRY | Ballymacarry [T421] | TRILLICK |  | 55.1105 | -7.4629
MV/LV Substation SE***234 |  | 10 kV | _ | LV | 400 kVA :Kiosk Substation | 0.4 | --> | 0.4 | 0 | 0 | Constrained,otherwise capacity available =264kVA. | --> | 0.38 | 0 | 0.009633 | 0 | 0 | Constrained,otherwise capacity available =420.1kW. | --> | C17 ex COLLIGAN | Colligan [T41,T42] | DUNGARVAN |  | 52.1001 | -7.627
MV/LV Substation SE***236 |  | 20 kV | _ | LV | 200 kVA :Pole Substation | 0.2 | --> | 0.2 | 0.148 | 3 |  | --> | 0.19 | 0 | 0.008151 | 0 | 0 | Constrained,otherwise capacity available =207.7kW. | --> | E12 ex MOVILLE | Moville [T421,T422] | TRILLICK |  | 55.2036 | -6.988
MV/LV Substation SE***236 |  | 10 kV | _ | LV | 200 kVA :Kiosk Substation | 0.2 | --> | 0.2 | 0 | 0 | Constrained,otherwise capacity available =182kVA. | --> | 0.19 | 0 | 0 | 0.20271 | 0 |  | --> | C15 ex KYLEERAGH | Kyleeragh [T41,T42] | NENAGH |  | 52.865 | -8.188
MV/LV Substation SE***236Y |  | 10 kV | _ | LV | 50 kVA :Pole Substation | 0.05 | --> | 0.05 | 0 | 0 | Constrained,otherwise capacity available =23kVA. | --> | 0.0475 | 0 | 0 | 0.05394 | 0 |  | --> | C23 ex GORESBRIDGE | Goresbridge [T41,T42] | KILKENNY |  | 52.6797 | -7.0178
MV/LV Substation SE***236Z |  | 10 kV | _ | LV | 200 kVA :Kiosk Substation | 0.2 | --> | 0.2 | 0 | 0 | Constrained,otherwise capacity available =129kVA. | --> | 0.19 | 0 | 0 | 0.2105 | 0 |  | --> | C18 ex HOLYCROSS ROAD | Holycross Road [T41,T42] | THURLES |  | 52.6828 | -7.8247
MV/LV Substation SE***242X |  | 20 kV | _ | LV | 200 kVA :Pole Substation | 0.2 | --> | 0.2 | 0.173 | 2.8 |  | --> | 0.19 | 0 | 0.003705 | 0.20406 | 0 |  | --> | E12 ex CLARA | Clara [T421,T422] | THORNSBERRY |  | 53.3675 | -7.4904
MV/LV Substation SE***244 |  | 10 kV | _ | LV | 400 kVA :Kiosk Substation | 0.4 | --> | 0.4 | 0.373 | 1 |  | --> | 0.38 | 0 | 0.00741 | 0 | 0 | Constrained,otherwise capacity available =404.1kW. | --> | C15 ex BOYLE | Boyle [T41,T42] | CARRICK ON SHANNON |  | 53.9781 | -8.2965
MV/LV Substation SE***246X |  | 20 kV | _ | LV | 630 kVA :Kiosk Substation | 0.63 | --> | 0.63 | 0 | 0 | Constrained,otherwise capacity available =500kVA. | --> | 0.5985 | 0 | 0.008892 | 0 | 0 | Constrained,otherwise capacity available =500kW. | --> | E17 ex FOXHOLE | Foxhole [T421,T422] | DUNGARVAN |  | 51.9417 | -7.8565
MV/LV Substation SE***250 |  | 20 kV | _ | LV | 50 kVA :Pole Substation | 0.05 | --> | 0.05 | 0 | 0 | Constrained,otherwise capacity available =50kVA. | --> | 0.0475 | 0 | 0 | 0 | 0 | Constrained,otherwise capacity available =50kW. | --> | E17 ex KILMACTHOMAS | Kilmacthomas [T421,T422] | DUNGARVAN |  | 52.2797 | -7.4381
MV/LV Substation SE***254Z |  | 20 kV | _ | LV | 200 kVA :Kiosk Substation | 0.2 | --> | 0.2 | 0 | 0 | Constrained,otherwise capacity available =178kVA. | --> | 0.19 | 0 | 0.022971 | 0.20331 | 0 |  | --> | C13 ex MORNINGTON ROAD | Mornington Road [T41,T42] | DRYBRIDGE |  | 53.7139 | -6.2561
MV/LV Substation SE***258 |  | 10 kV | _ | LV | 200 kVA :Pole Substation | 0.2 | --> | 0.2 | 0.2 | 1 |  | --> | 0.19 | 0 | 0 | 0.2 | 0 |  | --> | E19 ex LONGFORD | Longford [T421,T422] | RICHMOND |  | 53.7334 | -7.8176
MV/LV Substation SE***262Y |  | 10 kV | _ | LV | 630 kVA :Building Structure | 0.63 | --> | 0.63 | 0 | 0 | Constrained,otherwise capacity available =500kVA. | --> | 0.5985 | 0 | 0 | 0.5 | 0 |  | --> | C17 ex POLLERTON | Pollerton [T41,T42] | CARLOW |  | 52.841 | -6.928
MV/LV Substation SE***265 |  | 10 kV | _ | LV | 630 kVA :Kiosk Substation | 0.63 | --> | 0.63 | 0.392 | 3.3 |  | --> | 0.5985 | 0 | 0.02964 | 0.5 | 0 |  | --> | C15 ex PEMBROKE | Pembroke [T41,T42,T43,T44] | RINGSEND |  | 53.3345 | -6.2175
MV/LV Substation SE***287 |  | 10 kV | _ | LV | 400 kVA :Kiosk Substation | 0.4 | --> | 0.4 | 0 | 0 | Constrained,otherwise capacity available =209kVA. | --> | 0.38 | 0 | 0.037791 | 0.428 | 0 |  | --> | C14 ex CLONTARF | Clontarf [T42] | FINGLAS |  | 53.3641 | -6.1877
MV/LV Substation SE***289Y |  | 10 kV | _ | LV | 200 kVA :Kiosk Substation | 0.2 | --> | 0.2 | 0 | 0 | Constrained,otherwise capacity available =124kVA. | --> | 0.19 | 0 | 0.018525 | 0.21122 | 0 |  | --> | C23 ex TRAMORE | Tramore [T41,T42] | BUTLERSTOWN |  | 52.173 | -7.1455
MV/LV Substation SE***291 |  | 20 kV | _ | LV | 200 kVA :Pole Substation | 0.2 | --> | 0.2 | 0 | 0 | Constrained,otherwise capacity available =200kVA. | --> | 0.19 | 0 | 0 | 0.2 | 0 |  | --> | C21 ex CASTLEISLAND | Castleisland [T41,T42] | TRALEE |  | 52.2293 | -9.4708
MV/LV Substation SE***295Y |  | 20 kV | _ | LV | 100 kVA :Pole Substation | 0.1 | --> | 0.1 | 0.078 | 1.3 |  | --> | 0.095 | 0 | 0 | 0.10329 | 0 |  | --> | C16 ex LOUGHANALLA | Loughanalla [T41,T42] | MULLINGAR |  | 53.6678 | -7.3203
MV/LV Substation SE***296X |  | 20 kV | _ | LV | 200 kVA :Pole Substation | 0.2 | --> | 0.2 | 0.183 | 0.2 |  | --> | 0.19 | 0 | 0 | 0 | 0 | Constrained,otherwise capacity available =202.6kW. | --> | C12 ex ROSSGEIR | Rossgeir [T41,T42] | LETTERKENNY |  | 54.8134 | -7.5898
MV/LV Substation SE***301X |  | 10 kV | _ | LV | 400 kVA :Kiosk Substation | 0.4 | --> | 0.4 | 0 | 0 | Constrained,otherwise capacity available =257kVA. | --> | 0.38 | 0 | 0.01482 | 0.42115 | 0 |  | --> | C17 ex SWORDS | Swords [T41,T42] | GLASMORE |  | 53.4645 | -6.2112
MV/LV Substation SE***303 |  | 10 kV | _ | LV | 400 kVA :Kiosk Substation | 0.4 | --> | 0.4 | 0 | 0 | Constrained,otherwise capacity available =336kVA. | --> | 0.38 | 0 | 0.1193 | 0.4096 | 0 |  | --> | C22 ex BALLINCOLLIG | Ballincollig [T41,T42] | KILBARRY |  | 51.8879 | -8.6024
MV/LV Substation SE***305X |  | 10 kV | _ | LV | 400 kVA :Kiosk Substation | 0.4 | --> | 0.4 | 0 | 0 | Constrained,otherwise capacity available =317kVA. | --> | 0.38 | 0 | 0.00741 | 0 | 0 | Constrained,otherwise capacity available =412.4kW. | --> | C14 ex DONEGAL | Donegal [T41,T42] | CATHALEENS FALL |  | 54.6521 | -8.1107
MV/LV Substation SE***309X |  | 10 kV | _ | LV | 400 kVA :Kiosk Substation | 0.4 | --> | 0.4 | 0 | 0 | Constrained,otherwise capacity available =248kVA. | --> | 0.38 | 0 | 0.021489 | 0.42245 | 0 |  | --> | C18 ex MOUNTGORRY | Mountgorry [T41,T42] | GRANGE (DR) |  | 53.4519 | -6.1803
MV/LV Substation SE***310X |  | 10 kV | _ | LV | 400 kVA :Kiosk Substation | 0.4 | --> | 0.4 | 0 | 0 | Constrained,otherwise capacity available =223kVA. | --> | 0.38 | 0 | 0.071877 | 0.42602 | 0 |  | --> | C18 ex MOUNTGORRY | Mountgorry [T41,T42] | GRANGE (DR) |  | 53.4543 | -6.186
MV/LV Substation SE***312 |  | 10 kV | _ | LV | 100 kVA :Pole Substation | 0.1 | --> | 0.1 | 0.074 | 17.8 |  | --> | 0.095 | 0 | 0 | 0.10387 | 0 |  | --> | E24 ex BANOGE | Banoge [T121,T122] | BANOGE |  | 52.6728 | -6.2156
MV/LV Substation SE***313 |  | 10 kV | _ | LV | 50 kVA :Pole Substation | 0.05 | --> | 0.05 | 0.021 | 17.8 |  | --> | 0.0475 | 0 | 0 | 0.05422 | 0 |  | --> | E24 ex BANOGE | Banoge [T121,T122] | BANOGE |  | 52.673 | -6.2202
MV/LV Substation SE***314 |  | 10 kV | _ | LV | 100 kVA :Pole Substation | 0.1 | --> | 0.1 | 0.046 | 0.4 |  | --> | 0.095 | 0 | 0 | 0 | 0 | Constrained,otherwise capacity available =107.9kW. | --> | C21 ex SWINFORD | Swinford [T41,T42] | CASTLEBAR |  | 53.9493 | -8.96
MV/LV Substation SE***324Z |  | 10 kV | _ | LV | 400 kVA :Kiosk Substation | 0.4 | --> | 0.4 | 0 | 0 | Constrained,otherwise capacity available =288kVA. | --> | 0.38 | 0 | 0.068913 | 0.41666 | 0 |  | --> | C18 ex MALAHIDE | Malahide [T41,T42] | GLASMORE |  | 53.4449 | -6.1446
MV/LV Substation SE***328X |  | 20 kV | _ | LV | 200 kVA :Pole Substation | 0.2 | --> | 0.2 | 0.188 | 3.6 |  | --> | 0.19 | 0 | 0 | 0.20181 | 0 |  | --> | E22 ex ENNISCRONE | Enniscrone [T421,T422] | MOY |  | 54.2488 | -8.8707
MV/LV Substation SE***329Y |  | 10 kV | _ | LV | 50 kVA :Pole Substation | 0.05 | --> | 0.05 | 0.05 | 0.8 |  | --> | 0.0475 | 0 | 0 | 0.05 | 0 |  | --> | C15 ex MILLTOWN MALBAY | Milltown Malbay [T42] | TULLABRACK |  | 52.8088 | -9.473
MV/LV Substation SE***330X |  | 20 kV | _ | LV | 200 kVA :Pole Substation | 0.2 | --> | 0.2 | 0 | 0 | Constrained,otherwise capacity available =181kVA. | --> | 0.19 | 0 | 0 | 0.20286 | 0 |  | --> | E11 ex BALLYHALE | Ballyhale [T42,T421] | KILKENNY |  | 52.5247 | -7.1389
MV/LV Substation SE***330Y |  | 10 kV | _ | LV | 50 kVA :Pole Substation | 0.05 | --> | 0.05 | 0.05 | 0.8 |  | --> | 0.0475 | 0 | 0 | 0.05 | 0 |  | --> | C15 ex MILLTOWN MALBAY | Milltown Malbay [T42] | TULLABRACK |  | 52.8054 | -9.4826
MV/LV Substation SE***336Z |  | 10 kV | _ | LV | 630 kVA :Building Structure | 0.63 | --> | 0.63 | 0 | 0 | Constrained,otherwise capacity available =500kVA. | --> | 0.5985 | 0 | 0.008151 | 0.5 | 0 |  | --> | C14 ex INCHICORE NORTH | Inchicore North [T41] | INCHICORE 220KV |  | 53.342 | -6.3269
MV/LV Substation SE***337Z |  | 10 kV | _ | LV | 630 kVA :Building Structure | 0.63 | --> | 0.63 | 0 | 0 | Constrained,otherwise capacity available =500kVA. | --> | 0.5985 | 0 | 0.003705 | 0.5 | 0 |  | --> | C14 ex INCHICORE NORTH | Inchicore North [T41] | INCHICORE 220KV |  | 53.342 | -6.3276
MV/LV Substation SE***339X |  | 10 kV | _ | LV | 100 kVA :Pole Substation | 0.1 | --> | 0.1 | 0 | 0 | Constrained,otherwise capacity available =51kVA. | --> | 0.095 | 0 | 0.01482 | 0.10718 | 0 |  | --> | C16 ex MOUNTGORRY | Mountgorry [T41,T42] | GRANGE (DR) |  | 53.4546 | -6.2059
MV/LV Substation SE***343Y |  | 10 kV | _ | LV | 400 kVA :Kiosk Substation | 0.4 | --> | 0.4 | 0 | 0 | Constrained,otherwise capacity available =373kVA. | --> | 0.38 | 0 | 0 | 0.40408 | 0 |  | --> | C21 ex WATERFORD IND EST | Waterford Ind Est [T41,T42,T44] | BUTLERSTOWN |  | 52.2429 | -7.1324
MV/LV Substation SE***352 |  | 20 kV | _ | LV | 50 kVA :Pole Substation | 0.05 | --> | 0.05 | 0 | 0 | Constrained,otherwise capacity available =37kVA. | --> | 0.0475 | 0 | 0 | 0.051937 | 0 |  | --> | C14 ex CARRICK ON SHANNON | Carrick On Shannon [T41,T42] | CARRICK ON SHANNON |  | 53.9909 | -8.0668
MV/LV Substation SE***353X |  | 10 kV | _ | LV | 400 kVA :Kiosk Substation | 0.4 | --> | 0.4 | 0 | 0 | Constrained,otherwise capacity available =255kVA. | --> | 0.38 | 0 | 0.050388 | 0.42144 | 0 |  | --> | C18 ex MOUNTGORRY | Mountgorry [T41,T42] | GRANGE (DR) |  | 53.4545 | -6.1786
MV/LV Substation SE***361 |  | 20 kV | _ | LV | 50 kVA :Pole Substation | 0.05 | --> | 0.05 | 0 | 0 | Constrained,otherwise capacity available =38kVA. | --> | 0.0475 | 0 | 0.006669 | 0.05179 | 0 |  | --> | C21 ex TERMONFECKIN ROAD | Termonfeckin Road [T41,T42] | DRYBRIDGE |  | 53.7598 | -6.2495
MV/LV Substation SE***361 |  | 10 kV | _ | LV | 400 kVA :Kiosk Substation | 0.4 | --> | 0.4 | 0.267 | 0.8 |  | --> | 0.38 | 0 | 0.002223 | 0.41971 | 0 |  | --> | C17 ex DONNYBROOK | Donnybrook [T41,T42] | MILLTOWN (DR) |  | 53.3296 | -6.2247
MV/LV Substation SE***363Y |  | 10 kV | _ | LV | 50 kVA :Pole Substation | 0.05 | --> | 0.05 | 0.05 | 0.9 |  | --> | 0.0475 | 0 | 0 | 0 | 0 | Constrained,otherwise capacity available =50kW. | --> | C18 ex SPA ROAD | Spa Road [T41,T42] | DOON |  | 52.381 | -7.5784
MV/LV Substation SE***364 |  | 20 kV | _ | LV | 200 kVA :Pole Substation | 0.2 | --> | 0.2 | 0 | 0 | Constrained,otherwise capacity available =192kVA. | --> | 0.19 | 0 | 0 | 0 | 0 | Constrained,otherwise capacity available =201.2kW. | --> | C13 ex DONEGAL | Donegal [T41,T42] | CATHALEENS FALL |  | 54.6285 | -8.1189
MV/LV Substation SE***365 |  | 10 kV | _ | LV | 200 kVA :Pole Substation | 0.2 | --> | 0.2 | 0.175 | 6.5 |  | --> | 0.19 | 0 | 0 | 0.20376 | 0 |  | --> | C17 ex OUGHTERARD | Oughterard [T41,T42] | SCREEB |  | 53.4308 | -9.3177
MV/LV Substation SE***368 |  | 10 kV | _ | LV | 400 kVA :Kiosk Substation | 0.4 | --> | 0.4 | 0.232 | 11.9 |  | --> | 0.38 | 0 | 0.048165 | 0.42474 | 0 |  | --> | C33 ex SALTHILL | Salthill [T101,T102] | SALTHILL |  | 53.2621 | -9.1141
MV/LV Substation SE***368Y |  | 20 kV | _ | LV | 50 kVA :Pole Substation | 0.05 | --> | 0.05 | 0 | 0 | Constrained,otherwise capacity available =50kVA. | --> | 0.0475 | 0 | 0 | 0.05 | 0 |  | --> | C21 ex TRAMORE | Tramore [T41,T42] | BUTLERSTOWN |  | 52.1429 | -7.2787
MV/LV Substation SE***370X |  | 10 kV | _ | LV | 100 kVA :Pole Substation | 0.1 | --> | 0.1 | 0.094 | 10.8 |  | --> | 0.095 | 0 | 0 | 0.10091 | 0 |  | --> | C18 ex FACTORY CROSS | Factory Cross [T41,T42] | BARNAHELY |  | 51.815 | -8.3306
MV/LV Substation SE***376 |  | 10 kV | _ | LV | 100 kVA :Pole Substation | 0.1 | --> | 0.1 | 0.1 | 0.9 |  | --> | 0.095 | 0 | 0 | 0.1 | 0 |  | --> | C16 ex KENMARE | Kenmare [T42] | KNOCKEARAGH |  | 51.8779 | -9.5894
MV/LV Substation SE***377 |  | 10 kV | _ | LV | 50 kVA :Pole Substation | 0.05 | --> | 0.05 | 0.042 | 0.9 |  | --> | 0.0475 | 0 | 0 | 0.0512 | 0 |  | --> | C16 ex KENMARE | Kenmare [T42] | KNOCKEARAGH |  | 51.8797 | -9.5867
MV/LV Substation SE***378 |  | 10 kV | _ | LV | 200 kVA :Pole Substation | 0.2 | --> | 0.2 | 0 | 0 | Constrained,otherwise capacity available =151kVA. | --> | 0.19 | 0 | 0 | 0 | 0 | Constrained,otherwise capacity available =207.3kW. | --> | C11 ex DONEGAL | Donegal [T41,T42] | CATHALEENS FALL |  | 54.6518 | -8.143
MV/LV Substation SE***382 |  | 20 kV | _ | LV | 100 kVA :Pole Substation | 0.1 | --> | 0.1 | 0.079 | 1.4 |  | --> | 0.095 | 0 | 0 | 0.10314 | 0 |  | --> | C12 ex CROSSMOLINA | Crossmolina [T41,T42] | MOY |  | 54.2777 | -9.3659
MV/LV Substation SE***391Z |  | 10 kV | _ | LV | 400 kVA :Building Structure | 0.4 | --> | 0.4 | 0 | 0 | Constrained,otherwise capacity available =295kVA. | --> | 0.38 | 0 | 0.00741 | 0.41564 | 0 |  | --> | C12 ex KILBARRY | Kilbarry [T101,T43] | KILBARRY |  | 51.9232 | -8.4722
MV/LV Substation SE***393X |  | 10 kV | _ | LV | 200 kVA :Kiosk Substation | 0.2 | --> | 0.2 | 0 | 0 | Constrained,otherwise capacity available =141kVA. | --> | 0.19 | 0 | 0.010374 | 0.20877 | 0 |  | --> | C18 ex SUTTON | Sutton [T41,T42] | GRANGE (DR) |  | 53.3978 | -6.1333
MV/LV Substation SE***396X |  | 10 kV | _ | LV | 400 kVA :Kiosk Substation | 0.4 | --> | 0.4 | 0 | 0 | Constrained,otherwise capacity available =255kVA. | --> | 0.38 | 0 | 0.039273 | 0.42144 | 0 |  | --> | C18 ex MOUNTGORRY | Mountgorry [T41,T42] | GRANGE (DR) |  | 53.4562 | -6.1839
MV/LV Substation SE***4001 |  | 10 kV | _ | LV | 50 kVA :Pole Substation | 0.05 | --> | 0.05 | 0.05 | 2.1 |  | --> | 0.0475 | 0 | 0 | 0.05 | 0 |  | --> | C18 ex BUTTEVANT | Buttevant [T41,T42] | MALLOW |  | 52.2382 | -8.6755
MV/LV Substation SE***4008 |  | 10 kV | _ | LV | 200 kVA :Pole Substation | 0.2 | --> | 0.2 | 0.168 | 2.4 |  | --> | 0.19 | 0 | 0 | 0 | 0 | Constrained,otherwise capacity available =204.8kW. | --> | C15 ex KILTIMAGH | Kiltimagh [T41] | CASTLEBAR |  | 53.8491 | -9.0058
MV/LV Substation SE***400X |  | 10 kV | _ | LV | 630 kVA :Building Structure | 0.63 | --> | 0.63 | 0.5 | 1.9 |  | --> | 0.5985 | 0 | 0 | 0.5 | 0 |  | --> | C17 ex FAIRVIEW | Fairview [T41] | MCDERMOTT |  | 53.364 | -6.2198
MV/LV Substation SE***401 |  | 10 kV | _ | LV | 100 kVA :Pole Substation | 0.1 | --> | 0.1 | 0.053 | 0.4 |  | --> | 0.095 | 0 | 0.002964 | 0 | 0 | Constrained,otherwise capacity available =106.9kW. | --> | C13 ex SWINFORD | Swinford [T41,T42] | CASTLEBAR |  | 53.926 | -8.9635
MV/LV Substation SE***4032 |  | 10 kV | _ | LV | 630 kVA :Kiosk Substation | 0.63 | --> | 0.63 | 0 | 0 | Constrained,otherwise capacity available =471kVA. | --> | 0.5985 | 0 | 0.02964 | 0.5 | 0 |  | --> | C15 ex GREYSTONES | Greystones [T41,T42] | FASSAROE |  | 53.1482 | -6.0854
MV/LV Substation SE***4034 |  | 20 kV | _ | LV | 50 kVA :Pole Substation | 0.05 | --> | 0.05 | 0 | 0 | Constrained,otherwise capacity available =34kVA. | --> | 0.0475 | 0 | 0 | 0.052373 | 0 |  | --> | E17 ex BALTINGLASS | Baltinglass [T421,T422] | STRATFORD |  | 52.8814 | -6.6995
MV/LV Substation SE***4038 |  | 10 kV | _ | LV | 630 kVA :Kiosk Substation | 0.63 | --> | 0.63 | 0 | 0 | Constrained,otherwise capacity available =500kVA. | --> | 0.5985 | 0 | 0 | 0.5 | 0 |  | --> | C15 ex GREYSTONES | Greystones [T41,T42] | FASSAROE |  | 53.1464 | -6.0861
MV/LV Substation SE***404 |  | 10 kV | _ | LV | 200 kVA :Pole Substation | 0.2 | --> | 0.2 | 0 | 0 | Constrained,otherwise capacity available =131kVA. | --> | 0.19 | 0 | 0.010374 | 0.21022 | 0 |  | --> | E13 ex DALTON | Dalton [T421,T422] | DALTON |  | 53.7149 | -9.0044
MV/LV Substation SE***4040 |  | 20 kV | _ | LV | 50 kVA :Pole Substation | 0.05 | --> | 0.05 | 0 | 0 | Constrained,otherwise capacity available =50kVA. | --> | 0.0475 | 0 | 0 | 0.05 | 0 |  | --> | E19 ex EDENDERRY | Edenderry [T421,T422] | BLAKE |  | 53.4539 | -7.0263
MV/LV Substation SE***4042 |  | 10 kV | _ | LV | 400 kVA :Building Structure | 0.4 | --> | 0.4 | 0 | 0 | Constrained,otherwise capacity available =282kVA. | --> | 0.38 | 0 | 0.008151 | 0.41753 | 0 |  | --> | C18 ex LITTLE MILLS | Little Mills [T41] | DUNDALK |  | 53.9237 | -6.4122
MV/LV Substation SE***4043 |  | 10 kV | _ | LV | 630 kVA :Building Structure | 0.63 | --> | 0.63 | 0 | 0 | Constrained,otherwise capacity available =500kVA. | --> | 0.5985 | 0 | 0.008151 | 0.5 | 0 |  | --> | C18 ex LITTLE MILLS | Little Mills [T41] | DUNDALK |  | 53.9318 | -6.4173
MV/LV Substation SE***4048 |  | 20 kV | _ | LV | 630 kVA :Building Structure | 0.63 | --> | 0.63 | 0 | 0 | Constrained,otherwise capacity available =435kVA. | --> | 0.5985 | 0 | 0 | 0 | 0 | Constrained,otherwise capacity available =500kW. | --> | E20 ex KILLYBEGS | Killybegs [T422] | BINBANE |  | 54.6308 | -8.4542
MV/LV Substation SE***4054 |  | 20 kV | _ | LV | 50 kVA :Pole Substation | 0.05 | --> | 0.05 | 0.05 | 1.5 |  | --> | 0.0475 | 0 | 0 | 0.05 | 0 |  | --> | E17 ex ACHILL | Achill [T422] | CARROWBEG |  | 54.0097 | -10.0236
MV/LV Substation SE***4054 |  | 10 kV | _ | LV | 400 kVA :Kiosk Substation | 0.4 | --> | 0.4 | 0.4 | 1.9 |  | --> | 0.38 | 0 | 0 | 0.4 | 0 |  | --> | C12 ex FAIRVIEW | Fairview [T41] | MCDERMOTT |  | 53.3631 | -6.1969
MV/LV Substation SE***4082 |  | 20 kV | _ | LV | 400 kVA :Kiosk Substation | 0.4 | --> | 0.4 | 0 | 0 | Constrained,otherwise capacity available =272kVA. | --> | 0.38 | 0 | 0.050388 | 0.41898 | 0 |  | --> | C24 ex MACETOWN | Macetown [T101,T102] | MACETOWN |  | 53.5057 | -6.5412
MV/LV Substation SE***4086 |  | 10 kV | _ | LV | 200 kVA :Kiosk Substation | 0.2 | --> | 0.2 | 0.141 | 3.9 |  | --> | 0.19 | 0 | 0 | 0.20877 | 0 |  | --> | C21 ex MARSHES | Marshes [T41,T42] | DUNDALK |  | 53.9642 | -6.3854
MV/LV Substation SE***4091 |  | 20 kV | _ | LV | 200 kVA :Pole Substation | 0.2 | --> | 0.2 | 0.17 | 1.6 |  | --> | 0.19 | 0 | 0 | 0 | 0 | Constrained,otherwise capacity available =204.5kW. | --> | E17 ex BELMULLET | Belmullet [T421] | BELLACORICK |  | 54.2279 | -9.9919
MV/LV Substation SE***4105 |  | 10 kV | _ | LV | 100 kVA :Pole Substation | 0.1 | --> | 0.1 | 0.094 | 0.3 |  | --> | 0.095 | 0 | 0 | 0.10091 | 0 |  | --> | C20 ex ABBEYFEALE | Abbeyfeale [T42] | TRIEN |  | 52.465 | -9.2891
MV/LV Substation SE***4108 |  | 10 kV | _ | LV | 200 kVA :Pole Substation | 0.2 | --> | 0.2 | 0 | 0 | Constrained,otherwise capacity available =152kVA. | --> | 0.19 | 0 | 0 | 0 | 0 | Constrained,otherwise capacity available =207.2kW. | --> | C17 ex KILMALLOCK | Kilmallock [T41,T42] | CHARLEVILLE |  | 52.4044 | -8.5767
MV/LV Substation SE***4112 |  | 10 kV | _ | LV | 50 kVA :Pole Substation | 0.05 | --> | 0.05 | 0 | 0 | Constrained,otherwise capacity available =50kVA. | --> | 0.0475 | 0 | 0 | 0 | 0 | Constrained,otherwise capacity available =50kW. | --> | C19 ex LISMORE | Lismore [T41,T42] | DUNGARVAN |  | 52.1275 | -8.0664
MV/LV Substation SE***4125 |  | 10 kV | _ | LV | 400 kVA :Kiosk Substation | 0.4 | --> | 0.4 | 0 | 0 | Constrained,otherwise capacity available =400kVA. | --> | 0.38 | 0 | 0 | 0.4 | 0 |  | --> | C15 ex MOUNTGORRY | Mountgorry [T41,T42] | GRANGE (DR) |  | 53.46 | -6.2169
MV/LV Substation SE***414 |  | 20 kV | _ | LV | 100 kVA :Pole Substation | 0.1 | --> | 0.1 | 0.08 | 1.9 |  | --> | 0.095 | 0 | 0.00741 | 0 | 0 | Constrained,otherwise capacity available =103kW. | --> | E17 ex CREESLOUGH | Creeslough [T421] | ARDNAGAPPARY |  | 55.1799 | -7.96
MV/LV Substation SE***4155 |  | 20 kV | _ | LV | 50 kVA :Pole Substation | 0.05 | --> | 0.05 | 0 | 0 | Constrained,otherwise capacity available =50kVA. | --> | 0.0475 | 0 | 0 | 0.05 | 0 |  | --> | E16 ex FINEA | Finea [T421,T422] | SHANKILL |  | 53.8745 | -7.5312
MV/LV Substation SE***4157 |  | 20 kV | _ | LV | 50 kVA :Pole Substation | 0.05 | --> | 0.05 | 0 | 0 | Constrained,otherwise capacity available =47kVA. | --> | 0.0475 | 0 | 0.018525 | 0 | 0 | Constrained,otherwise capacity available =50.5kW. | --> | E16 ex KILMACTHOMAS | Kilmacthomas [T421,T422] | DUNGARVAN |  | 52.1586 | -7.3981
MV/LV Substation SE***4158 |  | 10 kV | _ | LV | 630 kVA :Kiosk Substation | 0.63 | --> | 0.63 | 0 | 0 | Constrained,otherwise capacity available =500kVA. | --> | 0.5985 | 0 | 0 | 0.5 | 0 |  | --> | C11 ex FINISKLIN | Finisklin [T41,T42] | SLIGO |  | 54.2749 | -8.4893
MV/LV Substation SE***4163 |  | 10 kV | _ | LV | 100 kVA :Pole Substation | 0.1 | --> | 0.1 | 0.1 | 0.7 |  | --> | 0.095 | 0 | 0 | 0.1 | 0 |  | --> | C14 ex KILRUSH | Kilrush [T41,T42] | TULLABRACK |  | 52.6353 | -9.4981
MV/LV Substation SE***4186 |  | 10 kV | _ | LV | 200 kVA :Kiosk Substation | 0.2 | --> | 0.2 | 0 | 0 | Constrained,otherwise capacity available =200kVA. | --> | 0.19 | 0 | 0 | 0.2 | 0 |  | --> | C16 ex ATHENRY | Athenry [T41,T42] | GALWAY 110KV |  | 53.2924 | -8.7516
MV/LV Substation SE***4189 |  | 10 kV | _ | LV | 400 kVA :Building Structure | 0.4 | --> | 0.4 | 0 | 0 | Constrained,otherwise capacity available =400kVA. | --> | 0.38 | 0 | 0.1482 | 0.4 | 0 |  | --> | C26 ex COLLEGE PARK | College Park [T101,T102,T103] | COLLEGE PARK |  | 53.4179 | -6.3606
MV/LV Substation SE***419 |  | 10 kV | _ | LV | 400 kVA :Kiosk Substation | 0.4 | --> | 0.4 | 0.341 | 17.8 |  | --> | 0.38 | 0 | 0.00741 | 0.40886 | 0 |  | --> | E24 ex BANOGE | Banoge [T121,T122] | BANOGE |  | 52.6773 | -6.2195
MV/LV Substation SE***4190 |  | 20 kV | _ | LV | 630 kVA :Building Structure | 0.63 | --> | 0.63 | 0.5 | 3.5 |  | --> | 0.5985 | 0 | 0.068172 | 0.5 | 0 |  | --> | E16 ex BELVIEW | Belview [T421,T422] | WATERFORD |  | 52.2768 | -7.0389
MV/LV Substation SE***4190 |  | 10 kV | _ | LV | 200 kVA :Pole Substation | 0.2 | --> | 0.2 | 0 | 0 | Constrained,otherwise capacity available =116kVA. | --> | 0.19 | 0 | 0 | 0.21237 | 0 |  | --> | C13 ex ROSCOMMON | Roscommon [T41,T42] | LANESBORO |  | 53.6248 | -8.1868
MV/LV Substation SE***4199 |  | 10 kV | _ | LV | 400 kVA :Kiosk Substation | 0.4 | --> | 0.4 | 0.4 | 12.2 |  | --> | 0.38 | 0 | 0 | 0.4 | 0 |  | --> | C20 ex BALLYBEG | Ballybeg [T101,T102] | CARRICKMINES |  | 52.9713 | -6.0514
MV/LV Substation SE***4208 |  | 10 kV | _ | LV | 400 kVA :Building Structure | 0.4 | --> | 0.4 | 0 | 0 | Constrained,otherwise capacity available =400kVA. | --> | 0.38 | 0 | 0 | 0.4 | 0 |  | --> | C16 ex ATHENRY | Athenry [T41,T42] | GALWAY 110KV |  | 53.2917 | -8.7525
MV/LV Substation SE***4211 |  | 10 kV | _ | LV | 400 kVA :Kiosk Substation | 0.4 | --> | 0.4 | 0 | 0 | Constrained,otherwise capacity available =334kVA. | --> | 0.38 | 0 | 0.003705 | 0.4099 | 0 |  | --> | C18 ex MALAHIDE | Malahide [T41,T42] | GLASMORE |  | 53.4437 | -6.1468
MV/LV Substation SE***4224 |  | 20 kV | _ | LV | 630 kVA :Kiosk Substation | 0.63 | --> | 0.63 | 0 | 0 | Constrained,otherwise capacity available =405kVA. | --> | 0.5985 | 0 | 0.075582 | 0.5 | 0 |  | --> | E11 ex GLASMORE | Glasmore [T421,T422] | GLASMORE |  | 53.4813 | -6.1559
MV/LV Substation SE***4225 |  | 10 kV | _ | LV | 630 kVA :Building Structure | 0.63 | --> | 0.63 | 0.5 | 7.2 |  | --> | 0.5985 | 0 | 0 | 0.5 | 0 |  | --> | C04 ex AHANE | Ahane [T102] | AHANE |  | 52.6604 | -8.4996
MV/LV Substation SE***4225 |  | 20 kV | _ | LV | 630 kVA :Kiosk Substation | 0.63 | --> | 0.63 | 0 | 0 | Constrained,otherwise capacity available =500kVA. | --> | 0.5985 | 0 | 0.025194 | 0.5 | 0 |  | --> | E11 ex GLASMORE | Glasmore [T421,T422] | GLASMORE |  | 53.4823 | -6.1536
MV/LV Substation SE***424 |  | 10 kV | _ | LV | 50 kVA :Pole Substation | 0.05 | --> | 0.05 | 0.046 | 2.3 |  | --> | 0.0475 | 0 | 0 | 0.050604 | 0 |  | --> | C12 ex BALLYRICKARD | Ballyrickard [T41,T42] | TRALEE |  | 52.2775 | -9.8038
MV/LV Substation SE***4247 |  | 10 kV | _ | LV | 1000 kVA :Building Structure | 1 | --> | 1 | 0 | 0 | Constrained,otherwise capacity available =500kVA. | --> | 0.95 | 0 | 0.021489 | 0.5 | 0 |  | --> | C12 ex SUTTON | Sutton [T41,T42] | GRANGE (DR) |  | 53.3877 | -6.1026
MV/LV Substation SE***4248 |  | 20 kV | _ | LV | 400 kVA :Kiosk Substation | 0.4 | --> | 0.4 | 0 | 0 | Constrained,otherwise capacity available =355kVA. | --> | 0.38 | 0 | 0.09633 | 0.40677 | 0 |  | --> | E16 ex JULIANSTOWN | Julianstown [T421,T422] | DRYBRIDGE |  | 53.7049 | -6.256
MV/LV Substation SE***4250 |  | 10 kV | _ | LV | 100 kVA :Pole Substation | 0.1 | --> | 0.1 | 0 | 0 | Constrained,otherwise capacity available =82kVA. | --> | 0.095 | 0 | 0.008151 | 0 | 0 | Constrained,otherwise capacity available =102.7kW. | --> | C13 ex TIMOLEAGUE | Timoleague [T41] | BANDON |  | 51.6604 | -8.707
MV/LV Substation SE***4257 |  | 10 kV | _ | LV | 400 kVA :Kiosk Substation | 0.4 | --> | 0.4 | 0.385 | 11.9 |  | --> | 0.38 | 0 | 0.004446 | 0.40227 | 0 |  | --> | C23 ex SALTHILL | Salthill [T101,T102] | SALTHILL |  | 53.2758 | -9.1154
MV/LV Substation SE***4267 |  | 10 kV | _ | LV | 50 kVA :Pole Substation | 0.05 | --> | 0.05 | 0.05 | 0.7 |  | --> | 0.0475 | 0 | 0 | 0.05 | 0 |  | --> | C24 ex MULLAGH | Mullagh [T44] | MEATH HILL |  | 53.8557 | -6.9855
MV/LV Substation SE***4269 |  | 20 kV | _ | LV | 630 kVA :Kiosk Substation | 0.63 | --> | 0.63 | 0 | 0 | Constrained,otherwise capacity available =500kVA. | --> | 0.5985 | 0 | 0.010374 | 0.5 | 0 |  | --> | E11 ex GLASMORE | Glasmore [T421,T422] | GLASMORE |  | 53.4829 | -6.152
MV/LV Substation SE***427 |  | 10 kV | _ | LV | 50 kVA :Pole Substation | 0.05 | --> | 0.05 | 0.048 | 0.3 |  | --> | 0.0475 | 0 | 0 | 0.050303 | 0 |  | --> | C16 ex BANAGHER | Banagher [T41,T42] | DALLOW |  | 53.1805 | -7.9755
MV/LV Substation SE***4271 |  | 20 kV | _ | LV | 200 kVA :Pole Substation | 0.2 | --> | 0.2 | 0 | 0 | Constrained,otherwise capacity available =175kVA. | --> | 0.19 | 0 | 0.008151 | 0 | 0 | Constrained,otherwise capacity available =203.8kW. | --> | C13 ex CLOYNE | Cloyne [T41] | MIDLETON |  | 51.8547 | -8.0282
MV/LV Substation SE***427X |  | 10 kV | _ | LV | 400 kVA :Kiosk Substation | 0.4 | --> | 0.4 | 0 | 0 | Constrained,otherwise capacity available =373kVA. | --> | 0.38 | 0 | 0.017043 | 0.40408 | 0 |  | --> | C15 ex CARRIGALINE | Carrigaline [T41,T42] | BARNAHELY |  | 51.8145 | -8.3848
MV/LV Substation SE***4280 |  | 20 kV | _ | LV | 400 kVA :Kiosk Substation | 0.4 | --> | 0.4 | 0 | 0 | Constrained,otherwise capacity available =400kVA. | --> | 0.38 | 0 | 0 | 0.4 | 0 |  | --> | E11 ex GLASMORE | Glasmore [T421,T422] | GLASMORE |  | 53.4834 | -6.1541
MV/LV Substation SE***428X |  | 10 kV | _ | LV | 400 kVA :Kiosk Substation | 0.4 | --> | 0.4 | 0 | 0 | Constrained,otherwise capacity available =376kVA. | --> | 0.38 | 0 | 0 | 0.40363 | 0 |  | --> | C15 ex CARRIGALINE | Carrigaline [T41,T42] | BARNAHELY |  | 51.8142 | -8.3831
MV/LV Substation SE***4291 |  | 10 kV | _ | LV | 400 kVA :Kiosk Substation | 0.4 | --> | 0.4 | 0 | 0 | Constrained,otherwise capacity available =400kVA. | --> | 0.38 | 0 | 0 | 0.4 | 0 |  | --> | C15 ex LOUGHSHINNY | Loughshinny [T41,T42] | GLASMORE |  | 53.518 | -6.0977
MV/LV Substation SE***4294 |  | 20 kV | _ | LV | 50 kVA :Pole Substation | 0.05 | --> | 0.05 | 0 | 0 | Constrained,otherwise capacity available =50kVA. | --> | 0.0475 | 0 | 0 | 0.05 | 0 |  | --> | E16 ex CURRALEIGH | Curraleigh [T421,T422] | KILBARRY |  | 51.9516 | -8.7504
MV/LV Substation SE***4294 |  | 10 kV | _ | LV | 400 kVA :Kiosk Substation | 0.4 | --> | 0.4 | 0 | 0 | Constrained,otherwise capacity available =400kVA. | --> | 0.38 | 0 | 0 | 0 | 0 | Constrained,otherwise capacity available =400kW. | --> | C11 ex GARDEN CITY | Garden City [T41,T42] | ARKLOW |  | 52.6775 | -6.2119
MV/LV Substation SE***4309 |  | 10 kV | _ | LV | 400 kVA :Kiosk Substation | 0.4 | --> | 0.4 | 0 | 0 | Constrained,otherwise capacity available =361kVA. | --> | 0.38 | 0 | 0 | 0.40588 | 0 |  | --> | C17 ex ROSEHILL | Rosehill [T41,T42] | KILKENNY |  | 52.6377 | -7.2731
MV/LV Substation SE***4310 |  | 10 kV | _ | LV | 400 kVA :Building Structure | 0.4 | --> | 0.4 | 0 | 0 | Constrained,otherwise capacity available =400kVA. | --> | 0.38 | 0 | 0 | 0.4 | 0 |  | --> | C12 ex WATERFORD IND EST | Waterford Ind Est [T41,T42,T44] | BUTLERSTOWN |  | 52.2446 | -7.1615
MV/LV Substation SE***4323 |  | 10 kV | _ | LV | 630 kVA :Kiosk Substation | 0.63 | --> | 0.63 | 0.5 | 2.7 |  | --> | 0.5985 | 0 | 0 | 0.5 | 0 |  | --> | C24 ex MONFIN | Monfin [T41,T42] | WEXFORD |  | 52.4883 | -6.564
MV/LV Substation SE***4323 |  | 10 kV | _ | LV | 400 kVA :Kiosk Substation | 0.4 | --> | 0.4 | 0 | 0 | Constrained,otherwise capacity available =280kVA. | --> | 0.38 | 0 | 0.022971 | 0.41782 | 0 |  | --> | C18 ex MALAHIDE | Malahide [T41,T42] | GLASMORE |  | 53.442 | -6.1454
MV/LV Substation SE***436X |  | 20 kV | _ | LV | 50 kVA :Pole Substation | 0.05 | --> | 0.05 | 0.044 | 1.4 |  | --> | 0.0475 | 0 | 0 | 0.050903 | 0 |  | --> | C12 ex CROSSMOLINA | Crossmolina [T41,T42] | MOY |  | 54.2842 | -9.3791
MV/LV Substation SE***4397 |  | 20 kV | _ | LV | 400 kVA :Kiosk Substation | 0.4 | --> | 0.4 | 0 | 0 | Constrained,otherwise capacity available =393kVA. | --> | 0.38 | 0 | 0.002223 | 0.40106 | 0 |  | --> | E11 ex GLASMORE | Glasmore [T421,T422] | GLASMORE |  | 53.4808 | -6.1558
MV/LV Substation SE***4439 |  | 10 kV | _ | LV | 100 kVA :Pole Substation | 0.1 | --> | 0.1 | 0.092 | 6.4 |  | --> | 0.095 | 0 | 0 | 0.1003 | 0 |  | --> | C20 ex GARRYCASTLE | Garrycastle [T41,T42] | ATHLONE |  | 53.4212 | -7.8791
MV/LV Substation SE***4456 |  | 10 kV | _ | LV | 630 kVA :Kiosk Substation | 0.63 | --> | 0.63 | 0 | 0 | Constrained,otherwise capacity available =500kVA. | --> | 0.5985 | 0 | 0 | 0.5 | 0 |  | --> | C22 ex TERMONFECKIN ROAD | Termonfeckin Road [T41,T42] | DRYBRIDGE |  | 53.7295 | -6.3697
MV/LV Substation SE***445X |  | 20 kV | _ | LV | 50 kVA :Pole Substation | 0.05 | --> | 0.05 | 0.04 | 7.9 |  | --> | 0.0475 | 0 | 0 | 0.051496 | 0 |  | --> | E12 ex DUNMANWAY | Dunmanway [T422,T43] | DUNMANWAY |  | 51.6533 | -9.2627
MV/LV Substation SE***446X |  | 10 kV | _ | LV | 50 kVA :Pole Substation | 0.05 | --> | 0.05 | 0.041 | 0.4 |  | --> | 0.0475 | 0 | 0 | 0 | 0 | Constrained,otherwise capacity available =51.3kW. | --> | C13 ex SWINFORD | Swinford [T41,T42] | CASTLEBAR |  | 53.9292 | -9.1139
MV/LV Substation SE***4470 |  | 20 kV | _ | LV | 400 kVA :Kiosk Substation | 0.4 | --> | 0.4 | 0 | 0 | Constrained,otherwise capacity available =397kVA. | --> | 0.38 | 0 | 0 | 0.40046 | 0 |  | --> | E17 ex BALTRASNA | Baltrasna [T121,T122] | BALTRASNA |  | 53.5162 | -6.5512
MV/LV Substation SE***447Z |  | 10 kV | _ | LV | 630 kVA :Kiosk Substation | 0.63 | --> | 0.63 | 0 | 0 | Constrained,otherwise capacity available =456kVA. | --> | 0.5985 | 0 | 0.013338 | 0.5 | 0 |  | --> | C24 ex POPPINTREE | Poppintree [T101,T102] | FINGLAS |  | 53.4059 | -6.2941
MV/LV Substation SE***449 |  | 10 kV | _ | LV | 200 kVA :Pole Substation | 0.2 | --> | 0.2 | 0.093 | 1.6 |  | --> | 0.19 | 0 | 0.002223 | 0 | 0 | Constrained,otherwise capacity available =215.6kW. | --> | C15 ex DERRYBEG | Derrybeg [T41,T42] | ARDNAGAPPARY |  | 55.067 | -8.2974
MV/LV Substation SE***455 |  | 10 kV | _ | LV | 100 kVA :Pole Substation | 0.1 | --> | 0.1 | 0.088 | 5.6 |  | --> | 0.095 | 0 | 0.004446 | 0.10181 | 0 |  | --> | C14 ex KILCOOLE | Kilcoole [T41,T42] | FASSAROE |  | 53.1104 | -6.1
MV/LV Substation SE***461X |  | 20 kV | _ | LV | 100 kVA :Pole Substation | 0.1 | --> | 0.1 | 0 | 0 | Constrained,otherwise capacity available =79kVA. | --> | 0.095 | 0 | 0 | 0.10314 | 0 |  | --> | E20 ex COLLOONEY | Collooney [T421,T422] | SLIGO |  | 54.1865 | -8.4862
MV/LV Substation SE***463 |  | 20 kV | _ | LV | 200 kVA :Pole Substation | 0.2 | --> | 0.2 | 0.168 | 2.1 |  | --> | 0.19 | 0 | 0 | 0 | 0 | Constrained,otherwise capacity available =204.8kW. | --> | C18 ex NEWTOWNCUNNINGHAM | Newtowncunningham [T41,T42] | LETTERKENNY |  | 55.0373 | -7.3844
MV/LV Substation SE***465X |  | 20 kV | _ | LV | 100 kVA :Pole Substation | 0.1 | --> | 0.1 | 0 | 0 | Constrained,otherwise capacity available =84kVA. | --> | 0.095 | 0 | 0 | 0.1024 | 0 |  | --> | E17 ex DULEEK | Duleek [T421,T422] | DRYBRIDGE |  | 53.6503 | -6.5471
MV/LV Substation SE***465Y |  | 10 kV | _ | LV | 400 kVA :Kiosk Substation | 0.4 | --> | 0.4 | 0.354 | 12.2 |  | --> | 0.38 | 0 | 0.010374 | 0.40692 | 0 |  | --> | C22 ex BALLYBEG | Ballybeg [T101,T102] | CARRICKMINES |  | 52.9743 | -6.0279
MV/LV Substation SE***467Z |  | 10 kV | _ | LV | 400 kVA :Kiosk Substation | 0.4 | --> | 0.4 | 0 | 0 | Constrained,otherwise capacity available =343kVA. | --> | 0.38 | 0 | 0.086697 | 0.40856 | 0 |  | --> | C18 ex LOUGHSHINNY | Loughshinny [T41,T42] | GLASMORE |  | 53.5265 | -6.1045
MV/LV Substation SE***472 |  | 10 kV | _ | LV | 400 kVA :Building Structure | 0.4 | --> | 0.4 | 0.267 | 0.8 |  | --> | 0.38 | 0 | 0.003705 | 0.41971 | 0 |  | --> | C17 ex DONNYBROOK | Donnybrook [T41,T42] | MILLTOWN (DR) |  | 53.3305 | -6.2253
MV/LV Substation SE***484Z |  | 10 kV | _ | LV | 200 kVA :Kiosk Substation | 0.2 | --> | 0.2 | 0 | 0 | Constrained,otherwise capacity available =200kVA. | --> | 0.19 | 0 | 0 | 0.2 | 0 |  | --> | C17 ex MOUNTGORRY | Mountgorry [T41,T42] | GRANGE (DR) |  | 53.4547 | -6.1694
MV/LV Substation SE***486 |  | 20 kV | _ | LV | 100 kVA :Pole Substation | 0.1 | --> | 0.1 | 0.079 | 2.1 |  | --> | 0.095 | 0 | 0 | 0 | 0 | Constrained,otherwise capacity available =103.1kW. | --> | C18 ex NEWTOWNCUNNINGHAM | Newtowncunningham [T41,T42] | LETTERKENNY |  | 55.0592 | -7.4014
MV/LV Substation SE***491Z |  | 10 kV | _ | LV | 630 kVA :Kiosk Substation | 0.63 | --> | 0.63 | 0 | 0 | Constrained,otherwise capacity available =486kVA. | --> | 0.5985 | 0 | 0.003705 | 0.5 | 0 |  | --> | C13 ex MALAHIDE | Malahide [T41,T42] | GLASMORE |  | 53.4192 | -6.1529
MV/LV Substation SE***492X |  | 20 kV | _ | LV | 50 kVA :Pole Substation | 0.05 | --> | 0.05 | 0 | 0 | Constrained,otherwise capacity available =37kVA. | --> | 0.0475 | 0 | 0 | 0 | 0 | Constrained,otherwise capacity available =51.9kW. | --> | C11 ex TIMOLEAGUE | Timoleague [T41] | BANDON |  | 51.5995 | -8.7331
MV/LV Substation SE***492Z |  | 10 kV | _ | LV | 400 kVA :Kiosk Substation | 0.4 | --> | 0.4 | 0 | 0 | Constrained,otherwise capacity available =325kVA. | --> | 0.38 | 0 | 0 | 0.41123 | 0 |  | --> | C13 ex MALAHIDE | Malahide [T41,T42] | GLASMORE |  | 53.4204 | -6.1533
MV/LV Substation SE***494 |  | 10 kV | _ | LV | 400 kVA :Kiosk Substation | 0.4 | --> | 0.4 | 0.249 | 0.8 |  | --> | 0.38 | 0 | 0.014079 | 0.4223 | 0 |  | --> | C17 ex DONNYBROOK | Donnybrook [T41,T42] | MILLTOWN (DR) |  | 53.3234 | -6.2071
MV/LV Substation SE***494Z |  | 20 kV | _ | LV | 50 kVA :Pole Substation | 0.05 | --> | 0.05 | 0 | 0 | Constrained,otherwise capacity available =47kVA. | --> | 0.0475 | 0 | 0 | 0.050453 | 0 |  | --> | C24 ex MACETOWN | Macetown [T101,T102] | MACETOWN |  | 53.5014 | -6.535
MV/LV Substation SE***499X |  | 10 kV | _ | LV | 50 kVA :Pole Substation | 0.05 | --> | 0.05 | 0 | 0 | Constrained,otherwise capacity available =36kVA. | --> | 0.0475 | 0 | 0 | 0.052083 | 0 |  | --> | C11 ex JOHNSTOWN | Johnstown [T41,T42] | KILTEEL |  | 53.223 | -6.5496
MV/LV Substation SE***501 |  | 10 kV | _ | LV | 630 kVA :Building Structure | 0.63 | --> | 0.63 | 0 | 0 | Constrained,otherwise capacity available =305kVA. | --> | 0.5985 | 0 | 0.030381 | 0.5 | 0 |  | --> | C14 ex CLONTARF | Clontarf [T42] | FINGLAS |  | 53.3673 | -6.1883
MV/LV Substation SE***505 |  | 10 kV | _ | LV | 50 kVA :Pole Substation | 0.05 | --> | 0.05 | 0 | 0 | Constrained,otherwise capacity available =50kVA. | --> | 0.0475 | 0 | 0 | 0.05 | 0 |  | --> | C12 ex AGHAMORE | Aghamore [T41,T42] | LANESBORO |  | 53.674 | -7.9808
MV/LV Substation SE***505Z |  | 10 kV | _ | LV | 400 kVA :Kiosk Substation | 0.4 | --> | 0.4 | 0 | 0 | Constrained,otherwise capacity available =358kVA. | --> | 0.38 | 0 | 0 | 0.40633 | 0 |  | --> | C17 ex SWORDS | Swords [T41,T42] | GLASMORE |  | 53.4635 | -6.2071
MV/LV Substation SE***506 |  | 10 kV | _ | LV | 200 kVA :Kiosk Substation | 0.2 | --> | 0.2 | 0.156 | 4.1 |  | --> | 0.19 | 0 | 0.032604 | 0.20657 | 0 |  | --> | C14 ex AGHAGAD | Aghagad [T41,T42] | SLIGO |  | 54.3388 | -8.528
MV/LV Substation SE***512 |  | 10 kV | _ | LV | 200 kVA :Kiosk Substation | 0.2 | --> | 0.2 | 0 | 0 | Constrained,otherwise capacity available =138kVA. | --> | 0.19 | 0 | 0.025194 | 0 | 0 | Constrained,otherwise capacity available =209.2kW. | --> | C11 ex GARDEN CITY | Garden City [T41,T42] | ARKLOW |  | 52.6767 | -6.2996
MV/LV Substation SE***519X |  | 10 kV | _ | LV | 50 kVA :Pole Substation | 0.05 | --> | 0.05 | 0.036 | 2.8 |  | --> | 0.0475 | 0 | 0 | 0.052083 | 0 |  | --> | E16 ex BALLYRAGGET | Ballyragget [T421,T422] | BALLYRAGGET |  | 52.814 | -7.3611
MV/LV Substation SE***531X |  | 10 kV | _ | LV | 50 kVA :Pole Substation | 0.05 | --> | 0.05 | 0 | 0 | Constrained,otherwise capacity available =50kVA. | --> | 0.0475 | 0 | 0 | 0.05 | 0 |  | --> | C17 ex STICKILLEN | Stickillen [T41,T42] | DRYBRIDGE |  | 53.8578 | -6.5242
MV/LV Substation SE***537X |  | 10 kV | _ | LV | 50 kVA :Pole Substation | 0.05 | --> | 0.05 | 0 | 0 | Constrained,otherwise capacity available =30kVA. | --> | 0.0475 | 0 | 0 | 0.052949 | 0 |  | --> | C18 ex CLONES | Clones [T41,T42] | SHANKILL |  | 54.1748 | -7.226
MV/LV Substation SE***539 |  | 20 kV | _ | LV | 200 kVA :Pole Substation | 0.2 | --> | 0.2 | 0.162 | 1.7 |  | --> | 0.19 | 0 | 0.003705 | 0.20569 | 0 |  | --> | E18 ex NEWPORT | Newport [T421] | CARROWBEG |  | 53.8828 | -9.5545
MV/LV Substation SE***544X |  | 10 kV | _ | LV | 200 kVA :Pole Substation | 0.2 | --> | 0.2 | 0 | 0 | Constrained,otherwise capacity available =199kVA. | --> | 0.19 | 0 | 0 | 0.20015 | 0 |  | --> | C18 ex CARRICKMACROSS | Carrickmacross [T41,T42] | MEATH HILL |  | 53.9682 | -6.712
MV/LV Substation SE***547 |  | 10 kV | _ | LV | 100 kVA :Pole Substation | 0.1 | --> | 0.1 | 0.083 | 1.6 |  | --> | 0.095 | 0 | 0 | 0 | 0 | Constrained,otherwise capacity available =102.5kW. | --> | C15 ex DERRYBEG | Derrybeg [T41,T42] | ARDNAGAPPARY |  | 55.0703 | -8.2808
MV/LV Substation SE***550 |  | 10 kV | _ | LV | 200 kVA :Kiosk Substation | 0.2 | --> | 0.2 | 0 | 0 | Constrained,otherwise capacity available =133kVA. | --> | 0.19 | 0 | 0.004446 | 0.20993 | 0 |  | --> | C16 ex LITTLE BRAY | Little Bray [T41,T42] | FASSAROE |  | 53.2408 | -6.1247
MV/LV Substation SE***553 |  | 10 kV | _ | LV | 50 kVA :Pole Substation | 0.05 | --> | 0.05 | 0 | 0 | Constrained,otherwise capacity available =38kVA. | --> | 0.0475 | 0 | 0 | 0.05179 | 0 |  | --> | C16 ex ENNISTYMON | Ennistymon [T41,T42] | ENNIS |  | 52.9426 | -9.3982
MV/LV Substation SE***560Z |  | 10 kV | _ | LV | 630 kVA :Building Structure | 0.63 | --> | 0.63 | 0 | 0 | Constrained,otherwise capacity available =500kVA. | --> | 0.5985 | 0 | 0.018525 | 0.5 | 0 |  | --> | C17 ex NAAS | Naas [T41,T42] | KILTEEL |  | 53.2049 | -6.7356
MV/LV Substation SE***565 |  | 20 kV | _ | LV | 50 kVA :Kiosk Substation | 0.05 | --> | 0.05 | 0.023 | 2.2 |  | --> | 0.0475 | 0 | 0.00741 | 0.05394 | 0 |  | --> | E11 ex CLOONBANNIN | Cloonbannin [T421] | GLENLARA |  | 52.0668 | -9.059
MV/LV Substation SE***565Y |  | 20 kV | _ | LV | 200 kVA :Pole Substation | 0.2 | --> | 0.2 | 0 | 0 | Constrained,otherwise capacity available =159kVA. | --> | 0.19 | 0 | 0 | 0.20613 | 0 |  | --> | E11 ex EDENDERRY | Edenderry [T421,T422] | BLAKE |  | 53.3369 | -7.0653
MV/LV Substation SE***566 |  | 10 kV | _ | LV | 630 kVA :Kiosk Substation | 0.63 | --> | 0.63 | 0.435 | 4.5 |  | --> | 0.5985 | 0 | 0.056316 | 0.5 | 0 |  | --> | C20 ex TEMPLEOGUE | Templeogue [T41,T42] | MILLTOWN (DR) |  | 53.2814 | -6.3204
MV/LV Substation SE***566Y |  | 20 kV | _ | LV | 50 kVA :Pole Substation | 0.05 | --> | 0.05 | 0 | 0 | Constrained,otherwise capacity available =48kVA. | --> | 0.0475 | 0 | 0 | 0.050303 | 0 |  | --> | E21 ex SLANE | Slane [T421] | DRYBRIDGE |  | 53.6687 | -6.5644
MV/LV Substation SE***580X |  | 10 kV | _ | LV | 400 kVA :Kiosk Substation | 0.4 | --> | 0.4 | 0.264 | 3.9 |  | --> | 0.38 | 0 | 0 | 0.42014 | 0 |  | --> | C22 ex GALWAY 110KV | Galway 110kv [T102,T103] | GALWAY 110KV |  | 53.2873 | -8.9834
MV/LV Substation SE***581X |  | 10 kV | _ | LV | 400 kVA :Kiosk Substation | 0.4 | --> | 0.4 | 0.36 | 3.9 |  | --> | 0.38 | 0 | 0 | 0.40603 | 0 |  | --> | C22 ex GALWAY 110KV | Galway 110kv [T102,T103] | GALWAY 110KV |  | 53.2889 | -8.9854
MV/LV Substation SE***584 |  | 20 kV | _ | LV | 50 kVA :Pole Substation | 0.05 | --> | 0.05 | 0 | 0 | Constrained,otherwise capacity available =47kVA. | --> | 0.0475 | 0 | 0 | 0 | 0 | Constrained,otherwise capacity available =50.5kW. | --> | E12 ex CARNDONAGH | Carndonagh [T421,T422] | TRILLICK |  | 55.2843 | -7.3918
MV/LV Substation SE***589Z |  | 20 kV | _ | LV | 200 kVA :Kiosk Substation | 0.2 | --> | 0.2 | 0 | 0 | Constrained,otherwise capacity available =147kVA. | --> | 0.19 | 0 | 0.020748 | 0.20789 | 0 |  | --> | E18 ex BALTRASNA | Baltrasna [T121,T122] | BALTRASNA |  | 53.5019 | -6.4718
MV/LV Substation SE***591 |  | 10 kV | _ | LV | 100 kVA :Pole Substation | 0.1 | --> | 0.1 | 0.073 | 0.9 |  | --> | 0.095 | 0 | 0 | 0 | 0 | Constrained,otherwise capacity available =104kW. | --> | C18 ex SPA ROAD | Spa Road [T41,T42] | DOON |  | 52.3712 | -7.5725
MV/LV Substation SE***592X |  | 20 kV | _ | LV | 400 kVA :Kiosk Substation | 0.4 | --> | 0.4 | 0.371 | 17.8 |  | --> | 0.38 | 0 | 0 | 0.40438 | 0 |  | --> | E13 ex BANOGE | Banoge [T121,T122] | BANOGE |  | 52.6365 | -6.2321
MV/LV Substation SE***592Y |  | 10 kV | _ | LV | 100 kVA :Pole Substation | 0.1 | --> | 0.1 | 0.087 | 3.9 |  | --> | 0.095 | 0 | 0 | 0.10195 | 0 |  | --> | C21 ex MARSHES | Marshes [T41,T42] | DUNDALK |  | 53.9621 | -6.3753
MV/LV Substation SE***595X |  | 20 kV | _ | LV | 400 kVA :Building Structure | 0.4 | --> | 0.4 | 0.346 | 1.5 |  | --> | 0.38 | 0 | 0 | 0.40812 | 0 |  | --> | E18 ex ACHILL | Achill [T422] | CARROWBEG |  | 53.9042 | -9.7962
MV/LV Substation SE***609X |  | 10 kV | _ | LV | 50 kVA :Pole Substation | 0.05 | --> | 0.05 | 0 | 0 | Constrained,otherwise capacity available =46kVA. | --> | 0.0475 | 0 | 0.00741 | 0.050604 | 0 |  | --> | C15 ex ORANMORE | Oranmore [T41,T44] | GALWAY 110KV |  | 53.2385 | -8.9429
MV/LV Substation SE***611 |  | 10 kV | _ | LV | 50 kVA :Pole Substation | 0.05 | --> | 0.05 | 0.039 | 2.4 |  | --> | 0.0475 | 0 | 0 | 0.051643 | 0 |  | --> | C20 ex GURTEEN | Gurteen [T41] | TONROE |  | 53.9972 | -8.5187
MV/LV Substation SE***615Y |  | 10 kV | _ | LV | 630 kVA :Kiosk Substation | 0.63 | --> | 0.63 | 0 | 0 | Constrained,otherwise capacity available =500kVA. | --> | 0.5985 | 0 | 0 | 0 | 0 | Constrained,otherwise capacity available =500kW. | --> | C15 ex BANTRY | Bantry [T41,T42] | BALLYLICKY |  | 51.6817 | -9.4569
MV/LV Substation SE***618X |  | 10 kV | _ | LV | 200 kVA :Pole Substation | 0.2 | --> | 0.2 | 0 | 0 | Constrained,otherwise capacity available =178kVA. | --> | 0.19 | 0 | 0 | 0.20331 | 0 |  | --> | C11 ex CASTLECOMER | Castlecomer [T41,T42] | BALLYRAGGET |  | 52.7949 | -7.2073
MV/LV Substation SE***619X |  | 20 kV | _ | LV | 400 kVA :Kiosk Substation | 0.4 | --> | 0.4 | 0.37 | 17.8 |  | --> | 0.38 | 0 | 0.008892 | 0.40453 | 0 |  | --> | E13 ex BANOGE | Banoge [T121,T122] | BANOGE |  | 52.6189 | -6.2309
MV/LV Substation SE***620X |  | 20 kV | _ | LV | 200 kVA :Kiosk Substation | 0.2 | --> | 0.2 | 0.19 | 17.8 |  | --> | 0.19 | 0 | 0.003705 | 0.20151 | 0 |  | --> | E13 ex BANOGE | Banoge [T121,T122] | BANOGE |  | 52.6182 | -6.2327
MV/LV Substation SE***622 |  | 10 kV | _ | LV | 50 kVA :Pole Substation | 0.05 | --> | 0.05 | 0.023 | 4.5 |  | --> | 0.0475 | 0 | 0 | 0.05394 | 0 |  | --> | C22 ex BOGHALL ROAD | Boghall Road [T41,T42] | FASSAROE |  | 53.1719 | -6.1366
MV/LV Substation SE***623 |  | 10 kV | _ | LV | 100 kVA :Pole Substation | 0.1 | --> | 0.1 | 0.073 | 0.3 |  | --> | 0.095 | 0 | 0.003705 | 0.10402 | 0 |  | --> | C12 ex ABBEYFEALE | Abbeyfeale [T42] | TRIEN |  | 52.3796 | -9.2992
MV/LV Substation SE***631 |  | 10 kV | _ | LV | 50 kVA :Pole Substation | 0.05 | --> | 0.05 | 0.05 | 4 |  | --> | 0.0475 | 0 | 0 | 0.05 | 0 |  | --> | C18 ex BALLYJAMESDUFF | Ballyjamesduff [T41,T42] | SHANKILL |  | 53.957 | -7.0479
MV/LV Substation SE***633X |  | 10 kV | _ | LV | 630 kVA :Kiosk Substation | 0.63 | --> | 0.63 | 0.5 | 11.9 |  | --> | 0.5985 | 0 | 0.00741 | 0.5 | 0 |  | --> | C28 ex SALTHILL | Salthill [T101,T102] | SALTHILL |  | 53.2502 | -9.1551
MV/LV Substation SE***634Z |  | 20 kV | _ | LV | 50 kVA :Pole Substation | 0.05 | --> | 0.05 | 0.039 | 0.4 |  | --> | 0.0475 | 0 | 0 | 0.051643 | 0 |  | --> | E13 ex TULLOW | Tullow [T421,T422] | CARLOW |  | 52.7428 | -6.7692
MV/LV Substation SE***639Y |  | 10 kV | _ | LV | 200 kVA :Kiosk Substation | 0.2 | --> | 0.2 | 0.16 | 0.9 |  | --> | 0.19 | 0 | 0.006669 | 0.20598 | 0 |  | --> | C15 ex COES ROAD | Coes Road [T41,T42] | DUNDALK |  | 54.0051 | -6.3477
MV/LV Substation SE***642X |  | 20 kV | _ | LV | 50 kVA :Pole Substation | 0.05 | --> | 0.05 | 0 | 0 | Constrained,otherwise capacity available =48kVA. | --> | 0.0475 | 0 | 0 | 0.050303 | 0 |  | --> | E11 ex GLASMORE | Glasmore [T421,T422] | GLASMORE |  | 53.4671 | -6.199
MV/LV Substation SE***646X |  | 20 kV | _ | LV | 50 kVA :Pole Substation | 0.05 | --> | 0.05 | 0 | 0 | Constrained,otherwise capacity available =28kVA. | --> | 0.0475 | 0 | 0 | 0.053235 | 0 |  | --> | C18 ex CLONES | Clones [T41,T42] | SHANKILL |  | 54.1408 | -7.1883
MV/LV Substation SE***647Z |  | 10 kV | _ | LV | 400 kVA :Kiosk Substation | 0.4 | --> | 0.4 | 0 | 0 | Constrained,otherwise capacity available =273kVA. | --> | 0.38 | 0 | 0.002964 | 0.41884 | 0 |  | --> | C17 ex ROSEHILL | Rosehill [T41,T42] | KILKENNY |  | 52.639 | -7.2724
MV/LV Substation SE***649Y |  | 20 kV | _ | LV | 200 kVA :Pole Substation | 0.2 | --> | 0.2 | 0 | 0 | Constrained,otherwise capacity available =168kVA. | --> | 0.19 | 0 | 0 | 0.2048 | 0 |  | --> | E17 ex CAVAN | Cavan [T42,T421] | SHANKILL |  | 54.0124 | -7.3618
MV/LV Substation SE***661 |  | 20 kV | _ | LV | 100 kVA :Pole Substation | 0.1 | --> | 0.1 | 0.077 | 0.4 |  | --> | 0.095 | 0 | 0 | 0 | 0 | Constrained,otherwise capacity available =103.4kW. | --> | C21 ex SWINFORD | Swinford [T41,T42] | CASTLEBAR |  | 53.9848 | -9.1111
MV/LV Substation SE***662 |  | 10 kV | _ | LV | 100 kVA :Pole Substation | 0.1 | --> | 0.1 | 0 | 0 | Constrained,otherwise capacity available =78kVA. | --> | 0.095 | 0 | 0 | 0.10329 | 0 |  | --> | C17 ex DUNLEER | Dunleer [T41,T42] | DRYBRIDGE |  | 53.8733 | -6.3436
MV/LV Substation SE***668Y |  | 10 kV | _ | LV | 630 kVA :Kiosk Substation | 0.63 | --> | 0.63 | 0 | 0 | Constrained,otherwise capacity available =382kVA. | --> | 0.5985 | 0 | 0.00741 | 0.5 | 0 |  | --> | C16 ex KINSALE | Kinsale [T41,T42] | BANDON |  | 51.7042 | -8.5217
MV/LV Substation SE***671 |  | 20 kV | _ | LV | 50 kVA :Pole Substation | 0.05 | --> | 0.05 | 0.048 | 2.3 |  | --> | 0.0475 | 0 | 0 | 0.050303 | 0 |  | --> | E13 ex MOY | Moy [T421,T422] | MOY |  | 53.9813 | -9.1262
MV/LV Substation SE***674Y |  | 10 kV | _ | LV | 200 kVA :Kiosk Substation | 0.2 | --> | 0.2 | 0 | 0 | Constrained,otherwise capacity available =191kVA. | --> | 0.19 | 0 | 0 | 0.20136 | 0 |  | --> | C18 ex CARRICKMACROSS | Carrickmacross [T41,T42] | MEATH HILL |  | 53.9779 | -6.7276
MV/LV Substation SE***682Z |  | 10 kV | _ | LV | 630 kVA :Kiosk Substation | 0.63 | --> | 0.63 | 0 | 0 | Constrained,otherwise capacity available =500kVA. | --> | 0.5985 | 0 | 0 | 0.5 | 0 |  | --> | C21 ex KILBARRY | Kilbarry [T101,T43] | KILBARRY |  | 51.9097 | -8.4764
MV/LV Substation SE***686 |  | 10 kV | _ | LV | 200 kVA :Pole Substation | 0.2 | --> | 0.2 | 0.189 | 4.1 |  | --> | 0.19 | 0 | 0 | 0.20166 | 0 |  | --> | C18 ex AGHAGAD | Aghagad [T41,T42] | SLIGO |  | 54.3929 | -8.5328
MV/LV Substation SE***686 |  | 10 kV | _ | LV | 630 kVA :Kiosk Substation | 0.63 | --> | 0.63 | 0.5 | 3.3 |  | --> | 0.5985 | 0 | 0.002964 | 0.5 | 0 |  | --> | C15 ex PEMBROKE | Pembroke [T41,T42,T43,T44] | RINGSEND |  | 53.3407 | -6.2227
MV/LV Substation SE***688 |  | 10 kV | _ | LV | 400 kVA :Kiosk Substation | 0.4 | --> | 0.4 | 0.205 | 1.9 |  | --> | 0.38 | 0 | 0.01482 | 0.42857 | 0 |  | --> | C12 ex FAIRVIEW | Fairview [T41] | MCDERMOTT |  | 53.3636 | -6.2022
MV/LV Substation SE***692 |  | 10 kV | _ | LV | 400 kVA :Kiosk Substation | 0.4 | --> | 0.4 | 0.367 | 1.5 |  | --> | 0.38 | 0 | 0 | 0.40498 | 0 |  | --> | C15 ex SCREEB | Screeb [T41] | SCREEB |  | 53.3291 | -9.7333
MV/LV Substation SE***694 |  | 10 kV | _ | LV | 50 kVA :Pole Substation | 0.05 | --> | 0.05 | 0 | 0 | Constrained,otherwise capacity available =39kVA. | --> | 0.0475 | 0 | 0 | 0.051643 | 0 |  | --> | C18 ex BALLYHALE | Ballyhale [T42,T421] | KILKENNY |  | 52.4806 | -7.3955
MV/LV Substation SE***695 |  | 20 kV | _ | LV | 50 kVA :Pole Substation | 0.05 | --> | 0.05 | 0.049 | 1.7 |  | --> | 0.0475 | 0 | 0 | 0 | 0 | Constrained,otherwise capacity available =50.2kW. | --> | E15 ex GWEEDORE | Gweedore [T421] | ARDNAGAPPARY |  | 55.1406 | -8.0925
MV/LV Substation SE***703 |  | 10 kV | _ | LV | 630 kVA :Building Structure | 0.63 | --> | 0.63 | 0.5 | 7.9 |  | --> | 0.5985 | 0 | 0 | 0.5 | 0 |  | --> | C24 ex TRINITY | Trinity [T101,T102] | POOLBEG |  | 53.3418 | -6.2559
MV/LV Substation SE***704 |  | 10 kV | _ | LV | 200 kVA :Kiosk Substation | 0.2 | --> | 0.2 | 0.114 | 5.6 |  | --> | 0.19 | 0 | 0.004446 | 0.21265 | 0 |  | --> | C11 ex KILCOOLE | Kilcoole [T41,T42] | FASSAROE |  | 53.0946 | -6.1143
MV/LV Substation SE***705X |  | 10 kV | _ | LV | 50 kVA :Pole Substation | 0.05 | --> | 0.05 | 0.008 | 0.3 |  | --> | 0.0475 | 0 | 0 | 0.055993 | 0 |  | --> | C18 ex BALLYMOTE | Ballymote [T41] | SLIGO |  | 54.0791 | -8.5175
MV/LV Substation SE***713X |  | 10 kV | _ | LV | 400 kVA :Kiosk Substation | 0.4 | --> | 0.4 | 0 | 0 | Constrained,otherwise capacity available =287kVA. | --> | 0.38 | 0 | 0.00741 | 0.41681 | 0 |  | --> | C24 ex KILMONEY | Kilmoney [T41,T42] | TRABEG |  | 51.8467 | -8.4717
MV/LV Substation SE***716X |  | 10 kV | _ | LV | 200 kVA :Pole Substation | 0.2 | --> | 0.2 | 0 | 0 | Constrained,otherwise capacity available =180kVA. | --> | 0.19 | 0 | 0.00741 | 0.20301 | 0 |  | --> | C17 ex SWORDS | Swords [T41,T42] | GLASMORE |  | 53.465 | -6.2053
MV/LV Substation SE***729 |  | 10 kV | _ | LV | 400 kVA :Kiosk Substation | 0.4 | --> | 0.4 | 0 | 0 | Constrained,otherwise capacity available =249kVA. | --> | 0.38 | 0 | 0.045942 | 0.4223 | 0 |  | --> | C11 ex LOUGHLINSTOWN | Loughlinstown [T41,T42] | CARRICKMINES |  | 53.2482 | -6.1171
MV/LV Substation SE***729 |  | 10 kV | _ | LV | 200 kVA :Kiosk Substation | 0.2 | --> | 0.2 | 0 | 0 | Constrained,otherwise capacity available =122kVA. | --> | 0.19 | 0 | 0.016302 | 0.21151 | 0 |  | --> | C11 ex MORRISTOWN | Morristown [T41,T42] | NEWBRIDGE |  | 53.1751 | -6.8191
MV/LV Substation SE***730Y |  | 10 kV | _ | LV | 400 kVA :Building Structure | 0.4 | --> | 0.4 | 0 | 0 | Constrained,otherwise capacity available =377kVA. | --> | 0.38 | 0 | 0 | 0.40348 | 0 |  | --> | C16 ex RAHEEN | Raheen [T41,T42] | LIMERICK |  | 52.6166 | -8.663
MV/LV Substation SE***730Z |  | 20 kV | _ | LV | 400 kVA :Kiosk Substation | 0.4 | --> | 0.4 | 0 | 0 | Constrained,otherwise capacity available =323kVA. | --> | 0.38 | 0 | 0 | 0.41153 | 0 |  | --> | E16 ex ASHBOURNE | Ashbourne [T421,T422] | FINGLAS |  | 53.5136 | -6.4039
MV/LV Substation SE***738X |  | 10 kV | _ | LV | 200 kVA :Kiosk Substation | 0.2 | --> | 0.2 | 0.161 | 12.2 |  | --> | 0.19 | 0 | 0.002964 | 0.20584 | 0 |  | --> | C20 ex BALLYBEG | Ballybeg [T101,T102] | CARRICKMINES |  | 52.9734 | -6.0438
MV/LV Substation SE***742Z |  | 10 kV | _ | LV | 400 kVA :Kiosk Substation | 0.4 | --> | 0.4 | 0.293 | 1.4 |  | --> | 0.38 | 0 | 0.009633 | 0.41593 | 0 |  | --> | E18 ex KILLINICK | Killinick [T421,T422] | WEXFORD |  | 52.2726 | -6.3907
MV/LV Substation SE***743 |  | 10 kV | _ | LV | 200 kVA :Kiosk Substation | 0.2 | --> | 0.2 | 0.096 | 5.6 |  | --> | 0.19 | 0 | 0.020748 | 0.2152 | 0 |  | --> | C12 ex KILCOOLE | Kilcoole [T41,T42] | FASSAROE |  | 53.0692 | -6.061
MV/LV Substation SE***744 |  | 10 kV | _ | LV | 400 kVA :Kiosk Substation | 0.4 | --> | 0.4 | 0.24 | 4.5 |  | --> | 0.38 | 0 | 0.01482 | 0.42359 | 0 |  | --> | C21 ex BOGHALL ROAD | Boghall Road [T41,T42] | FASSAROE |  | 53.2071 | -6.104
MV/LV Substation SE***745X |  | 20 kV | _ | LV | 100 kVA :Pole Substation | 0.1 | --> | 0.1 | 0 | 0 | Constrained,otherwise capacity available =64kVA. | --> | 0.095 | 0 | 0.023712 | 0.10532 | 0 |  | --> | C13 ex MORNINGTON ROAD | Mornington Road [T41,T42] | DRYBRIDGE |  | 53.7191 | -6.2516
MV/LV Substation SE***749 |  | 10 kV | _ | LV | 200 kVA :Pole Substation | 0.2 | --> | 0.2 | 0 | 0 | Constrained,otherwise capacity available =142kVA. | --> | 0.19 | 0 | 0 | 0 | 0 | Constrained,otherwise capacity available =208.6kW. | --> | C15 ex CULLION | Cullion [T41,T42] | LETTERKENNY |  | 54.9461 | -7.7098
MV/LV Substation SE***749X |  | 20 kV | _ | LV | 100 kVA :Pole Substation | 0.1 | --> | 0.1 | 0.061 | 17.7 |  | --> | 0.095 | 0 | 0 | 0.10575 | 0 |  | --> | E13 ex COOLROE | Coolroe [T121,T122] | COOLROE |  | 51.8689 | -8.6573
MV/LV Substation SE***763 |  | 20 kV | _ | LV | 100 kVA :Pole Substation | 0.1 | --> | 0.1 | 0 | 0 | Constrained,otherwise capacity available =100kVA. | --> | 0.095 | 0 | 0 | 0.1 | 0 |  | --> | E12 ex FINEA | Finea [T421,T422] | SHANKILL |  | 53.7733 | -7.4934
MV/LV Substation SE***766 |  | 20 kV | _ | LV | 50 kVA :Pole Substation | 0.05 | --> | 0.05 | 0 | 0 | Constrained,otherwise capacity available =44kVA. | --> | 0.0475 | 0 | 0 | 0 | 0 | Constrained,otherwise capacity available =50.9kW. | --> | E16 ex KILMACTHOMAS | Kilmacthomas [T421,T422] | DUNGARVAN |  | 52.1597 | -7.4042
MV/LV Substation SE***767Z |  | 10 kV | _ | LV | 400 kVA :Kiosk Substation | 0.4 | --> | 0.4 | 0 | 0 | Constrained,otherwise capacity available =334kVA. | --> | 0.38 | 0 | 0.02964 | 0.4099 | 0 |  | --> | C16 ex MALAHIDE | Malahide [T41,T42] | GLASMORE |  | 53.4428 | -6.1491
MV/LV Substation SE***768X |  | 10 kV | _ | LV | 100 kVA :Pole Substation | 0.1 | --> | 0.1 | 0.073 | 0.9 |  | --> | 0.095 | 0 | 0.003705 | 0.10402 | 0 |  | --> | C12 ex ROSS CARBERY | Ross Carbery [T41,T42] | DUNMANWAY |  | 51.5748 | -9.0332
MV/LV Substation SE***773X |  | 20 kV | _ | LV | 400 kVA :Kiosk Substation | 0.4 | --> | 0.4 | 0.331 | 17.8 |  | --> | 0.38 | 0 | 0 | 0.41034 | 0 |  | --> | E13 ex BANOGE | Banoge [T121,T122] | BANOGE |  | 52.6427 | -6.2293
MV/LV Substation SE***783 |  | 10 kV | _ | LV | 100 kVA :Pole Substation | 0.1 | --> | 0.1 | 0 | 0 | Constrained,otherwise capacity available =93kVA. | --> | 0.095 | 0 | 0 | 0 | 0 | Constrained,otherwise capacity available =101.1kW. | --> | C13 ex DONEGAL | Donegal [T41,T42] | CATHALEENS FALL |  | 54.6445 | -8.1153
MV/LV Substation SE***783 |  | 20 kV | _ | LV | 50 kVA :Pole Substation | 0.05 | --> | 0.05 | 0.033 | 2.8 |  | --> | 0.0475 | 0 | 0 | 0.052518 | 0 |  | --> | E13 ex BALLYRAGGET | Ballyragget [T421,T422] | BALLYRAGGET |  | 52.786 | -7.3747
MV/LV Substation SE***789 |  | 10 kV | _ | LV | 200 kVA :Kiosk Substation | 0.2 | --> | 0.2 | 0.165 | 13.4 |  | --> | 0.19 | 0 | 0.012597 | 0.20525 | 0 |  | --> | C19 ex POTTERY ROAD | Pottery Road [T101,T102] | CARRICKMINES |  | 53.2773 | -6.1511
MV/LV Substation SE***790X |  | 10 kV | _ | LV | 200 kVA :Kiosk Substation | 0.2 | --> | 0.2 | 0.144 | 12.2 |  | --> | 0.19 | 0 | 0 | 0.20833 | 0 |  | --> | C20 ex BALLYBEG | Ballybeg [T101,T102] | CARRICKMINES |  | 52.9728 | -6.0412
MV/LV Substation SE***792Y |  | 20 kV | _ | LV | 50 kVA :Pole Substation | 0.05 | --> | 0.05 | 0 | 0 | Constrained,otherwise capacity available =50kVA. | --> | 0.0475 | 0 | 0 | 0.05 | 0 |  | --> | E19 ex EDENDERRY | Edenderry [T421,T422] | BLAKE |  | 53.4537 | -7.0199
MV/LV Substation SE***793Z |  | 20 kV | _ | LV | 200 kVA :Pole Substation | 0.2 | --> | 0.2 | 0 | 0 | Constrained,otherwise capacity available =198kVA. | --> | 0.19 | 0 | 0 | 0 | 0 | Constrained,otherwise capacity available =200.3kW. | --> | C11 ex BANTRY | Bantry [T41,T42] | BALLYLICKY |  | 51.6474 | -9.5735
MV/LV Substation SE***799X |  | 10 kV | _ | LV | 400 kVA :Building Structure | 0.4 | --> | 0.4 | 0 | 0 | Constrained,otherwise capacity available =330kVA. | --> | 0.38 | 0 | 0.003705 | 0.40287 | 0 |  | --> | C17 ex CARRIGALINE | Carrigaline [T41,T42] | BARNAHELY |  | 51.8158 | -8.3724
MV/LV Substation SE***803 |  | 10 kV | _ | LV | 630 kVA :Kiosk Substation | 0.63 | --> | 0.63 | 0 | 0 | Constrained,otherwise capacity available =415kVA. | --> | 0.5985 | 0 | 0.012597 | 0.5 | 0 |  | --> | C12 ex CLONTARF | Clontarf [T42] | FINGLAS |  | 53.3639 | -6.1942
MV/LV Substation SE***803X |  | 10 kV | _ | LV | 200 kVA :Pole Substation | 0.2 | --> | 0.2 | 0.148 | 1.6 |  | --> | 0.19 | 0 | 0.016302 | 0 | 0 | Constrained,otherwise capacity available =207.7kW. | --> | C11 ex FOYNES | Foynes [T41,T42] | RATHKEALE |  | 52.6093 | -9.1051
MV/LV Substation SE***807 |  | 10 kV | _ | LV | 200 kVA :Pole Substation | 0.2 | --> | 0.2 | 0.179 | 5.8 |  | --> | 0.19 | 0 | 0 | 0.20316 | 0 |  | --> | C20 ex OAKFIELD | Oakfield [T41,T42] | SLIGO |  | 54.2781 | -8.6059
MV/LV Substation SE***809 |  | 20 kV | _ | LV | 100 kVA :Kiosk Substation | 0.1 | --> | 0.1 | 0.097 | 1.6 |  | --> | 0.095 | 0 | 0.03705 | 0 | 0 | Constrained,otherwise capacity available =100.5kW. | --> | C17 ex BALLYSHANNON | Ballyshannon [T41,T42] | CATHALEENS FALL |  | 54.535 | -8.1357
MV/LV Substation SE***813X |  | 10 kV | _ | LV | 400 kVA :Kiosk Substation | 0.4 | --> | 0.4 | 0.321 | 17.8 |  | --> | 0.38 | 0 | 0.003705 | 0.41182 | 0 |  | --> | E24 ex BANOGE | Banoge [T121,T122] | BANOGE |  | 52.6765 | -6.2162
MV/LV Substation SE***835 |  | 10 kV | _ | LV | 25 kVA :Pole Substation | 0.025 | --> | 0.025 | 0.016 | 1.3 |  | --> | 0.02375 | 0 | 0 | 0.026331 | 0 |  | --> | C27 ex BALLYCROSSAUN | Ballycrossaun [T421,T422] | SOMERSET |  | 53.1689 | -8.2989
MV/LV Substation SE***837 |  | 20 kV | _ | LV | 100 kVA :Pole Substation | 0.1 | --> | 0.1 | 0 | 0 | Constrained,otherwise capacity available =60kVA. | --> | 0.095 | 0 | 0 | 0 | 0 | Constrained,otherwise capacity available =105.9kW. | --> | E12 ex CARNDONAGH | Carndonagh [T421,T422] | TRILLICK |  | 55.3671 | -7.3347
MV/LV Substation SE***844 |  | 20 kV | _ | LV | 100 kVA :Pole Substation | 0.1 | --> | 0.1 | 0 | 0 | Constrained,otherwise capacity available =96kVA. | --> | 0.095 | 0 | 0 | 0.10061 | 0 |  | --> | C12 ex DUNLEER | Dunleer [T41,T42] | DRYBRIDGE |  | 53.7874 | -6.2384
MV/LV Substation SE***844Y |  | 20 kV | _ | LV | 400 kVA :Kiosk Substation | 0.4 | --> | 0.4 | 0 | 0 | Constrained,otherwise capacity available =277kVA. | --> | 0.38 | 0 | 0.051129 | 0.41826 | 0 |  | --> | E17 ex JULIANSTOWN | Julianstown [T421,T422] | DRYBRIDGE |  | 53.6974 | -6.2614
MV/LV Substation SE***846Y |  | 20 kV | _ | LV | 400 kVA :Kiosk Substation | 0.4 | --> | 0.4 | 0 | 0 | Constrained,otherwise capacity available =337kVA. | --> | 0.38 | 0 | 0.008151 | 0.40945 | 0 |  | --> | C13 ex MORNINGTON ROAD | Mornington Road [T41,T42] | DRYBRIDGE |  | 53.7155 | -6.2573
MV/LV Substation SE***848 |  | 10 kV | _ | LV | 25 kVA :Pole Substation | 0.025 | --> | 0.025 | 0.011 | 2.1 |  | --> | 0.02375 | 0 | 0 | 0.02704 | 0 |  | --> | C14 ex BUTTEVANT | Buttevant [T41,T42] | MALLOW |  | 52.2697 | -8.7292
MV/LV Substation SE***850X |  | 10 kV | _ | LV | 200 kVA :Kiosk Substation | 0.2 | --> | 0.2 | 0 | 0 | Constrained,otherwise capacity available =179kVA. | --> | 0.19 | 0 | 0 | 0.20316 | 0 |  | --> | C16 ex CREGG ROAD | Cregg Road [T41,T42] | BALLYDINE |  | 52.3511 | -7.3931
MV/LV Substation SE***851 |  | 20 kV | _ | LV | 100 kVA :Pole Substation | 0.1 | --> | 0.1 | 0 | 0 | Constrained,otherwise capacity available =73kVA. | --> | 0.095 | 0 | 0.009633 | 0.10402 | 0 |  | --> | E13 ex KILCARRAGH | Kilcarragh [T421,T422] | BUTLERSTOWN |  | 52.1581 | -6.9999
MV/LV Substation SE***857 |  | 10 kV | _ | LV | 400 kVA :Kiosk Substation | 0.4 | --> | 0.4 | 0.315 | 5.6 |  | --> | 0.38 | 0 | 0.031122 | 0.41271 | 0 |  | --> | C12 ex KILCOOLE | Kilcoole [T41,T42] | FASSAROE |  | 53.1061 | -6.0578
MV/LV Substation SE***859 |  | 20 kV | _ | LV | 100 kVA :Pole Substation | 0.1 | --> | 0.1 | 0.076 | 2.1 |  | --> | 0.095 | 0 | 0 | 0 | 0 | Constrained,otherwise capacity available =103.6kW. | --> | C18 ex NEWTOWNCUNNINGHAM | Newtowncunningham [T41,T42] | LETTERKENNY |  | 55.0393 | -7.3756
MV/LV Substation SE***868 |  | 20 kV | _ | LV | 50 kVA :Pole Substation | 0.05 | --> | 0.05 | 0 | 0 | Constrained,otherwise capacity available =50kVA. | --> | 0.0475 | 0 | 0 | 0 | 0 | Constrained,otherwise capacity available =50kW. | --> | C14 ex MILFORD (NR) | Milford (nr) [T41,T42] | LETTERKENNY |  | 55.1834 | -7.7339
MV/LV Substation SE***874X |  | 20 kV | _ | LV | 200 kVA :Pole Substation | 0.2 | --> | 0.2 | 0 | 0 | Constrained,otherwise capacity available =171kVA. | --> | 0.19 | 0 | 0 | 0 | 0 | Constrained,otherwise capacity available =204.4kW. | --> | C21 ex MILFORD (NR) | Milford (nr) [T41,T42] | LETTERKENNY |  | 55.1451 | -7.8365
MV/LV Substation SE***876 |  | 20 kV | _ | LV | 50 kVA :Pole Substation | 0.05 | --> | 0.05 | 0.03 | 8.5 |  | --> | 0.0475 | 0 | 0 | 0 | 0 | Constrained,otherwise capacity available =52.9kW. | --> | E14 ex ARIGNA | Arigna [T121] | ARIGNA |  | 54.0504 | -8.041
MV/LV Substation SE***885 |  | 20 kV | _ | LV | 50 kVA :Pole Substation | 0.05 | --> | 0.05 | 0.034 | 1.3 |  | --> | 0.0475 | 0 | 0.002964 | 0.052373 | 0 |  | --> | C22 ex CASTLEREA | Castlerea [T41,T42] | CARRICK ON SHANNON |  | 53.7752 | -8.4811
MV/LV Substation SE***888 |  | 10 kV | _ | LV | 400 kVA :Building Structure | 0.4 | --> | 0.4 | 0 | 0 | Constrained,otherwise capacity available =335kVA. | --> | 0.38 | 0 | 0 | 0.40975 | 0 |  | --> | C22 ex GREYSTONES | Greystones [T41,T42] | FASSAROE |  | 53.129 | -6.0615
MV/LV Substation SE***888Y |  | 10 kV | _ | LV | 400 kVA :Kiosk Substation | 0.4 | --> | 0.4 | 0.345 | 2.8 |  | --> | 0.38 | 0 | 0 | 0.40827 | 0 |  | --> | E16 ex BALLYRAGGET | Ballyragget [T421,T422] | BALLYRAGGET |  | 52.8404 | -7.4036
MV/LV Substation SE***889 |  | 10 kV | _ | LV | 400 kVA :Building Structure | 0.4 | --> | 0.4 | 0 | 0 | Constrained,otherwise capacity available =337kVA. | --> | 0.38 | 0 | 0 | 0.40945 | 0 |  | --> | C22 ex GREYSTONES | Greystones [T41,T42] | FASSAROE |  | 53.1266 | -6.0617
MV/LV Substation SE***889Y |  | 10 kV | _ | LV | 50 kVA :Pole Substation | 0.05 | --> | 0.05 | 0 | 0 | Constrained,otherwise capacity available =50kVA. | --> | 0.0475 | 0 | 0 | 0 | 0 | Constrained,otherwise capacity available =50kW. | --> | C16 ex BANTRY | Bantry [T41,T42] | BALLYLICKY |  | 51.6741 | -9.4641
MV/LV Substation SE***889Y |  | 20 kV | _ | LV | 50 kVA :Pole Substation | 0.05 | --> | 0.05 | 0 | 0 | Constrained,otherwise capacity available =50kVA. | --> | 0.0475 | 0 | 0 | 0.05 | 0 |  | --> | C18 ex ROSCOMMON | Roscommon [T41,T42] | LANESBORO |  | 53.5419 | -8.0499
MV/LV Substation SE***891 |  | 10 kV | _ | LV | 400 kVA :Building Structure | 0.4 | --> | 0.4 | 0.314 | 4 |  | --> | 0.38 | 0 | 0 | 0.41285 | 0 |  | --> | C14 ex SHERIFF STREET | Sheriff Street [T41,T42] | FRANCIS STREET |  | 53.3533 | -6.2422
MV/LV Substation SE***903 |  | 20 kV | _ | LV | 400 kVA :Kiosk Substation | 0.4 | --> | 0.4 | 0.368 | 1.6 |  | --> | 0.38 | 0 | 0 | 0 | 0 | Constrained,otherwise capacity available =404.8kW. | --> | E12 ex BELMULLET | Belmullet [T421] | BELLACORICK |  | 54.2163 | -9.9878
MV/LV Substation SE***904 |  | 20 kV | _ | LV | 100 kVA :Pole Substation | 0.1 | --> | 0.1 | 0.076 | 1.6 |  | --> | 0.095 | 0 | 0 | 0 | 0 | Constrained,otherwise capacity available =103.6kW. | --> | C17 ex BALLYSHANNON | Ballyshannon [T41,T42] | CATHALEENS FALL |  | 54.5535 | -7.8342
MV/LV Substation SE***909X |  | 20 kV | _ | LV | 50 kVA :Pole Substation | 0.05 | --> | 0.05 | 0 | 0 | Constrained,otherwise capacity available =40kVA. | --> | 0.0475 | 0 | 0 | 0.051496 | 0 |  | --> | E11 ex CAVAN | Cavan [T42,T421] | SHANKILL |  | 54.0526 | -7.3104
MV/LV Substation SE***918Y |  | 20 kV | _ | LV | 50 kVA :Pole Substation | 0.05 | --> | 0.05 | 0 | 0 | Constrained,otherwise capacity available =46kVA. | --> | 0.0475 | 0 | 0 | 0.050604 | 0 |  | --> | E13 ex SHILLELAGH | Shillelagh [T421,T422] | CARLOW |  | 52.7537 | -6.5336
MV/LV Substation SE***924 |  | 10 kV | _ | LV | 400 kVA :Building Structure | 0.4 | --> | 0.4 | 0 | 0 | Constrained,otherwise capacity available =400kVA. | --> | 0.38 | 0 | 0 | 0.4 | 0 |  | --> | C17 ex STICKILLEN | Stickillen [T41,T42] | DRYBRIDGE |  | 53.8583 | -6.5239
MV/LV Substation SE***927 |  | 20 kV | _ | LV | 200 kVA :Kiosk Substation | 0.2 | --> | 0.2 | 0.172 | 1.3 |  | --> | 0.19 | 0 | 0 | 0.20421 | 0 |  | --> | E16 ex BALLYCROSSAUN | Ballycrossaun [T421,T422] | SOMERSET |  | 53.087 | -8.2297
MV/LV Substation SE***940X |  | 10 kV | _ | LV | 400 kVA :Building Structure | 0.4 | --> | 0.4 | 0 | 0 | Constrained,otherwise capacity available =400kVA. | --> | 0.38 | 0 | 0 | 0.4 | 0 |  | --> | C20 ex TYMON | Tymon [T41,T42] | COOKSTOWN |  | 53.2953 | -6.3523
MV/LV Substation SE***949 |  | 10 kV | _ | LV | 200 kVA :Pole Substation | 0.2 | --> | 0.2 | 0 | 0 | Constrained,otherwise capacity available =178kVA. | --> | 0.19 | 0 | 0 | 0.20331 | 0 |  | --> | C18 ex DUNLEER | Dunleer [T41,T42] | DRYBRIDGE |  | 53.8355 | -6.397
MV/LV Substation SE***953 |  | 10 kV | _ | LV | 100 kVA :Pole Substation | 0.1 | --> | 0.1 | 0.081 | 17.8 |  | --> | 0.095 | 0 | 0 | 0.10284 | 0 |  | --> | E24 ex BANOGE | Banoge [T121,T122] | BANOGE |  | 52.6702 | -6.2115
MV/LV Substation SE***955Y |  | 20 kV | _ | LV | 200 kVA :Kiosk Substation | 0.2 | --> | 0.2 | 0 | 0 | Constrained,otherwise capacity available =145kVA. | --> | 0.19 | 0 | 0.024453 | 0.20818 | 0 |  | --> | E17 ex JULIANSTOWN | Julianstown [T421,T422] | DRYBRIDGE |  | 53.6984 | -6.2652
MV/LV Substation SE***956 |  | 20 kV | _ | LV | 50 kVA :Pole Substation | 0.05 | --> | 0.05 | 0.027 | 1.3 |  | --> | 0.0475 | 0 | 0 | 0.053377 | 0 |  | --> | E16 ex BALLYCROSSAUN | Ballycrossaun [T421,T422] | SOMERSET |  | 53.0929 | -8.2095
MV/LV Substation SE***957X |  | 20 kV | _ | LV | 50 kVA :Pole Substation | 0.05 | --> | 0.05 | 0 | 0 | Constrained,otherwise capacity available =43kVA. | --> | 0.0475 | 0 | 0.00741 | 0.051052 | 0 |  | --> | E17 ex DALTON | Dalton [T421,T422] | DALTON |  | 53.7234 | -8.9722
MV/LV Substation SE***959X |  | 20 kV | _ | LV | 100 kVA :Pole Substation | 0.1 | --> | 0.1 | 0 | 0 | Constrained,otherwise capacity available =81kVA. | --> | 0.095 | 0 | 0 | 0.10284 | 0 |  | --> | E18 ex CURRALEIGH | Curraleigh [T421,T422] | KILBARRY |  | 51.9202 | -8.6192
MV/LV Substation SE***971X |  | 20 kV | _ | LV | 50 kVA :Pole Substation | 0.05 | --> | 0.05 | 0.023 | 8.1 |  | --> | 0.0475 | 0 | 0.003705 | 0 | 0 | Constrained,otherwise capacity available =53.9kW. | --> | E11 ex WESTPORT | Westport [T421,T422] | CASTLEBAR |  | 53.7658 | -9.8106
MV/LV Substation SE***974X |  | 20 kV | _ | LV | 400 kVA :Kiosk Substation | 0.4 | --> | 0.4 | 0 | 0 | Constrained,otherwise capacity available =323kVA. | --> | 0.38 | 0 | 0.008151 | 0 | 0 | Constrained,otherwise capacity available =411.5kW. | --> | C13 ex CLOYNE | Cloyne [T41] | MIDLETON |  | 51.8265 | -8.0046
MV/LV Substation SE***977 |  | 10 kV | _ | LV | 200 kVA :Pole Substation | 0.2 | --> | 0.2 | 0.2 | 0.2 |  | --> | 0.19 | 0 | 0 | 0 | 0 | Constrained,otherwise capacity available =200kW. | --> | C11 ex ROSSGEIR | Rossgeir [T41,T42] | LETTERKENNY |  | 54.8331 | -7.4876
MV/LV Substation SE***980X |  | 20 kV | _ | LV | 400 kVA :Kiosk Substation | 0.4 | --> | 0.4 | 0 | 0 | Constrained,otherwise capacity available =400kVA. | --> | 0.38 | 0 | 0 | 0.4 | 0 |  | --> | E28 ex LOUGHREA | Loughrea [T41,T42] | SOMERSET |  | 53.2141 | -8.5608
MV/LV Substation SE***987 |  | 10 kV | _ | LV | 50 kVA :Pole Substation | 0.05 | --> | 0.05 | 0 | 0 | Constrained,otherwise capacity available =23kVA. | --> | 0.0475 | 0 | 0 | 0.05394 | 0 |  | --> | C20 ex COLLINSTOWN | Collinstown [T41,T42] | GRANGE (DR) |  | 53.4237 | -6.2252
MV/LV Substation SE***989X |  | 10 kV | _ | LV | 630 kVA :Building Structure | 0.63 | --> | 0.63 | 0.5 | 12.2 |  | --> | 0.5985 | 0 | 0 | 0.5 | 0 |  | --> | C25 ex BALLYBEG | Ballybeg [T101,T102] | CARRICKMINES |  | 52.9839 | -6.0421
MV/LV Substation SE***991 |  | 20 kV | _ | LV | 100 kVA :Pole Substation | 0.1 | --> | 0.1 | 0 | 0 | Constrained,otherwise capacity available =86kVA. | --> | 0.095 | 0 | 0 | 0.1021 | 0 |  | --> | E15 ex GURRANEBANE | Gurranebane [T421,T422] | OUGHTRAGH |  | 51.9457 | -10.2378
MV/LV Substation SE***998 |  | 20 kV | _ | LV | 50 kVA :Pole Substation | 0.05 | --> | 0.05 | 0.044 | 0.2 |  | --> | 0.0475 | 0 | 0 | 0 | 0 | Constrained,otherwise capacity available =50.9kW. | --> | C12 ex ROSSGEIR | Rossgeir [T41,T42] | LETTERKENNY |  | 54.8149 | -7.5965
MV/LV Substation SF***076X |  | 10 kV | _ | LV | 50 kVA :Pole Substation | 0.05 | --> | 0.05 | 0 | 0 | Constrained,otherwise capacity available =42kVA. | --> | 0.0475 | 0 | 0 | 0.0512 | 0 |  | --> | C16 ex GARRYSPILLANE | Garryspillane [T41] | TIPPERARY |  | 52.3573 | -8.4689
MV/LV Substation SF***725X |  | 20 kV | _ | LV | 200 kVA :Building Structure | 0.2 | --> | 0.2 | 0.183 | 1.1 |  | --> | 0.19 | 0 | 0.011115 | 0.20256 | 0 |  | --> | E18 ex BIRR | Birr [T41,T422] | DALLOW |  | 53.0908 | -7.8908
MV/LV Substation SF***797X |  | 10 kV | _ | LV | 630 kVA :Building Structure | 0.63 | --> | 0.63 | 0 | 0 | Constrained,otherwise capacity available =500kVA. | --> | 0.5985 | 0 | 0.00741 | 0.5 | 0 |  | --> | C11 ex DRUMCONDRA | Drumcondra [T41,T42] | MCDERMOTT |  | 53.3586 | -6.2588
MV/LV Substation SF***923X |  | 20 kV | _ | LV | 400 kVA :Kiosk Substation | 0.4 | --> | 0.4 | 0 | 0 | Constrained,otherwise capacity available =387kVA. | --> | 0.38 | 0 | 0.002964 | 0.40197 | 0 |  | --> | C17 ex KYLEERAGH | Kyleeragh [T41,T42] | NENAGH |  | 52.9991 | -8.1298
MV/LV Substation SF***965 |  | 20 kV | _ | LV | 100 kVA :Pole Substation | 0.1 | --> | 0.1 | 0 | 0 | Constrained,otherwise capacity available =88kVA. | --> | 0.095 | 0 | 0 | 0 | 0 | Constrained,otherwise capacity available =101.8kW. | --> | E22 ex ROSCREA | Roscrea [T41,T42] | IKERRIN |  | 52.9844 | -7.9316
MV/LV Substation SG***140X |  | 20 kV | _ | LV | 100 kVA :Pole Substation | 0.1 | --> | 0.1 | 0.099 | 6.4 |  | --> | 0.095 | 0 | 0.025935 | 0.10015 | 0 |  | --> | C22 ex BUSHFIELD | Bushfield [T41,T42] | ATHLONE |  | 53.4583 | -7.8858
MV/LV Substation SH***002 |  | 10 kV | _ | LV | 200 kVA :Pole Substation | 0.2 | --> | 0.2 | 0 | 0 | Constrained,otherwise capacity available =120kVA. | --> | 0.19 | 0 | 0.019266 | 0.2118 | 0 |  | --> | C18 ex CARRICKMACROSS | Carrickmacross [T41,T42] | MEATH HILL |  | 53.9781 | -6.7241
MV/LV Substation SH***003 |  | 10 kV | _ | LV | 400 kVA :Kiosk Substation | 0.4 | --> | 0.4 | 0 | 0 | Constrained,otherwise capacity available =265kVA. | --> | 0.38 | 0 | 0.031863 | 0.42 | 0 |  | --> | C16 ex LITTLE BRAY | Little Bray [T41,T42] | FASSAROE |  | 53.2355 | -6.1261
MV/LV Substation SH***003X |  | 10 kV | _ | LV | 630 kVA :Building Structure | 0.63 | --> | 0.63 | 0.498 | 3.3 |  | --> | 0.5985 | 0 | 0 | 0.5 | 0 |  | --> | C25 ex PEMBROKE | Pembroke [T41,T42,T43,T44] | RINGSEND |  | 53.3416 | -6.2346
MV/LV Substation SH***003Z |  | 10 kV | _ | LV | 1000 kVA :Building Structure | 1 | --> | 1 | 0 | 0 | Constrained,otherwise capacity available =500kVA. | --> | 0.95 | 0 | 0 | 0.5 | 0 |  | --> | C20 ex ROCHES STREET | Roches Street [T41,T42] | LIMERICK |  | 52.6611 | -8.6326
MV/LV Substation SH***004 |  | 10 kV | _ | LV | 630 kVA :Building Structure | 0.63 | --> | 0.63 | 0.385 | 2.3 |  | --> | 0.5985 | 0 | 0.025935 | 0.5 | 0 |  | --> | C18 ex BALLYRICKARD | Ballyrickard [T41,T42] | TRALEE |  | 52.2699 | -9.7084
MV/LV Substation SH***005 |  | 10 kV | _ | LV | 400 kVA :Kiosk Substation | 0.4 | --> | 0.4 | 0 | 0 | Constrained,otherwise capacity available =237kVA. | --> | 0.38 | 0 | 0.01482 | 0 | 0 | Constrained,otherwise capacity available =424kW. | --> | C17 ex KILMALLOCK | Kilmallock [T41,T42] | CHARLEVILLE |  | 52.4011 | -8.5773
MV/LV Substation SH***009Y |  | 10 kV | _ | LV | 630 kVA :Building Structure | 0.63 | --> | 0.63 | 0 | 0 | Constrained,otherwise capacity available =500kVA. | --> | 0.5985 | 0 | 0 | 0 | 0 | Constrained,otherwise capacity available =500kW. | --> | C17 ex COLLIGAN | Colligan [T41,T42] | DUNGARVAN |  | 52.097 | -7.6261
MV/LV Substation SH***010Z |  | 20 kV | _ | LV | 50 kVA :Pole Substation | 0.05 | --> | 0.05 | 0.039 | 3.5 |  | --> | 0.0475 | 0 | 0 | 0.051643 | 0 |  | --> | E18 ex BUSH | Bush [T421,T422] | DUNDALK |  | 53.9858 | -6.1972
MV/LV Substation SH***011Y |  | 10 kV | _ | LV | 400 kVA :Kiosk Substation | 0.4 | --> | 0.4 | 0 | 0 | Constrained,otherwise capacity available =369kVA. | --> | 0.38 | 0 | 0 | 0 | 0 | Constrained,otherwise capacity available =404.7kW. | --> | C19 ex ROSCREA | Roscrea [T41,T42] | IKERRIN |  | 52.9463 | -7.7976
MV/LV Substation SH***012 |  | 10 kV | _ | LV | 200 kVA :Kiosk Substation | 0.2 | --> | 0.2 | 0 | 0 | Constrained,otherwise capacity available =144kVA. | --> | 0.19 | 0 | 0.002223 | 0 | 0 | Constrained,otherwise capacity available =208.3kW. | --> | C13 ex ROSCREA | Roscrea [T41,T42] | IKERRIN |  | 52.9633 | -7.805
MV/LV Substation SH***013 |  | 10 kV | _ | LV | 630 kVA :Building Structure | 0.63 | --> | 0.63 | 0.042007 | 0 | Constrained,otherwise capacity available =500kVA. | --> | 0.5985 | 0 | 0 | 0.5 | 0 |  | --> | C16 ex SHANNON | Shannon [T41,T42] | DRUMLINE |  | 52.6902 | -8.9113
MV/LV Substation SH***013 |  | 10 kV | _ | LV | 50 kVA :Pole Substation | 0.05 | --> | 0.05 | 0 | 0 | Constrained,otherwise capacity available =43kVA. | --> | 0.0475 | 0 | 0 | 0 | 0 | Constrained,otherwise capacity available =51.1kW. | --> | C18 ex FERMOY NORTH | Fermoy North [T41,T42] | BARRYMORE |  | 52.1593 | -8.3323
MV/LV Substation SH***013Y |  | 10 kV | _ | LV | 100 kVA :Pole Substation | 0.1 | --> | 0.1 | 0 | 0 | Constrained,otherwise capacity available =54kVA. | --> | 0.095 | 0 | 0 | 0 | 0 | Constrained,otherwise capacity available =106.8kW. | --> | C20 ex MOUNTMELLICK | Mountmellick [T41,T42] | PORTLAOISE |  | 53.0782 | -7.2517
MV/LV Substation SH***017 |  | 10 kV | _ | LV | 200 kVA :Pole Substation | 0.2 | --> | 0.2 | 0 | 0 | Constrained,otherwise capacity available =104kVA. | --> | 0.19 | 0 | 0.008892 | 0.21407 | 0 |  | --> | C11 ex POLLERTON | Pollerton [T41,T42] | CARLOW |  | 52.8411 | -6.8984
MV/LV Substation SH***017 |  | 10 kV | _ | LV | 200 kVA :Building Structure | 0.2 | --> | 0.2 | 0.175 | 0.7 |  | --> | 0.19 | 0 | 0.002223 | 0.20376 | 0 |  | --> | C15 ex KILRUSH | Kilrush [T41,T42] | TULLABRACK |  | 52.6315 | -9.4896
MV/LV Substation SH***017 |  | 10 kV | _ | LV | 630 kVA :Building Structure | 0.63 | --> | 0.63 | 0.375 | 4.5 |  | --> | 0.5985 | 0 | 0 | 0.5 | 0 |  | --> | C22 ex MALLOW | Mallow [T41,T42] | MALLOW |  | 52.1371 | -8.6431
MV/LV Substation SH***018 |  | 10 kV | _ | LV | 630 kVA :Kiosk Substation | 0.63 | --> | 0.63 | 0.473 | 1.6 |  | --> | 0.5985 | 0 | 0.016302 | 0 | 0 | Constrained,otherwise capacity available =500kW. | --> | C15 ex BALLYSHANNON | Ballyshannon [T41,T42] | CATHALEENS FALL |  | 54.5016 | -8.1827
MV/LV Substation SH***024 |  | 10 kV | _ | LV | 630 kVA :Building Structure | 0.63 | --> | 0.63 | 0.5 | 4.1 |  | --> | 0.5985 | 0 | 0.021489 | 0.5 | 0 |  | --> | C20 ex BALLYMUN | Ballymun [T41,T42] | FINGLAS |  | 53.3888 | -6.2557
MV/LV Substation SH***026 |  | 10 kV | _ | LV | 630 kVA :Building Structure | 0.63 | --> | 0.63 | 0.5 | 3 |  | --> | 0.5985 | 0 | 0.008151 | 0.5 | 0 |  | --> | C18 ex NENAGH | Nenagh [T41,T42] | NENAGH |  | 52.8634 | -8.193
MV/LV Substation SH***026 |  | 20 kV | _ | LV | 200 kVA :Pole Substation | 0.2 | --> | 0.2 | 0.06 | 0.4 |  | --> | 0.19 | 0 | 0.010374 | 0.22019 | 0 |  | --> | E12 ex TULLOW | Tullow [T421,T422] | CARLOW |  | 52.8055 | -6.7272
MV/LV Substation SH***027 |  | 10 kV | _ | LV | 100 kVA :Pole Substation | 0.1 | --> | 0.1 | 0 | 0 | Constrained,otherwise capacity available =65kVA. | --> | 0.095 | 0 | 0.002223 | 0 | 0 | Constrained,otherwise capacity available =105.2kW. | --> | C16 ex KILCLOHER | Kilcloher [T41,T42] | DUNGARVAN |  | 52.1477 | -7.8403
MV/LV Substation SH***027 |  | 10 kV | _ | LV | 400 kVA :Kiosk Substation | 0.4 | --> | 0.4 | 0.242 | 4.1 |  | --> | 0.38 | 0 | 0.030381 | 0.42331 | 0 |  | --> | C20 ex BALLYMUN | Ballymun [T41,T42] | FINGLAS |  | 53.3888 | -6.2467
MV/LV Substation SH***027X |  | 20 kV | _ | LV | 50 kVA :Pole Substation | 0.05 | --> | 0.05 | 0 | 0 | Constrained,otherwise capacity available =33kVA. | --> | 0.0475 | 0 | 0 | 0.052518 | 0 |  | --> | E18 ex GARRANACANTY | Garranacanty [T421,T422] | TIPPERARY |  | 52.5456 | -8.1309
MV/LV Substation SH***027X |  | 20 kV | _ | LV | 400 kVA :Building Structure | 0.4 | --> | 0.4 | 0.4 | 1.9 |  | --> | 0.38 | 0 | 0 | 0 | 0 | Constrained,otherwise capacity available =400kW. | --> | E17 ex CREESLOUGH | Creeslough [T421] | ARDNAGAPPARY |  | 55.1802 | -7.9065
MV/LV Substation SH***028 |  | 20 kV | _ | LV | 100 kVA :Pole Substation | 0.1 | --> | 0.1 | 0.082 | 1.6 |  | --> | 0.095 | 0 | 0.003705 | 0 | 0 | Constrained,otherwise capacity available =102.7kW. | --> | C17 ex FOYNES | Foynes [T41,T42] | RATHKEALE |  | 52.576 | -9.1052
MV/LV Substation SH***028 |  | 10 kV | _ | LV | 50 kVA :Pole Substation | 0.05 | --> | 0.05 | 0 | 0 | Constrained,otherwise capacity available =13kVA. | --> | 0.0475 | 0 | 0.011115 | 0.05532 | 0 |  | --> | C13 ex MALAHIDE | Malahide [T41,T42] | GLASMORE |  | 53.42 | -6.1571
MV/LV Substation SH***029 |  | 10 kV | _ | LV | 200 kVA :Pole Substation | 0.2 | --> | 0.2 | 0 | 0 | Constrained,otherwise capacity available =163kVA. | --> | 0.19 | 0 | 0 | 0.20554 | 0 |  | --> | C13 ex DOUGLAS | Douglas [T41,T42] | TRABEG |  | 51.8699 | -8.4379
MV/LV Substation SH***030 |  | 10 kV | _ | LV | 400 kVA :Kiosk Substation | 0.4 | --> | 0.4 | 0.335 | 6 |  | --> | 0.38 | 0 | 0.012597 | 0.40975 | 0 |  | --> | C18 ex TRABEG | Trabeg [T101,T102] | TRABEG |  | 51.8711 | -8.4429
MV/LV Substation SH***031 |  | 10 kV | _ | LV | 100 kVA :Pole Substation | 0.1 | --> | 0.1 | 0.092 | 0.7 |  | --> | 0.095 | 0 | 0 | 0.10121 | 0 |  | --> | C14 ex KILRUSH | Kilrush [T41,T42] | TULLABRACK |  | 52.6435 | -9.4892
MV/LV Substation SH***032 |  | 10 kV | _ | LV | 630 kVA :Building Structure | 0.63 | --> | 0.63 | 0.31329 | 0.3 | Constrained,otherwise capacity available =359kVA. | --> | 0.5985 | 0 | 0.057798 | 0.5 | 0 |  | --> | C11 ex SANTRY | Santry [T41,T42] | FINGLAS |  | 53.3901 | -6.2428
MV/LV Substation SH***032 |  | 10 kV | _ | LV | 200 kVA :Pole Substation | 0.2 | --> | 0.2 | 0 | 0 | Constrained,otherwise capacity available =114kVA. | --> | 0.19 | 0 | 0.006669 | 0.21265 | 0 |  | --> | C14 ex ATHLONE | Athlone [T41,T42] | ATHLONE |  | 53.4218 | -7.9542
MV/LV Substation SH***033Z |  | 10 kV | _ | LV | 25 kVA :Kiosk Substation | 0.025 | --> | 0.025 | 0.025 | 4.2 |  | --> | 0.02375 | 0 | 0 | 0 | 0 | Constrained,otherwise capacity available =25kW. | --> | C13 ex CHURCHTOWN | Churchtown [T41] | RATHKEALE |  | 52.4527 | -9.0498
MV/LV Substation SH***035 |  | 10 kV | _ | LV | 400 kVA :Kiosk Substation | 0.4 | --> | 0.4 | 0 | 0 | Constrained,otherwise capacity available =240kVA. | --> | 0.38 | 0 | 0.034086 | 0.42359 | 0 |  | --> | C11 ex LOUGHLINSTOWN | Loughlinstown [T41,T42] | CARRICKMINES |  | 53.2429 | -6.1223
MV/LV Substation SH***038 |  | 10 kV | _ | LV | 400 kVA :Building Structure | 0.4 | --> | 0.4 | 0.252 | 3.5 |  | --> | 0.38 | 0 | 0.024453 | 0.42187 | 0 |  | --> | C19 ex TRIMMS LANE | Trimms Lane [T41,T42] | SALTHILL |  | 53.2732 | -9.0675
MV/LV Substation SH***040X |  | 20 kV | _ | LV | 400 kVA :Kiosk Substation | 0.4 | --> | 0.4 | 0 | 0 | Constrained,otherwise capacity available =327kVA. | --> | 0.38 | 0 | 0.008151 | 0 | 0 | Constrained,otherwise capacity available =410.9kW. | --> | E17 ex FOXHOLE | Foxhole [T421,T422] | DUNGARVAN |  | 51.9418 | -7.8608
MV/LV Substation SH***043 |  | 10 kV | _ | LV | 200 kVA :Kiosk Substation | 0.2 | --> | 0.2 | 0.127 | 6 |  | --> | 0.19 | 0 | 0.013338 | 0 | 0 | Constrained,otherwise capacity available =210.8kW. | --> | C12 ex ARDGEEHA | Ardgeeha [T41,T42] | DOON |  | 52.3581 | -7.6987
MV/LV Substation SH***044X |  | 20 kV | _ | LV | 100 kVA :Pole Substation | 0.1 | --> | 0.1 | 0.087 | 2 |  | --> | 0.095 | 0 | 0.003705 | 0.10195 | 0 |  | --> | E16 ex MOHILL | Mohill [T421,T422] | CARRICK ON SHANNON |  | 53.9206 | -7.8739
MV/LV Substation SH***046 |  | 10 kV | _ | LV | 400 kVA :Kiosk Substation | 0.4 | --> | 0.4 | 0 | 0 | Constrained,otherwise capacity available =286kVA. | --> | 0.38 | 0 | 0.034086 | 0 | 0 | Constrained,otherwise capacity available =417kW. | --> | C14 ex COLLIGAN | Colligan [T41,T42] | DUNGARVAN |  | 52.0902 | -7.6122
MV/LV Substation SH***046Z |  | 10 kV | _ | LV | 200 kVA :Kiosk Substation | 0.2 | --> | 0.2 | 0.109 | 3.6 |  | --> | 0.19 | 0 | 0 | 0 | 0 | Constrained,otherwise capacity available =213.4kW. | --> | C18 ex CASTLETOWNBERE | Castletownbere [T42] | BALLYLICKY |  | 51.6486 | -9.9009
MV/LV Substation SH***047X |  | 10 kV | _ | LV | 200 kVA :Pole Substation | 0.2 | --> | 0.2 | 0 | 0 | Constrained,otherwise capacity available =176kVA. | --> | 0.19 | 0 | 0.003705 | 0.20361 | 0 |  | --> | C17 ex SKIBBEREEN | Skibbereen [T41,T42] | DUNMANWAY |  | 51.5284 | -9.1768
MV/LV Substation SH***048X |  | 20 kV | _ | LV | 50 kVA :Pole Substation | 0.05 | --> | 0.05 | 0 | 0 | Constrained,otherwise capacity available =41kVA. | --> | 0.0475 | 0 | 0 | 0.051348 | 0 |  | --> | E16 ex GLENAMADDY | Glenamaddy [T422] | ATHLONE |  | 53.5297 | -8.5615
MV/LV Substation SH***052 |  | 10 kV | _ | LV | 400 kVA :Kiosk Substation | 0.4 | --> | 0.4 | 0.264 | 0.3 |  | --> | 0.38 | 0 | 0.031122 | 0.42014 | 0 |  | --> | C11 ex SANTRY | Santry [T41,T42] | FINGLAS |  | 53.3897 | -6.2363
MV/LV Substation SH***052 |  | 10 kV | _ | LV | 400 kVA :Building Structure | 0.4 | --> | 0.4 | 0.369 | 0.9 |  | --> | 0.38 | 0 | 0 | 0 | 0 | Constrained,otherwise capacity available =400kW. | --> | C18 ex SPA ROAD | Spa Road [T41,T42] | DOON |  | 52.3605 | -7.6595
MV/LV Substation SH***053 |  | 10 kV | _ | LV | 200 kVA :Pole Substation | 0.2 | --> | 0.2 | 0 | 0 | Constrained,otherwise capacity available =130kVA. | --> | 0.19 | 0 | 0.021489 | 0.21036 | 0 |  | --> | C19 ex LOUGHSHINNY | Loughshinny [T41,T42] | GLASMORE |  | 53.5724 | -6.1105
MV/LV Substation SH***053Z |  | 10 kV | _ | LV | 200 kVA :Pole Substation | 0.2 | --> | 0.2 | 0 | 0 | Constrained,otherwise capacity available =200kVA. | --> | 0.19 | 0 | 0 | 0.2 | 0 |  | --> | C14 ex ATHLONE | Athlone [T41,T42] | ATHLONE |  | 53.4225 | -7.9704
MV/LV Substation SH***054 |  | 10 kV | _ | LV | 400 kVA :Kiosk Substation | 0.4 | --> | 0.4 | 0.283 | 4.1 |  | --> | 0.38 | 0 | 0.036309 | 0.41739 | 0 |  | --> | C20 ex BALLYMUN | Ballymun [T41,T42] | FINGLAS |  | 53.39 | -6.2616
MV/LV Substation SH***055 |  | 20 kV | _ | LV | 400 kVA :Building Structure | 0.4 | --> | 0.4 | 0.4 | 9.1 |  | --> | 0.38 | 0 | 0 | 0.4 | 0 |  | --> | E17 ex ARDNAREE | Ardnaree [T42,T421] | MOY |  | 54.1143 | -9.1424
MV/LV Substation SH***057 |  | 10 kV | _ | LV | 400 kVA :Kiosk Substation | 0.4 | --> | 0.4 | 0.238 | 4.1 |  | --> | 0.38 | 0 | 0.014079 | 0.42388 | 0 |  | --> | C24 ex BALLYMUN | Ballymun [T41,T42] | FINGLAS |  | 53.3913 | -6.2573
MV/LV Substation SH***057 |  | 10 kV | _ | LV | 50 kVA :Pole Substation | 0.05 | --> | 0.05 | 0.05 | 2.2 |  | --> | 0.0475 | 0 | 0 | 0.05 | 0 |  | --> | C19 ex CASTLETOWNROCHE | Castletownroche [T41] | MALLOW |  | 52.2244 | -8.4757
MV/LV Substation SH***057 |  | 20 kV | _ | LV | 100 kVA :Pole Substation | 0.1 | --> | 0.1 | 0 | 0 | Constrained,otherwise capacity available =70kVA. | --> | 0.095 | 0 | 0 | 0.10446 | 0 |  | --> | C19 ex ENNISTYMON | Ennistymon [T41,T42] | ENNIS |  | 53.1203 | -9.1365
MV/LV Substation SH***058X |  | 10 kV | _ | LV | 630 kVA :Kiosk Substation | 0.63 | --> | 0.63 | 0 | 0 | Constrained,otherwise capacity available =456kVA. | --> | 0.5985 | 0 | 0.028158 | 0.5 | 0 |  | --> | C11 ex LOUGHLINSTOWN | Loughlinstown [T41,T42] | CARRICKMINES |  | 53.234 | -6.1213
MV/LV Substation SH***059 |  | 10 kV | _ | LV | 200 kVA :Pole Substation | 0.2 | --> | 0.2 | 0.168 | 1.7 |  | --> | 0.19 | 0 | 0 | 0.2048 | 0 |  | --> | C13 ex ATHY | Athy [T101,T102] | ATHY |  | 52.9917 | -6.9942
MV/LV Substation SH***059X |  | 10 kV | _ | LV | 400 kVA :Kiosk Substation | 0.4 | --> | 0.4 | 0 | 0 | Constrained,otherwise capacity available =323kVA. | --> | 0.38 | 0 | 0 | 0.41153 | 0 |  | --> | C13 ex CARRICK ON SHANNON | Carrick On Shannon [T41,T42] | CARRICK ON SHANNON |  | 53.9457 | -8.0912
MV/LV Substation SH***060Z |  | 20 kV | _ | LV | 50 kVA :Pole Substation | 0.05 | --> | 0.05 | 0 | 0 | Constrained,otherwise capacity available =50kVA. | --> | 0.0475 | 0 | 0 | 0.05 | 0 |  | --> | E11 ex WHITECHURCH | Whitechurch [T421,T422] | KILBARRY |  | 52.0475 | -8.726
MV/LV Substation SH***061 |  | 10 kV | _ | LV | 400 kVA :Kiosk Substation | 0.4 | --> | 0.4 | 0 | 0 | Constrained,otherwise capacity available =385kVA. | --> | 0.38 | 0 | 0 | 0.40227 | 0 |  | --> | C11 ex LITTLE BRAY | Little Bray [T41,T42] | FASSAROE |  | 53.2316 | -6.1127
MV/LV Substation SH***062X |  | 20 kV | _ | LV | 400 kVA :Building Structure | 0.4 | --> | 0.4 | 0.372 | 1.2 |  | --> | 0.38 | 0 | 0 | 0.4 | 0 |  | --> | E18 ex CRATLOE | Cratloe [T421,T422] | ARDNACRUSHA |  | 52.6897 | -8.8374
MV/LV Substation SH***063 |  | 10 kV | _ | LV | 400 kVA :Kiosk Substation | 0.4 | --> | 0.4 | 0 | 0 | Constrained,otherwise capacity available =277kVA. | --> | 0.38 | 0 | 0.010374 | 0.41826 | 0 |  | --> | C16 ex LITTLE BRAY | Little Bray [T41,T42] | FASSAROE |  | 53.2302 | -6.1172
MV/LV Substation SH***063X |  | 10 kV | _ | LV | 100 kVA :Pole Substation | 0.1 | --> | 0.1 | 0 | 0 | Constrained,otherwise capacity available =49kVA. | --> | 0.095 | 0 | 0.005928 | 0 | 0 | Constrained,otherwise capacity available =107.5kW. | --> | C18 ex MOUNTRATH | Mountrath [T41,T42] | PORTLAOISE |  | 52.9995 | -7.4697
MV/LV Substation SH***066X |  | 10 kV | _ | LV | 630 kVA :Kiosk Substation | 0.63 | --> | 0.63 | 0 | 0 | Constrained,otherwise capacity available =476kVA. | --> | 0.5985 | 0 | 0.009633 | 0.5 | 0 |  | --> | C13 ex LITTLE BRAY | Little Bray [T41,T42] | FASSAROE |  | 53.2026 | -6.1093
MV/LV Substation SH***068 |  | 20 kV | _ | LV | 200 kVA :Pole Substation | 0.2 | --> | 0.2 | 0.2 | 1.1 |  | --> | 0.19 | 0 | 0 | 0.2 | 0 |  | --> | E18 ex BIRR | Birr [T41,T422] | DALLOW |  | 53.0691 | -8.0333
MV/LV Substation SH***071Y |  | 10 kV | _ | LV | 200 kVA :Pole Substation | 0.2 | --> | 0.2 | 0 | 0 | Constrained,otherwise capacity available =146kVA. | --> | 0.19 | 0 | 0 | 0 | 0 | Constrained,otherwise capacity available =208kW. | --> | C13 ex CURRAGLASS | Curraglass [T41] | BARRYMORE |  | 52.0877 | -8.0681
MV/LV Substation SH***074Y |  | 10 kV | _ | LV | 100 kVA :Pole Substation | 0.1 | --> | 0.1 | 0 | 0 | Constrained,otherwise capacity available =78kVA. | --> | 0.095 | 0 | 0 | 0 | 0 | Constrained,otherwise capacity available =103.3kW. | --> | C13 ex ROSCREA | Roscrea [T41,T42] | IKERRIN |  | 52.9543 | -7.8042
MV/LV Substation SH***076X |  | 10 kV | _ | LV | 400 kVA :Kiosk Substation | 0.4 | --> | 0.4 | 0.3 | 4 |  | --> | 0.38 | 0 | 0 | 0.41491 | 0 |  | --> | C14 ex SHERIFF STREET | Sheriff Street [T41,T42] | FRANCIS STREET |  | 53.3503 | -6.243
MV/LV Substation SH***076X |  | 10 kV | _ | LV | 630 kVA :Building Structure | 0.63 | --> | 0.63 | 0 | 0 | Constrained,otherwise capacity available =500kVA. | --> | 0.5985 | 0 | 0 | 0.5 | 0 |  | --> | C19 ex BALLYBEGGAN | Ballybeggan [T43,T44] | TRALEE |  | 52.2635 | -9.6789
MV/LV Substation SH***080 |  | 10 kV | _ | LV | 400 kVA :Kiosk Substation | 0.4 | --> | 0.4 | 0 | 0 | Constrained,otherwise capacity available =231kVA. | --> | 0.38 | 0 | 0.047424 | 0.42488 | 0 |  | --> | C18 ex POPPINTREE | Poppintree [T101,T102] | FINGLAS |  | 53.3937 | -6.2513
MV/LV Substation SH***081Y |  | 10 kV | _ | LV | 200 kVA :Pole Substation | 0.2 | --> | 0.2 | 0.109 | 1.3 |  | --> | 0.19 | 0 | 0 | 0.21336 | 0 |  | --> | C17 ex ROOSKY | Roosky [T41] | RICHMOND |  | 53.8313 | -7.9202
MV/LV Substation SH***082Z |  | 10 kV | _ | LV | 400 kVA :Kiosk Substation | 0.4 | --> | 0.4 | 0.358 | 1.8 |  | --> | 0.38 | 0 | 0 | 0.40633 | 0 |  | --> | C16 ex MOYLISH | Moylish [T41,T42] | ARDNACRUSHA |  | 52.6783 | -8.6662
MV/LV Substation SH***095X |  | 10 kV | _ | LV | 50 kVA :Pole Substation | 0.05 | --> | 0.05 | 0.042 | 0.1 |  | --> | 0.0475 | 0 | 0 | 0.0512 | 0 |  | --> | C16 ex KILCULLEN | Kilcullen [T41,T42,T424] | STRATFORD |  | 53.131 | -6.8675
MV/LV Substation SH***095X |  | 20 kV | _ | LV | 100 kVA :Pole Substation | 0.1 | --> | 0.1 | 0.036 | 0.9 |  | --> | 0.095 | 0 | 0.008151 | 0 | 0 | Constrained,otherwise capacity available =109.3kW. | --> | E21 ex CASTLETOWNBERE | Castletownbere [T421] | BALLYLICKY |  | 51.642 | -9.8596
MV/LV Substation SH***096 |  | 10 kV | _ | LV | 630 kVA :Kiosk Substation | 0.63 | --> | 0.63 | 0 | 0 | Constrained,otherwise capacity available =500kVA. | --> | 0.5985 | 0 | 0 | 0.5 | 0 |  | --> | C16 ex BALBRIGGAN | Balbriggan [T42] | GLASMORE |  | 53.6092 | -6.1818
MV/LV Substation SH***097 |  | 10 kV | _ | LV | 25 kVA :Pole Substation | 0.025 | --> | 0.025 | 0.021 | 18.7 |  | --> | 0.02375 | 0 | 0 | 0.0256 | 0 |  | --> | C13 ex ARKLOW | Arklow [T101,T102] | ARKLOW |  | 52.8187 | -6.1763
MV/LV Substation SH***097X |  | 20 kV | _ | LV | 400 kVA :Kiosk Substation | 0.4 | --> | 0.4 | 0.277 | 1.2 |  | --> | 0.38 | 0 | 0.00741 | 0.41826 | 0 |  | --> | E21 ex CRATLOE | Cratloe [T421,T422] | ARDNACRUSHA |  | 52.7399 | -8.7787
MV/LV Substation SH***098 |  | 10 kV | _ | LV | 630 kVA :Kiosk Substation | 0.63 | --> | 0.63 | 0 | 0 | Constrained,otherwise capacity available =500kVA. | --> | 0.5985 | 0 | 0 | 0.5 | 0 |  | --> | C20 ex BALLYBEGGAN | Ballybeggan [T43,T44] | TRALEE |  | 52.2712 | -9.6851
MV/LV Substation SH***100Y |  | 20 kV | _ | LV | 100 kVA :Pole Substation | 0.1 | --> | 0.1 | 0.096 | 8.1 |  | --> | 0.095 | 0 | 0.004446 | 0 | 0 | Constrained,otherwise capacity available =100.6kW. | --> | E15 ex WESTPORT | Westport [T421,T422] | CASTLEBAR |  | 53.8022 | -9.4894
MV/LV Substation SH***102 |  | 10 kV | _ | LV | 400 kVA :Kiosk Substation | 0.4 | --> | 0.4 | 0.299 | 0.3 |  | --> | 0.38 | 0 | 0.011115 | 0.41505 | 0 |  | --> | C20 ex SANTRY | Santry [T41,T42] | FINGLAS |  | 53.3979 | -6.2522
MV/LV Substation SH***102 |  | 10 kV | _ | LV | 50 kVA :Pole Substation | 0.05 | --> | 0.05 | 0 | 0 | Constrained,otherwise capacity available =45kVA. | --> | 0.0475 | 0 | 0 | 0.050753 | 0 |  | --> | C17 ex SKIBBEREEN | Skibbereen [T41,T42] | DUNMANWAY |  | 51.5701 | -9.1993
MV/LV Substation SH***105 |  | 10 kV | _ | LV | 200 kVA :Pole Substation | 0.2 | --> | 0.2 | 0 | 0 | Constrained,otherwise capacity available =112kVA. | --> | 0.19 | 0 | 0.021489 | 0.21294 | 0 |  | --> | C16 ex LITTLE BRAY | Little Bray [T41,T42] | FASSAROE |  | 53.2333 | -6.1279
MV/LV Substation SH***106 |  | 10 kV | _ | LV | 630 kVA :Building Structure | 0.63 | --> | 0.63 | 0 | 0 | Constrained,otherwise capacity available =500kVA. | --> | 0.5985 | 0 | 0 | 0.5 | 0 |  | --> | C14 ex INCHICORE NORTH | Inchicore North [T41] | INCHICORE 220KV |  | 53.3362 | -6.3382
MV/LV Substation SH***109X |  | 10 kV | _ | LV | 50 kVA :Pole Substation | 0.05 | --> | 0.05 | 0 | 0 | Constrained,otherwise capacity available =46kVA. | --> | 0.0475 | 0 | 0 | 0 | 0 | Constrained,otherwise capacity available =50.6kW. | --> | C26 ex GLENTIES | Glenties [T41,T42] | BINBANE |  | 54.7689 | -8.3238
MV/LV Substation SH***114 |  | 10 kV | _ | LV | 400 kVA :Building Structure | 0.4 | --> | 0.4 | 0.397 | 4.6 |  | --> | 0.38 | 0 | 0 | 0.40046 | 0 |  | --> | C41 ex CASTLEVIEW | Castleview [T101,T102] | CASTLEVIEW |  | 51.9026 | -8.4071
MV/LV Substation SH***118 |  | 10 kV | _ | LV | 50 kVA :Pole Substation | 0.05 | --> | 0.05 | 0 | 0 | Constrained,otherwise capacity available =46kVA. | --> | 0.0475 | 0 | 0 | 0.050604 | 0 |  | --> | C16 ex TOOMEVARA | Toomevara [T42] | NENAGH |  | 52.8572 | -8.0922
MV/LV Substation SH***119Y |  | 10 kV | _ | LV | 50 kVA :Pole Substation | 0.05 | --> | 0.05 | 0.048 | 3 |  | --> | 0.0475 | 0 | 0 | 0.050303 | 0 |  | --> | C23 ex NENAGH | Nenagh [T41,T42] | NENAGH |  | 52.7949 | -8.293
MV/LV Substation SH***121 |  | 10 kV | _ | LV | 400 kVA :Kiosk Substation | 0.4 | --> | 0.4 | 0.273 | 1.8 |  | --> | 0.38 | 0 | 0.036309 | 0.41884 | 0 |  | --> | C17 ex CAHERDAVIN | Caherdavin [T41,T42] | ARDNACRUSHA |  | 52.6695 | -8.6403
MV/LV Substation SH***128X |  | 20 kV | _ | LV | 100 kVA :Pole Substation | 0.1 | --> | 0.1 | 0.098 | 2.9 |  | --> | 0.095 | 0 | 0 | 0 | 0 | Constrained,otherwise capacity available =100.3kW. | --> | E13 ex TELAYDON | Telaydon [T42,T421] | LISDRUM |  | 54.2898 | -7.1236
MV/LV Substation SH***129Z |  | 10 kV | _ | LV | 400 kVA :Kiosk Substation | 0.4 | --> | 0.4 | 0.329 | 16.1 |  | --> | 0.38 | 0 | 0 | 0.41064 | 0 |  | --> | E14 ex WEXFORD | Wexford [T121,T122] | WEXFORD |  | 52.3344 | -6.4889
MV/LV Substation SH***130Z |  | 10 kV | _ | LV | 50 kVA :Pole Substation | 0.05 | --> | 0.05 | 0 | 0 | Constrained,otherwise capacity available =50kVA. | --> | 0.0475 | 0 | 0 | 0.05 | 0 |  | --> | C16 ex CARRIGALINE | Carrigaline [T41,T42] | BARNAHELY |  | 51.8319 | -8.389
MV/LV Substation SH***131 |  | 10 kV | _ | LV | 1000 kVA :Building Structure | 1 | --> | 1 | 0.5 | 0.9 |  | --> | 0.95 | 0 | 0.028899 | 0.5 | 0 |  | --> | C14 ex KIMMAGE | Kimmage [T41,T42] | INCHICORE 220KV |  | 53.3138 | -6.3087
MV/LV Substation SH***131X |  | 10 kV | _ | LV | 400 kVA :Kiosk Substation | 0.4 | --> | 0.4 | 0 | 0 | Constrained,otherwise capacity available =369kVA. | --> | 0.38 | 0 | 0.001482 | 0 | 0 | Constrained,otherwise capacity available =404.7kW. | --> | C23 ex GLENTIES | Glenties [T41,T42] | BINBANE |  | 54.7639 | -8.4166
MV/LV Substation SH***133Z |  | 20 kV | _ | LV | 50 kVA :Pole Substation | 0.05 | --> | 0.05 | 0 | 0 | Constrained,otherwise capacity available =44kVA. | --> | 0.0475 | 0 | 0 | 0.050903 | 0 |  | --> | C17 ex DRYBRIDGE | Drybridge [T41,T42] | DRYBRIDGE |  | 53.7193 | -6.4572
MV/LV Substation SH***138 |  | 10 kV | _ | LV | 1000 kVA :Building Structure | 1 | --> | 1 | 0.5 | 13.5 |  | --> | 0.95 | 0 | 0 | 0.5 | 0 |  | --> | C12 ex ENNIS | Ennis [T101,T102] | ENNIS |  | 52.8458 | -8.9765
MV/LV Substation SH***139X |  | 10 kV | _ | LV | 400 kVA :Kiosk Substation | 0.4 | --> | 0.4 | 0.293 | 9.1 |  | --> | 0.38 | 0 | 0.008892 | 0.41593 | 0 |  | --> | C28 ex CENTRE PARK ROAD | Marina [T105,T106] | MARINA |  | 51.8886 | -8.4392
MV/LV Substation SH***140X |  | 10 kV | _ | LV | 400 kVA :Kiosk Substation | 0.4 | --> | 0.4 | 0 | 0 | Constrained,otherwise capacity available =279kVA. | --> | 0.38 | 0 | 0 | 0.41797 | 0 |  | --> | C21 ex BALLINCOLLIG | Ballincollig [T41,T42] | KILBARRY |  | 51.8876 | -8.593
MV/LV Substation SH***140Z |  | 20 kV | _ | LV | 200 kVA :Pole Substation | 0.2 | --> | 0.2 | 0.2 | 13.8 |  | --> | 0.19 | 0 | 0 | 0.2 | 0 |  | --> | C14 ex SINGLAND | Singland [T101,T102] | SINGLAND |  | 52.5982 | -8.5518
MV/LV Substation SH***142Y |  | 10 kV | _ | LV | 400 kVA :Building Structure | 0.4 | --> | 0.4 | 0.307 | 12.2 |  | --> | 0.38 | 0 | 0.014079 | 0.41388 | 0 |  | --> | C22 ex BALLYBEG | Ballybeg [T101,T102] | CARRICKMINES |  | 52.9817 | -6.0444
MV/LV Substation SH***145X |  | 20 kV | _ | LV | 50 kVA :Pole Substation | 0.05 | --> | 0.05 | 0 | 0 | Constrained,otherwise capacity available =47kVA. | --> | 0.0475 | 0 | 0 | 0.050453 | 0 |  | --> | E17 ex CAVAN | Cavan [T42,T421] | SHANKILL |  | 54.0838 | -7.4188
MV/LV Substation SH***146 |  | 10 kV | _ | LV | 50 kVA :Pole Substation | 0.05 | --> | 0.05 | 0.029 | 3.1 |  | --> | 0.0475 | 0 | 0 | 0.053092 | 0 |  | --> | E11 ex LUMCLOON | Lumcloon [T421,T422] | DALLOW |  | 53.2212 | -7.9497
MV/LV Substation SH***150 |  | 20 kV | _ | LV | 100 kVA :Pole Substation | 0.1 | --> | 0.1 | 0.088 | 1.8 |  | --> | 0.095 | 0 | 0.004446 | 0.10181 | 0 |  | --> | E12 ex BIRDHILL | Birdhill [T421,T422] | ARDNACRUSHA |  | 52.8038 | -8.4481
MV/LV Substation SH***150 |  | 10 kV | _ | LV | 400 kVA :Kiosk Substation | 0.4 | --> | 0.4 | 0.317 | 13.5 |  | --> | 0.38 | 0 | 0.002964 | 0.41241 | 0 |  | --> | C17 ex ENNIS | Ennis [T101,T102] | ENNIS |  | 52.8476 | -8.9963
MV/LV Substation SH***151 |  | 10 kV | _ | LV | 200 kVA :Kiosk Substation | 0.2 | --> | 0.2 | 0 | 0 | Constrained,otherwise capacity available =159kVA. | --> | 0.19 | 0 | 0.015561 | 0.20613 | 0 |  | --> | C16 ex CAHIRCALLA | Cahircalla [T41,T42] | ENNIS |  | 52.8399 | -8.9959
MV/LV Substation SH***152X |  | 20 kV | _ | LV | 100 kVA :Pole Substation | 0.1 | --> | 0.1 | 0.075 | 0.9 |  | --> | 0.095 | 0 | 0 | 0.10373 | 0 |  | --> | E17 ex RATHMORE | Rathmore [T42,T421] | KNOCKEARAGH |  | 52.0579 | -9.0659
MV/LV Substation SH***152X |  | 10 kV | _ | LV | 25 kVA :Pole Substation | 0.025 | --> | 0.025 | 0.025 | 0.1 |  | --> | 0.02375 | 0 | 0 | 0.025 | 0 |  | --> | C16 ex KILCULLEN | Kilcullen [T41,T42,T424] | STRATFORD |  | 53.1264 | -6.8628
MV/LV Substation SH***155Y |  | 20 kV | _ | LV | 50 kVA :Pole Substation | 0.05 | --> | 0.05 | 0 | 0 | Constrained,otherwise capacity available =46kVA. | --> | 0.0475 | 0 | 0 | 0.050604 | 0 |  | --> | E21 ex FINEA | Finea [T421,T422] | SHANKILL |  | 53.8558 | -7.3193
MV/LV Substation SH***159X |  | 10 kV | _ | LV | 400 kVA :Kiosk Substation | 0.4 | --> | 0.4 | 0 | 0 | Constrained,otherwise capacity available =331kVA. | --> | 0.38 | 0 | 0.005928 | 0.41034 | 0 |  | --> | C14 ex CARRICK ON SHANNON | Carrick On Shannon [T41,T42] | CARRICK ON SHANNON |  | 53.9537 | -8.0945
MV/LV Substation SH***163 |  | 10 kV | _ | LV | 1000 kVA :Building Structure | 1 | --> | 1 | 0 | 0 | Constrained,otherwise capacity available =500kVA. | --> | 0.95 | 0 | 0.001482 | 0.5 | 0 |  | --> | C13 ex LITTLE BRAY | Little Bray [T41,T42] | FASSAROE |  | 53.2061 | -6.112
MV/LV Substation SH***167Z |  | 10 kV | _ | LV | 630 kVA :Building Structure | 0.63 | --> | 0.63 | 0.5 | 7.2 |  | --> | 0.5985 | 0 | 0 | 0.5 | 0 |  | --> | C22 ex LIBERTY STREET | Liberty Street [T101,T102] | LIBERTY STREET |  | 51.8963 | -8.4819
MV/LV Substation SH***168X |  | 10 kV | _ | LV | 25 kVA :Pole Substation | 0.025 | --> | 0.025 | 0.022 | 0.1 |  | --> | 0.02375 | 0 | 0 | 0.025451 | 0 |  | --> | C16 ex KILCULLEN | Kilcullen [T41,T42,T424] | STRATFORD |  | 53.1328 | -6.8586
MV/LV Substation SH***168X |  | 10 kV | _ | LV | 400 kVA :Building Structure | 0.4 | --> | 0.4 | 0.399 | 5.7 |  | --> | 0.38 | 0 | 0 | 0.40015 | 0 |  | --> | C18 ex RAMPARTS | Ramparts [T41,T42] | DUNDALK |  | 54.0027 | -6.3984
MV/LV Substation SH***170 |  | 10 kV | _ | LV | 400 kVA :Building Structure | 0.4 | --> | 0.4 | 0.215 | 1.8 |  | --> | 0.38 | 0 | 0.023712 | 0.42715 | 0 |  | --> | C13 ex CAHERDAVIN | Caherdavin [T41,T42] | ARDNACRUSHA |  | 52.6736 | -8.6609
MV/LV Substation SH***170 |  | 10 kV | _ | LV | 50 kVA :Pole Substation | 0.05 | --> | 0.05 | 0.02 | 1.1 |  | --> | 0.0475 | 0 | 0.004446 | 0 | 0 | Constrained,otherwise capacity available =54.4kW. | --> | C15 ex NEWCASTLEWEST | Newcastlewest [T41,T42] | RATHKEALE |  | 52.4439 | -9.0736
MV/LV Substation SH***172 |  | 10 kV | _ | LV | 400 kVA :Building Structure | 0.4 | --> | 0.4 | 0.3 | 1 |  | --> | 0.38 | 0 | 0.016302 | 0.41491 | 0 |  | --> | C11 ex CORBALLY | Corbally [T41,T42] | ARDNACRUSHA |  | 52.683 | -8.6082
MV/LV Substation SH***172 |  | 20 kV | _ | LV | 50 kVA :Pole Substation | 0.05 | --> | 0.05 | 0.043 | 0.5 |  | --> | 0.0475 | 0 | 0.018525 | 0.051052 | 0 |  | --> | E11 ex ARDFINNAN | Ardfinnan [T421] | CAHIR |  | 52.3066 | -8.056
MV/LV Substation SH***172X |  | 20 kV | _ | LV | 50 kVA :Pole Substation | 0.05 | --> | 0.05 | 0 | 0 | Constrained,otherwise capacity available =39kVA. | --> | 0.0475 | 0 | 0 | 0.051643 | 0 |  | --> | E13 ex SHILLELAGH | Shillelagh [T421,T422] | CARLOW |  | 52.7553 | -6.501
MV/LV Substation SH***174X |  | 20 kV | _ | LV | 400 kVA :Kiosk Substation | 0.4 | --> | 0.4 | 0.338 | 1.3 |  | --> | 0.38 | 0 | 0.020748 | 0.40931 | 0 |  | --> | C14 ex ROOSKY | Roosky [T41] | RICHMOND |  | 53.8534 | -7.9223
MV/LV Substation SH***177X |  | 10 kV | _ | LV | 50 kVA :Pole Substation | 0.05 | --> | 0.05 | 0.05 | 0.2 |  | --> | 0.0475 | 0 | 0 | 0.05 | 0 |  | --> | C19 ex SANDYFORD | Sandyford [T41,T42] | CARRICKMINES |  | 53.2687 | -6.237
MV/LV Substation SH***177Z |  | 20 kV | _ | LV | 200 kVA :Pole Substation | 0.2 | --> | 0.2 | 0 | 0 | Constrained,otherwise capacity available =117kVA. | --> | 0.19 | 0 | 0 | 0 | 0 | Constrained,otherwise capacity available =212.2kW. | --> | C15 ex MOUNTRATH | Mountrath [T41,T42] | PORTLAOISE |  | 52.9217 | -7.406
MV/LV Substation SH***180X |  | 20 kV | _ | LV | 100 kVA :Pole Substation | 0.1 | --> | 0.1 | 0.088 | 2 |  | --> | 0.095 | 0 | 0.02964 | 0.10181 | 0 |  | --> | E16 ex MOHILL | Mohill [T421,T422] | CARRICK ON SHANNON |  | 53.9212 | -7.9216
MV/LV Substation SH***181X |  | 20 kV | _ | LV | 200 kVA :Kiosk Substation | 0.2 | --> | 0.2 | 0.161 | 0.9 |  | --> | 0.19 | 0 | 0 | 0.20584 | 0 |  | --> | E11 ex KILGARVAN | Kilgarvan [T421] | KNOCKEARAGH |  | 51.8722 | -9.5665
MV/LV Substation SH***184 |  | 10 kV | _ | LV | 400 kVA :Kiosk Substation | 0.4 | --> | 0.4 | 0 | 0 | Constrained,otherwise capacity available =289kVA. | --> | 0.38 | 0 | 0.004446 | 0.41651 | 0 |  | --> | C17 ex BALLYBEGGAN | Ballybeggan [T43,T44] | TRALEE |  | 52.2829 | -9.697
MV/LV Substation SH***184X |  | 20 kV | _ | LV | 400 kVA :Kiosk Substation | 0.4 | --> | 0.4 | 0.332 | 2.5 |  | --> | 0.38 | 0 | 0.008151 | 0.4102 | 0 |  | --> | E17 ex EDGEWORTHSTOWN | Edgeworthstown [T421,T422] | RICHMOND |  | 53.6987 | -7.6136
MV/LV Substation SH***185X |  | 20 kV | _ | LV | 200 kVA :Kiosk Substation | 0.2 | --> | 0.2 | 0.2 | 0.9 |  | --> | 0.19 | 0 | 0 | 0.2 | 0 |  | --> | E11 ex KILGARVAN | Kilgarvan [T421] | KNOCKEARAGH |  | 51.8721 | -9.5613
MV/LV Substation SH***188Y |  | 10 kV | _ | LV | 50 kVA :Pole Substation | 0.05 | --> | 0.05 | 0 | 0 | Constrained,otherwise capacity available =49kVA. | --> | 0.0475 | 0 | 0 | 0.050152 | 0 |  | --> | C11 ex CARRIGALINE | Carrigaline [T41,T42] | BARNAHELY |  | 51.8306 | -8.3564
MV/LV Substation SH***190 |  | 10 kV | _ | LV | 25 kVA :Pole Substation | 0.025 | --> | 0.025 | 0.021 | 0.9 |  | --> | 0.02375 | 0 | 0 | 0.0256 | 0 |  | --> | C18 ex WOODFORD | Woodford [T41,T42] | KNOCKEARAGH |  | 52.0429 | -9.4768
MV/LV Substation SH***191 |  | 10 kV | _ | LV | 630 kVA :Building Structure | 0.63 | --> | 0.63 | 0 | 0 | Constrained,otherwise capacity available =472kVA. | --> | 0.5985 | 0 | 0 | 0.5 | 0 |  | --> | C30 ex WATERFORD IND EST | Waterford Ind Est [T41,T42,T44] | BUTLERSTOWN |  | 52.2497 | -7.1374
MV/LV Substation SH***195X |  | 20 kV | _ | LV | 200 kVA :Pole Substation | 0.2 | --> | 0.2 | 0 | 0 | Constrained,otherwise capacity available =146kVA. | --> | 0.19 | 0 | 0.00741 | 0.20804 | 0 |  | --> | E13 ex SHILLELAGH | Shillelagh [T421,T422] | CARLOW |  | 52.7547 | -6.534
MV/LV Substation SH***199Y |  | 10 kV | _ | LV | 400 kVA :Kiosk Substation | 0.4 | --> | 0.4 | 0 | 0 | Constrained,otherwise capacity available =294kVA. | --> | 0.38 | 0 | 0.026676 | 0.41578 | 0 |  | --> | C18 ex CARRICKMACROSS | Carrickmacross [T41,T42] | MEATH HILL |  | 53.9759 | -6.72
MV/LV Substation SH***201 |  | 10 kV | _ | LV | 50 kVA :Pole Substation | 0.05 | --> | 0.05 | 0 | 0 | Constrained,otherwise capacity available =37kVA. | --> | 0.0475 | 0 | 0.008151 | 0.051937 | 0 |  | --> | C11 ex CLONAKILTY | Clonakilty [T41,T42] | DUNMANWAY |  | 51.6479 | -8.8821
MV/LV Substation SH***201 |  | 20 kV | _ | LV | 50 kVA :Pole Substation | 0.05 | --> | 0.05 | 0 | 0 | Constrained,otherwise capacity available =40kVA. | --> | 0.0475 | 0 | 0 | 0.051496 | 0 |  | --> | C16 ex CAPPAMORE | Cappamore [T41,T42] | ARDNACRUSHA |  | 52.6103 | -8.2381
MV/LV Substation SH***201X |  | 20 kV | _ | LV | 100 kVA :Pole Substation | 0.1 | --> | 0.1 | 0 | 0 | Constrained,otherwise capacity available =22kVA. | --> | 0.095 | 0 | 0.02223 | 0.11118 | 0 |  | --> | E12 ex SHILLELAGH | Shillelagh [T421,T422] | CARLOW |  | 52.7539 | -6.5415
MV/LV Substation SH***202Y |  | 10 kV | _ | LV | 50 kVA :Pole Substation | 0.05 | --> | 0.05 | 0 | 0 | Constrained,otherwise capacity available =50kVA. | --> | 0.0475 | 0 | 0 | 0.05 | 0 |  | --> | C17 ex HOLYCROSS ROAD | Holycross Road [T41,T42] | THURLES |  | 52.6959 | -8.0308
MV/LV Substation SH***206Y |  | 10 kV | _ | LV | 630 kVA :Building Structure | 0.63 | --> | 0.63 | 0.5 | 0.8 |  | --> | 0.5985 | 0 | 0.03705 | 0.5 | 0 |  | --> | C17 ex MANOR STREET | Manor Street [T41,T42] | WATERFORD |  | 52.2623 | -7.1128
MV/LV Substation SH***208Y |  | 20 kV | _ | LV | 200 kVA :Pole Substation | 0.2 | --> | 0.2 | 0.2 | 13.8 |  | --> | 0.19 | 0 | 0 | 0.2 | 0 |  | --> | C14 ex SINGLAND | Singland [T101,T102] | SINGLAND |  | 52.6182 | -8.5722
MV/LV Substation SH***211X |  | 20 kV | _ | LV | 50 kVA :Pole Substation | 0.05 | --> | 0.05 | 0 | 0 | Constrained,otherwise capacity available =49kVA. | --> | 0.0475 | 0 | 0 | 0.050152 | 0 |  | --> | E19 ex SHILLELAGH | Shillelagh [T421,T422] | CARLOW |  | 52.7435 | -6.5332
MV/LV Substation SH***213 |  | 10 kV | _ | LV | 400 kVA :Building Structure | 0.4 | --> | 0.4 | 0 | 0 | Constrained,otherwise capacity available =268kVA. | --> | 0.38 | 0 | 0 | 0.41956 | 0 |  | --> | C20 ex MONEENAGEISHA | Moneenageisha [T41,T42] | GALWAY 110KV |  | 53.2806 | -9.0474
MV/LV Substation SH***214 |  | 10 kV | _ | LV | 1000 kVA :Building Structure | 1 | --> | 1 | 0 | 0 | Constrained,otherwise capacity available =500kVA. | --> | 0.95 | 0 | 0 | 0.5 | 0 |  | --> | C20 ex MONEENAGEISHA | Moneenageisha [T41,T42] | GALWAY 110KV |  | 53.2799 | -9.0475
MV/LV Substation SH***219Y |  | 10 kV | _ | LV | 400 kVA :Building Structure | 0.4 | --> | 0.4 | 0.327 | 13.5 |  | --> | 0.38 | 0 | 0 | 0.41094 | 0 |  | --> | C17 ex ENNIS | Ennis [T101,T102] | ENNIS |  | 52.8528 | -8.9852
MV/LV Substation SH***221Y |  | 10 kV | _ | LV | 200 kVA :Pole Substation | 0.2 | --> | 0.2 | 0 | 0 | Constrained,otherwise capacity available =200kVA. | --> | 0.19 | 0 | 0 | 0.2 | 0 |  | --> | C23 ex GORESBRIDGE | Goresbridge [T41,T42] | KILKENNY |  | 52.688 | -7.0098
MV/LV Substation SH***225X |  | 10 kV | _ | LV | 630 kVA :Building Structure | 0.63 | --> | 0.63 | 0.468 | 4.6 |  | --> | 0.5985 | 0 | 0.001482 | 0.5 | 0 |  | --> | C16 ex WATLING STREET | Watling Street [T41,T42] | FRANCIS STREET |  | 53.3536 | -6.2845
MV/LV Substation SH***227 |  | 20 kV | _ | LV | 25 kVA :Pole Substation | 0.025 | --> | 0.025 | 0.023 | 2.5 |  | --> | 0.02375 | 0 | 0 | 0.025302 | 0 |  | --> | E18 ex BAGENALSTOWN | Bagenalstown [T421,T422] | CARLOW |  | 52.6975 | -6.7965
MV/LV Substation SH***230 |  | 10 kV | _ | LV | 400 kVA :Kiosk Substation | 0.4 | --> | 0.4 | 0.164 | 0.3 |  | --> | 0.38 | 0 | 0.027417 | 0.43431 | 0 |  | --> | C11 ex SANTRY | Santry [T41,T42] | FINGLAS |  | 53.3877 | -6.2374
MV/LV Substation SH***238X |  | 10 kV | _ | LV | 400 kVA :Kiosk Substation | 0.4 | --> | 0.4 | 0 | 0 | Constrained,otherwise capacity available =294kVA. | --> | 0.38 | 0 | 0.017043 | 0.41578 | 0 |  | --> | E15 ex WHITECHURCH | Whitechurch [T421,T422] | KILBARRY |  | 51.9409 | -8.559
MV/LV Substation SH***242Y |  | 10 kV | _ | LV | 200 kVA :Pole Substation | 0.2 | --> | 0.2 | 0.2 | 1.3 |  | --> | 0.19 | 0 | 0 | 0.2 | 0 |  | --> | C17 ex LOUGHANALLA | Loughanalla [T41,T42] | MULLINGAR |  | 53.7396 | -7.2689
MV/LV Substation SH***251 |  | 10 kV | _ | LV | 50 kVA :Pole Substation | 0.05 | --> | 0.05 | 0.039 | 3.3 |  | --> | 0.0475 | 0 | 0 | 0 | 0 | Constrained,otherwise capacity available =51.6kW. | --> | C22 ex ENNISKEANE | Enniskeane [T41,T42] | BANDON |  | 51.7148 | -8.9729
MV/LV Substation SH***253 |  | 10 kV | _ | LV | 400 kVA :Kiosk Substation | 0.4 | --> | 0.4 | 0 | 0 | Constrained,otherwise capacity available =78kVA. | --> | 0.38 | 0 | 0.00741 | 0.44607 | 0 |  | --> | C27 ex KILBARRY | Kilbarry [T101,T43] | KILBARRY |  | 51.902 | -8.4791
MV/LV Substation SH***254 |  | 10 kV | _ | LV | 25 kVA :Pole Substation | 0.025 | --> | 0.025 | 0.008 | 1.5 |  | --> | 0.02375 | 0 | 0 | 0.027455 | 0 |  | --> | C18 ex SHERCOCK | Shercock [T41,T42] | MEATH HILL |  | 53.9978 | -6.9021
MV/LV Substation SH***255X |  | 20 kV | _ | LV | 200 kVA :Kiosk Substation | 0.2 | --> | 0.2 | 0.177 | 1.3 |  | --> | 0.19 | 0 | 0 | 0.20346 | 0 |  | --> | C14 ex ROOSKY | Roosky [T41] | RICHMOND |  | 53.8553 | -7.9208
MV/LV Substation SH***255X |  | 20 kV | _ | LV | 100 kVA :Pole Substation | 0.1 | --> | 0.1 | 0 | 0 | Constrained,otherwise capacity available =97kVA. | --> | 0.095 | 0 | 0.003705 | 0.10045 | 0 |  | --> | E18 ex PATRICKSWELL | Patrickswell [T421,T422] | LIMERICK |  | 52.5662 | -8.6873
MV/LV Substation SH***261Z |  | 10 kV | _ | LV | 1000 kVA :Building Structure | 1 | --> | 1 | 0.5 | 5.9 |  | --> | 0.95 | 0 | 0.00741 | 0.5 | 0 |  | --> | C17 ex CASHEL | Cashel [T41,T42] | CAHIR |  | 52.5113 | -7.8906
MV/LV Substation SH***267 |  | 20 kV | _ | LV | 100 kVA :Pole Substation | 0.1 | --> | 0.1 | 0 | 0 | Constrained,otherwise capacity available =60kVA. | --> | 0.095 | 0 | 0 | 0.1059 | 0 |  | --> | E13 ex HEADFORD | Headford [T41,T42] | CLOON |  | 53.5214 | -9.0896
MV/LV Substation SH***267Y |  | 20 kV | _ | LV | 100 kVA :Pole Substation | 0.1 | --> | 0.1 | 0 | 0 | Constrained,otherwise capacity available =81kVA. | --> | 0.095 | 0 | 0 | 0 | 0 | Constrained,otherwise capacity available =102.8kW. | --> | E22 ex ROSCREA | Roscrea [T41,T42] | IKERRIN |  | 52.9816 | -7.93
MV/LV Substation SH***269X |  | 10 kV | _ | LV | 100 kVA :Pole Substation | 0.1 | --> | 0.1 | 0.093 | 3.7 |  | --> | 0.095 | 0 | 0 | 0.10106 | 0 |  | --> | C12 ex KILFLYNN | Kilflynn [T41,T42] | TRALEE |  | 52.3566 | -9.6324
MV/LV Substation SH***269Z |  | 10 kV | _ | LV | 50 kVA :Pole Substation | 0.05 | --> | 0.05 | 0.05 | 9.5 |  | --> | 0.0475 | 0 | 0 | 0.05 | 0 |  | --> | C20 ex BANDON | Bandon [T101,T42] | BANDON |  | 51.7928 | -8.7892
MV/LV Substation SH***270Y |  | 20 kV | _ | LV | 200 kVA :Kiosk Substation | 0.2 | --> | 0.2 | 0 | 0 | Constrained,otherwise capacity available =178kVA. | --> | 0.19 | 0 | 0.003705 | 0 | 0 | Constrained,otherwise capacity available =203.3kW. | --> | E22 ex ROSCREA | Roscrea [T41,T42] | IKERRIN |  | 52.9822 | -7.9193
MV/LV Substation SH***273 |  | 10 kV | _ | LV | 50 kVA :Pole Substation | 0.05 | --> | 0.05 | 0 | 0 | Constrained,otherwise capacity available =48kVA. | --> | 0.0475 | 0 | 0 | 0 | 0 | Constrained,otherwise capacity available =50.3kW. | --> | C20 ex TEMPLEMORE | Templemore [T41,T42] | IKERRIN |  | 52.8807 | -7.8308
MV/LV Substation SH***273 |  | 10 kV | _ | LV | 630 kVA :Building Structure | 0.63 | --> | 0.63 | 0 | 0 | Constrained,otherwise capacity available =469kVA. | --> | 0.5985 | 0 | 0.035568 | 0.5 | 0 |  | --> | C20 ex DOCK ROAD | Dock Road [T41,T42] | LIMERICK |  | 52.6411 | -8.6472
MV/LV Substation SH***275 |  | 10 kV | _ | LV | 400 kVA :Building Structure | 0.4 | --> | 0.4 | 0.202 | 0.8 |  | --> | 0.38 | 0 | 0.019266 | 0.42899 | 0 |  | --> | C17 ex DONNYBROOK | Donnybrook [T41,T42] | MILLTOWN (DR) |  | 53.3259 | -6.2186
MV/LV Substation SH***275 |  | 10 kV | _ | LV | 50 kVA :Pole Substation | 0.05 | --> | 0.05 | 0.039 | 9.5 |  | --> | 0.0475 | 0 | 0 | 0.051643 | 0 |  | --> | C20 ex BANDON | Bandon [T101,T42] | BANDON |  | 51.7485 | -8.7865
MV/LV Substation SH***278X |  | 10 kV | _ | LV | 400 kVA :Kiosk Substation | 0.4 | --> | 0.4 | 0 | 0 | Constrained,otherwise capacity available =380kVA. | --> | 0.38 | 0 | 0 | 0 | 0 | Constrained,otherwise capacity available =403kW. | --> | C16 ex DUNGLOE | Dungloe [T41,T42] | ARDNAGAPPARY |  | 54.9523 | -8.3534
MV/LV Substation SH***280 |  | 10 kV | _ | LV | 200 kVA :Pole Substation | 0.2 | --> | 0.2 | 0 | 0 | Constrained,otherwise capacity available =171kVA. | --> | 0.19 | 0 | 0.011856 | 0 | 0 | Constrained,otherwise capacity available =204.4kW. | --> | C16 ex KILCLOHER | Kilcloher [T41,T42] | DUNGARVAN |  | 52.1455 | -7.842
MV/LV Substation SH***280Y |  | 10 kV | _ | LV | 630 kVA :Building Structure | 0.63 | --> | 0.63 | 0 | 0 | Constrained,otherwise capacity available =500kVA. | --> | 0.5985 | 0 | 0 | 0.5 | 0 |  | --> | C20 ex BALLINACURRA | Ballinacurra [T41,T42] | LIMERICK |  | 52.6592 | -8.6342
MV/LV Substation SH***283 |  | 10 kV | _ | LV | 1000 kVA :Building Structure | 1 | --> | 1 | 0.5 | 3.3 |  | --> | 0.95 | 0 | 0.005928 | 0.5 | 0 |  | --> | C16 ex GLEBE | Glebe [T41,T42] | RICHMOND |  | 53.7288 | -7.7978
MV/LV Substation SH***287Y |  | 10 kV | _ | LV | 1000 kVA :Building Structure | 1 | --> | 1 | 0 | 0 | Constrained,otherwise capacity available =500kVA. | --> | 0.95 | 0 | 0 | 0 | 0 | Constrained,otherwise capacity available =500kW. | --> | C18 ex COLLIGAN | Colligan [T41,T42] | DUNGARVAN |  | 52.0909 | -7.6244
MV/LV Substation SH***290 |  | 10 kV | _ | LV | 50 kVA :Pole Substation | 0.05 | --> | 0.05 | 0 | 0 | Constrained,otherwise capacity available =50kVA. | --> | 0.0475 | 0 | 0 | 0.05 | 0 |  | --> | C13 ex SPIDDAL | Spiddal [T42] | SCREEB |  | 53.2743 | -9.3077
MV/LV Substation SH***290 |  | 20 kV | _ | LV | 100 kVA :Pole Substation | 0.1 | --> | 0.1 | 0 | 0 | Constrained,otherwise capacity available =100kVA. | --> | 0.095 | 0 | 0 | 0 | 0 | Constrained,otherwise capacity available =100kW. | --> | E13 ex CARNDONAGH | Carndonagh [T421,T422] | TRILLICK |  | 55.1881 | -7.4043
MV/LV Substation SH***300 |  | 20 kV | _ | LV | 100 kVA :Pole Substation | 0.1 | --> | 0.1 | 0.065 | 1.3 |  | --> | 0.095 | 0 | 0.006669 | 0.10518 | 0 |  | --> | E16 ex BALLYCROSSAUN | Ballycrossaun [T421,T422] | SOMERSET |  | 53.0939 | -8.2114
MV/LV Substation SH***303 |  | 20 kV | _ | LV | 100 kVA :Pole Substation | 0.1 | --> | 0.1 | 0 | 0 | Constrained,otherwise capacity available =91kVA. | --> | 0.095 | 0 | 0.004446 | 0 | 0 | Constrained,otherwise capacity available =101.4kW. | --> | E18 ex SPRINGS | Springs [T421,T422] | DUNGARVAN |  | 52.0479 | -7.59
MV/LV Substation SH***305 |  | 10 kV | _ | LV | 630 kVA :Kiosk Substation | 0.63 | --> | 0.63 | 0 | 0 | Constrained,otherwise capacity available =456kVA. | --> | 0.5985 | 0 | 0.002223 | 0.5 | 0 |  | --> | C18 ex COOLMINE | Coolmine [T41,T42] | FINGLAS |  | 53.3936 | -6.4019
MV/LV Substation SH***309 |  | 10 kV | _ | LV | 50 kVA :Pole Substation | 0.05 | --> | 0.05 | 0 | 0 | Constrained,otherwise capacity available =47kVA. | --> | 0.0475 | 0 | 0 | 0 | 0 | Constrained,otherwise capacity available =50.5kW. | --> | C20 ex TEMPLEMORE | Templemore [T41,T42] | IKERRIN |  | 52.8593 | -7.7716
MV/LV Substation SH***312 |  | 10 kV | _ | LV | 400 kVA :Kiosk Substation | 0.4 | --> | 0.4 | 0 | 0 | Constrained,otherwise capacity available =296kVA. | --> | 0.38 | 0 | 0.019266 | 0.41549 | 0 |  | --> | C24 ex BALLYCOOLIN | Ballycoolin [T41,T42,T43] | FINGLAS |  | 53.4013 | -6.3728
MV/LV Substation SH***313 |  | 10 kV | _ | LV | 200 kVA :Kiosk Substation | 0.2 | --> | 0.2 | 0 | 0 | Constrained,otherwise capacity available =147kVA. | --> | 0.19 | 0 | 0.006669 | 0.20789 | 0 |  | --> | C24 ex BALLYCOOLIN | Ballycoolin [T41,T42,T43] | FINGLAS |  | 53.4002 | -6.3729
MV/LV Substation SH***314 |  | 20 kV | _ | LV | 630 kVA :Kiosk Substation | 0.63 | --> | 0.63 | 0 | 0 | Constrained,otherwise capacity available =500kVA. | --> | 0.5985 | 0 | 0 | 0.5 | 0 |  | --> | E18 ex BALLINROBE | Ballinrobe [T421,T422] | DALTON |  | 53.6819 | -9.3724
MV/LV Substation SH***316 |  | 10 kV | _ | LV | 400 kVA :Kiosk Substation | 0.4 | --> | 0.4 | 0.325 | 0.9 |  | --> | 0.38 | 0 | 0.008151 | 0.41123 | 0 |  | --> | C11 ex RATHMORE | Rathmore [T42,T421] | KNOCKEARAGH |  | 52.0842 | -9.2087
MV/LV Substation SH***319 |  | 10 kV | _ | LV | 50 kVA :Pole Substation | 0.05 | --> | 0.05 | 0 | 0 | Constrained,otherwise capacity available =41kVA. | --> | 0.0475 | 0 | 0 | 0 | 0 | Constrained,otherwise capacity available =51.3kW. | --> | C19 ex LISMORE | Lismore [T41,T42] | DUNGARVAN |  | 52.1258 | -8.0768
MV/LV Substation SH***321 |  | 10 kV | _ | LV | 50 kVA :Pole Substation | 0.05 | --> | 0.05 | 0 | 0 | Constrained,otherwise capacity available =45kVA. | --> | 0.0475 | 0 | 0 | 0 | 0 | Constrained,otherwise capacity available =50.8kW. | --> | C19 ex LISMORE | Lismore [T41,T42] | DUNGARVAN |  | 52.1245 | -8.084
MV/LV Substation SH***322 |  | 10 kV | _ | LV | 630 kVA :Building Structure | 0.63 | --> | 0.63 | 0.457 | 3.3 |  | --> | 0.5985 | 0 | 0 | 0.5 | 0 |  | --> | C05 ex PEMBROKE | Pembroke [T41,T42,T43,T44] | RINGSEND |  | 53.3354 | -6.2329
MV/LV Substation SH***325 |  | 20 kV | _ | LV | 630 kVA :Kiosk Substation | 0.63 | --> | 0.63 | 0.474 | 4.4 |  | --> | 0.5985 | 0 | 0 | 0 | 0 | Constrained,otherwise capacity available =500kW. | --> | E21 ex STRANORLAR | Stranorlar [T421,T422] | LETTERKENNY |  | 54.7989 | -7.7787
MV/LV Substation SH***326 |  | 20 kV | _ | LV | 100 kVA :Pole Substation | 0.1 | --> | 0.1 | 0 | 0 | Constrained,otherwise capacity available =96kVA. | --> | 0.095 | 0 | 0 | 0.10061 | 0 |  | --> | E15 ex CREAGH | Creagh [T421,T422] | ATHLONE |  | 53.2794 | -8.0487
MV/LV Substation SH***326 |  | 10 kV | _ | LV | 200 kVA :Kiosk Substation | 0.2 | --> | 0.2 | 0.148 | 13.4 |  | --> | 0.19 | 0 | 0.006669 | 0.20775 | 0 |  | --> | C20 ex POTTERY ROAD | Pottery Road [T101,T102] | CARRICKMINES |  | 53.2605 | -6.1471
MV/LV Substation SH***327 |  | 20 kV | _ | LV | 200 kVA :Pole Substation | 0.2 | --> | 0.2 | 0 | 0 | Constrained,otherwise capacity available =94kVA. | --> | 0.19 | 0 | 0 | 0.21548 | 0 |  | --> | E15 ex CREAGH | Creagh [T421,T422] | ATHLONE |  | 53.2793 | -8.0448
MV/LV Substation SH***329 |  | 10 kV | _ | LV | 400 kVA :Building Structure | 0.4 | --> | 0.4 | 0 | 0 | Constrained,otherwise capacity available =375kVA. | --> | 0.38 | 0 | 0.00741 | 0.40378 | 0 |  | --> | C15 ex SCARTEEN | Scarteen [T41,T42] | MALLOW |  | 52.1185 | -8.6618
MV/LV Substation SH***330X |  | 10 kV | _ | LV | 200 kVA :Pole Substation | 0.2 | --> | 0.2 | 0.198 | 7.9 |  | --> | 0.19 | 0 | 0 | 0.2003 | 0 |  | --> | C19 ex DUNMANWAY | Dunmanway [T422,T43] | DUNMANWAY |  | 51.7817 | -9.0819
MV/LV Substation SH***340X |  | 10 kV | _ | LV | 100 kVA :Pole Substation | 0.1 | --> | 0.1 | 0.098 | 0.4 |  | --> | 0.095 | 0 | 0 | 0 | 0 | Constrained,otherwise capacity available =100.3kW. | --> | C13 ex SWINFORD | Swinford [T41,T42] | CASTLEBAR |  | 53.8698 | -9.101
MV/LV Substation SH***340X |  | 10 kV | _ | LV | 400 kVA :Kiosk Substation | 0.4 | --> | 0.4 | 0 | 0 | Constrained,otherwise capacity available =291kVA. | --> | 0.38 | 0 | 0 | 0.41476 | 0 |  | --> | C14 ex ATHLONE | Athlone [T41,T42] | ATHLONE |  | 53.4217 | -7.9509
MV/LV Substation SH***344 |  | 20 kV | _ | LV | 50 kVA :Pole Substation | 0.05 | --> | 0.05 | 0.043 | 0.5 |  | --> | 0.0475 | 0 | 0 | 0.051052 | 0 |  | --> | E11 ex ARDFINNAN | Ardfinnan [T421] | CAHIR |  | 52.2963 | -8.0531
MV/LV Substation SH***345 |  | 10 kV | _ | LV | 50 kVA :Pole Substation | 0.05 | --> | 0.05 | 0.019092 | 0 | Constrained,otherwise capacity available =50kVA. | --> | 0.0475 | 0 | 0 | 0 | 0 | Constrained,otherwise capacity available =50kW. | --> | C18 ex BALLYBAY | Ballybay [T41,T42] | LISDRUM |  | 54.1371 | -6.9287
MV/LV Substation SH***345Y |  | 10 kV | _ | LV | 630 kVA :Building Structure | 0.63 | --> | 0.63 | 0.5 | 0.9 |  | --> | 0.5985 | 0 | 0 | 0 | 0 | Constrained,otherwise capacity available =500kW. | --> | C17 ex SPA ROAD | Spa Road [T41,T42] | DOON |  | 52.3542 | -7.6908
MV/LV Substation SH***347Y |  | 10 kV | _ | LV | 630 kVA :Building Structure | 0.63 | --> | 0.63 | 0.5 | 2.4 |  | --> | 0.5985 | 0 | 0 | 0.5 | 0 |  | --> | C11 ex GRAIGUE | Graigue [T41,T42] | CARLOW |  | 52.836 | -6.9312
MV/LV Substation SH***348Y |  | 10 kV | _ | LV | 630 kVA :Kiosk Substation | 0.63 | --> | 0.63 | 0 | 0 | Constrained,otherwise capacity available =500kVA. | --> | 0.5985 | 0 | 0 | 0.5 | 0 |  | --> | C32 ex ACADEMY STREET | Academy Street [T421,T422,T44] | NAVAN |  | 53.6445 | -6.6974
MV/LV Substation SH***349 |  | 20 kV | _ | LV | 50 kVA :Pole Substation | 0.05 | --> | 0.05 | 0 | 0 | Constrained,otherwise capacity available =24kVA. | --> | 0.0475 | 0 | 0.003705 | 0.0538 | 0 |  | --> | E20 ex EDENDERRY | Edenderry [T421,T422] | BLAKE |  | 53.3008 | -7.0787
MV/LV Substation SH***354Y |  | 10 kV | _ | LV | 630 kVA :Building Structure | 0.63 | --> | 0.63 | 0 | 0 | Constrained,otherwise capacity available =500kVA. | --> | 0.5985 | 0 | 0 | 0.5 | 0 |  | --> | C26 ex ACADEMY STREET | Academy Street [T421,T422,T44] | NAVAN |  | 53.6537 | -6.6869
MV/LV Substation SH***355X |  | 10 kV | _ | LV | 200 kVA :Kiosk Substation | 0.2 | --> | 0.2 | 0.184 | 5.3 |  | --> | 0.19 | 0 | 0 | 0.20241 | 0 |  | --> | C17 ex BALLYTIVNAN | Ballytivnan [T41,T42] | SLIGO |  | 54.2875 | -8.4653
MV/LV Substation SH***359Z |  | 20 kV | _ | LV | 50 kVA :Pole Substation | 0.05 | --> | 0.05 | 0.045 | 1.5 |  | --> | 0.0475 | 0 | 0 | 0.050753 | 0 |  | --> | C14 ex SMEARLA | Smearla [T41,T42] | TRIEN |  | 52.4425 | -9.4259
MV/LV Substation SH***365Z |  | 10 kV | _ | LV | 630 kVA :Building Structure | 0.63 | --> | 0.63 | 0.259 | 4.1 |  | --> | 0.5985 | 0 | 0.014079 | 0.5 | 0 |  | --> | C20 ex BALLYMUN | Ballymun [T41,T42] | FINGLAS |  | 53.3888 | -6.2563
MV/LV Substation SH***366 |  | 10 kV | _ | LV | 400 kVA :Kiosk Substation | 0.4 | --> | 0.4 | 0 | 0 | Constrained,otherwise capacity available =355kVA. | --> | 0.38 | 0 | 0 | 0.40677 | 0 |  | --> | C18 ex POPPINTREE | Poppintree [T101,T102] | FINGLAS |  | 53.3952 | -6.2558
MV/LV Substation SH***366 |  | 10 kV | _ | LV | 100 kVA :Pole Substation | 0.1 | --> | 0.1 | 0 | 0 | Constrained,otherwise capacity available =79kVA. | --> | 0.095 | 0 | 0 | 0.10314 | 0 |  | --> | C21 ex CARRICKMACROSS | Carrickmacross [T41,T42] | MEATH HILL |  | 53.9633 | -6.7109
MV/LV Substation SH***368X |  | 20 kV | _ | LV | 400 kVA :Kiosk Substation | 0.4 | --> | 0.4 | 0.364 | 1.8 |  | --> | 0.38 | 0 | 0.002223 | 0.40543 | 0 |  | --> | E12 ex BIRDHILL | Birdhill [T421,T422] | ARDNACRUSHA |  | 52.8001 | -8.4441
MV/LV Substation SH***370Y |  | 10 kV | _ | LV | 400 kVA :Kiosk Substation | 0.4 | --> | 0.4 | 0 | 0 | Constrained,otherwise capacity available =294kVA. | --> | 0.38 | 0 | 0.017043 | 0.41578 | 0 |  | --> | C22 ex TERMONFECKIN ROAD | Termonfeckin Road [T41,T42] | DRYBRIDGE |  | 53.7214 | -6.3296
MV/LV Substation SH***370Z |  | 10 kV | _ | LV | 100 kVA :Pole Substation | 0.1 | --> | 0.1 | 0 | 0 | Constrained,otherwise capacity available =80kVA. | --> | 0.095 | 0 | 0 | 0 | 0 | Constrained,otherwise capacity available =103kW. | --> | C15 ex DRUMBEAR | Drumbear [T41,T42] | LISDRUM |  | 54.1943 | -6.8609
MV/LV Substation SH***373Z |  | 10 kV | _ | LV | 200 kVA :Kiosk Substation | 0.2 | --> | 0.2 | 0 | 0 | Constrained,otherwise capacity available =158kVA. | --> | 0.19 | 0 | 0.009633 | 0.20628 | 0 |  | --> | C18 ex COOLMINE | Coolmine [T41,T42] | FINGLAS |  | 53.3934 | -6.4046
MV/LV Substation SH***374 |  | 10 kV | _ | LV | 50 kVA :Pole Substation | 0.05 | --> | 0.05 | 0.039 | 3.1 |  | --> | 0.0475 | 0 | 0 | 0.051643 | 0 |  | --> | C12 ex PURCELLS INCH | Purcells Inch [T41,T42] | KILKENNY |  | 52.6039 | -7.1924
MV/LV Substation SH***374 |  | 10 kV | _ | LV | 1000 kVA :Building Structure | 1 | --> | 1 | 0.5 | 0.8 |  | --> | 0.95 | 0 | 0 | 0.5 | 0 |  | --> | C18 ex DONNYBROOK | Donnybrook [T41,T42] | MILLTOWN (DR) |  | 53.3268 | -6.2216
MV/LV Substation SH***376Y |  | 20 kV | _ | LV | 50 kVA :Pole Substation | 0.05 | --> | 0.05 | 0.047 | 1.6 |  | --> | 0.0475 | 0 | 0 | 0.050453 | 0 |  | --> | C16 ex CURRA | Curra [T41] | SOMERSET |  | 53.0425 | -8.3051
MV/LV Substation SH***377X |  | 10 kV | _ | LV | 1000 kVA :Building Structure | 1 | --> | 1 | 0 | 0 | Constrained,otherwise capacity available =500kVA. | --> | 0.95 | 0 | 0 | 0.5 | 0 |  | --> | C21 ex CAMDEN ROW | Camden Row [T41] | FRANCIS STREET |  | 53.3413 | -6.268
MV/LV Substation SH***388Y |  | 10 kV | _ | LV | 400 kVA :Building Structure | 0.4 | --> | 0.4 | 0 | 0 | Constrained,otherwise capacity available =400kVA. | --> | 0.38 | 0 | 0 | 0 | 0 | Constrained,otherwise capacity available =400kW. | --> | C12 ex COLLIGAN | Colligan [T41,T42] | DUNGARVAN |  | 52.0919 | -7.6231
MV/LV Substation SH***389Y |  | 20 kV | _ | LV | 100 kVA :Pole Substation | 0.1 | --> | 0.1 | 0 | 0 | Constrained,otherwise capacity available =96kVA. | --> | 0.095 | 0 | 0 | 0.10061 | 0 |  | --> | E13 ex SHILLELAGH | Shillelagh [T421,T422] | CARLOW |  | 52.7433 | -6.4911
MV/LV Substation SH***395Z |  | 10 kV | _ | LV | 400 kVA :Building Structure | 0.4 | --> | 0.4 | 0 | 0 | Constrained,otherwise capacity available =366kVA. | --> | 0.38 | 0 | 0 | 0.40513 | 0 |  | --> | C20 ex CLONDALKIN | Clondalkin [T41,T42,T44] | INCHICORE 220KV |  | 53.3183 | -6.3752
MV/LV Substation SH***398Z |  | 10 kV | _ | LV | 630 kVA :Building Structure | 0.63 | --> | 0.63 | 0.5 | 4.1 |  | --> | 0.5985 | 0 | 0.025935 | 0.5 | 0 |  | --> | C24 ex BALLYMUN | Ballymun [T41,T42] | FINGLAS |  | 53.3947 | -6.2578
MV/LV Substation SH***4003 |  | 20 kV | _ | LV | 50 kVA :Pole Substation | 0.05 | --> | 0.05 | 0 | 0 | Constrained,otherwise capacity available =50kVA. | --> | 0.0475 | 0 | 0 | 0.05 | 0 |  | --> | C17 ex CARRICKMACROSS | Carrickmacross [T41,T42] | MEATH HILL |  | 54.0007 | -6.6308
MV/LV Substation SH***4004 |  | 10 kV | _ | LV | 50 kVA :Pole Substation | 0.05 | --> | 0.05 | 0.048 | 0.9 |  | --> | 0.0475 | 0 | 0 | 0.050303 | 0 |  | --> | C12 ex WOODFORD | Woodford [T41,T42] | KNOCKEARAGH |  | 52.0488 | -9.3392
MV/LV Substation SH***4006 |  | 20 kV | _ | LV | 50 kVA :Pole Substation | 0.05 | --> | 0.05 | 0.05 | 2.8 |  | --> | 0.0475 | 0 | 0 | 0.05 | 0 |  | --> | E12 ex CLARA | Clara [T421,T422] | THORNSBERRY |  | 53.3829 | -7.3798
MV/LV Substation SH***4007 |  | 20 kV | _ | LV | 100 kVA :Pole Substation | 0.1 | --> | 0.1 | 0.097 | 16.1 |  | --> | 0.095 | 0 | 0 | 0.10045 | 0 |  | --> | E21 ex WEXFORD | Wexford [T121,T122] | WEXFORD |  | 52.3876 | -6.426
MV/LV Substation SH***401 |  | 10 kV | _ | LV | 630 kVA :Building Structure | 0.63 | --> | 0.63 | 0 | 0 | Constrained,otherwise capacity available =484kVA. | --> | 0.5985 | 0 | 0 | 0.5 | 0 |  | --> | C14 ex DENNEHYS CROSS | Dennehys Cross [T41,T42] | TRABEG |  | 51.8978 | -8.5076
MV/LV Substation SH***402 |  | 10 kV | _ | LV | 630 kVA :Building Structure | 0.63 | --> | 0.63 | 0.5 | 4.4 |  | --> | 0.5985 | 0 | 0 | 0.5 | 0 |  | --> | C17 ex KINGSCOURT | Kingscourt [T41,T42] | MEATH HILL |  | 53.8986 | -6.7686
MV/LV Substation SH***4028 |  | 10 kV | _ | LV | 400 kVA :Kiosk Substation | 0.4 | --> | 0.4 | 0 | 0 | Constrained,otherwise capacity available =389kVA. | --> | 0.38 | 0 | 0 | 0.40167 | 0 |  | --> | C14 ex DOCK ROAD | Dock Road [T41,T42] | LIMERICK |  | 52.6616 | -8.6937
MV/LV Substation SH***4028 |  | 10 kV | _ | LV | 50 kVA :Pole Substation | 0.05 | --> | 0.05 | 0 | 0 | Constrained,otherwise capacity available =45kVA. | --> | 0.0475 | 0 | 0 | 0.050753 | 0 |  | --> | C18 ex GORT | Gort [T41,T42] | ENNIS |  | 53.0463 | -8.8577
MV/LV Substation SH***4030 |  | 20 kV | _ | LV | 50 kVA :Pole Substation | 0.05 | --> | 0.05 | 0.046 | 13.8 |  | --> | 0.0475 | 0 | 0 | 0.050604 | 0 |  | --> | C14 ex SINGLAND | Singland [T101,T102] | SINGLAND |  | 52.5749 | -8.5409
MV/LV Substation SH***4032 |  | 10 kV | _ | LV | 1000 kVA :Building Structure | 1 | --> | 1 | 0.5 | 16.1 |  | --> | 0.95 | 0 | 0 | 0.5 | 0 |  | --> | C12 ex RINGSEND | Ringsend [T101,T102] | POOLBEG |  | 53.339 | -6.202
MV/LV Substation SH***4043 |  | 10 kV | _ | LV | 100 kVA :Pole Substation | 0.1 | --> | 0.1 | 0.1 | 0.9 |  | --> | 0.095 | 0 | 0 | 0.1 | 0 |  | --> | C11 ex RATHMORE | Rathmore [T42,T421] | KNOCKEARAGH |  | 52.0863 | -9.2128
MV/LV Substation SH***4045 |  | 20 kV | _ | LV | 50 kVA :Pole Substation | 0.05 | --> | 0.05 | 0.05 | 6 |  | --> | 0.0475 | 0 | 0 | 0 | 0 | Constrained,otherwise capacity available =50kW. | --> | C14 ex ARDGEEHA | Ardgeeha [T41,T42] | DOON |  | 52.4082 | -7.6838
MV/LV Substation SH***4049 |  | 10 kV | _ | LV | 50 kVA :Pole Substation | 0.05 | --> | 0.05 | 0.046 | 9.5 |  | --> | 0.0475 | 0 | 0.041126 | 0.050604 | 0 |  | --> | C20 ex BANDON | Bandon [T101,T42] | BANDON |  | 51.7509 | -8.7831
MV/LV Substation SH***404X |  | 10 kV | _ | LV | 400 kVA :Kiosk Substation | 0.4 | --> | 0.4 | 0.357 | 3.3 |  | --> | 0.38 | 0 | 0 | 0.40648 | 0 |  | --> | C17 ex GLEBE | Glebe [T41,T42] | RICHMOND |  | 53.7186 | -7.786
MV/LV Substation SH***4050 |  | 10 kV | _ | LV | 630 kVA :Building Structure | 0.63 | --> | 0.63 | 0.5 | 1.4 |  | --> | 0.5985 | 0 | 0 | 0.5 | 0 |  | --> | C22 ex RINEANNA | Rineanna [T41,T42] | DRUMLINE |  | 52.6913 | -8.9257
MV/LV Substation SH***4054 |  | 20 kV | _ | LV | 50 kVA :Pole Substation | 0.05 | --> | 0.05 | 0 | 0 | Constrained,otherwise capacity available =50kVA. | --> | 0.0475 | 0 | 0 | 0 | 0 | Constrained,otherwise capacity available =50kW. | --> | E12 ex MACROOM | Macroom [T422] | MACROOM |  | 51.9153 | -8.9174
MV/LV Substation SH***4059 |  | 20 kV | _ | LV | 50 kVA :Pole Substation | 0.05 | --> | 0.05 | 0 | 0 | Constrained,otherwise capacity available =41kVA. | --> | 0.0475 | 0 | 0 | 0 | 0 | Constrained,otherwise capacity available =51.3kW. | --> | C15 ex MOUNTRATH | Mountrath [T41,T42] | PORTLAOISE |  | 52.9251 | -7.4295
MV/LV Substation SH***4065 |  | 10 kV | _ | LV | 630 kVA :Kiosk Substation | 0.63 | --> | 0.63 | 0 | 0 | Constrained,otherwise capacity available =500kVA. | --> | 0.5985 | 0 | 0 | 0.5 | 0 |  | --> | C15 ex LITTLE BRAY | Little Bray [T41,T42] | FASSAROE |  | 53.2108 | -6.1072
MV/LV Substation SH***4067 |  | 10 kV | _ | LV | 50 kVA :Pole Substation | 0.05 | --> | 0.05 | 0.05 | 1.7 |  | --> | 0.0475 | 0 | 0 | 0.05 | 0 |  | --> | C26 ex ATHY | Athy [T101,T102] | ATHY |  | 53.017 | -6.9753
MV/LV Substation SH***4067 |  | 10 kV | _ | LV | 50 kVA :Pole Substation | 0.05 | --> | 0.05 | 0 | 0 | Constrained,otherwise capacity available =50kVA. | --> | 0.0475 | 0 | 0.00741 | 0.05 | 0 |  | --> | C20 ex CAVAN | Cavan [T42,T421] | SHANKILL |  | 53.9949 | -7.2872
MV/LV Substation SH***4070 |  | 10 kV | _ | LV | 1000 kVA :Building Structure | 1 | --> | 1 | 0.5 | 0.8 |  | --> | 0.95 | 0 | 0 | 0.5 | 0 |  | --> | C20 ex DONNYBROOK | Donnybrook [T41,T42] | MILLTOWN (DR) |  | 53.3312 | -6.2325
MV/LV Substation SH***4076 |  | 10 kV | _ | LV | 50 kVA :Pole Substation | 0.05 | --> | 0.05 | 0 | 0 | Constrained,otherwise capacity available =48kVA. | --> | 0.0475 | 0 | 0 | 0.050303 | 0 |  | --> | C15 ex DRUMQUIN | Drumquin [T42] | ENNIS |  | 52.6322 | -9.1567
MV/LV Substation SH***4091 |  | 10 kV | _ | LV | 1000 kVA :Building Structure | 1 | --> | 1 | 0.5 | 0.8 |  | --> | 0.95 | 0 | 0 | 0.5 | 0 |  | --> | C14 ex DONNYBROOK | Donnybrook [T41,T42] | MILLTOWN (DR) |  | 53.3219 | -6.2243
MV/LV Substation SH***4094 |  | 10 kV | _ | LV | 1000 kVA :Building Structure | 1 | --> | 1 | 0.5 | 1.7 |  | --> | 0.95 | 0 | 0 | 0.5 | 0 |  | --> | C18 ex SOUTH KING STREET | South King Street [T41,T42] | FRANCIS STREET |  | 53.3413 | -6.2673
MV/LV Substation SH***4105 |  | 10 kV | _ | LV | 630 kVA :Kiosk Substation | 0.63 | --> | 0.63 | 0.2969 | 0.3 | Constrained,otherwise capacity available =500kVA. | --> | 0.5985 | 0 | 0 | 0.5 | 0 |  | --> | C16 ex BANAGHER | Banagher [T41,T42] | DALLOW |  | 53.1843 | -7.9842
MV/LV Substation SH***4108 |  | 10 kV | _ | LV | 50 kVA :Pole Substation | 0.05 | --> | 0.05 | 0.039 | 3 |  | --> | 0.0475 | 0 | 0 | 0.051643 | 0 |  | --> | C21 ex NENAGH | Nenagh [T41,T42] | NENAGH |  | 52.8959 | -8.3469
MV/LV Substation SH***4109 |  | 20 kV | _ | LV | 50 kVA :Pole Substation | 0.05 | --> | 0.05 | 0.048 | 6.2 |  | --> | 0.0475 | 0 | 0 | 0 | 0 | Constrained,otherwise capacity available =50.3kW. | --> | E28 ex MILFORD (MWR) | Milford (mwr) [T422] | CHARLEVILLE |  | 52.4245 | -8.8514
MV/LV Substation SH***410X |  | 20 kV | _ | LV | 50 kVA :Pole Substation | 0.05 | --> | 0.05 | 0 | 0 | Constrained,otherwise capacity available =41kVA. | --> | 0.0475 | 0 | 0 | 0.051348 | 0 |  | --> | E21 ex ASHBOURNE | Ashbourne [T421,T422] | FINGLAS |  | 53.521 | -6.3177
MV/LV Substation SH***4114 |  | 20 kV | _ | LV | 50 kVA :Pole Substation | 0.05 | --> | 0.05 | 0 | 0 | Constrained,otherwise capacity available =50kVA. | --> | 0.0475 | 0 | 0 | 0 | 0 | Constrained,otherwise capacity available =50kW. | --> | E13 ex FOXHOLE | Foxhole [T421,T422] | DUNGARVAN |  | 51.9814 | -7.8295
MV/LV Substation SH***4124 |  | 10 kV | _ | LV | 100 kVA :Pole Substation | 0.1 | --> | 0.1 | 0 | 0 | Constrained,otherwise capacity available =96kVA. | --> | 0.095 | 0 | 0 | 0.10061 | 0 |  | --> | C12 ex BALLYBEGGAN | Ballybeggan [T43,T44] | TRALEE |  | 52.2411 | -9.5691
MV/LV Substation SH***412Z |  | 20 kV | _ | LV | 400 kVA :Kiosk Substation | 0.4 | --> | 0.4 | 0 | 0 | Constrained,otherwise capacity available =269kVA. | --> | 0.38 | 0 | 0.01482 | 0.41942 | 0 |  | --> | C26 ex KILBARRY | Kilbarry [T101,T43] | KILBARRY |  | 51.928 | -8.5161
MV/LV Substation SH***4141 |  | 20 kV | _ | LV | 400 kVA :Kiosk Substation | 0.4 | --> | 0.4 | 0 | 0 | Constrained,otherwise capacity available =224kVA. | --> | 0.38 | 0 | 0.11634 | 0.42588 | 0 |  | --> | E20 ex ADAMSTOWN | Adamstown [T121,T122] | INCHICORE 220KV |  | 53.3477 | -6.4691
MV/LV Substation SH***4142 |  | 20 kV | _ | LV | 400 kVA :Kiosk Substation | 0.4 | --> | 0.4 | 0 | 0 | Constrained,otherwise capacity available =241kVA. | --> | 0.38 | 0 | 0.2097 | 0.42345 | 0 |  | --> | E20 ex ADAMSTOWN | Adamstown [T121,T122] | INCHICORE 220KV |  | 53.3471 | -6.471
MV/LV Substation SH***4144 |  | 20 kV | _ | LV | 50 kVA :Pole Substation | 0.05 | --> | 0.05 | 0.05 | 0.2 |  | --> | 0.0475 | 0 | 0 | 0 | 0 | Constrained,otherwise capacity available =50kW. | --> | C20 ex ROSBERCON | Rosbercon [T41,T42] | WATERFORD |  | 52.3836 | -6.9898
MV/LV Substation SH***4149 |  | 20 kV | _ | LV | 50 kVA :Pole Substation | 0.05 | --> | 0.05 | 0 | 0 | Constrained,otherwise capacity available =49kVA. | --> | 0.0475 | 0 | 0 | 0.050152 | 0 |  | --> | C17 ex MONEYCOOLEY | Moneycooley [T41,T42,T44] | GRIFFINRATH |  | 53.3823 | -6.5062
MV/LV Substation SH***414Z |  | 10 kV | _ | LV | 400 kVA :Kiosk Substation | 0.4 | --> | 0.4 | 0 | 0 | Constrained,otherwise capacity available =360kVA. | --> | 0.38 | 0 | 0 | 0.40603 | 0 |  | --> | C18 ex POPPINTREE | Poppintree [T101,T102] | FINGLAS |  | 53.3933 | -6.2542
MV/LV Substation SH***4159 |  | 10 kV | _ | LV | 200 kVA :Pole Substation | 0.2 | --> | 0.2 | 0 | 0 | Constrained,otherwise capacity available =192kVA. | --> | 0.19 | 0 | 0 | 0.20121 | 0 |  | --> | C16 ex BLAKE | Blake [T41,T42] | BLAKE |  | 53.2424 | -6.9012
MV/LV Substation SH***4168 |  | 10 kV | _ | LV | 100 kVA :Pole Substation | 0.1 | --> | 0.1 | 0.076 | 3.3 |  | --> | 0.095 | 0 | 0 | 0.10358 | 0 |  | --> | C11 ex LLOYD | Lloyd [T41,T42] | NAVAN |  | 53.7469 | -6.9026
MV/LV Substation SH***416X |  | 10 kV | _ | LV | 400 kVA :Kiosk Substation | 0.4 | --> | 0.4 | 0 | 0 | Constrained,otherwise capacity available =285kVA. | --> | 0.38 | 0 | 0.004446 | 0.4171 | 0 |  | --> | C13 ex LIFFEY VALLEY | Liffey Valley [T41,T42] | INCHICORE 220KV |  | 53.3532 | -6.4029
MV/LV Substation SH***416X |  | 10 kV | _ | LV | 50 kVA :Pole Substation | 0.05 | --> | 0.05 | 0 | 0 | Constrained,otherwise capacity available =31kVA. | --> | 0.0475 | 0 | 0.01482 | 0.052806 | 0 |  | --> | C19 ex KILDARE | Kildare [T41,T42] | NEWBRIDGE |  | 53.2212 | -7.0101
MV/LV Substation SH***4170 |  | 10 kV | _ | LV | 1000 kVA :Building Structure | 1 | --> | 1 | 0.5 | 16.1 |  | --> | 0.95 | 0 | 0 | 0.5 | 0 |  | --> | C30 ex RINGSEND | Ringsend [T101,T102] | POOLBEG |  | 53.3379 | -6.2211
MV/LV Substation SH***4173 |  | 20 kV | _ | LV | 50 kVA :Pole Substation | 0.05 | --> | 0.05 | 0 | 0 | Constrained,otherwise capacity available =41kVA. | --> | 0.0475 | 0 | 0.011115 | 0.051348 | 0 |  | --> | C17 ex DRYBRIDGE | Drybridge [T41,T42] | DRYBRIDGE |  | 53.7235 | -6.4589
MV/LV Substation SH***4173 |  | 20 kV | _ | LV | 400 kVA :Kiosk Substation | 0.4 | --> | 0.4 | 0 | 0 | Constrained,otherwise capacity available =285kVA. | --> | 0.38 | 0 | 0.12004 | 0.4171 | 0 |  | --> | E20 ex ADAMSTOWN | Adamstown [T121,T122] | INCHICORE 220KV |  | 53.3466 | -6.4678
MV/LV Substation SH***4174 |  | 20 kV | _ | LV | 400 kVA :Kiosk Substation | 0.4 | --> | 0.4 | 0 | 0 | Constrained,otherwise capacity available =267kVA. | --> | 0.38 | 0 | 0.12375 | 0.41971 | 0 |  | --> | E20 ex ADAMSTOWN | Adamstown [T121,T122] | INCHICORE 220KV |  | 53.3455 | -6.4723
MV/LV Substation SH***4179 |  | 10 kV | _ | LV | 50 kVA :Pole Substation | 0.05 | --> | 0.05 | 0 | 0 | Constrained,otherwise capacity available =50kVA. | --> | 0.0475 | 0 | 0 | 0.05 | 0 |  | --> | C17 ex SKIBBEREEN | Skibbereen [T41,T42] | DUNMANWAY |  | 51.5758 | -9.1955
MV/LV Substation SH***417X |  | 10 kV | _ | LV | 400 kVA :Kiosk Substation | 0.4 | --> | 0.4 | 0 | 0 | Constrained,otherwise capacity available =281kVA. | --> | 0.38 | 0 | 0.00741 | 0.41768 | 0 |  | --> | C13 ex LIFFEY VALLEY | Liffey Valley [T41,T42] | INCHICORE 220KV |  | 53.3514 | -6.4022
MV/LV Substation SH***418X |  | 20 kV | _ | LV | 50 kVA :Pole Substation | 0.05 | --> | 0.05 | 0.045 | 16.1 |  | --> | 0.0475 | 0 | 0.00741 | 0.050753 | 0 |  | --> | E21 ex WEXFORD | Wexford [T121,T122] | WEXFORD |  | 52.3777 | -6.546
MV/LV Substation SH***419 |  | 10 kV | _ | LV | 50 kVA :Pole Substation | 0.05 | --> | 0.05 | 0 | 0 | Constrained,otherwise capacity available =43kVA. | --> | 0.0475 | 0 | 0.002964 | 0 | 0 | Constrained,otherwise capacity available =51.1kW. | --> | C20 ex KNOCKAPHUNTA | Knockaphunta [T41,T42] | CASTLEBAR |  | 53.8469 | -9.2706
MV/LV Substation SH***4199 |  | 10 kV | _ | LV | 400 kVA :Kiosk Substation | 0.4 | --> | 0.4 | 0.316 | 3.1 |  | --> | 0.38 | 0 | 0.045942 | 0.41256 | 0 |  | --> | C11 ex BELLFIELD | Bellfield [T41,T42] | CRANE |  | 52.5134 | -6.5936
MV/LV Substation SH***4199 |  | 20 kV | _ | LV | 50 kVA :Pole Substation | 0.05 | --> | 0.05 | 0.05 | 1.8 |  | --> | 0.0475 | 0 | 0 | 0.05 | 0 |  | --> | E12 ex BIRDHILL | Birdhill [T421,T422] | ARDNACRUSHA |  | 52.8068 | -8.4564
MV/LV Substation SH***4203 |  | 20 kV | _ | LV | 50 kVA :Pole Substation | 0.05 | --> | 0.05 | 0 | 0 | Constrained,otherwise capacity available =36kVA. | --> | 0.0475 | 0 | 0 | 0.052083 | 0 |  | --> | E12 ex BALTINGLASS | Baltinglass [T421,T422] | STRATFORD |  | 53.0155 | -6.6786
MV/LV Substation SH***4217 |  | 20 kV | _ | LV | 400 kVA :Kiosk Substation | 0.4 | --> | 0.4 | 0 | 0 | Constrained,otherwise capacity available =335kVA. | --> | 0.38 | 0 | 0.002964 | 0.40975 | 0 |  | --> | E20 ex ADAMSTOWN | Adamstown [T121,T122] | INCHICORE 220KV |  | 53.3442 | -6.4676
MV/LV Substation SH***4229 |  | 10 kV | _ | LV | 630 kVA :Kiosk Substation | 0.63 | --> | 0.63 | 0 | 0 | Constrained,otherwise capacity available =500kVA. | --> | 0.5985 | 0 | 0 | 0.5 | 0 |  | --> | C19 ex DENNEHYS CROSS | Dennehys Cross [T41,T42] | TRABEG |  | 51.8797 | -8.4939
MV/LV Substation SH***422X |  | 20 kV | _ | LV | 50 kVA :Pole Substation | 0.05 | --> | 0.05 | 0.026 | 2 |  | --> | 0.0475 | 0 | 0.003705 | 0 | 0 | Constrained,otherwise capacity available =53.5kW. | --> | E11 ex RATHKEALE | Rathkeale [T421,T422] | RATHKEALE |  | 52.6146 | -8.8854
MV/LV Substation SH***423 |  | 10 kV | _ | LV | 400 kVA :Building Structure | 0.4 | --> | 0.4 | 0 | 0 | Constrained,otherwise capacity available =400kVA. | --> | 0.38 | 0 | 0.03705 | 0.4 | 0 |  | --> | E16 ex DRUMLINE | Drumline [T421,T422] | DRUMLINE |  | 52.7151 | -8.8617
MV/LV Substation SH***423 |  | 20 kV | _ | LV | 50 kVA :Pole Substation | 0.05 | --> | 0.05 | 0 | 0 | Constrained,otherwise capacity available =27kVA. | --> | 0.0475 | 0 | 0 | 0 | 0 | Constrained,otherwise capacity available =53.4kW. | --> | E12 ex MACROOM | Macroom [T422] | MACROOM |  | 51.929 | -8.9167
MV/LV Substation SH***4231 |  | 10 kV | _ | LV | 400 kVA :Kiosk Substation | 0.4 | --> | 0.4 | 0 | 0 | Constrained,otherwise capacity available =364kVA. | --> | 0.38 | 0 | 0 | 0 | 0 | Constrained,otherwise capacity available =405.4kW. | --> | C18 ex MOUNTRATH | Mountrath [T41,T42] | PORTLAOISE |  | 52.9983 | -7.4707
MV/LV Substation SH***4239 |  | 10 kV | _ | LV | 50 kVA :Pole Substation | 0.05 | --> | 0.05 | 0.05 | 18.7 |  | --> | 0.0475 | 0 | 0 | 0.05 | 0 |  | --> | C13 ex ARKLOW | Arklow [T101,T102] | ARKLOW |  | 52.8165 | -6.1894
MV/LV Substation SH***4239 |  | 10 kV | _ | LV | 400 kVA :Kiosk Substation | 0.4 | --> | 0.4 | 0 | 0 | Constrained,otherwise capacity available =324kVA. | --> | 0.38 | 0 | 0 | 0.41138 | 0 |  | --> | C17 ex NAAS | Naas [T41,T42] | KILTEEL |  | 53.2131 | -6.6971
MV/LV Substation SH***424 |  | 20 kV | _ | LV | 200 kVA :Pole Substation | 0.2 | --> | 0.2 | 0.198 | 1.9 |  | --> | 0.19 | 0 | 0 | 0 | 0 | Constrained,otherwise capacity available =200.3kW. | --> | E17 ex CREESLOUGH | Creeslough [T421] | ARDNAGAPPARY |  | 55.1794 | -7.9066
MV/LV Substation SH***4243 |  | 20 kV | _ | LV | 50 kVA :Pole Substation | 0.05 | --> | 0.05 | 0 | 0 | Constrained,otherwise capacity available =50kVA. | --> | 0.0475 | 0 | 0 | 0 | 0 | Constrained,otherwise capacity available =50kW. | --> | E18 ex SPRINGS | Springs [T421,T422] | DUNGARVAN |  | 52.0474 | -7.6379
MV/LV Substation SH***4252 |  | 20 kV | _ | LV | 50 kVA :Pole Substation | 0.05 | --> | 0.05 | 0 | 0 | Constrained,otherwise capacity available =50kVA. | --> | 0.0475 | 0 | 0 | 0.05 | 0 |  | --> | E19 ex CAVAN | Cavan [T42,T421] | SHANKILL |  | 53.9177 | -7.393
MV/LV Substation SH***4272 |  | 20 kV | _ | LV | 50 kVA :Pole Substation | 0.05 | --> | 0.05 | 0.05 | 0.2 |  | --> | 0.0475 | 0 | 0 | 0 | 0 | Constrained,otherwise capacity available =50kW. | --> | C20 ex ROSBERCON | Rosbercon [T41,T42] | WATERFORD |  | 52.3867 | -6.9893
MV/LV Substation SH***4274 |  | 10 kV | _ | LV | 1000 kVA :Building Structure | 1 | --> | 1 | 0 | 0 | Constrained,otherwise capacity available =500kVA. | --> | 0.95 | 0 | 0 | 0.5 | 0 |  | --> | C12 ex MONEENAGEISHA | Moneenageisha [T41,T42] | GALWAY 110KV |  | 53.2719 | -9.0483
MV/LV Substation SH***428Z |  | 10 kV | _ | LV | 630 kVA :Kiosk Substation | 0.63 | --> | 0.63 | 0 | 0 | Constrained,otherwise capacity available =500kVA. | --> | 0.5985 | 0 | 0 | 0.5 | 0 |  | --> | C12 ex FAIRHILL | Fairhill [T42] | KILBARRY |  | 51.9026 | -8.475
MV/LV Substation SH***4292 |  | 20 kV | _ | LV | 630 kVA :Kiosk Substation | 0.63 | --> | 0.63 | 0 | 0 | Constrained,otherwise capacity available =484kVA. | --> | 0.5985 | 0 | 0.002964 | 0.5 | 0 |  | --> | E20 ex ADAMSTOWN | Adamstown [T121,T122] | INCHICORE 220KV |  | 53.3454 | -6.475
MV/LV Substation SH***4294 |  | 10 kV | _ | LV | 50 kVA :Pole Substation | 0.05 | --> | 0.05 | 0 | 0 | Constrained,otherwise capacity available =50kVA. | --> | 0.0475 | 0 | 0 | 0.05 | 0 |  | --> | E15 ex CREAGH | Creagh [T421,T422] | ATHLONE |  | 53.2726 | -8.0343
MV/LV Substation SH***432Y |  | 10 kV | _ | LV | 200 kVA :Pole Substation | 0.2 | --> | 0.2 | 0 | 0 | Constrained,otherwise capacity available =188kVA. | --> | 0.19 | 0 | 0 | 0 | 0 | Constrained,otherwise capacity available =201.8kW. | --> | C15 ex DRUMBEAR | Drumbear [T41,T42] | LISDRUM |  | 54.23 | -6.9658
MV/LV Substation SH***4337 |  | 20 kV | _ | LV | 50 kVA :Pole Substation | 0.05 | --> | 0.05 | 0.05 | 0.2 |  | --> | 0.0475 | 0 | 0 | 0 | 0 | Constrained,otherwise capacity available =50kW. | --> | E16 ex BEALISTOWN | Bealistown [T421,T422] | GREAT ISLAND |  | 52.271 | -6.8754
MV/LV Substation SH***435 |  | 20 kV | _ | LV | 50 kVA :Pole Substation | 0.05 | --> | 0.05 | 0 | 0 | Constrained,otherwise capacity available =50kVA. | --> | 0.0475 | 0 | 0 | 0.05 | 0 |  | --> | E13 ex HEADFORD | Headford [T41,T42] | CLOON |  | 53.5301 | -9.078
MV/LV Substation SH***438 |  | 10 kV | _ | LV | 30 kVA :Pole Substation | 0.03 | --> | 0.03 | 0 | 0 | Constrained,otherwise capacity available =30kVA. | --> | 0.0285 | 0 | 0 | 0.03 | 0 |  | --> | C20 ex CAVAN | Cavan [T42,T421] | SHANKILL |  | 54.0055 | -7.2996
MV/LV Substation SH***438 |  | 10 kV | _ | LV | 50 kVA :Pole Substation | 0.05 | --> | 0.05 | 0.044 | 0.3 |  | --> | 0.0475 | 0 | 0 | 0.050903 | 0 |  | --> | C17 ex BANAGHER | Banagher [T41,T42] | DALLOW |  | 53.1976 | -8.0426
MV/LV Substation SH***439Z |  | 10 kV | _ | LV | 400 kVA :Kiosk Substation | 0.4 | --> | 0.4 | 0.34 | 1.3 |  | --> | 0.38 | 0 | 0.003705 | 0.40901 | 0 |  | --> | C17 ex ROOSKY | Roosky [T41] | RICHMOND |  | 53.8238 | -7.9184
MV/LV Substation SH***444Y |  | 20 kV | _ | LV | 400 kVA :Kiosk Substation | 0.4 | --> | 0.4 | 0 | 0 | Constrained,otherwise capacity available =267kVA. | --> | 0.38 | 0 | 0.020007 | 0 | 0 | Constrained,otherwise capacity available =419.7kW. | --> | E11 ex CASTLELYONS | Castlelyons [T421,T422] | BARRYMORE |  | 52.0792 | -8.2777
MV/LV Substation SH***453 |  | 20 kV | _ | LV | 50 kVA :Pole Substation | 0.05 | --> | 0.05 | 0 | 0 | Constrained,otherwise capacity available =49kVA. | --> | 0.0475 | 0 | 0 | 0.050152 | 0 |  | --> | E20 ex EDENDERRY | Edenderry [T421,T422] | BLAKE |  | 53.3028 | -7.0693
MV/LV Substation SH***455X |  | 20 kV | _ | LV | 200 kVA :Pole Substation | 0.2 | --> | 0.2 | 0 | 0 | Constrained,otherwise capacity available =200kVA. | --> | 0.19 | 0 | 0 | 0.2 | 0 |  | --> | E20 ex EDENDERRY | Edenderry [T421,T422] | BLAKE |  | 53.3041 | -7.0684
MV/LV Substation SH***4562 |  | 10 kV | _ | LV | 1000 kVA :Building Structure | 1 | --> | 1 | 0 | 0 | Constrained,otherwise capacity available =500kVA. | --> | 0.95 | 0 | 0 | 0.5 | 0 |  | --> | C21 ex CAMDEN ROW | Camden Row [T41] | FRANCIS STREET |  | 53.3415 | -6.2677
MV/LV Substation SH***4569 |  | 20 kV | _ | LV | 50 kVA :Pole Substation | 0.05 | --> | 0.05 | 0.05 | 1 |  | --> | 0.0475 | 0 | 0 | 0.05 | 0 |  | --> | E12 ex LONGFORD | Longford [T421,T422] | RICHMOND |  | 53.8704 | -7.7163
MV/LV Substation SH***457Y |  | 20 kV | _ | LV | 100 kVA :Pole Substation | 0.1 | --> | 0.1 | 0.098 | 3.5 |  | --> | 0.095 | 0 | 0 | 0.1003 | 0 |  | --> | C26 ex DUNDALK | Dundalk [T41,T42] | DUNDALK |  | 54.0383 | -6.5612
MV/LV Substation SH***4585 |  | 20 kV | _ | LV | 100 kVA :Pole Substation | 0.1 | --> | 0.1 | 0 | 0 | Constrained,otherwise capacity available =100kVA. | --> | 0.095 | 0 | 0 | 0.1 | 0 |  | --> | E13 ex HEADFORD | Headford [T41,T42] | CLOON |  | 53.5291 | -9.0815
MV/LV Substation SH***459 |  | 10 kV | _ | LV | 50 kVA :Pole Substation | 0.05 | --> | 0.05 | 0.029 | 4 |  | --> | 0.0475 | 0 | 0 | 0.053092 | 0 |  | --> | C19 ex BALLYJAMESDUFF | Ballyjamesduff [T41,T42] | SHANKILL |  | 53.7957 | -7.2824
MV/LV Substation SH***460Y |  | 10 kV | _ | LV | 200 kVA :Kiosk Substation | 0.2 | --> | 0.2 | 0.12 | 3.8 |  | --> | 0.19 | 0 | 0.002223 | 0.2118 | 0 |  | --> | C14 ex WATERFORD | Waterford [T41,T42] | WATERFORD |  | 52.2653 | -7.1385
MV/LV Substation SH***461Y |  | 10 kV | _ | LV | 1000 kVA :Building Structure | 1 | --> | 1 | 0 | 0 | Constrained,otherwise capacity available =458kVA. | --> | 0.95 | 0 | 0.02964 | 0.5 | 0 |  | --> | C22 ex POLLERTON | Pollerton [T41,T42] | CARLOW |  | 52.8363 | -6.9246
MV/LV Substation SH***462Y |  | 10 kV | _ | LV | 630 kVA :Building Structure | 0.63 | --> | 0.63 | 0 | 0 | Constrained,otherwise capacity available =395kVA. | --> | 0.5985 | 0 | 0 | 0 | 0 | Constrained,otherwise capacity available =500kW. | --> | C13 ex DRUMBEAR | Drumbear [T41,T42] | LISDRUM |  | 54.2467 | -6.9708
MV/LV Substation SH***464Y |  | 10 kV | _ | LV | 50 kVA :Pole Substation | 0.05 | --> | 0.05 | 0 | 0 | Constrained,otherwise capacity available =33kVA. | --> | 0.0475 | 0 | 0.003705 | 0.052518 | 0 |  | --> | C16 ex CARRIGALINE | Carrigaline [T41,T42] | BARNAHELY |  | 51.8333 | -8.3955
MV/LV Substation SH***467Y |  | 10 kV | _ | LV | 200 kVA :Kiosk Substation | 0.2 | --> | 0.2 | 0.153 | 3.8 |  | --> | 0.19 | 0 | 0 | 0.20701 | 0 |  | --> | C17 ex WATERFORD | Waterford [T41,T42] | WATERFORD |  | 52.2586 | -7.1274
MV/LV Substation SH***468X |  | 20 kV | _ | LV | 100 kVA :Pole Substation | 0.1 | --> | 0.1 | 0 | 0 | Constrained,otherwise capacity available =97kVA. | --> | 0.095 | 0 | 0 | 0 | 0 | Constrained,otherwise capacity available =100.5kW. | --> | E18 ex SPRINGS | Springs [T421,T422] | DUNGARVAN |  | 52.0377 | -7.5834
MV/LV Substation SH***474X |  | 10 kV | _ | LV | 100 kVA :Pole Substation | 0.1 | --> | 0.1 | 0 | 0 | Constrained,otherwise capacity available =98kVA. | --> | 0.095 | 0 | 0 | 0.1003 | 0 |  | --> | C15 ex GRANAGH | Granagh [T41,T42] | WATERFORD |  | 52.2789 | -7.1713
MV/LV Substation SH***475Y |  | 10 kV | _ | LV | 100 kVA :Pole Substation | 0.1 | --> | 0.1 | 0 | 0 | Constrained,otherwise capacity available =100kVA. | --> | 0.095 | 0 | 0 | 0.1 | 0 |  | --> | C20 ex CAVAN | Cavan [T42,T421] | SHANKILL |  | 53.9996 | -7.3125
MV/LV Substation SH***476 |  | 10 kV | _ | LV | 200 kVA :Pole Substation | 0.2 | --> | 0.2 | 0 | 0 | Constrained,otherwise capacity available =120kVA. | --> | 0.19 | 0 | 0.034086 | 0.2118 | 0 |  | --> | C20 ex POLLERTON | Pollerton [T41,T42] | CARLOW |  | 52.8334 | -6.8982
MV/LV Substation SH***478Y |  | 10 kV | _ | LV | 50 kVA :Pole Substation | 0.05 | --> | 0.05 | 0 | 0 | Constrained,otherwise capacity available =50kVA. | --> | 0.0475 | 0 | 0 | 0 | 0 | Constrained,otherwise capacity available =50kW. | --> | C11 ex MOUNTRATH | Mountrath [T41,T42] | PORTLAOISE |  | 52.9733 | -7.575
MV/LV Substation SH***482 |  | 20 kV | _ | LV | 400 kVA :Building Structure | 0.4 | --> | 0.4 | 0.4 | 0.9 |  | --> | 0.38 | 0 | 0 | 0.4 | 0 |  | --> | E11 ex KILGARVAN | Kilgarvan [T421] | KNOCKEARAGH |  | 51.8735 | -9.5645
MV/LV Substation SH***485X |  | 10 kV | _ | LV | 200 kVA :Kiosk Substation | 0.2 | --> | 0.2 | 0 | 0 | Constrained,otherwise capacity available =168kVA. | --> | 0.19 | 0 | 0 | 0.2048 | 0 |  | --> | C15 ex CARRICK ON SHANNON | Carrick On Shannon [T41,T42] | CARRICK ON SHANNON |  | 53.9378 | -8.1162
MV/LV Substation SH***503 |  | 20 kV | _ | LV | 50 kVA :Pole Substation | 0.05 | --> | 0.05 | 0 | 0 | Constrained,otherwise capacity available =38kVA. | --> | 0.0475 | 0 | 0.005187 | 0.05179 | 0 |  | --> | E17 ex JULIANSTOWN | Julianstown [T421,T422] | DRYBRIDGE |  | 53.6718 | -6.3337
MV/LV Substation SH***509 |  | 10 kV | _ | LV | 100 kVA :Pole Substation | 0.1 | --> | 0.1 | 0.085 | 3.1 |  | --> | 0.095 | 0 | 0 | 0.10225 | 0 |  | --> | E11 ex LUMCLOON | Lumcloon [T421,T422] | DALLOW |  | 53.2205 | -7.9559
MV/LV Substation SH***510Y |  | 10 kV | _ | LV | 200 kVA :Kiosk Substation | 0.2 | --> | 0.2 | 0.2 | 3 |  | --> | 0.19 | 0 | 0 | 0.2 | 0 |  | --> | C21 ex NENAGH | Nenagh [T41,T42] | NENAGH |  | 52.8629 | -8.2055
MV/LV Substation SH***512 |  | 10 kV | _ | LV | 50 kVA :Pole Substation | 0.05 | --> | 0.05 | 0.044 | 3.3 |  | --> | 0.0475 | 0 | 0 | 0 | 0 | Constrained,otherwise capacity available =50.9kW. | --> | C20 ex ENNISKEANE | Enniskeane [T41,T42] | BANDON |  | 51.7905 | -8.9702
MV/LV Substation SH***513Z |  | 20 kV | _ | LV | 400 kVA :Kiosk Substation | 0.4 | --> | 0.4 | 0.20545 | 0.2 | Constrained,otherwise capacity available =369kVA. | --> | 0.38 | 0 | 0.013338 | 0 | 0 | Constrained,otherwise capacity available =404.7kW. | --> | E16 ex BEALISTOWN | Bealistown [T421,T422] | GREAT ISLAND |  | 52.2926 | -6.9394
MV/LV Substation SH***519 |  | 20 kV | _ | LV | 200 kVA :Pole Substation | 0.2 | --> | 0.2 | 0 | 0 | Constrained,otherwise capacity available =144kVA. | --> | 0.19 | 0 | 0 | 0 | 0 | Constrained,otherwise capacity available =208.3kW. | --> | C13 ex CLOYNE | Cloyne [T41] | MIDLETON |  | 51.8524 | -8.0372
MV/LV Substation SH***522Y |  | 20 kV | _ | LV | 200 kVA :Kiosk Substation | 0.2 | --> | 0.2 | 0 | 0 | Constrained,otherwise capacity available =127kVA. | --> | 0.19 | 0 | 0.033345 | 0 | 0 | Constrained,otherwise capacity available =210.8kW. | --> | C13 ex CLOYNE | Cloyne [T41] | MIDLETON |  | 51.856 | -8.0307
MV/LV Substation SH***524X |  | 20 kV | _ | LV | 50 kVA :Pole Substation | 0.05 | --> | 0.05 | 0 | 0 | Constrained,otherwise capacity available =49kVA. | --> | 0.0475 | 0 | 0 | 0.050152 | 0 |  | --> | E14 ex BEALNABLATH | Bealnablath [T421] | BANDON |  | 51.8692 | -8.8443
MV/LV Substation SH***527X |  | 10 kV | _ | LV | 50 kVA :Pole Substation | 0.05 | --> | 0.05 | 0 | 0 | Constrained,otherwise capacity available =45kVA. | --> | 0.0475 | 0 | 0 | 0 | 0 | Constrained,otherwise capacity available =50.8kW. | --> | C13 ex TIMOLEAGUE | Timoleague [T41] | BANDON |  | 51.6787 | -8.7054
MV/LV Substation SH***540X |  | 10 kV | _ | LV | 50 kVA :Pole Substation | 0.05 | --> | 0.05 | 0 | 0 | Constrained,otherwise capacity available =42kVA. | --> | 0.0475 | 0 | 0.008151 | 0.0512 | 0 |  | --> | C11 ex ATHENRY | Athenry [T41,T42] | GALWAY 110KV |  | 53.2699 | -8.8389
MV/LV Substation SH***545 |  | 10 kV | _ | LV | 100 kVA :Pole Substation | 0.1 | --> | 0.1 | 0 | 0 | Constrained,otherwise capacity available =77kVA. | --> | 0.095 | 0 | 0.002223 | 0.10343 | 0 |  | --> | E15 ex WHITECHURCH | Whitechurch [T421,T422] | KILBARRY |  | 51.9392 | -8.5583
MV/LV Substation SH***549 |  | 10 kV | _ | LV | 400 kVA :Kiosk Substation | 0.4 | --> | 0.4 | 0 | 0 | Constrained,otherwise capacity available =348kVA. | --> | 0.38 | 0 | 0.004446 | 0.40782 | 0 |  | --> | C13 ex LOUGHLINSTOWN | Loughlinstown [T41,T42] | CARRICKMINES |  | 53.2551 | -6.1381
MV/LV Substation SH***549Y |  | 10 kV | _ | LV | 400 kVA :Kiosk Substation | 0.4 | --> | 0.4 | 0.307 | 3.1 |  | --> | 0.38 | 0 | 0.002223 | 0.41388 | 0 |  | --> | C11 ex BELLFIELD | Bellfield [T41,T42] | CRANE |  | 52.5114 | -6.5945
MV/LV Substation SH***549Y |  | 20 kV | _ | LV | 50 kVA :Pole Substation | 0.05 | --> | 0.05 | 0 | 2.5 |  | --> | 0.0475 | 0 | 0.05928 | 0.06109 | 0 |  | --> | E13 ex BAGENALSTOWN | Bagenalstown [T421,T422] | CARLOW |  | 52.6787 | -6.8347
MV/LV Substation SH***563X |  | 20 kV | _ | LV | 50 kVA :Pole Substation | 0.05 | --> | 0.05 | 0 | 0 | Constrained,otherwise capacity available =47kVA. | --> | 0.0475 | 0 | 0 | 0.050453 | 0 |  | --> | C15 ex KILMONEY | Kilmoney [T41,T42] | TRABEG |  | 51.8083 | -8.4248
MV/LV Substation SH***570X |  | 20 kV | _ | LV | 50 kVA :Pole Substation | 0.05 | --> | 0.05 | 0 | 0 | Constrained,otherwise capacity available =50kVA. | --> | 0.0475 | 0 | 0 | 0.05 | 0 |  | --> | E31 ex CAPPAMORE | Cappamore [T41,T42] | ARDNACRUSHA |  | 52.6675 | -8.2315
MV/LV Substation SH***584X |  | 10 kV | _ | LV | 100 kVA :Pole Substation | 0.1 | --> | 0.1 | 0 | 0 | Constrained,otherwise capacity available =69kVA. | --> | 0.095 | 0 | 0.020748 | 0.1046 | 0 |  | --> | C11 ex CLONAKILTY | Clonakilty [T41,T42] | DUNMANWAY |  | 51.6461 | -8.8806
MV/LV Substation SH***585Y |  | 10 kV | _ | LV | 400 kVA :Kiosk Substation | 0.4 | --> | 0.4 | 0.4 | 2.2 |  | --> | 0.38 | 0 | 0 | 0.4 | 0 |  | --> | C12 ex BALLINASLOE | Ballinasloe [T41,T42] | SOMERSET |  | 53.3267 | -8.2198
MV/LV Substation SH***586 |  | 10 kV | _ | LV | 100 kVA :Pole Substation | 0.1 | --> | 0.1 | 0.03 | 1.1 |  | --> | 0.095 | 0 | 0.008151 | 0.11009 | 0 |  | --> | C16 ex GILLOGUE | Gillogue [T41,T42] | ARDNACRUSHA |  | 52.6897 | -8.603
MV/LV Substation SH***591 |  | 10 kV | _ | LV | 50 kVA :Pole Substation | 0.05 | --> | 0.05 | 0.034 | 6 |  | --> | 0.0475 | 0 | 0 | 0.052373 | 0 |  | --> | C26 ex PELLETSTOWN | Pelletstown [T101,T102] | FINGLAS |  | 53.3949 | -6.3436
MV/LV Substation SH***594Z |  | 10 kV | _ | LV | 100 kVA :Pole Substation | 0.1 | --> | 0.1 | 0 | 0 | Constrained,otherwise capacity available =86kVA. | --> | 0.095 | 0 | 0.006669 | 0.1021 | 0 |  | --> | C17 ex MULGANNON | Mulgannon [T41,T42] | WEXFORD |  | 52.3249 | -6.4533
MV/LV Substation SH***596Y |  | 10 kV | _ | LV | 400 kVA :Kiosk Substation | 0.4 | --> | 0.4 | 0.33 | 1.1 |  | --> | 0.38 | 0 | 0.004446 | 0 | 0 | Constrained,otherwise capacity available =410.5kW. | --> | C14 ex NEWCASTLEWEST | Newcastlewest [T41,T42] | RATHKEALE |  | 52.4495 | -9.0531
MV/LV Substation SH***600X |  | 10 kV | _ | LV | 200 kVA :Kiosk Substation | 0.2 | --> | 0.2 | 0.131 | 0.7 |  | --> | 0.19 | 0 | 0.005928 | 0.21022 | 0 |  | --> | C14 ex KILRUSH | Kilrush [T41,T42] | TULLABRACK |  | 52.6369 | -9.4966
MV/LV Substation SH***603 |  | 10 kV | _ | LV | 400 kVA :Kiosk Substation | 0.4 | --> | 0.4 | 0.15247 | 0.2 | Constrained,otherwise capacity available =311kVA. | --> | 0.38 | 0 | 0.012597 | 0.41329 | 0 |  | --> | C19 ex SANDYFORD | Sandyford [T41,T42] | CARRICKMINES |  | 53.2703 | -6.2467
MV/LV Substation SH***606X |  | 10 kV | _ | LV | 200 kVA :Pole Substation | 0.2 | --> | 0.2 | 0 | 0 | Constrained,otherwise capacity available =193kVA. | --> | 0.19 | 0 | 0 | 0.20106 | 0 |  | --> | C24 ex BISHOPSTOWN | Bishopstown [T41,T42] | KILBARRY |  | 51.869 | -8.5406
MV/LV Substation SH***608 |  | 10 kV | _ | LV | 200 kVA :Building Structure | 0.2 | --> | 0.2 | 0.086 | 3.3 |  | --> | 0.19 | 0 | 0.006669 | 0.2166 | 0 |  | --> | C21 ex PEMBROKE | Pembroke [T41,T42,T43,T44] | RINGSEND |  | 53.3244 | -6.2183
MV/LV Substation SH***612X |  | 10 kV | _ | LV | 400 kVA :Kiosk Substation | 0.4 | --> | 0.4 | 0.391 | 3.5 |  | --> | 0.38 | 0 | 0.004446 | 0.40136 | 0 |  | --> | C19 ex TRIMMS LANE | Trimms Lane [T41,T42] | SALTHILL |  | 53.2692 | -9.0667
MV/LV Substation SH***612Y |  | 10 kV | _ | LV | 630 kVA :Building Structure | 0.63 | --> | 0.63 | 0.5 | 7.2 |  | --> | 0.5985 | 0 | 0 | 0.5 | 0 |  | --> | C04 ex AHANE | Ahane [T102] | AHANE |  | 52.6616 | -8.5023
MV/LV Substation SH***613Y |  | 10 kV | _ | LV | 400 kVA :Building Structure | 0.4 | --> | 0.4 | 0.4 | 7.2 |  | --> | 0.38 | 0 | 0.12226 | 0.4 | 0 |  | --> | C05 ex AHANE | Ahane [T102] | AHANE |  | 52.6644 | -8.5073
MV/LV Substation SH***614 |  | 10 kV | _ | LV | 50 kVA :Pole Substation | 0.05 | --> | 0.05 | 0 | 0 | Constrained,otherwise capacity available =34kVA. | --> | 0.0475 | 0 | 0 | 0.052373 | 0 |  | --> | C15 ex STICKILLEN | Stickillen [T41,T42] | DRYBRIDGE |  | 53.8343 | -6.5661
MV/LV Substation SH***618Y |  | 10 kV | _ | LV | 100 kVA :Pole Substation | 0.1 | --> | 0.1 | 0 | 0 | Constrained,otherwise capacity available =94kVA. | --> | 0.095 | 0 | 0 | 0.10091 | 0 |  | --> | C17 ex DRYBRIDGE | Drybridge [T41,T42] | DRYBRIDGE |  | 53.6981 | -6.4223
MV/LV Substation SH***620 |  | 10 kV | _ | LV | 100 kVA :Pole Substation | 0.1 | --> | 0.1 | 0.045 | 0.7 |  | --> | 0.095 | 0 | 0.003705 | 0.10802 | 0 |  | --> | C15 ex RAHANS | Rahans [T41] | MOY |  | 54.0969 | -9.1665
MV/LV Substation SH***628Z |  | 10 kV | _ | LV | 630 kVA :Kiosk Substation | 0.63 | --> | 0.63 | 0 | 0 | Constrained,otherwise capacity available =500kVA. | --> | 0.5985 | 0 | 0 | 0.5 | 0 |  | --> | C27 ex KILBARRY | Kilbarry [T101,T43] | KILBARRY |  | 51.904 | -8.477
MV/LV Substation SH***633 |  | 20 kV | _ | LV | 50 kVA :Pole Substation | 0.05 | --> | 0.05 | 0.034 | 8.1 |  | --> | 0.0475 | 0 | 0.017043 | 0 | 0 | Constrained,otherwise capacity available =52.4kW. | --> | E15 ex WESTPORT | Westport [T421,T422] | CASTLEBAR |  | 53.803 | -9.4915
MV/LV Substation SH***635 |  | 10 kV | _ | LV | 400 kVA :Kiosk Substation | 0.4 | --> | 0.4 | 0 | 0 | Constrained,otherwise capacity available =315kVA. | --> | 0.38 | 0 | 0.009633 | 0.41271 | 0 |  | --> | C11 ex LOUGHLINSTOWN | Loughlinstown [T41,T42] | CARRICKMINES |  | 53.25 | -6.1244
MV/LV Substation SH***635 |  | 10 kV | _ | LV | 100 kVA :Pole Substation | 0.1 | --> | 0.1 | 0.097 | 2.1 |  | --> | 0.095 | 0 | 0 | 0 | 0 | Constrained,otherwise capacity available =100.5kW. | --> | C11 ex NEWTOWNCUNNINGHAM | Newtowncunningham [T41,T42] | LETTERKENNY |  | 54.9957 | -7.4423
MV/LV Substation SH***637 |  | 10 kV | _ | LV | 200 kVA :Kiosk Substation | 0.2 | --> | 0.2 | 0 | 0 | Constrained,otherwise capacity available =118kVA. | --> | 0.19 | 0 | 0.008892 | 0.21208 | 0 |  | --> | C11 ex LOUGHLINSTOWN | Loughlinstown [T41,T42] | CARRICKMINES |  | 53.2482 | -6.1248
MV/LV Substation SH***640Y |  | 10 kV | _ | LV | 50 kVA :Pole Substation | 0.05 | --> | 0.05 | 0.044 | 1.7 |  | --> | 0.0475 | 0 | 0.003705 | 0.050903 | 0 |  | --> | C23 ex ATHY | Athy [T101,T102] | ATHY |  | 52.9538 | -6.993
MV/LV Substation SH***649Z |  | 10 kV | _ | LV | 400 kVA :Kiosk Substation | 0.4 | --> | 0.4 | 0 | 0 | Constrained,otherwise capacity available =301kVA. | --> | 0.38 | 0 | 0.011115 | 0.41476 | 0 |  | --> | C15 ex BISHOPSTOWN | Bishopstown [T41,T42] | KILBARRY |  | 51.8981 | -8.5126
MV/LV Substation SH***650Z |  | 10 kV | _ | LV | 630 kVA :Kiosk Substation | 0.63 | --> | 0.63 | 0 | 0 | Constrained,otherwise capacity available =500kVA. | --> | 0.5985 | 0 | 0.008892 | 0.5 | 0 |  | --> | C15 ex BISHOPSTOWN | Bishopstown [T41,T42] | KILBARRY |  | 51.8999 | -8.512
MV/LV Substation SH***653 |  | 10 kV | _ | LV | 50 kVA :Pole Substation | 0.05 | --> | 0.05 | 0.039 | 3.1 |  | --> | 0.0475 | 0 | 0 | 0.051643 | 0 |  | --> | E11 ex LUMCLOON | Lumcloon [T421,T422] | DALLOW |  | 53.2193 | -7.9634
MV/LV Substation SH***653X |  | 10 kV | _ | LV | 200 kVA :Kiosk Substation | 0.2 | --> | 0.2 | 0.157 | 2.2 |  | --> | 0.19 | 0 | 0.005928 | 0.20643 | 0 |  | --> | C19 ex CASTLETOWNROCHE | Castletownroche [T41] | MALLOW |  | 52.2196 | -8.4757
MV/LV Substation SH***656X |  | 10 kV | _ | LV | 1000 kVA :Building Structure | 1 | --> | 1 | 0.5 | 7 |  | --> | 0.95 | 0 | 0 | 0.5 | 0 |  | --> | C43 ex NORTH QUAYS | North Quays [T101,T102,T103] | POOLBEG |  | 53.3488 | -6.2313
MV/LV Substation SH***656Z |  | 20 kV | _ | LV | 200 kVA :Pole Substation | 0.2 | --> | 0.2 | 0 | 0 | Constrained,otherwise capacity available =176kVA. | --> | 0.19 | 0 | 0 | 0.20361 | 0 |  | --> | E20 ex BALLINDERRY | Ballinderry [T41,T422] | MULLINGAR |  | 53.3888 | -7.3745
MV/LV Substation SH***658 |  | 10 kV | _ | LV | 200 kVA :Kiosk Substation | 0.2 | --> | 0.2 | 0 | 0 | Constrained,otherwise capacity available =138kVA. | --> | 0.19 | 0 | 0.005187 | 0.2092 | 0 |  | --> | C11 ex LOUGHLINSTOWN | Loughlinstown [T41,T42] | CARRICKMINES |  | 53.2428 | -6.1189
MV/LV Substation SH***661X |  | 10 kV | _ | LV | 100 kVA :Pole Substation | 0.1 | --> | 0.1 | 0.074 | 9.5 |  | --> | 0.095 | 0 | 0 | 0.10387 | 0 |  | --> | C20 ex BANDON | Bandon [T101,T42] | BANDON |  | 51.7918 | -8.7762
MV/LV Substation SH***662 |  | 10 kV | _ | LV | 400 kVA :Building Structure | 0.4 | --> | 0.4 | 0.243 | 13.4 |  | --> | 0.38 | 0 | 0 | 0.42316 | 0 |  | --> | C19 ex POTTERY ROAD | Pottery Road [T101,T102] | CARRICKMINES |  | 53.2791 | -6.1605
MV/LV Substation SH***663X |  | 10 kV | _ | LV | 50 kVA :Pole Substation | 0.05 | --> | 0.05 | 0.046 | 9.5 |  | --> | 0.0475 | 0 | 0 | 0.050604 | 0 |  | --> | C20 ex BANDON | Bandon [T101,T42] | BANDON |  | 51.7943 | -8.7873
MV/LV Substation SH***665 |  | 10 kV | _ | LV | 100 kVA :Pole Substation | 0.1 | --> | 0.1 | 0 | 0 | Constrained,otherwise capacity available =84kVA. | --> | 0.095 | 0 | 0 | 0.1024 | 0 |  | --> | C17 ex DRYBRIDGE | Drybridge [T41,T42] | DRYBRIDGE |  | 53.7114 | -6.412
MV/LV Substation SH***667 |  | 20 kV | _ | LV | 200 kVA :Pole Substation | 0.2 | --> | 0.2 | 0 | 0 | Constrained,otherwise capacity available =194kVA. | --> | 0.19 | 0 | 0 | 0.20091 | 0 |  | --> | E15 ex CREAGH | Creagh [T421,T422] | ATHLONE |  | 53.2766 | -8.0408
MV/LV Substation SH***672X |  | 20 kV | _ | LV | 50 kVA :Pole Substation | 0.05 | --> | 0.05 | 0.041 | 1.3 |  | --> | 0.0475 | 0 | 0 | 0.051348 | 0 |  | --> | E15 ex BALLYCROSSAUN | Ballycrossaun [T421,T422] | SOMERSET |  | 53.0449 | -8.2011
MV/LV Substation SH***673 |  | 10 kV | _ | LV | 630 kVA :Kiosk Substation | 0.63 | --> | 0.63 | 0.5 | 8.1 |  | --> | 0.5985 | 0 | 0 | 0.5 | 0 |  | --> | C20 ex MILLTOWN (DR) | Milltown (dr) [T101,T102] | INCHICORE 220KV |  | 53.309 | -6.2498
MV/LV Substation SH***676Y |  | 10 kV | _ | LV | 100 kVA :Pole Substation | 0.1 | --> | 0.1 | 0 | 0 | Constrained,otherwise capacity available =79kVA. | --> | 0.095 | 0 | 0.00741 | 0.10314 | 0 |  | --> | C12 ex AGHAMORE | Aghamore [T41,T42] | LANESBORO |  | 53.6815 | -8.0004
MV/LV Substation SH***679 |  | 10 kV | _ | LV | 400 kVA :Kiosk Substation | 0.4 | --> | 0.4 | 0 | 0 | Constrained,otherwise capacity available =268kVA. | --> | 0.38 | 0 | 0.017784 | 0.41956 | 0 |  | --> | C11 ex LOUGHLINSTOWN | Loughlinstown [T41,T42] | CARRICKMINES |  | 53.2399 | -6.1154
MV/LV Substation SH***681 |  | 10 kV | _ | LV | 400 kVA :Kiosk Substation | 0.4 | --> | 0.4 | 0.276 | 0.8 |  | --> | 0.38 | 0 | 0.008151 | 0.4184 | 0 |  | --> | C12 ex DONNYBROOK | Donnybrook [T41,T42] | MILLTOWN (DR) |  | 53.3168 | -6.2314
MV/LV Substation SH***681X |  | 10 kV | _ | LV | 630 kVA :Kiosk Substation | 0.63 | --> | 0.63 | 0.495 | 4.5 |  | --> | 0.5985 | 0 | 0.01482 | 0.5 | 0 |  | --> | C14 ex MALLOW | Mallow [T41,T42] | MALLOW |  | 52.1415 | -8.6497
MV/LV Substation SH***682Y |  | 10 kV | _ | LV | 50 kVA :Pole Substation | 0.05 | --> | 0.05 | 0 | 0 | Constrained,otherwise capacity available =46kVA. | --> | 0.0475 | 0 | 0 | 0 | 0 | Constrained,otherwise capacity available =50.6kW. | --> | C15 ex DRUMBEAR | Drumbear [T41,T42] | LISDRUM |  | 54.227 | -6.9652
MV/LV Substation SH***683Y |  | 20 kV | _ | LV | 100 kVA :Pole Substation | 0.1 | --> | 0.1 | 0.04 | 7.2 |  | --> | 0.095 | 0 | 0 | 0.10872 | 0 |  | --> | C06 ex AHANE | Ahane [T102] | AHANE |  | 52.7078 | -8.429
MV/LV Substation SH***692Y |  | 10 kV | _ | LV | 50 kVA :Pole Substation | 0.05 | --> | 0.05 | 0 | 0 | Constrained,otherwise capacity available =47kVA. | --> | 0.0475 | 0 | 0 | 0 | 0 | Constrained,otherwise capacity available =50.5kW. | --> | C16 ex RATHDOWNEY | Rathdowney [T42] | IKERRIN |  | 52.879 | -7.5173
MV/LV Substation SH***695 |  | 10 kV | _ | LV | 1000 kVA :Building Structure | 1 | --> | 1 | 0.5 | 3.3 |  | --> | 0.95 | 0 | 0.052611 | 0.5 | 0 |  | --> | C21 ex PEMBROKE | Pembroke [T41,T42,T43,T44] | RINGSEND |  | 53.3317 | -6.2304
MV/LV Substation SH***696Y |  | 10 kV | _ | LV | 200 kVA :Kiosk Substation | 0.2 | --> | 0.2 | 0 | 0 | Constrained,otherwise capacity available =156kVA. | --> | 0.19 | 0 | 0 | 0 | 0 | Constrained,otherwise capacity available =206.6kW. | --> | C18 ex PORTARLINGTON | Portarlington [T41,T42] | PORTLAOISE |  | 53.166 | -7.2185
MV/LV Substation SH***698X |  | 10 kV | _ | LV | 50 kVA :Pole Substation | 0.05 | --> | 0.05 | 0.046 | 2.2 |  | --> | 0.0475 | 0 | 0 | 0.050604 | 0 |  | --> | C19 ex CASTLETOWNROCHE | Castletownroche [T41] | MALLOW |  | 52.2186 | -8.4863
MV/LV Substation SH***699 |  | 10 kV | _ | LV | 100 kVA :Pole Substation | 0.1 | --> | 0.1 | 0 | 0 | Constrained,otherwise capacity available =77kVA. | --> | 0.095 | 0 | 0 | 0.10343 | 0 |  | --> | C18 ex DUNLEER | Dunleer [T41,T42] | DRYBRIDGE |  | 53.8291 | -6.4045
MV/LV Substation SH***717 |  | 20 kV | _ | LV | 200 kVA :Pole Substation | 0.2 | --> | 0.2 | 0 | 0 | Constrained,otherwise capacity available =141kVA. | --> | 0.19 | 0 | 0.00741 | 0 | 0 | Constrained,otherwise capacity available =208.8kW. | --> | E22 ex ROSCREA | Roscrea [T41,T42] | IKERRIN |  | 52.9823 | -7.9336
MV/LV Substation SH***717Z |  | 10 kV | _ | LV | 400 kVA :Building Structure | 0.4 | --> | 0.4 | 0.14262 | 0.1 | Constrained,otherwise capacity available =400kVA. | --> | 0.38 | 0 | 0 | 0.4 | 0 |  | --> | C12 ex CARRIGLAWN | Carriglawn [T41,T42] | WEXFORD |  | 52.3405 | -6.4615
MV/LV Substation SH***720X |  | 20 kV | _ | LV | 100 kVA :Pole Substation | 0.1 | --> | 0.1 | 0 | 0 | Constrained,otherwise capacity available =100kVA. | --> | 0.095 | 0 | 0 | 0.1 | 0 |  | --> | E12 ex GURRANEBANE | Gurranebane [T421,T422] | OUGHTRAGH |  | 52.0559 | -9.9422
MV/LV Substation SH***722Y |  | 20 kV | _ | LV | 50 kVA :Pole Substation | 0.05 | --> | 0.05 | 0 | 0 | Constrained,otherwise capacity available =50kVA. | --> | 0.0475 | 0 | 0 | 0 | 0 | Constrained,otherwise capacity available =50kW. | --> | C15 ex MOUNTRATH | Mountrath [T41,T42] | PORTLAOISE |  | 52.926 | -7.4214
MV/LV Substation SH***723Y |  | 10 kV | _ | LV | 50 kVA :Pole Substation | 0.05 | --> | 0.05 | 0.017 | 0 |  | --> | 0.0475 | 0 | 0.003705 | 0.054773 | 0 |  | --> | C16 ex CALLAN | Callan [T41,T42] | KILKENNY |  | 52.5392 | -7.2754
MV/LV Substation SH***723Y |  | 20 kV | _ | LV | 100 kVA :Pole Substation | 0.1 | --> | 0.1 | 0 | 0 | Constrained,otherwise capacity available =76kVA. | --> | 0.095 | 0 | 0 | 0.10358 | 0 |  | --> | E19 ex CAVAN | Cavan [T42,T421] | SHANKILL |  | 53.9532 | -7.4329
MV/LV Substation SH***725 |  | 10 kV | _ | LV | 50 kVA :Pole Substation | 0.05 | --> | 0.05 | 0 | 0 | Constrained,otherwise capacity available =48kVA. | --> | 0.0475 | 0 | 0 | 0.050303 | 0 |  | --> | C15 ex STICKILLEN | Stickillen [T41,T42] | DRYBRIDGE |  | 53.8363 | -6.5754
MV/LV Substation SH***733X |  | 10 kV | _ | LV | 1000 kVA :Building Structure | 1 | --> | 1 | 0.5 | 18.8 |  | --> | 0.95 | 0 | 0 | 0.5 | 0 |  | --> | C21 ex BEDFORD ROW | Bedford Row [T41,T42,T43,T44] | FRANCIS STREET |  | 53.3453 | -6.2521
MV/LV Substation SH***735X |  | 10 kV | _ | LV | 50 kVA :Pole Substation | 0.05 | --> | 0.05 | 0 | 0 | Constrained,otherwise capacity available =28kVA. | --> | 0.0475 | 0 | 0 | 0 | 0 | Constrained,otherwise capacity available =53.2kW. | --> | C11 ex MOUNTRATH | Mountrath [T41,T42] | PORTLAOISE |  | 52.9784 | -7.5666
MV/LV Substation SH***736 |  | 10 kV | _ | LV | 50 kVA :Pole Substation | 0.05 | --> | 0.05 | 0.048 | 0.9 |  | --> | 0.0475 | 0 | 0.00741 | 0.050303 | 0 |  | --> | C18 ex WOODFORD | Woodford [T41,T42] | KNOCKEARAGH |  | 52.0465 | -9.4785
MV/LV Substation SH***738X |  | 20 kV | _ | LV | 50 kVA :Pole Substation | 0.05 | --> | 0.05 | 0 | 0 | Constrained,otherwise capacity available =32kVA. | --> | 0.0475 | 0 | 0.008151 | 0 | 0 | Constrained,otherwise capacity available =52.7kW. | --> | E18 ex SPRINGS | Springs [T421,T422] | DUNGARVAN |  | 52.0624 | -7.6083
MV/LV Substation SH***745 |  | 10 kV | _ | LV | 50 kVA :Pole Substation | 0.05 | --> | 0.05 | 0 | 0 | Constrained,otherwise capacity available =32kVA. | --> | 0.0475 | 0 | 0 | 0 | 0 | Constrained,otherwise capacity available =52.7kW. | --> | C19 ex LISMORE | Lismore [T41,T42] | DUNGARVAN |  | 52.1269 | -8.0783
MV/LV Substation SH***746X |  | 10 kV | _ | LV | 1000 kVA :Building Structure | 1 | --> | 1 | 0.5 | 2.9 |  | --> | 0.95 | 0 | 0 | 0.5 | 0 |  | --> | C15 ex ABBEYLAND | Abbeyland [T41,T42] | NAVAN |  | 53.6542 | -6.6882
MV/LV Substation SH***751 |  | 10 kV | _ | LV | 50 kVA :Pole Substation | 0.05 | --> | 0.05 | 0 | 0 | Constrained,otherwise capacity available =20kVA. | --> | 0.0475 | 0 | 0 | 0.054359 | 0 |  | --> | C23 ex BALLINDERRY | Ballinderry [T41,T422] | MULLINGAR |  | 53.5508 | -7.2762
MV/LV Substation SH***754 |  | 20 kV | _ | LV | 200 kVA :Pole Substation | 0.2 | --> | 0.2 | 0 | 0 | Constrained,otherwise capacity available =152kVA. | --> | 0.19 | 0 | 0.005187 | 0 | 0 | Constrained,otherwise capacity available =207.2kW. | --> | E22 ex ROSCREA | Roscrea [T41,T42] | IKERRIN |  | 52.9835 | -7.9259
MV/LV Substation SH***756 |  | 10 kV | _ | LV | 50 kVA :Pole Substation | 0.05 | --> | 0.05 | 0 | 0 | Constrained,otherwise capacity available =31kVA. | --> | 0.0475 | 0 | 0 | 0.052806 | 0 |  | --> | C18 ex BALLYHALE | Ballyhale [T42,T421] | KILKENNY |  | 52.4979 | -7.2752
MV/LV Substation SH***756Y |  | 10 kV | _ | LV | 630 kVA :Kiosk Substation | 0.63 | --> | 0.63 | 0.462 | 2.9 |  | --> | 0.5985 | 0 | 0 | 0.5 | 0 |  | --> | C15 ex ABBEYLAND | Abbeyland [T41,T42] | NAVAN |  | 53.6528 | -6.6892
MV/LV Substation SH***758 |  | 10 kV | _ | LV | 50 kVA :Pole Substation | 0.05 | --> | 0.05 | 0 | 0 | Constrained,otherwise capacity available =42kVA. | --> | 0.0475 | 0 | 0 | 0.0512 | 0 |  | --> | C11 ex ATHENRY | Athenry [T41,T42] | GALWAY 110KV |  | 53.2718 | -8.8451
MV/LV Substation SH***771X |  | 20 kV | _ | LV | 100 kVA :Pole Substation | 0.1 | --> | 0.1 | 0 | 0 | Constrained,otherwise capacity available =39kVA. | --> | 0.095 | 0 | 0.00741 | 0.10886 | 0 |  | --> | E13 ex HEADFORD | Headford [T41,T42] | CLOON |  | 53.5188 | -9.0871
MV/LV Substation SH***775 |  | 20 kV | _ | LV | 630 kVA :Kiosk Substation | 0.63 | --> | 0.63 | 0.5 | 1.3 |  | --> | 0.5985 | 0 | 0.003705 | 0.5 | 0 |  | --> | E16 ex BALLYCROSSAUN | Ballycrossaun [T421,T422] | SOMERSET |  | 53.09 | -8.223
MV/LV Substation SH***775 |  | 20 kV | _ | LV | 100 kVA :Pole Substation | 0.1 | --> | 0.1 | 0 | 0 | Constrained,otherwise capacity available =89kVA. | --> | 0.095 | 0 | 0.003705 | 0.10166 | 0 |  | --> | E11 ex MILLTOWN (SR) | Milltown (sr) [T421,T422] | OUGHTRAGH |  | 52.1703 | -9.7958
MV/LV Substation SH***778X |  | 10 kV | _ | LV | 50 kVA :Pole Substation | 0.05 | --> | 0.05 | 0.048 | 1 |  | --> | 0.0475 | 0 | 0 | 0.050303 | 0 |  | --> | C25 ex TYCOR | Tycor [T41,T42] | WATERFORD |  | 52.2341 | -7.1908
MV/LV Substation SH***780Y |  | 20 kV | _ | LV | 100 kVA :Pole Substation | 0.1 | --> | 0.1 | 0 | 0 | Constrained,otherwise capacity available =82kVA. | --> | 0.095 | 0 | 0.020007 | 0 | 0 | Constrained,otherwise capacity available =102.7kW. | --> | C12 ex BANTRY | Bantry [T41,T42] | BALLYLICKY |  | 51.6791 | -9.433
MV/LV Substation SH***783Y |  | 10 kV | _ | LV | 100 kVA :Pole Substation | 0.1 | --> | 0.1 | 0.073 | 10.9 |  | --> | 0.095 | 0 | 0 | 0.10402 | 0 |  | --> | C13 ex MULLINGAR | Mullingar [T101,T102] | MULLINGAR |  | 53.5389 | -7.3451
MV/LV Substation SH***789 |  | 10 kV | _ | LV | 50 kVA :Pole Substation | 0.05 | --> | 0.05 | 0 | 0 | Constrained,otherwise capacity available =23kVA. | --> | 0.0475 | 0 | 0 | 0.05394 | 0 |  | --> | C15 ex BALLAGHADERREEN | Ballaghaderreen [T41,T42] | TONROE |  | 53.8813 | -8.4509
MV/LV Substation SH***791 |  | 10 kV | _ | LV | 400 kVA :Kiosk Substation | 0.4 | --> | 0.4 | 0 | 0 | Constrained,otherwise capacity available =161kVA. | --> | 0.38 | 0 | 0.004446 | 0.43473 | 0 |  | --> | C11 ex DRUMCONDRA | Drumcondra [T41,T42] | MCDERMOTT |  | 53.3605 | -6.2575
MV/LV Substation SH***797 |  | 20 kV | _ | LV | 50 kVA :Pole Substation | 0.05 | --> | 0.05 | 0 | 0 | Constrained,otherwise capacity available =42kVA. | --> | 0.0475 | 0 | 0 | 0 | 0 | Constrained,otherwise capacity available =51.2kW. | --> | E22 ex ROSCREA | Roscrea [T41,T42] | IKERRIN |  | 52.9882 | -7.9199
MV/LV Substation SH***799 |  | 10 kV | _ | LV | 100 kVA :Pole Substation | 0.1 | --> | 0.1 | 0.084 | 2.3 |  | --> | 0.095 | 0 | 0 | 0.1024 | 0 |  | --> | C17 ex BALLYRICKARD | Ballyrickard [T41,T42] | TRALEE |  | 52.3328 | -9.7789
MV/LV Substation SH***799X |  | 20 kV | _ | LV | 200 kVA :Pole Substation | 0.2 | --> | 0.2 | 0.052 | 1.6 |  | --> | 0.19 | 0 | 0 | 0 | 0 | Constrained,otherwise capacity available =221.3kW. | --> | C17 ex FOYNES | Foynes [T41,T42] | RATHKEALE |  | 52.5745 | -9.102
MV/LV Substation SH***809 |  | 20 kV | _ | LV | 50 kVA :Building Structure | 0.05 | --> | 0.05 | 0.034 | 1.3 |  | --> | 0.0475 | 0 | 0 | 0.052373 | 0 |  | --> | E16 ex BALLYCROSSAUN | Ballycrossaun [T421,T422] | SOMERSET |  | 53.0939 | -8.202
MV/LV Substation SH***809X |  | 20 kV | _ | LV | 100 kVA :Pole Substation | 0.1 | --> | 0.1 | 0 | 0 | Constrained,otherwise capacity available =99kVA. | --> | 0.095 | 0 | 0 | 0.10015 | 0 |  | --> | E17 ex ACADEMY STREET | Academy Street [T421,T422,T44] | NAVAN |  | 53.6061 | -6.7217
MV/LV Substation SH***817 |  | 20 kV | _ | LV | 50 kVA :Pole Substation | 0.05 | --> | 0.05 | 0.045 | 1.8 |  | --> | 0.0475 | 0 | 0.008151 | 0.050753 | 0 |  | --> | E12 ex BIRDHILL | Birdhill [T421,T422] | ARDNACRUSHA |  | 52.8012 | -8.4431
MV/LV Substation SH***819 |  | 10 kV | _ | LV | 50 kVA :Pole Substation | 0.05 | --> | 0.05 | 0.032 | 18.7 |  | --> | 0.0475 | 0 | 0 | 0.052662 | 0 |  | --> | C13 ex ARKLOW | Arklow [T101,T102] | ARKLOW |  | 52.8252 | -6.1763
MV/LV Substation SH***822 |  | 10 kV | _ | LV | 50 kVA :Pole Substation | 0.05 | --> | 0.05 | 0.04 | 18.7 |  | --> | 0.0475 | 0 | 0 | 0.051496 | 0 |  | --> | C13 ex ARKLOW | Arklow [T101,T102] | ARKLOW |  | 52.8286 | -6.1903
MV/LV Substation SH***823 |  | 10 kV | _ | LV | 100 kVA :Pole Substation | 0.1 | --> | 0.1 | 0.1 | 7.9 |  | --> | 0.095 | 0 | 0.002964 | 0.1 | 0 |  | --> | C19 ex DUNMANWAY | Dunmanway [T422,T43] | DUNMANWAY |  | 51.7561 | -9.0294
MV/LV Substation SH***823Y |  | 10 kV | _ | LV | 50 kVA :Pole Substation | 0.05 | --> | 0.05 | 0 | 0 | Constrained,otherwise capacity available =50kVA. | --> | 0.0475 | 0 | 0 | 0.05 | 0 |  | --> | C18 ex DRYBRIDGE | Drybridge [T41,T42] | DRYBRIDGE |  | 53.7121 | -6.3966
MV/LV Substation SH***824X |  | 10 kV | _ | LV | 50 kVA :Pole Substation | 0.05 | --> | 0.05 | 0 | 0 | Constrained,otherwise capacity available =50kVA. | --> | 0.0475 | 0 | 0 | 0.05 | 0 |  | --> | C17 ex SKIBBEREEN | Skibbereen [T41,T42] | DUNMANWAY |  | 51.5743 | -9.2001
MV/LV Substation SH***829 |  | 10 kV | _ | LV | 50 kVA :Pole Substation | 0.05 | --> | 0.05 | 0.019092 | 0 | Constrained,otherwise capacity available =48kVA. | --> | 0.0475 | 0 | 0.002964 | 0 | 0 | Constrained,otherwise capacity available =50.3kW. | --> | C19 ex BALLYBAY | Ballybay [T41,T42] | LISDRUM |  | 54.0452 | -6.8656
MV/LV Substation SH***830Y |  | 20 kV | _ | LV | 25 kVA :Pole Substation | 0.025 | --> | 0.025 | 0 | 0 | Constrained,otherwise capacity available =8kVA. | --> | 0.02375 | 0 | 0 | 0 | 0 | Constrained,otherwise capacity available =27.5kW. | --> | C12 ex BANTRY | Bantry [T41,T42] | BALLYLICKY |  | 51.6779 | -9.4396
MV/LV Substation SH***832 |  | 20 kV | _ | LV | 45 kVA :Pole Substation | 0.045 | --> | 0.045 | 0 | 0 | Constrained,otherwise capacity available =32kVA. | --> | 0.04275 | 0 | 0 | 0 | 0 | Constrained,otherwise capacity available =46.9kW. | --> | E22 ex ROSCREA | Roscrea [T41,T42] | IKERRIN |  | 52.9801 | -7.9312
MV/LV Substation SH***834Y |  | 10 kV | _ | LV | 400 kVA :Kiosk Substation | 0.4 | --> | 0.4 | 0 | 0 | Constrained,otherwise capacity available =400kVA. | --> | 0.38 | 0 | 0 | 0.4 | 0 |  | --> | C18 ex CARRICKMACROSS | Carrickmacross [T41,T42] | MEATH HILL |  | 53.9774 | -6.7232
MV/LV Substation SH***841Y |  | 10 kV | _ | LV | 630 kVA :Building Structure | 0.63 | --> | 0.63 | 0.5 | 6.4 |  | --> | 0.5985 | 0 | 0.018525 | 0.5 | 0 |  | --> | C12 ex GARRYCASTLE | Garrycastle [T41,T42] | ATHLONE |  | 53.4142 | -7.8996
MV/LV Substation SH***846 |  | 10 kV | _ | LV | 100 kVA :Pole Substation | 0.1 | --> | 0.1 | 0.087 | 5.6 |  | --> | 0.095 | 0 | 0.012597 | 0.10195 | 0 |  | --> | C11 ex KILCOOLE | Kilcoole [T41,T42] | FASSAROE |  | 53.0916 | -6.09
MV/LV Substation SH***849 |  | 20 kV | _ | LV | 50 kVA :Pole Substation | 0.05 | --> | 0.05 | 0 | 0 | Constrained,otherwise capacity available =50kVA. | --> | 0.0475 | 0 | 0 | 0 | 0 | Constrained,otherwise capacity available =50kW. | --> | C26 ex GLENTIES | Glenties [T41,T42] | BINBANE |  | 54.8392 | -8.2158
MV/LV Substation SH***861X |  | 10 kV | _ | LV | 200 kVA :Kiosk Substation | 0.2 | --> | 0.2 | 0 | 0 | Constrained,otherwise capacity available =147kVA. | --> | 0.19 | 0 | 0.026676 | 0.20789 | 0 |  | --> | C15 ex ENNIS NORTH | Ennis North [T41,T42] | ENNIS |  | 52.8495 | -9.0128
MV/LV Substation SH***864X |  | 20 kV | _ | LV | 100 kVA :Pole Substation | 0.1 | --> | 0.1 | 0 | 0 | Constrained,otherwise capacity available =90kVA. | --> | 0.095 | 0 | 0.003705 | 0.10151 | 0 |  | --> | E17 ex JULIANSTOWN | Julianstown [T421,T422] | DRYBRIDGE |  | 53.6716 | -6.3374
MV/LV Substation SH***870 |  | 20 kV | _ | LV | 200 kVA :Kiosk Substation | 0.2 | --> | 0.2 | 0.18 | 0.9 |  | --> | 0.19 | 0 | 0 | 0.20301 | 0 |  | --> | E11 ex KILGARVAN | Kilgarvan [T421] | KNOCKEARAGH |  | 51.8708 | -9.5768
MV/LV Substation SH***870 |  | 20 kV | _ | LV | 100 kVA :Pole Substation | 0.1 | --> | 0.1 | 0 | 0 | Constrained,otherwise capacity available =82kVA. | --> | 0.095 | 0 | 0.004446 | 0 | 0 | Constrained,otherwise capacity available =102.7kW. | --> | C12 ex BANTRY | Bantry [T41,T42] | BALLYLICKY |  | 51.6792 | -9.4384
MV/LV Substation SH***871Z |  | 20 kV | _ | LV | 50 kVA :Pole Substation | 0.05 | --> | 0.05 | 0 | 0 | Constrained,otherwise capacity available =45kVA. | --> | 0.0475 | 0 | 0 | 0.050753 | 0 |  | --> | E13 ex HEADFORD | Headford [T41,T42] | CLOON |  | 53.5183 | -9.0877
MV/LV Substation SH***871Z |  | 10 kV | _ | LV | 400 kVA :Building Structure | 0.4 | --> | 0.4 | 0 | 0 | Constrained,otherwise capacity available =357kVA. | --> | 0.38 | 0 | 0.008151 | 0.40648 | 0 |  | --> | C11 ex HOWTH JUNCTION | Howth Junction [T41,T42] | GRANGE (DR) |  | 53.38 | -6.1622
MV/LV Substation SH***872 |  | 10 kV | _ | LV | 50 kVA :Pole Substation | 0.05 | --> | 0.05 | 0 | 0 | Constrained,otherwise capacity available =39kVA. | --> | 0.0475 | 0 | 0.002223 | 0.051643 | 0 |  | --> | E11 ex ASHBOURNE | Ashbourne [T421,T422] | FINGLAS |  | 53.45 | -6.322
MV/LV Substation SH***874Y |  | 10 kV | _ | LV | 100 kVA :Pole Substation | 0.1 | --> | 0.1 | 0 | 0 | Constrained,otherwise capacity available =96kVA. | --> | 0.095 | 0 | 0.006669 | 0 | 0 | Constrained,otherwise capacity available =100.6kW. | --> | C22 ex PORTLAOISE | Portlaoise [T41,T42] | PORTLAOISE |  | 53.0722 | -7.2352
MV/LV Substation SH***882X |  | 20 kV | _ | LV | 50 kVA :Pole Substation | 0.05 | --> | 0.05 | 0 | 0 | Constrained,otherwise capacity available =45kVA. | --> | 0.0475 | 0 | 0 | 0 | 0 | Constrained,otherwise capacity available =50.8kW. | --> | C17 ex COLLIGAN | Colligan [T41,T42] | DUNGARVAN |  | 52.0936 | -7.7115
MV/LV Substation SH***887 |  | 10 kV | _ | LV | 100 kVA :Pole Substation | 0.1 | --> | 0.1 | 0 | 0 | Constrained,otherwise capacity available =89kVA. | --> | 0.095 | 0 | 0.002964 | 0.10166 | 0 |  | --> | C11 ex CLONAKILTY | Clonakilty [T41,T42] | DUNMANWAY |  | 51.6472 | -8.8782
MV/LV Substation SH***892 |  | 10 kV | _ | LV | 100 kVA :Pole Substation | 0.1 | --> | 0.1 | 0 | 0 | Constrained,otherwise capacity available =90kVA. | --> | 0.095 | 0 | 0 | 0.10151 | 0 |  | --> | C17 ex HOLYCROSS ROAD | Holycross Road [T41,T42] | THURLES |  | 52.687 | -8.0466
MV/LV Substation SH***894Z |  | 20 kV | _ | LV | 200 kVA :Pole Substation | 0.2 | --> | 0.2 | 0.196 | 2.5 |  | --> | 0.19 | 0 | 0 | 0.20061 | 0 |  | --> | E18 ex BAGENALSTOWN | Bagenalstown [T421,T422] | CARLOW |  | 52.7061 | -6.8058
MV/LV Substation SH***895 |  | 10 kV | _ | LV | 50 kVA :Pole Substation | 0.05 | --> | 0.05 | 0.036 | 1.8 |  | --> | 0.0475 | 0 | 0 | 0.052083 | 0 |  | --> | C16 ex MOYLISH | Moylish [T41,T42] | ARDNACRUSHA |  | 52.6745 | -8.6724
MV/LV Substation SH***896X |  | 10 kV | _ | LV | 400 kVA :Kiosk Substation | 0.4 | --> | 0.4 | 0 | 0 | Constrained,otherwise capacity available =348kVA. | --> | 0.38 | 0 | 0 | 0.40782 | 0 |  | --> | C23 ex ATHLONE | Athlone [T41,T42] | ATHLONE |  | 53.4207 | -7.941
MV/LV Substation SH***898 |  | 10 kV | _ | LV | 50 kVA :Pole Substation | 0.05 | --> | 0.05 | 0.049 | 1.5 |  | --> | 0.0475 | 0 | 0 | 0.050152 | 0 |  | --> | C18 ex SHERCOCK | Shercock [T41,T42] | MEATH HILL |  | 53.9934 | -6.8903
MV/LV Substation SH***905 |  | 10 kV | _ | LV | 50 kVA :Pole Substation | 0.05 | --> | 0.05 | 0.048 | 18.7 |  | --> | 0.0475 | 0 | 0 | 0.050303 | 0 |  | --> | C13 ex ARKLOW | Arklow [T101,T102] | ARKLOW |  | 52.8209 | -6.1785
MV/LV Substation SH***912 |  | 10 kV | _ | LV | 100 kVA :Pole Substation | 0.1 | --> | 0.1 | 0.087 | 1.5 |  | --> | 0.095 | 0 | 0 | 0.10195 | 0 |  | --> | C21 ex SHERCOCK | Shercock [T41,T42] | MEATH HILL |  | 53.9915 | -6.9136
MV/LV Substation SH***914 |  | 10 kV | _ | LV | 50 kVA :Pole Substation | 0.05 | --> | 0.05 | 0 | 0 | Constrained,otherwise capacity available =49kVA. | --> | 0.0475 | 0 | 0 | 0.050152 | 0 |  | --> | C15 ex BLAKE | Blake [T41,T42] | BLAKE |  | 53.2869 | -6.855
MV/LV Substation SH***915 |  | 20 kV | _ | LV | 200 kVA :Pole Substation | 0.2 | --> | 0.2 | 0.2 | 1.9 |  | --> | 0.19 | 0 | 0 | 0 | 0 | Constrained,otherwise capacity available =200kW. | --> | E17 ex CREESLOUGH | Creeslough [T421] | ARDNAGAPPARY |  | 55.1465 | -8.0787
MV/LV Substation SH***916X |  | 10 kV | _ | LV | 100 kVA :Pole Substation | 0.1 | --> | 0.1 | 0 | 0 | Constrained,otherwise capacity available =79kVA. | --> | 0.095 | 0 | 0 | 0.10314 | 0 |  | --> | C11 ex CLONAKILTY | Clonakilty [T41,T42] | DUNMANWAY |  | 51.6469 | -8.8825
MV/LV Substation SH***919 |  | 10 kV | _ | LV | 400 kVA :Kiosk Substation | 0.4 | --> | 0.4 | 0.366 | 4.4 |  | --> | 0.38 | 0 | 0.011115 | 0.40513 | 0 |  | --> | C18 ex KINGSCOURT | Kingscourt [T41,T42] | MEATH HILL |  | 53.9096 | -6.809
MV/LV Substation SH***920X |  | 20 kV | _ | LV | 50 kVA :Pole Substation | 0.05 | --> | 0.05 | 0 | 0 | Constrained,otherwise capacity available =50kVA. | --> | 0.0475 | 0 | 0 | 0.05 | 0 |  | --> | E13 ex HEADFORD | Headford [T41,T42] | CLOON |  | 53.5321 | -9.0871
MV/LV Substation SH***921Y |  | 20 kV | _ | LV | 50 kVA :Pole Substation | 0.05 | --> | 0.05 | 0 | 0 | Constrained,otherwise capacity available =48kVA. | --> | 0.0475 | 0 | 0 | 0.050303 | 0 |  | --> | E15 ex ACADEMY STREET | Academy Street [T421,T422,T44] | NAVAN |  | 53.6338 | -6.6689
MV/LV Substation SH***922X |  | 10 kV | _ | LV | 400 kVA :Kiosk Substation | 0.4 | --> | 0.4 | 0 | 0 | Constrained,otherwise capacity available =313kVA. | --> | 0.38 | 0 | 0 | 0.413 | 0 |  | --> | C23 ex ATHLONE | Athlone [T41,T42] | ATHLONE |  | 53.4214 | -7.9418
MV/LV Substation SH***923X |  | 10 kV | _ | LV | 630 kVA :Kiosk Substation | 0.63 | --> | 0.63 | 0 | 0 | Constrained,otherwise capacity available =500kVA. | --> | 0.5985 | 0 | 0 | 0 | 0 | Constrained,otherwise capacity available =500kW. | --> | C12 ex ROSCREA | Roscrea [T41,T42] | IKERRIN |  | 52.9559 | -7.7979
MV/LV Substation SH***923Z |  | 10 kV | _ | LV | 100 kVA :Pole Substation | 0.1 | --> | 0.1 | 0 | 0 | Constrained,otherwise capacity available =94kVA. | --> | 0.095 | 0 | 0.00741 | 0.10091 | 0 |  | --> | C18 ex SALLINS | Sallins [T41,T42] | GRIFFINRATH |  | 53.2648 | -6.6472
MV/LV Substation SH***924 |  | 10 kV | _ | LV | 50 kVA :Pole Substation | 0.05 | --> | 0.05 | 0.045 | 2.4 |  | --> | 0.0475 | 0 | 0 | 0.050753 | 0 |  | --> | C18 ex GURTEEN | Gurteen [T41] | TONROE |  | 53.9689 | -8.4672
MV/LV Substation SH***924X |  | 20 kV | _ | LV | 200 kVA :Pole Substation | 0.2 | --> | 0.2 | 0 | 0 | Constrained,otherwise capacity available =192kVA. | --> | 0.19 | 0 | 0 | 0 | 0 | Constrained,otherwise capacity available =201.2kW. | --> | C13 ex CLOYNE | Cloyne [T41] | MIDLETON |  | 51.8524 | -8.0259
MV/LV Substation SH***924X |  | 20 kV | _ | LV | 50 kVA :Pole Substation | 0.05 | --> | 0.05 | 0.039 | 1.3 |  | --> | 0.0475 | 0 | 0 | 0.051643 | 0 |  | --> | E15 ex BALLYCROSSAUN | Ballycrossaun [T421,T422] | SOMERSET |  | 53.0855 | -8.1016
MV/LV Substation SH***925 |  | 10 kV | _ | LV | 200 kVA :Kiosk Substation | 0.2 | --> | 0.2 | 0.2 | 18.7 |  | --> | 0.19 | 0 | 0 | 0.2 | 0 |  | --> | C13 ex ARKLOW | Arklow [T101,T102] | ARKLOW |  | 52.8162 | -6.1918
MV/LV Substation SH***928X |  | 10 kV | _ | LV | 400 kVA :Building Structure | 0.4 | --> | 0.4 | 0.119 | 14.2 |  | --> | 0.38 | 0 | 0.042978 | 0.45285 | 0 |  | --> | C11 ex COOKSTOWN | Cookstown [T101,T102] | CARRICKMINES |  | 53.2829 | -6.374
MV/LV Substation SH***930X |  | 10 kV | _ | LV | 630 kVA :Building Structure | 0.63 | --> | 0.63 | 0 | 0 | Constrained,otherwise capacity available =500kVA. | --> | 0.5985 | 0 | 0 | 0 | 0 | Constrained,otherwise capacity available =500kW. | --> | C12 ex COLLIGAN | Colligan [T41,T42] | DUNGARVAN |  | 52.0918 | -7.6209
MV/LV Substation SH***945 |  | 10 kV | _ | LV | 630 kVA :Kiosk Substation | 0.63 | --> | 0.63 | 0.5 | 9.1 |  | --> | 0.5985 | 0 | 0.003705 | 0.5 | 0 |  | --> | C18 ex ARDNAREE | Ardnaree [T42,T421] | MOY |  | 54.1091 | -9.1441
MV/LV Substation SH***945X |  | 20 kV | _ | LV | 50 kVA :Pole Substation | 0.05 | --> | 0.05 | 0.046 | 8.2 |  | --> | 0.0475 | 0 | 0 | 0.050604 | 0 |  | --> | C17 ex MOUNT MISERY | Mount Misery [T41,T42] | WATERFORD |  | 52.3255 | -7.0562
MV/LV Substation SH***950 |  | 10 kV | _ | LV | 50 kVA :Pole Substation | 0.05 | --> | 0.05 | 0.045 | 5.3 |  | --> | 0.0475 | 0 | 0 | 0.050753 | 0 |  | --> | C12 ex BALLYTIVNAN | Ballytivnan [T41,T42] | SLIGO |  | 54.2924 | -8.46
MV/LV Substation SH***963 |  | 10 kV | _ | LV | 50 kVA :Pole Substation | 0.05 | --> | 0.05 | 0.05 | 0.9 |  | --> | 0.0475 | 0 | 0 | 0.05 | 0 |  | --> | C12 ex WOODFORD | Woodford [T41,T42] | KNOCKEARAGH |  | 52.0473 | -9.3399
MV/LV Substation SH***963Y |  | 10 kV | _ | LV | 630 kVA :Building Structure | 0.63 | --> | 0.63 | 0.5 | 1 |  | --> | 0.5985 | 0 | 0 | 0.5 | 0 |  | --> | C13 ex CORBALLY | Corbally [T41,T42] | ARDNACRUSHA |  | 52.668 | -8.621
MV/LV Substation SH***964 |  | 20 kV | _ | LV | 50 kVA :Pole Substation | 0.05 | --> | 0.05 | 0.05 | 1.9 |  | --> | 0.0475 | 0 | 0 | 0 | 0 | Constrained,otherwise capacity available =50kW. | --> | E18 ex CREESLOUGH | Creeslough [T421] | ARDNAGAPPARY |  | 55.1094 | -7.8878
MV/LV Substation SH***973Y |  | 10 kV | _ | LV | 400 kVA :Kiosk Substation | 0.4 | --> | 0.4 | 0.25 | 1.8 |  | --> | 0.38 | 0 | 0.032604 | 0.42216 | 0 |  | --> | C16 ex MOYLISH | Moylish [T41,T42] | ARDNACRUSHA |  | 52.6795 | -8.6635
MV/LV Substation SH***980X |  | 20 kV | _ | LV | 200 kVA :Pole Substation | 0.2 | --> | 0.2 | 0 | 0 | Constrained,otherwise capacity available =174kVA. | --> | 0.19 | 0 | 0 | 0 | 0 | Constrained,otherwise capacity available =203.9kW. | --> | C13 ex CLOYNE | Cloyne [T41] | MIDLETON |  | 51.8518 | -8.033
MV/LV Substation SH***989X |  | 10 kV | _ | LV | 400 kVA :Kiosk Substation | 0.4 | --> | 0.4 | 0 | 0 | Constrained,otherwise capacity available =326kVA. | --> | 0.38 | 0 | 0.008151 | 0.41108 | 0 |  | --> | C15 ex ENNIS NORTH | Ennis North [T41,T42] | ENNIS |  | 52.8532 | -9.0098
MV/LV Substation SH***992 |  | 20 kV | _ | LV | 100 kVA :Pole Substation | 0.1 | --> | 0.1 | 0 | 0 | Constrained,otherwise capacity available =69kVA. | --> | 0.095 | 0 | 0 | 0 | 0 | Constrained,otherwise capacity available =104.6kW. | --> | E22 ex ROSCREA | Roscrea [T41,T42] | IKERRIN |  | 52.9868 | -7.9244
MV/LV Substation SH***996X |  | 10 kV | _ | LV | 400 kVA :Kiosk Substation | 0.4 | --> | 0.4 | 0 | 0 | Constrained,otherwise capacity available =339kVA. | --> | 0.38 | 0 | 0 | 0 | 0 | Constrained,otherwise capacity available =409.2kW. | --> | C17 ex COLLIGAN | Colligan [T41,T42] | DUNGARVAN |  | 52.0964 | -7.6281
MV/LV Substation SI***001Z |  | 10 kV | _ | LV | 400 kVA :Kiosk Substation | 0.4 | --> | 0.4 | 0 | 0 | Constrained,otherwise capacity available =362kVA. | --> | 0.38 | 0 | 0 | 0 | 0 | Constrained,otherwise capacity available =405.7kW. | --> | C16 ex MOUNTMELLICK | Mountmellick [T41,T42] | PORTLAOISE |  | 53.1232 | -7.3216
MV/LV Substation SI***002Y |  | 10 kV | _ | LV | 100 kVA :Pole Substation | 0.1 | --> | 0.1 | 0.087 | 12.2 |  | --> | 0.095 | 0 | 0 | 0.10195 | 0 |  | --> | C17 ex BALLYBEG | Ballybeg [T101,T102] | CARRICKMINES |  | 52.9559 | -6.0133
MV/LV Substation SI***009X |  | 20 kV | _ | LV | 50 kVA :Pole Substation | 0.05 | --> | 0.05 | 0.035 | 1.2 |  | --> | 0.0475 | 0 | 0.003705 | 0.052228 | 0 |  | --> | E21 ex CRATLOE | Cratloe [T421,T422] | ARDNACRUSHA |  | 52.7449 | -8.7795
MV/LV Substation SI***011 |  | 10 kV | _ | LV | 400 kVA :Kiosk Substation | 0.4 | --> | 0.4 | 0 | 0 | Constrained,otherwise capacity available =371kVA. | --> | 0.38 | 0 | 0.017784 | 0.40438 | 0 |  | --> | C20 ex TYMON | Tymon [T41,T42] | COOKSTOWN |  | 53.2948 | -6.3483
MV/LV Substation SI***016Y |  | 10 kV | _ | LV | 200 kVA :Kiosk Substation | 0.2 | --> | 0.2 | 0.167 | 3.5 |  | --> | 0.19 | 0 | 0 | 0.20495 | 0 |  | --> | C13 ex TRIMMS LANE | Trimms Lane [T41,T42] | SALTHILL |  | 53.2712 | -9.0591
MV/LV Substation SI***020 |  | 10 kV | _ | LV | 100 kVA :Pole Substation | 0.1 | --> | 0.1 | 0 | 0 | Constrained,otherwise capacity available =50kVA. | --> | 0.095 | 0 | 0 | 0.10732 | 0 |  | --> | C17 ex DEERPARK | Deerpark [T41,T42] | BALLYDINE |  | 52.3519 | -7.4153
MV/LV Substation SI***021X |  | 10 kV | _ | LV | 400 kVA :Kiosk Substation | 0.4 | --> | 0.4 | 0 | 0 | Constrained,otherwise capacity available =365kVA. | --> | 0.38 | 0 | 0 | 0.40528 | 0 |  | --> | C17 ex TOGHER | Togher [T41,T42] | TRABEG |  | 51.8721 | -8.4788
MV/LV Substation SI***024 |  | 10 kV | _ | LV | 400 kVA :Kiosk Substation | 0.4 | --> | 0.4 | 0 | 0 | Constrained,otherwise capacity available =360kVA. | --> | 0.38 | 0 | 0 | 0.40603 | 0 |  | --> | C12 ex ATHGARVAN | Athgarvan [T41,T44] | NEWBRIDGE |  | 53.1726 | -6.7961
MV/LV Substation SI***026X |  | 10 kV | _ | LV | 400 kVA :Kiosk Substation | 0.4 | --> | 0.4 | 0.358 | 1.6 |  | --> | 0.38 | 0 | 0 | 0 | 0 | Constrained,otherwise capacity available =406.3kW. | --> | C15 ex BUNDORAN | Bundoran [T41,T42] | CATHALEENS FALL |  | 54.4744 | -8.2986
MV/LV Substation SI***027 |  | 10 kV | _ | LV | 200 kVA :Kiosk Substation | 0.2 | --> | 0.2 | 0.077 | 1.6 |  | --> | 0.19 | 0 | 0.008151 | 0 | 0 | Constrained,otherwise capacity available =217.9kW. | --> | C16 ex BUNDORAN | Bundoran [T41,T42] | CATHALEENS FALL |  | 54.4824 | -8.2679
MV/LV Substation SI***029 |  | 10 kV | _ | LV | 630 kVA :Kiosk Substation | 0.63 | --> | 0.63 | 0 | 0 | Constrained,otherwise capacity available =500kVA. | --> | 0.5985 | 0 | 0 | 0.5 | 0 |  | --> | C11 ex MAYFIELD | Mayfield [T41,T42] | KILBARRY |  | 51.9111 | -8.4206
MV/LV Substation SI***030 |  | 10 kV | _ | LV | 200 kVA :Pole Substation | 0.2 | --> | 0.2 | 0.151 | 0.9 |  | --> | 0.19 | 0 | 0.017784 | 0 | 0 | Constrained,otherwise capacity available =207.3kW. | --> | C18 ex SPA ROAD | Spa Road [T41,T42] | DOON |  | 52.3576 | -7.6812
MV/LV Substation SI***033Z |  | 10 kV | _ | LV | 200 kVA :Kiosk Substation | 0.2 | --> | 0.2 | 0 | 0 | Constrained,otherwise capacity available =114kVA. | --> | 0.19 | 0 | 0.00741 | 0.21265 | 0 |  | --> | C20 ex RATHMULLAN | Rathmullan [T41,T42] | DRYBRIDGE |  | 53.707 | -6.3519
MV/LV Substation SI***039 |  | 10 kV | _ | LV | 100 kVA :Pole Substation | 0.1 | --> | 0.1 | 0 | 0 | Constrained,otherwise capacity available =53kVA. | --> | 0.095 | 0 | 0.003705 | 0.10689 | 0 |  | --> | C17 ex DEERPARK | Deerpark [T41,T42] | BALLYDINE |  | 52.3522 | -7.4213
MV/LV Substation SI***041Y |  | 10 kV | _ | LV | 400 kVA :Building Structure | 0.4 | --> | 0.4 | 0.363 | 3.9 |  | --> | 0.38 | 0 | 0.020007 | 0.40558 | 0 |  | --> | C14 ex GALWAY 110KV | Galway 110kv [T102,T103] | GALWAY 110KV |  | 53.2766 | -9.013
MV/LV Substation SI***048 |  | 20 kV | _ | LV | 100 kVA :Pole Substation | 0.1 | --> | 0.1 | 0 | 0 | Constrained,otherwise capacity available =76kVA. | --> | 0.095 | 0 | 0.012597 | 0.10358 | 0 |  | --> | E16 ex ACADEMY STREET | Academy Street [T421,T422,T44] | NAVAN |  | 53.6401 | -6.6879
MV/LV Substation SI***064 |  | 10 kV | _ | LV | 630 kVA :Building Structure | 0.63 | --> | 0.63 | 0.5 | 3 |  | --> | 0.5985 | 0 | 0 | 0 | 0 | Constrained,otherwise capacity available =500kW. | --> | C12 ex BALLYRAINE | Ballyraine [T41,T42] | LETTERKENNY |  | 54.9587 | -7.7039
MV/LV Substation SI***082 |  | 10 kV | _ | LV | 200 kVA :Pole Substation | 0.2 | --> | 0.2 | 0 | 0 | Constrained,otherwise capacity available =126kVA. | --> | 0.19 | 0 | 0.016302 | 0 | 0 | Constrained,otherwise capacity available =210.9kW. | --> | C20 ex COLLIGAN | Colligan [T41,T42] | DUNGARVAN |  | 52.0894 | -7.6387
MV/LV Substation SI***087 |  | 10 kV | _ | LV | 50 kVA :Pole Substation | 0.05 | --> | 0.05 | 0 | 0 | Constrained,otherwise capacity available =31kVA. | --> | 0.0475 | 0 | 0.003705 | 0.052806 | 0 |  | --> | C17 ex LOUGHREA | Loughrea [T41,T42] | SOMERSET |  | 53.202 | -8.5583
MV/LV Substation SI***090 |  | 10 kV | _ | LV | 400 kVA :Building Structure | 0.4 | --> | 0.4 | 0 | 0 | Constrained,otherwise capacity available =355kVA. | --> | 0.38 | 0 | 0 | 0.40677 | 0 |  | --> | C11 ex MORNINGTON ROAD | Mornington Road [T41,T42] | DRYBRIDGE |  | 53.7154 | -6.3367
MV/LV Substation SI***091 |  | 10 kV | _ | LV | 630 kVA :Building Structure | 0.63 | --> | 0.63 | 0.5 | 7 |  | --> | 0.5985 | 0 | 0 | 0.5 | 0 |  | --> | C41 ex NORTH QUAYS | North Quays [T101,T102,T103] | POOLBEG |  | 53.3526 | -6.2319
MV/LV Substation SI***098X |  | 10 kV | _ | LV | 100 kVA :Pole Substation | 0.1 | --> | 0.1 | 0.1 | 1.5 |  | --> | 0.095 | 0 | 0 | 0.1 | 0 |  | --> | C15 ex SCREEB | Screeb [T41] | SCREEB |  | 53.3576 | -9.7037
MV/LV Substation SI***105 |  | 10 kV | _ | LV | 200 kVA :Pole Substation | 0.2 | --> | 0.2 | 0 | 0 | Constrained,otherwise capacity available =200kVA. | --> | 0.19 | 0 | 0 | 0.2 | 0 |  | --> | C16 ex SAGGART | Saggart [T41,T42] | GRANGE CASTLE |  | 53.2761 | -6.4518
MV/LV Substation SI***105Z |  | 10 kV | _ | LV | 200 kVA :Pole Substation | 0.2 | --> | 0.2 | 0 | 0 | Constrained,otherwise capacity available =198kVA. | --> | 0.19 | 0 | 0 | 0.2003 | 0 |  | --> | C19 ex CLONDALKIN | Clondalkin [T41,T42,T44] | INCHICORE 220KV |  | 53.2979 | -6.4338
MV/LV Substation SI***107X |  | 20 kV | _ | LV | 50 kVA :Pole Substation | 0.05 | --> | 0.05 | 0.027 | 8.5 |  | --> | 0.0475 | 0 | 0 | 0 | 0 | Constrained,otherwise capacity available =53.4kW. | --> | E14 ex ARIGNA | Arigna [T121] | ARIGNA |  | 54.0528 | -8.0404
MV/LV Substation SI***117Z |  | 10 kV | _ | LV | 400 kVA :Kiosk Substation | 0.4 | --> | 0.4 | 0 | 0 | Constrained,otherwise capacity available =295kVA. | --> | 0.38 | 0 | 0.013338 | 0.41564 | 0 |  | --> | C22 ex CELBRIDGE | Celbridge [T41,T42] | GRIFFINRATH |  | 53.3342 | -6.5408
MV/LV Substation SI***119 |  | 10 kV | _ | LV | 400 kVA :Kiosk Substation | 0.4 | --> | 0.4 | 0.179 | 2.9 |  | --> | 0.38 | 0 | 0.064467 | 0.43222 | 0 |  | --> | C17 ex ABBEYLAND | Abbeyland [T41,T42] | NAVAN |  | 53.6594 | -6.691
MV/LV Substation SI***124 |  | 20 kV | _ | LV | 50 kVA :Pole Substation | 0.05 | --> | 0.05 | 0 | 0 | Constrained,otherwise capacity available =17kVA. | --> | 0.0475 | 0 | 0 | 0.054773 | 0 |  | --> | C16 ex CARRICK ON SHANNON | Carrick On Shannon [T41,T42] | CARRICK ON SHANNON |  | 53.8237 | -8.0696
MV/LV Substation SI***128X |  | 20 kV | _ | LV | 100 kVA :Pole Substation | 0.1 | --> | 0.1 | 0 | 0 | Constrained,otherwise capacity available =56kVA. | --> | 0.095 | 0 | 0 | 0 | 0 | Constrained,otherwise capacity available =106.5kW. | --> | E18 ex CARNDONAGH | Carndonagh [T421,T422] | TRILLICK |  | 55.2508 | -7.2484
MV/LV Substation SI***132Z |  | 10 kV | _ | LV | 400 kVA :Building Structure | 0.4 | --> | 0.4 | 0 | 0 | Constrained,otherwise capacity available =400kVA. | --> | 0.38 | 0 | 0 | 0.4 | 0 |  | --> | C34 ex CLONDALKIN | Clondalkin [T41,T42,T44] | INCHICORE 220KV |  | 53.319 | -6.3812
MV/LV Substation SI***150Y |  | 20 kV | _ | LV | 50 kVA :Pole Substation | 0.05 | --> | 0.05 | 0 | 0 | Constrained,otherwise capacity available =50kVA. | --> | 0.0475 | 0 | 0 | 0.05 | 0 |  | --> | E18 ex GARRANACANTY | Garranacanty [T421,T422] | TIPPERARY |  | 52.519 | -8.1478
MV/LV Substation SI***151Z |  | 10 kV | _ | LV | 630 kVA :Building Structure | 0.63 | --> | 0.63 | 0.5 | 1 |  | --> | 0.5985 | 0 | 0.017784 | 0.5 | 0 |  | --> | C16 ex CORBALLY | Corbally [T41,T42] | ARDNACRUSHA |  | 52.6674 | -8.6199
MV/LV Substation SI***152 |  | 10 kV | _ | LV | 50 kVA :Pole Substation | 0.05 | --> | 0.05 | 0.05 | 1.6 |  | --> | 0.0475 | 0 | 0 | 0 | 0 | Constrained,otherwise capacity available =50kW. | --> | C15 ex DERRYBEG | Derrybeg [T41,T42] | ARDNAGAPPARY |  | 55.0645 | -8.2778
MV/LV Substation SI***153 |  | 10 kV | _ | LV | 200 kVA :Kiosk Substation | 0.2 | --> | 0.2 | 0.131 | 2.3 |  | --> | 0.19 | 0 | 0.011115 | 0.21022 | 0 |  | --> | E13 ex AGHADA | Aghada [T721] | N/A |  | 51.8428 | -8.2084
MV/LV Substation SI***154 |  | 10 kV | _ | LV | 400 kVA :Kiosk Substation | 0.4 | --> | 0.4 | 0.263 | 1.2 |  | --> | 0.38 | 0 | 0.037791 | 0.42029 | 0 |  | --> | C16 ex SALLYNOGGIN ROAD | Sallynoggin Road [T41,T42] | CHERRYWOOD |  | 53.2795 | -6.1314
MV/LV Substation SI***167 |  | 10 kV | _ | LV | 400 kVA :Kiosk Substation | 0.4 | --> | 0.4 | 0.267 | 4.5 |  | --> | 0.38 | 0 | 0.031863 | 0.41971 | 0 |  | --> | C21 ex BOGHALL ROAD | Boghall Road [T41,T42] | FASSAROE |  | 53.1979 | -6.1021
MV/LV Substation SI***173Y |  | 10 kV | _ | LV | 400 kVA :Building Structure | 0.4 | --> | 0.4 | 0.164 | 3.9 |  | --> | 0.38 | 0 | 0 | 0.41797 | 0 |  | --> | C15 ex MARSHES | Marshes [T41,T42] | DUNDALK |  | 53.9795 | -6.3848
MV/LV Substation SI***176Y |  | 10 kV | _ | LV | 200 kVA :Pole Substation | 0.2 | --> | 0.2 | 0.2 | 14.3 |  | --> | 0.19 | 0 | 0 | 0.2 | 0 |  | --> | C22 ex KILLOTERAN | Killoteran [T101,T102] | KILLOTERAN |  | 52.2316 | -7.1466
MV/LV Substation SI***179 |  | 10 kV | _ | LV | 50 kVA :Pole Substation | 0.05 | --> | 0.05 | 0.026 | 3 |  | --> | 0.0475 | 0 | 0.003705 | 0.053518 | 0 |  | --> | C23 ex NENAGH | Nenagh [T41,T42] | NENAGH |  | 52.7949 | -8.2387
MV/LV Substation SI***186 |  | 10 kV | _ | LV | 630 kVA :Building Structure | 0.63 | --> | 0.63 | 0 | 0 | Constrained,otherwise capacity available =500kVA. | --> | 0.5985 | 0 | 0.003705 | 0.5 | 0 |  | --> | C12 ex MAYFIELD | Mayfield [T41,T42] | KILBARRY |  | 51.904 | -8.4231
MV/LV Substation SI***193Y |  | 10 kV | _ | LV | 400 kVA :Kiosk Substation | 0.4 | --> | 0.4 | 0 | 0 | Constrained,otherwise capacity available =259kVA. | --> | 0.38 | 0 | 0 | 0.42086 | 0 |  | --> | C21 ex WATERFORD IND EST | Waterford Ind Est [T41,T42,T44] | BUTLERSTOWN |  | 52.2332 | -7.1442
MV/LV Substation SI***194Y |  | 10 kV | _ | LV | 400 kVA :Kiosk Substation | 0.4 | --> | 0.4 | 0 | 0 | Constrained,otherwise capacity available =371kVA. | --> | 0.38 | 0 | 0 | 0.40438 | 0 |  | --> | C21 ex WATERFORD IND EST | Waterford Ind Est [T41,T42,T44] | BUTLERSTOWN |  | 52.235 | -7.1456
MV/LV Substation SI***205Y |  | 10 kV | _ | LV | 400 kVA :Kiosk Substation | 0.4 | --> | 0.4 | 0 | 0 | Constrained,otherwise capacity available =368kVA. | --> | 0.38 | 0 | 0 | 0.40483 | 0 |  | --> | C21 ex WATERFORD IND EST | Waterford Ind Est [T41,T42,T44] | BUTLERSTOWN |  | 52.234 | -7.1442
MV/LV Substation SI***224 |  | 10 kV | _ | LV | 400 kVA :Kiosk Substation | 0.4 | --> | 0.4 | 0 | 0 | Constrained,otherwise capacity available =293kVA. | --> | 0.38 | 0 | 0.025194 | 0.41593 | 0 |  | --> | C18 ex DUNDRUM | Dundrum [T41,T42] | BLACKROCK |  | 53.3173 | -6.2248
MV/LV Substation SI***236 |  | 10 kV | _ | LV | 400 kVA :Kiosk Substation | 0.4 | --> | 0.4 | 0.236 | 1.2 |  | --> | 0.38 | 0 | 0.02964 | 0.42417 | 0 |  | --> | C21 ex SALLYNOGGIN ROAD | Sallynoggin Road [T41,T42] | CHERRYWOOD |  | 53.2824 | -6.1313
MV/LV Substation SI***245 |  | 20 kV | _ | LV | 200 kVA :Pole Substation | 0.2 | --> | 0.2 | 0 | 0 | Constrained,otherwise capacity available =132kVA. | --> | 0.19 | 0 | 0 | 0 | 0 | Constrained,otherwise capacity available =210.1kW. | --> | C11 ex TIMOLEAGUE | Timoleague [T41] | BANDON |  | 51.6347 | -8.7166
MV/LV Substation SI***245Y |  | 10 kV | _ | LV | 200 kVA :Kiosk Substation | 0.2 | --> | 0.2 | 0 | 0 | Constrained,otherwise capacity available =138kVA. | --> | 0.19 | 0 | 0.031122 | 0.2092 | 0 |  | --> | C21 ex WATERFORD IND EST | Waterford Ind Est [T41,T42,T44] | BUTLERSTOWN |  | 52.232 | -7.1447
MV/LV Substation SI***245Z |  | 20 kV | _ | LV | 400 kVA :Kiosk Substation | 0.4 | --> | 0.4 | 0 | 0 | Constrained,otherwise capacity available =382kVA. | --> | 0.38 | 0 | 0.011115 | 0 | 0 | Constrained,otherwise capacity available =402.7kW. | --> | C12 ex BANTRY | Bantry [T41,T42] | BALLYLICKY |  | 51.6754 | -9.4457
MV/LV Substation SI***249X |  | 10 kV | _ | LV | 400 kVA :Kiosk Substation | 0.4 | --> | 0.4 | 0.233 | 1 |  | --> | 0.38 | 0 | 0.030381 | 0.42459 | 0 |  | --> | C18 ex CORBALLY | Corbally [T41,T42] | ARDNACRUSHA |  | 52.6871 | -8.6201
MV/LV Substation SI***250X |  | 10 kV | _ | LV | 400 kVA :Kiosk Substation | 0.4 | --> | 0.4 | 0.355 | 1 |  | --> | 0.38 | 0 | 0 | 0 | 0 | Constrained,otherwise capacity available =406.8kW. | --> | C18 ex BOYLE | Boyle [T41,T42] | CARRICK ON SHANNON |  | 53.9627 | -8.3016
MV/LV Substation SI***258Z |  | 10 kV | _ | LV | 200 kVA :Kiosk Substation | 0.2 | --> | 0.2 | 0.141 | 1 |  | --> | 0.19 | 0 | 0.004446 | 0.20877 | 0 |  | --> | E19 ex LONGFORD | Longford [T421,T422] | RICHMOND |  | 53.6959 | -7.8075
MV/LV Substation SI***261 |  | 20 kV | _ | LV | 100 kVA :Pole Substation | 0.1 | --> | 0.1 | 0.092 | 16.1 |  | --> | 0.095 | 0 | 0 | 0.10121 | 0 |  | --> | E21 ex WEXFORD | Wexford [T121,T122] | WEXFORD |  | 52.3902 | -6.4298
MV/LV Substation SI***264 |  | 10 kV | _ | LV | 400 kVA :Kiosk Substation | 0.4 | --> | 0.4 | 0.274 | 1.5 |  | --> | 0.38 | 0 | 0 | 0.41869 | 0 |  | --> | C20 ex MONKSTOWN | Monkstown [T41,T42] | BLACKROCK |  | 53.3016 | -6.1872
MV/LV Substation SI***280Y |  | 10 kV | _ | LV | 400 kVA :Kiosk Substation | 0.4 | --> | 0.4 | 0 | 0 | Constrained,otherwise capacity available =314kVA. | --> | 0.38 | 0 | 0.018525 | 0.41285 | 0 |  | --> | C21 ex WATERFORD IND EST | Waterford Ind Est [T41,T42,T44] | BUTLERSTOWN |  | 52.2354 | -7.1431
MV/LV Substation SI***281X |  | 10 kV | _ | LV | 400 kVA :Kiosk Substation | 0.4 | --> | 0.4 | 0.4 | 13.9 |  | --> | 0.38 | 0 | 0 | 0.4 | 0 |  | --> | C18 ex CENTRAL PARK | Central Park [T101,T102] | CARRICKMINES |  | 53.2708 | -6.2061
MV/LV Substation SI***282Y |  | 10 kV | _ | LV | 100 kVA :Pole Substation | 0.1 | --> | 0.1 | 0 | 0 | Constrained,otherwise capacity available =89kVA. | --> | 0.095 | 0 | 0 | 0.10166 | 0 |  | --> | C13 ex DRYBRIDGE | Drybridge [T41,T42] | DRYBRIDGE |  | 53.7358 | -6.3638
MV/LV Substation SI***290 |  | 10 kV | _ | LV | 400 kVA :Kiosk Substation | 0.4 | --> | 0.4 | 0 | 0 | Constrained,otherwise capacity available =276kVA. | --> | 0.38 | 0 | 0.017043 | 0.4184 | 0 |  | --> | C12 ex MAYFIELD | Mayfield [T41,T42] | KILBARRY |  | 51.9106 | -8.4258
MV/LV Substation SI***292Z |  | 10 kV | _ | LV | 200 kVA :Pole Substation | 0.2 | --> | 0.2 | 0.14764 | 0.1 | Constrained,otherwise capacity available =177kVA. | --> | 0.19 | 0 | 0 | 0.20346 | 0 |  | --> | C17 ex KILCULLEN | Kilcullen [T41,T42,T424] | STRATFORD |  | 53.1494 | -6.7184
MV/LV Substation SI***307Y |  | 10 kV | _ | LV | 630 kVA :Kiosk Substation | 0.63 | --> | 0.63 | 0 | 0 | Constrained,otherwise capacity available =500kVA. | --> | 0.5985 | 0 | 0 | 0.5 | 0 |  | --> | E13 ex DALTON | Dalton [T421,T422] | DALTON |  | 53.7251 | -8.9964
MV/LV Substation SI***310Z |  | 10 kV | _ | LV | 400 kVA :Building Structure | 0.4 | --> | 0.4 | 0 | 0 | Constrained,otherwise capacity available =394kVA. | --> | 0.38 | 0 | 0 | 0.40091 | 0 |  | --> | C18 ex DENNEHYS CROSS | Dennehys Cross [T41,T42] | TRABEG |  | 51.8892 | -8.5218
MV/LV Substation SI***315Z |  | 10 kV | _ | LV | 100 kVA :Pole Substation | 0.1 | --> | 0.1 | 0 | 0 | Constrained,otherwise capacity available =100kVA. | --> | 0.095 | 0 | 0 | 0.1 | 0 |  | --> | C14 ex ATHGARVAN | Athgarvan [T41,T44] | NEWBRIDGE |  | 53.1821 | -6.7783
MV/LV Substation SI***320 |  | 10 kV | _ | LV | 400 kVA :Building Structure | 0.4 | --> | 0.4 | 0.4 | 3.9 |  | --> | 0.38 | 0 | 0 | 0.4 | 0 |  | --> | C25 ex GALWAY 110KV | Galway 110kv [T102,T103] | GALWAY 110KV |  | 53.2882 | -9.0241
MV/LV Substation SI***349Y |  | 10 kV | _ | LV | 1000 kVA :Building Structure | 1 | --> | 1 | 0 | 0 | Constrained,otherwise capacity available =500kVA. | --> | 0.95 | 0 | 0 | 0.5 | 0 |  | --> | C23 ex ATHLONE | Athlone [T41,T42] | ATHLONE |  | 53.425 | -7.9422
MV/LV Substation SI***360X |  | 10 kV | _ | LV | 100 kVA :Pole Substation | 0.1 | --> | 0.1 | 0.1 | 5 |  | --> | 0.095 | 0 | 0 | 0.1 | 0 |  | --> | C14 ex MCDONAGH | Mcdonagh [T41,T42] | KILKENNY |  | 52.647 | -7.2268
MV/LV Substation SI***366Y |  | 10 kV | _ | LV | 100 kVA :Pole Substation | 0.1 | --> | 0.1 | 0.086 | 3 |  | --> | 0.095 | 0 | 0 | 0.1021 | 0 |  | --> | C23 ex NENAGH | Nenagh [T41,T42] | NENAGH |  | 52.7948 | -8.2405
MV/LV Substation SI***366Z |  | 10 kV | _ | LV | 630 kVA :Kiosk Substation | 0.63 | --> | 0.63 | 0 | 0 | Constrained,otherwise capacity available =500kVA. | --> | 0.5985 | 0 | 0 | 0.5 | 0 |  | --> | C17 ex MORNINGTON ROAD | Mornington Road [T41,T42] | DRYBRIDGE |  | 53.7147 | -6.3442
MV/LV Substation SI***368Y |  | 20 kV | _ | LV | 200 kVA :Pole Substation | 0.2 | --> | 0.2 | 0 | 0 | Constrained,otherwise capacity available =200kVA. | --> | 0.19 | 0 | 0 | 0 | 0 | Constrained,otherwise capacity available =200kW. | --> | E12 ex EMYVALE | Emyvale [T422] | LISDRUM |  | 54.3625 | -7.0756
MV/LV Substation SI***373 |  | 10 kV | _ | LV | 630 kVA :Building Structure | 0.63 | --> | 0.63 | 0.5 | 2.3 |  | --> | 0.5985 | 0 | 0.00741 | 0.5 | 0 |  | --> | C21 ex BALLYRICKARD | Ballyrickard [T41,T42] | TRALEE |  | 52.2665 | -9.708
MV/LV Substation SI***394X |  | 10 kV | _ | LV | 630 kVA :Building Structure | 0.63 | --> | 0.63 | 0.462 | 4.6 |  | --> | 0.5985 | 0 | 0.040755 | 0.5 | 0 |  | --> | C36 ex CASTLEVIEW | Castleview [T101,T102] | CASTLEVIEW |  | 51.9026 | -8.3465
MV/LV Substation SI***4010 |  | 10 kV | _ | LV | 200 kVA :Pole Substation | 0.2 | --> | 0.2 | 0 | 0 | Constrained,otherwise capacity available =200kVA. | --> | 0.19 | 0 | 0 | 0.2 | 0 |  | --> | C18 ex GORT | Gort [T41,T42] | ENNIS |  | 53.0446 | -8.8411
MV/LV Substation SI***4042 |  | 20 kV | _ | LV | 400 kVA :Building Structure | 0.4 | --> | 0.4 | 0.4 | 3 |  | --> | 0.38 | 0 | 0 | 0 | 0 | Constrained,otherwise capacity available =400kW. | --> | E12 ex MOVILLE | Moville [T421,T422] | TRILLICK |  | 55.1968 | -7.0306
MV/LV Substation SI***4048 |  | 10 kV | _ | LV | 400 kVA :Kiosk Substation | 0.4 | --> | 0.4 | 0.15247 | 0.2 | Constrained,otherwise capacity available =400kVA. | --> | 0.38 | 0 | 0 | 0.4 | 0 |  | --> | C13 ex SANDYFORD | Sandyford [T41,T42] | CARRICKMINES |  | 53.268 | -6.2583
MV/LV Substation SI***4051 |  | 20 kV | _ | LV | 100 kVA :Pole Substation | 0.1 | --> | 0.1 | 0.095 | 1.1 |  | --> | 0.095 | 0 | 0 | 0.10076 | 0 |  | --> | E14 ex RANDALSTOWN | Randalstown [T422] | NAVAN |  | 53.7002 | -6.7014
MV/LV Substation SI***4055 |  | 10 kV | _ | LV | 50 kVA :Pole Substation | 0.05 | --> | 0.05 | 0 | 0 | Constrained,otherwise capacity available =48kVA. | --> | 0.0475 | 0 | 0 | 0.050303 | 0 |  | --> | C16 ex COOLCORCORAN | Coolcorcoran [T41,T42] | KNOCKEARAGH |  | 52.0807 | -9.5071
MV/LV Substation SI***405Y |  | 10 kV | _ | LV | 400 kVA :Kiosk Substation | 0.4 | --> | 0.4 | 0 | 0 | Constrained,otherwise capacity available =276kVA. | --> | 0.38 | 0 | 0.045942 | 0.4184 | 0 |  | --> | C21 ex WATERFORD IND EST | Waterford Ind Est [T41,T42,T44] | BUTLERSTOWN |  | 52.2347 | -7.1454
MV/LV Substation SI***4073 |  | 10 kV | _ | LV | 200 kVA :Kiosk Substation | 0.2 | --> | 0.2 | 0 | 0 | Constrained,otherwise capacity available =69kVA. | --> | 0.19 | 0 | 0.033345 | 0.21896 | 0 |  | --> | C12 ex LOUGHLINSTOWN | Loughlinstown [T41,T42] | CARRICKMINES |  | 53.2446 | -6.1347
MV/LV Substation SI***4080 |  | 10 kV | _ | LV | 50 kVA :Pole Substation | 0.05 | --> | 0.05 | 0.047 | 2.3 |  | --> | 0.0475 | 0 | 0 | 0.050453 | 0 |  | --> | C12 ex BALLYRICKARD | Ballyrickard [T41,T42] | TRALEE |  | 52.2695 | -9.7249
MV/LV Substation SI***4085 |  | 10 kV | _ | LV | 50 kVA :Pole Substation | 0.05 | --> | 0.05 | 0 | 0 | Constrained,otherwise capacity available =50kVA. | --> | 0.0475 | 0 | 0 | 0.05 | 0 |  | --> | C18 ex DUNLEER | Dunleer [T41,T42] | DRYBRIDGE |  | 53.8334 | -6.4004
MV/LV Substation SI***409 |  | 10 kV | _ | LV | 400 kVA :Building Structure | 0.4 | --> | 0.4 | 0.373 | 3.9 |  | --> | 0.38 | 0 | 0.00741 | 0.40408 | 0 |  | --> | C24 ex GALWAY 110KV | Galway 110kv [T102,T103] | GALWAY 110KV |  | 53.2809 | -9.0061
MV/LV Substation SI***4098 |  | 20 kV | _ | LV | 630 kVA :Kiosk Substation | 0.63 | --> | 0.63 | 0.5 | 2.3 |  | --> | 0.5985 | 0 | 0 | 0.5 | 0 |  | --> | E14 ex MOY | Moy [T421,T422] | MOY |  | 54.1934 | -9.2165
MV/LV Substation SI***4101 |  | 10 kV | _ | LV | 50 kVA :Pole Substation | 0.05 | --> | 0.05 | 0 | 0 | Constrained,otherwise capacity available =46kVA. | --> | 0.0475 | 0 | 0 | 0.050604 | 0 |  | --> | C12 ex SKIBBEREEN | Skibbereen [T41,T42] | DUNMANWAY |  | 51.5592 | -9.2449
MV/LV Substation SI***4105 |  | 10 kV | _ | LV | 400 kVA :Kiosk Substation | 0.4 | --> | 0.4 | 0 | 0 | Constrained,otherwise capacity available =400kVA. | --> | 0.38 | 0 | 0 | 0.4 | 0 |  | --> | C21 ex LITTLE BRAY | Little Bray [T41,T42] | FASSAROE |  | 53.1935 | -6.1878
MV/LV Substation SI***4114 |  | 10 kV | _ | LV | 630 kVA :Kiosk Substation | 0.63 | --> | 0.63 | 0 | 0 | Constrained,otherwise capacity available =500kVA. | --> | 0.5985 | 0 | 0.031863 | 0.5 | 0 |  | --> | C14 ex WHITEHALL | Whitehall [T41] | FINGLAS |  | 53.3767 | -6.2372
MV/LV Substation SI***4119 |  | 10 kV | _ | LV | 630 kVA :Building Structure | 0.63 | --> | 0.63 | 0 | 0 | Constrained,otherwise capacity available =500kVA. | --> | 0.5985 | 0 | 0 | 0.5 | 0 |  | --> | C19 ex LOUGHLINSTOWN | Loughlinstown [T41,T42] | CARRICKMINES |  | 53.2446 | -6.1433
MV/LV Substation SI***4128 |  | 20 kV | _ | LV | 50 kVA :Pole Substation | 0.05 | --> | 0.05 | 0 | 0 | Constrained,otherwise capacity available =29kVA. | --> | 0.0475 | 0 | 0 | 0 | 0 | Constrained,otherwise capacity available =53.1kW. | --> | C21 ex MILFORD (NR) | Milford (nr) [T41,T42] | LETTERKENNY |  | 55.209 | -7.8198
MV/LV Substation SI***4137 |  | 20 kV | _ | LV | 400 kVA :Kiosk Substation | 0.4 | --> | 0.4 | 0 | 0 | Constrained,otherwise capacity available =365kVA. | --> | 0.38 | 0 | 0 | 0 | 0 | Constrained,otherwise capacity available =405.3kW. | --> | E17 ex FOXHOLE | Foxhole [T421,T422] | DUNGARVAN |  | 51.9551 | -7.8707
MV/LV Substation SI***4139 |  | 10 kV | _ | LV | 400 kVA :Kiosk Substation | 0.4 | --> | 0.4 | 0.4 | 1.5 |  | --> | 0.38 | 0 | 0 | 0 | 0 | Constrained,otherwise capacity available =400kW. | --> | C19 ex TURLOUGH ROAD | Turlough Road [T43] | CASTLEBAR |  | 53.869 | -9.2831
MV/LV Substation SI***4146 |  | 10 kV | _ | LV | 50 kVA :Pole Substation | 0.05 | --> | 0.05 | 0 | 0 | Constrained,otherwise capacity available =50kVA. | --> | 0.0475 | 0 | 0 | 0 | 0 | Constrained,otherwise capacity available =50kW. | --> | C24 ex TINAHASK | Tinahask [T41,T42] | ARKLOW |  | 52.7865 | -6.1628
MV/LV Substation SI***4149 |  | 10 kV | _ | LV | 400 kVA :Kiosk Substation | 0.4 | --> | 0.4 | 0.365 | 4.1 |  | --> | 0.38 | 0 | 0 | 0.40528 | 0 |  | --> | C19 ex BALLYMUN | Ballymun [T41,T42] | FINGLAS |  | 53.3932 | -6.2692
MV/LV Substation SI***4157 |  | 10 kV | _ | LV | 50 kVA :Pole Substation | 0.05 | --> | 0.05 | 0.05 | 3.1 |  | --> | 0.0475 | 0 | 0 | 0.05 | 0 |  | --> | C13 ex PURCELLS INCH | Purcells Inch [T41,T42] | KILKENNY |  | 52.6431 | -7.2216
MV/LV Substation SI***4164 |  | 10 kV | _ | LV | 50 kVA :Pole Substation | 0.05 | --> | 0.05 | 0 | 0 | Constrained,otherwise capacity available =46kVA. | --> | 0.0475 | 0 | 0 | 0.050604 | 0 |  | --> | C18 ex MAYFIELD | Mayfield [T41,T42] | KILBARRY |  | 51.9179 | -8.4257
MV/LV Substation SI***4168 |  | 10 kV | _ | LV | 50 kVA :Pole Substation | 0.05 | --> | 0.05 | 0 | 0 | Constrained,otherwise capacity available =44kVA. | --> | 0.0475 | 0 | 0 | 0.050903 | 0 |  | --> | C17 ex ATHGARVAN | Athgarvan [T41,T44] | NEWBRIDGE |  | 53.1624 | -6.7957
MV/LV Substation SI***4176 |  | 10 kV | _ | LV | 630 kVA :Kiosk Substation | 0.63 | --> | 0.63 | 0 | 0 | Constrained,otherwise capacity available =500kVA. | --> | 0.5985 | 0 | 0 | 0.5 | 0 |  | --> | C23 ex CITYWEST | Citywest [T101,T102] | INCHICORE 220KV |  | 53.2883 | -6.437
MV/LV Substation SI***4196 |  | 10 kV | _ | LV | 400 kVA :Kiosk Substation | 0.4 | --> | 0.4 | 0 | 0 | Constrained,otherwise capacity available =267kVA. | --> | 0.38 | 0 | 0 | 0.41971 | 0 |  | --> | C16 ex ATHENRY | Athenry [T41,T42] | GALWAY 110KV |  | 53.3084 | -8.737
MV/LV Substation SI***4198 |  | 20 kV | _ | LV | 100 kVA :Pole Substation | 0.1 | --> | 0.1 | 0 | 0 | Constrained,otherwise capacity available =97kVA. | --> | 0.095 | 0 | 0 | 0.10045 | 0 |  | --> | E11 ex ASHBOURNE | Ashbourne [T421,T422] | FINGLAS |  | 53.4904 | -6.3701
MV/LV Substation SI***4199 |  | 10 kV | _ | LV | 400 kVA :Kiosk Substation | 0.4 | --> | 0.4 | 0 | 0 | Constrained,otherwise capacity available =400kVA. | --> | 0.38 | 0 | 0 | 0.4 | 0 |  | --> | C20 ex MULGANNON | Mulgannon [T41,T42] | WEXFORD |  | 52.304 | -6.4636
MV/LV Substation SI***4207 |  | 10 kV | _ | LV | 50 kVA :Pole Substation | 0.05 | --> | 0.05 | 0.042 | 13.1 |  | --> | 0.0475 | 0 | 0 | 0.0512 | 0 |  | --> | C20 ex MONREAD | Monread [T101,T102] | MONREAD |  | 53.2407 | -6.646
MV/LV Substation SI***420Y |  | 10 kV | _ | LV | 400 kVA :Kiosk Substation | 0.4 | --> | 0.4 | 0 | 0 | Constrained,otherwise capacity available =329kVA. | --> | 0.38 | 0 | 0.004446 | 0.41064 | 0 |  | --> | C20 ex MULGANNON | Mulgannon [T41,T42] | WEXFORD |  | 52.3052 | -6.4656
MV/LV Substation SI***4222 |  | 10 kV | _ | LV | 50 kVA :Pole Substation | 0.05 | --> | 0.05 | 0 | 0 | Constrained,otherwise capacity available =46kVA. | --> | 0.0475 | 0 | 0 | 0.050604 | 0 |  | --> | C22 ex BISHOPSTOWN | Bishopstown [T41,T42] | KILBARRY |  | 51.8868 | -8.5437
MV/LV Substation SI***4236 |  | 10 kV | _ | LV | 50 kVA :Pole Substation | 0.05 | --> | 0.05 | 0 | 0 | Constrained,otherwise capacity available =50kVA. | --> | 0.0475 | 0 | 0 | 0 | 0 | Constrained,otherwise capacity available =50kW. | --> | C20 ex COLLIGAN | Colligan [T41,T42] | DUNGARVAN |  | 52.0893 | -7.641
MV/LV Substation SI***4238 |  | 10 kV | _ | LV | 400 kVA :Kiosk Substation | 0.4 | --> | 0.4 | 0 | 0 | Constrained,otherwise capacity available =284kVA. | --> | 0.38 | 0 | 0.01482 | 0.41724 | 0 |  | --> | C12 ex SRAH | Srah [T41,T42] | THORNSBERRY |  | 53.295 | -7.5001
MV/LV Substation SI***4247 |  | 20 kV | _ | LV | 200 kVA :Kiosk Substation | 0.2 | --> | 0.2 | 0 | 0 | Constrained,otherwise capacity available =191kVA. | --> | 0.19 | 0 | 0 | 0.20136 | 0 |  | --> | E11 ex ACADEMY STREET | Academy Street [T421,T422,T44] | NAVAN |  | 53.6472 | -6.6772
MV/LV Substation SI***4260 |  | 10 kV | _ | LV | 50 kVA :Pole Substation | 0.05 | --> | 0.05 | 0 | 0 | Constrained,otherwise capacity available =47kVA. | --> | 0.0475 | 0 | 0 | 0.050453 | 0 |  | --> | C19 ex KILDARE | Kildare [T41,T42] | NEWBRIDGE |  | 53.1642 | -6.9207
MV/LV Substation SI***428 |  | 10 kV | _ | LV | 50 kVA :Pole Substation | 0.05 | --> | 0.05 | 0.046 | 3 |  | --> | 0.0475 | 0 | 0 | 0.050604 | 0 |  | --> | C23 ex NENAGH | Nenagh [T41,T42] | NENAGH |  | 52.8013 | -8.2392
MV/LV Substation SI***4283 |  | 20 kV | _ | LV | 400 kVA :Kiosk Substation | 0.4 | --> | 0.4 | 0 | 0 | Constrained,otherwise capacity available =289kVA. | --> | 0.38 | 0 | 0.016302 | 0.41651 | 0 |  | --> | E15 ex JULIANSTOWN | Julianstown [T421,T422] | DRYBRIDGE |  | 53.6338 | -6.2591
MV/LV Substation SI***4297 |  | 20 kV | _ | LV | 50 kVA :Pole Substation | 0.05 | --> | 0.05 | 0 | 0 | Constrained,otherwise capacity available =50kVA. | --> | 0.0475 | 0 | 0 | 0.05 | 0 |  | --> | E30 ex LOUGHREA | Loughrea [T41,T42] | SOMERSET |  | 53.2076 | -8.6004
MV/LV Substation SI***4344 |  | 10 kV | _ | LV | 50 kVA :Pole Substation | 0.05 | --> | 0.05 | 0 | 0 | Constrained,otherwise capacity available =50kVA. | --> | 0.0475 | 0 | 0 | 0.05 | 0 |  | --> | C18 ex NAAS | Naas [T41,T42] | KILTEEL |  | 53.1634 | -6.6924
MV/LV Substation SI***4345 |  | 20 kV | _ | LV | 50 kVA :Pole Substation | 0.05 | --> | 0.05 | 0 | 0 | Constrained,otherwise capacity available =50kVA. | --> | 0.0475 | 0 | 0 | 0.05 | 0 |  | --> | E14 ex EDENDERRY | Edenderry [T421,T422] | BLAKE |  | 53.3465 | -7.0189
MV/LV Substation SI***4346 |  | 20 kV | _ | LV | 630 kVA :Kiosk Substation | 0.63 | --> | 0.63 | 0 | 0 | Constrained,otherwise capacity available =497kVA. | --> | 0.5985 | 0 | 0.019266 | 0.5 | 0 |  | --> | E15 ex JULIANSTOWN | Julianstown [T421,T422] | DRYBRIDGE |  | 53.6351 | -6.2609
MV/LV Substation SI***4371 |  | 10 kV | _ | LV | 50 kVA :Pole Substation | 0.05 | --> | 0.05 | 0 | 0 | Constrained,otherwise capacity available =44kVA. | --> | 0.0475 | 0 | 0 | 0.050903 | 0 |  | --> | C15 ex TOOMEVARA | Toomevara [T42] | NENAGH |  | 52.8942 | -8.0133
MV/LV Substation SI***4375 |  | 10 kV | _ | LV | 630 kVA :Kiosk Substation | 0.63 | --> | 0.63 | 0 | 0 | Constrained,otherwise capacity available =500kVA. | --> | 0.5985 | 0 | 0.003705 | 0.5 | 0 |  | --> | C12 ex SRAH | Srah [T41,T42] | THORNSBERRY |  | 53.2964 | -7.4999
MV/LV Substation SI***4419 |  | 10 kV | _ | LV | 630 kVA :Kiosk Substation | 0.63 | --> | 0.63 | 0 | 0 | Constrained,otherwise capacity available =500kVA. | --> | 0.5985 | 0 | 0 | 0.5 | 0 |  | --> | C12 ex SRAH | Srah [T41,T42] | THORNSBERRY |  | 53.2966 | -7.5026
MV/LV Substation SI***4487 |  | 10 kV | _ | LV | 50 kVA :Pole Substation | 0.05 | --> | 0.05 | 0.05 | 3.3 |  | --> | 0.0475 | 0 | 0 | 0.05 | 0 |  | --> | C15 ex GLEBE | Glebe [T41,T42] | RICHMOND |  | 53.7342 | -7.7848
MV/LV Substation SI***449 |  | 10 kV | _ | LV | 200 kVA :Pole Substation | 0.2 | --> | 0.2 | 0.141 | 3 |  | --> | 0.19 | 0 | 0.010374 | 0.20877 | 0 |  | --> | C23 ex NENAGH | Nenagh [T41,T42] | NENAGH |  | 52.7935 | -8.2398
MV/LV Substation SI***4496 |  | 10 kV | _ | LV | 50 kVA :Pole Substation | 0.05 | --> | 0.05 | 0 | 0 | Constrained,otherwise capacity available =48kVA. | --> | 0.0475 | 0 | 0 | 0.050303 | 0 |  | --> | C18 ex HOLYCROSS ROAD | Holycross Road [T41,T42] | THURLES |  | 52.6719 | -7.835
MV/LV Substation SI***453 |  | 10 kV | _ | LV | 400 kVA :Kiosk Substation | 0.4 | --> | 0.4 | 0 | 0 | Constrained,otherwise capacity available =314kVA. | --> | 0.38 | 0 | 0.030381 | 0.41285 | 0 |  | --> | C16 ex DOUGLAS | Douglas [T41,T42] | TRABEG |  | 51.8877 | -8.4276
MV/LV Substation SI***4550 |  | 10 kV | _ | LV | 400 kVA :Kiosk Substation | 0.4 | --> | 0.4 | 0.355 | 5 |  | --> | 0.38 | 0 | 0.015561 | 0.40677 | 0 |  | --> | C14 ex MCDONAGH | Mcdonagh [T41,T42] | KILKENNY |  | 52.6467 | -7.2257
MV/LV Substation SI***456Z |  | 10 kV | _ | LV | 400 kVA :Kiosk Substation | 0.4 | --> | 0.4 | 0.327 | 4.1 |  | --> | 0.38 | 0 | 0 | 0.41094 | 0 |  | --> | C14 ex BALLYMUN | Ballymun [T41,T42] | FINGLAS |  | 53.3965 | -6.2758
MV/LV Substation SI***4623 |  | 10 kV | _ | LV | 630 kVA :Kiosk Substation | 0.63 | --> | 0.63 | 0.5 | 7 |  | --> | 0.5985 | 0 | 0 | 0.5 | 0 |  | --> | C41 ex NORTH QUAYS | North Quays [T101,T102,T103] | POOLBEG |  | 53.3529 | -6.2317
MV/LV Substation SI***473Z |  | 10 kV | _ | LV | 630 kVA :Building Structure | 0.63 | --> | 0.63 | 0.5 | 4.1 |  | --> | 0.5985 | 0 | 0 | 0.5 | 0 |  | --> | C19 ex BALLYMUN | Ballymun [T41,T42] | FINGLAS |  | 53.3932 | -6.2707
MV/LV Substation SI***489X |  | 20 kV | _ | LV | 100 kVA :Pole Substation | 0.1 | --> | 0.1 | 0.077 | 2.8 |  | --> | 0.095 | 0 | 0 | 0.10343 | 0 |  | --> | E20 ex CLARA | Clara [T421,T422] | THORNSBERRY |  | 53.3222 | -7.53
MV/LV Substation SI***511Z |  | 10 kV | _ | LV | 100 kVA :Pole Substation | 0.1 | --> | 0.1 | 0.089 | 0.1 |  | --> | 0.095 | 0 | 0 | 0.10166 | 0 |  | --> | C17 ex KILCULLEN | Kilcullen [T41,T42,T424] | STRATFORD |  | 53.1471 | -6.7175
MV/LV Substation SI***513 |  | 20 kV | _ | LV | 50 kVA :Pole Substation | 0.05 | --> | 0.05 | 0 | 0 | Constrained,otherwise capacity available =35kVA. | --> | 0.0475 | 0 | 0 | 0.052228 | 0 |  | --> | E15 ex JULIANSTOWN | Julianstown [T421,T422] | DRYBRIDGE |  | 53.6375 | -6.2902
MV/LV Substation SI***514 |  | 10 kV | _ | LV | 50 kVA :Pole Substation | 0.05 | --> | 0.05 | 0 | 0 | Constrained,otherwise capacity available =48kVA. | --> | 0.0475 | 0 | 0 | 0.050303 | 0 |  | --> | C22 ex GREYSTONES | Greystones [T41,T42] | FASSAROE |  | 53.1288 | -6.1148
MV/LV Substation SI***515Z |  | 10 kV | _ | LV | 400 kVA :Kiosk Substation | 0.4 | --> | 0.4 | 0.14764 | 0.1 | Constrained,otherwise capacity available =384kVA. | --> | 0.38 | 0 | 0 | 0.40242 | 0 |  | --> | C17 ex KILCULLEN | Kilcullen [T41,T42,T424] | STRATFORD |  | 53.1487 | -6.7209
MV/LV Substation SI***517 |  | 10 kV | _ | LV | 400 kVA :Building Structure | 0.4 | --> | 0.4 | 0 | 0 | Constrained,otherwise capacity available =142kVA. | --> | 0.38 | 0 | 0.078546 | 0.43736 | 0 |  | --> | C14 ex WHITEHALL | Whitehall [T41] | FINGLAS |  | 53.3751 | -6.2394
MV/LV Substation SI***522 |  | 10 kV | _ | LV | 100 kVA :Pole Substation | 0.1 | --> | 0.1 | 0 | 0 | Constrained,otherwise capacity available =99kVA. | --> | 0.095 | 0 | 0 | 0.10015 | 0 |  | --> | C20 ex POLLERTON | Pollerton [T41,T42] | CARLOW |  | 52.8219 | -6.8862
MV/LV Substation SI***525Y |  | 10 kV | _ | LV | 400 kVA :Kiosk Substation | 0.4 | --> | 0.4 | 0 | 0 | Constrained,otherwise capacity available =284kVA. | --> | 0.38 | 0 | 0.003705 | 0 | 0 | Constrained,otherwise capacity available =417.2kW. | --> | C16 ex MOUNTMELLICK | Mountmellick [T41,T42] | PORTLAOISE |  | 53.12 | -7.318
MV/LV Substation SI***529Y |  | 10 kV | _ | LV | 400 kVA :Kiosk Substation | 0.4 | --> | 0.4 | 0.391 | 3 |  | --> | 0.38 | 0 | 0 | 0.40136 | 0 |  | --> | C18 ex NENAGH | Nenagh [T41,T42] | NENAGH |  | 52.8622 | -8.1998
MV/LV Substation SI***531Y |  | 20 kV | _ | LV | 200 kVA :Kiosk Substation | 0.2 | --> | 0.2 | 0.181 | 3 |  | --> | 0.19 | 0 | 0 | 0 | 0 | Constrained,otherwise capacity available =202.9kW. | --> | E14 ex CHARLEVILLE | Charleville [T421,T422] | CHARLEVILLE |  | 52.3475 | -8.7758
MV/LV Substation SI***547Z |  | 10 kV | _ | LV | 630 kVA :Kiosk Substation | 0.63 | --> | 0.63 | 0 | 0 | Constrained,otherwise capacity available =500kVA. | --> | 0.5985 | 0 | 0.001482 | 0.5 | 0 |  | --> | C11 ex MAYFIELD | Mayfield [T41,T42] | KILBARRY |  | 51.906 | -8.4207
MV/LV Substation SI***557Z |  | 10 kV | _ | LV | 1000 kVA :Building Structure | 1 | --> | 1 | 0.5 | 4.6 |  | --> | 0.95 | 0 | 0 | 0.5 | 0 |  | --> | C39 ex CASTLEVIEW | Castleview [T101,T102] | CASTLEVIEW |  | 51.905 | -8.3493
MV/LV Substation SI***561 |  | 10 kV | _ | LV | 50 kVA :Pole Substation | 0.05 | --> | 0.05 | 0.05 | 1.5 |  | --> | 0.0475 | 0 | 0 | 0.05 | 0 |  | --> | C22 ex BALLYARD | Ballyard [T41,T42] | TRALEE |  | 52.2417 | -9.7706
MV/LV Substation SI***569Z |  | 10 kV | _ | LV | 400 kVA :Kiosk Substation | 0.4 | --> | 0.4 | 0 | 0 | Constrained,otherwise capacity available =252kVA. | --> | 0.38 | 0 | 0.017784 | 0.42187 | 0 |  | --> | C19 ex CLONDALKIN | Clondalkin [T41,T42,T44] | INCHICORE 220KV |  | 53.2973 | -6.4195
MV/LV Substation SI***573X |  | 10 kV | _ | LV | 200 kVA :Kiosk Substation | 0.2 | --> | 0.2 | 0 | 0 | Constrained,otherwise capacity available =102kVA. | --> | 0.19 | 0 | 0.03705 | 0.21436 | 0 |  | --> | C13 ex BALGADDY | Balgaddy [T41,T42] | GRANGE CASTLE |  | 53.3465 | -6.453
MV/LV Substation SI***584 |  | 10 kV | _ | LV | 200 kVA :Pole Substation | 0.2 | --> | 0.2 | 0.194 | 3 |  | --> | 0.19 | 0 | 0 | 0 | 0 | Constrained,otherwise capacity available =200.9kW. | --> | C21 ex BALLYRAINE | Ballyraine [T41,T42] | LETTERKENNY |  | 54.9856 | -7.6713
MV/LV Substation SI***619Y |  | 10 kV | _ | LV | 400 kVA :Kiosk Substation | 0.4 | --> | 0.4 | 0 | 0 | Constrained,otherwise capacity available =301kVA. | --> | 0.38 | 0 | 0 | 0.41476 | 0 |  | --> | C15 ex TERMONFECKIN ROAD | Termonfeckin Road [T41,T42] | DRYBRIDGE |  | 53.7177 | -6.3454
MV/LV Substation SI***624X |  | 10 kV | _ | LV | 200 kVA :Kiosk Substation | 0.2 | --> | 0.2 | 0.132 | 1.9 |  | --> | 0.19 | 0 | 0.011115 | 0 | 0 | Constrained,otherwise capacity available =210.1kW. | --> | C16 ex TURLOUGH ROAD | Turlough Road [T41,T42] | CASTLEBAR |  | 53.8678 | -9.2989
MV/LV Substation SI***624Z |  | 10 kV | _ | LV | 400 kVA :Building Structure | 0.4 | --> | 0.4 | 0.328 | 4.6 |  | --> | 0.38 | 0 | 0.024453 | 0.41079 | 0 |  | --> | C39 ex CASTLEVIEW | Castleview [T101,T102] | CASTLEVIEW |  | 51.9048 | -8.3461
MV/LV Substation SI***628Y |  | 10 kV | _ | LV | 400 kVA :Kiosk Substation | 0.4 | --> | 0.4 | 0 | 0 | Constrained,otherwise capacity available =230kVA. | --> | 0.38 | 0 | 0.038532 | 0.42502 | 0 |  | --> | C20 ex MONEYCOOLEY | Moneycooley [T41,T42,T44] | GRIFFINRATH |  | 53.3768 | -6.5923
MV/LV Substation SI***637X |  | 20 kV | _ | LV | 50 kVA :Pole Substation | 0.05 | --> | 0.05 | 0.05 | 1.4 |  | --> | 0.0475 | 0 | 0 | 0.05 | 0 |  | --> | C18 ex CROSSMOLINA | Crossmolina [T41,T42] | MOY |  | 54.094 | -9.3802
MV/LV Substation SI***651X |  | 10 kV | _ | LV | 200 kVA :Kiosk Substation | 0.2 | --> | 0.2 | 0 | 0 | Constrained,otherwise capacity available =146kVA. | --> | 0.19 | 0 | 0.026676 | 0.20804 | 0 |  | --> | C20 ex CAHIRCALLA | Cahircalla [T41,T42] | ENNIS |  | 52.8214 | -8.9944
MV/LV Substation SI***660Z |  | 10 kV | _ | LV | 400 kVA :Kiosk Substation | 0.4 | --> | 0.4 | 0 | 0 | Constrained,otherwise capacity available =368kVA. | --> | 0.38 | 0 | 0 | 0.40483 | 0 |  | --> | C12 ex KILDARE | Kildare [T41,T42] | NEWBRIDGE |  | 53.157 | -6.9091
MV/LV Substation SI***687X |  | 20 kV | _ | LV | 100 kVA :Pole Substation | 0.1 | --> | 0.1 | 0.098 | 1.4 |  | --> | 0.095 | 0 | 0 | 0.1003 | 0 |  | --> | E20 ex KILLINICK | Killinick [T421,T422] | WEXFORD |  | 52.2322 | -6.4936
MV/LV Substation SI***689 |  | 10 kV | _ | LV | 630 kVA :Kiosk Substation | 0.63 | --> | 0.63 | 0.5 | 0.8 |  | --> | 0.5985 | 0 | 0 | 0.5 | 0 |  | --> | C20 ex DONNYBROOK | Donnybrook [T41,T42] | MILLTOWN (DR) |  | 53.3247 | -6.2289
MV/LV Substation SI***689Y |  | 20 kV | _ | LV | 100 kVA :Pole Substation | 0.1 | --> | 0.1 | 0.1 | 19.8 |  | --> | 0.095 | 0 | 0 | 0.1 | 0 |  | --> | E19 ex MULLAGHARLIN | Mullagharlin [T121,T122] | MULLAGHARLIN |  | 53.9725 | -6.4232
MV/LV Substation SI***693X |  | 10 kV | _ | LV | 400 kVA :Building Structure | 0.4 | --> | 0.4 | 0 | 0 | Constrained,otherwise capacity available =334kVA. | --> | 0.38 | 0 | 0.031863 | 0.4099 | 0 |  | --> | C14 ex TOGHER | Togher [T41,T42] | TRABEG |  | 51.8734 | -8.4817
MV/LV Substation SI***694X |  | 10 kV | _ | LV | 400 kVA :Building Structure | 0.4 | --> | 0.4 | 0 | 0 | Constrained,otherwise capacity available =310kVA. | --> | 0.38 | 0 | 0.04446 | 0.40812 | 0 |  | --> | C14 ex TOGHER | Togher [T41,T42] | TRABEG |  | 51.8741 | -8.4831
MV/LV Substation SI***696X |  | 10 kV | _ | LV | 400 kVA :Kiosk Substation | 0.4 | --> | 0.4 | 0 | 0 | Constrained,otherwise capacity available =296kVA. | --> | 0.38 | 0 | 0.024453 | 0.41549 | 0 |  | --> | C11 ex MAYFIELD | Mayfield [T41,T42] | KILBARRY |  | 51.9098 | -8.4227
MV/LV Substation SI***713X |  | 10 kV | _ | LV | 200 kVA :Kiosk Substation | 0.2 | --> | 0.2 | 0 | 0 | Constrained,otherwise capacity available =133kVA. | --> | 0.19 | 0 | 0 | 0.20993 | 0 |  | --> | C12 ex MAYFIELD | Mayfield [T41,T42] | KILBARRY |  | 51.9033 | -8.4257
MV/LV Substation SI***727Y |  | 10 kV | _ | LV | 100 kVA :Pole Substation | 0.1 | --> | 0.1 | 0 | 0 | Constrained,otherwise capacity available =100kVA. | --> | 0.095 | 0 | 0 | 0.1 | 0 |  | --> | C18 ex DRYBRIDGE | Drybridge [T41,T42] | DRYBRIDGE |  | 53.723 | -6.395
MV/LV Substation SI***742X |  | 10 kV | _ | LV | 100 kVA :Pole Substation | 0.1 | --> | 0.1 | 0.097 | 7.8 |  | --> | 0.095 | 0 | 0 | 0.10045 | 0 |  | --> | C13 ex CARROWBEG | Carrowbeg [T41,T42] | CARROWBEG |  | 53.8059 | -9.5136
MV/LV Substation SI***758 |  | 10 kV | _ | LV | 400 kVA :Kiosk Substation | 0.4 | --> | 0.4 | 0.331 | 4.5 |  | --> | 0.38 | 0 | 0.001482 | 0.41034 | 0 |  | --> | C21 ex BOGHALL ROAD | Boghall Road [T41,T42] | FASSAROE |  | 53.2021 | -6.0985
MV/LV Substation SI***771 |  | 10 kV | _ | LV | 400 kVA :Kiosk Substation | 0.4 | --> | 0.4 | 0.296 | 4.5 |  | --> | 0.38 | 0 | 0.031122 | 0.41549 | 0 |  | --> | C20 ex BOGHALL ROAD | Boghall Road [T41,T42] | FASSAROE |  | 53.197 | -6.0996
MV/LV Substation SI***776 |  | 10 kV | _ | LV | 30 kVA :Pole Substation | 0.03 | --> | 0.03 | 0 | 0 | Constrained,otherwise capacity available =28kVA. | --> | 0.0285 | 0 | 0 | 0.030302 | 0 |  | --> | C12 ex GRANAGH | Granagh [T41,T42] | WATERFORD |  | 52.3176 | -7.2551
MV/LV Substation SI***797Z |  | 10 kV | _ | LV | 50 kVA :Pole Substation | 0.05 | --> | 0.05 | 0 | 0 | Constrained,otherwise capacity available =46kVA. | --> | 0.0475 | 0 | 0 | 0.050604 | 0 |  | --> | C11 ex NAAS | Naas [T41,T42] | KILTEEL |  | 53.1617 | -6.6267
MV/LV Substation SI***813X |  | 10 kV | _ | LV | 200 kVA :Pole Substation | 0.2 | --> | 0.2 | 0.184 | 2.9 |  | --> | 0.19 | 0 | 0 | 0.20241 | 0 |  | --> | C12 ex ABBEYLAND | Abbeyland [T41,T42] | NAVAN |  | 53.6718 | -6.6811
MV/LV Substation SI***836 |  | 10 kV | _ | LV | 1000 kVA :Building Structure | 1 | --> | 1 | 0.5 | 0.8 |  | --> | 0.95 | 0 | 0 | 0.5 | 0 |  | --> | C17 ex DONNYBROOK | Donnybrook [T41,T42] | MILLTOWN (DR) |  | 53.3255 | -6.2256
MV/LV Substation SI***860Z |  | 10 kV | _ | LV | 630 kVA :Kiosk Substation | 0.63 | --> | 0.63 | 0 | 0 | Constrained,otherwise capacity available =500kVA. | --> | 0.5985 | 0 | 0 | 0.5 | 0 |  | --> | C20 ex MULGANNON | Mulgannon [T41,T42] | WEXFORD |  | 52.304 | -6.4619
MV/LV Substation SI***880Z |  | 10 kV | _ | LV | 100 kVA :Pole Substation | 0.1 | --> | 0.1 | 0 | 0 | Constrained,otherwise capacity available =90kVA. | --> | 0.095 | 0 | 0 | 0.10151 | 0 |  | --> | C11 ex BISHOPSTOWN | Bishopstown [T41,T42] | KILBARRY |  | 51.8933 | -8.5208
MV/LV Substation SI***882X |  | 10 kV | _ | LV | 400 kVA :Kiosk Substation | 0.4 | --> | 0.4 | 0 | 0 | Constrained,otherwise capacity available =178kVA. | --> | 0.38 | 0 | 0.031863 | 0.43236 | 0 |  | --> | C16 ex DOUGLAS | Douglas [T41,T42] | TRABEG |  | 51.8877 | -8.4328
MV/LV Substation SI***893 |  | 10 kV | _ | LV | 50 kVA :Pole Substation | 0.05 | --> | 0.05 | 0 | 0 | Constrained,otherwise capacity available =19kVA. | --> | 0.0475 | 0 | 0.008892 | 0.054497 | 0 |  | --> | C14 ex GREYSTONES | Greystones [T41,T42] | FASSAROE |  | 53.1712 | -6.152
MV/LV Substation SI***901X |  | 10 kV | _ | LV | 50 kVA :Pole Substation | 0.05 | --> | 0.05 | 0 | 0 | Constrained,otherwise capacity available =47kVA. | --> | 0.0475 | 0 | 0 | 0.050453 | 0 |  | --> | C20 ex MULGANNON | Mulgannon [T41,T42] | WEXFORD |  | 52.3054 | -6.4582
MV/LV Substation SI***908 |  | 10 kV | _ | LV | 50 kVA :Pole Substation | 0.05 | --> | 0.05 | 0.04 | 3.1 |  | --> | 0.0475 | 0 | 0.00741 | 0.051496 | 0 |  | --> | C13 ex PURCELLS INCH | Purcells Inch [T41,T42] | KILKENNY |  | 52.6438 | -7.2224
MV/LV Substation SI***913Y |  | 10 kV | _ | LV | 400 kVA :Kiosk Substation | 0.4 | --> | 0.4 | 0 | 0 | Constrained,otherwise capacity available =267kVA. | --> | 0.38 | 0 | 0.020748 | 0.41971 | 0 |  | --> | C20 ex RATHMULLAN | Rathmullan [T41,T42] | DRYBRIDGE |  | 53.7084 | -6.3505
MV/LV Substation SI***938Y |  | 20 kV | _ | LV | 50 kVA :Pole Substation | 0.05 | --> | 0.05 | 0 | 0 | Constrained,otherwise capacity available =47kVA. | --> | 0.0475 | 0 | 0 | 0.050453 | 0 |  | --> | E17 ex DULEEK | Duleek [T421,T422] | DRYBRIDGE |  | 53.6439 | -6.4853
MV/LV Substation SI***944 |  | 10 kV | _ | LV | 400 kVA :Kiosk Substation | 0.4 | --> | 0.4 | 0.32 | 4.5 |  | --> | 0.38 | 0 | 0.002223 | 0.41197 | 0 |  | --> | C21 ex BOGHALL ROAD | Boghall Road [T41,T42] | FASSAROE |  | 53.2026 | -6.0998
MV/LV Substation SI***952 |  | 10 kV | _ | LV | 50 kVA :Pole Substation | 0.05 | --> | 0.05 | 0.012 | 1.5 |  | --> | 0.0475 | 0 | 0.004446 | 0.055455 | 0 |  | --> | C18 ex SMEARLA | Smearla [T41,T42] | TRIEN |  | 52.4128 | -9.5126
MV/LV Substation SI***954X |  | 20 kV | _ | LV | 400 kVA :Kiosk Substation | 0.4 | --> | 0.4 | 0.322 | 4.4 |  | --> | 0.38 | 0 | 0.012597 | 0.41167 | 0 |  | --> | E18 ex CRANE | Crane [T122] | CRANE |  | 52.5146 | -6.2843
MV/LV Substation SI***962Y |  | 10 kV | _ | LV | 630 kVA :Kiosk Substation | 0.63 | --> | 0.63 | 0.5 | 9.5 |  | --> | 0.5985 | 0 | 0 | 0.5 | 0 |  | --> | C11 ex BANDON | Bandon [T101,T42] | BANDON |  | 51.7474 | -8.733
MV/LV Substation SI***975 |  | 10 kV | _ | LV | 630 kVA :Building Structure | 0.63 | --> | 0.63 | 0.5 | 13.9 |  | --> | 0.5985 | 0 | 0 | 0.5 | 0 |  | --> | C19 ex CENTRAL PARK | Central Park [T101,T102] | CARRICKMINES |  | 53.2672 | -6.1973
MV/LV Substation SI***997Y |  | 10 kV | _ | LV | 400 kVA :Kiosk Substation | 0.4 | --> | 0.4 | 0 | 0 | Constrained,otherwise capacity available =400kVA. | --> | 0.38 | 0 | 0 | 0.4 | 0 |  | --> | C20 ex ROSEHILL | Rosehill [T41,T42] | KILKENNY |  | 52.6365 | -7.2382
MV/LV Substation SI***998X |  | 10 kV | _ | LV | 400 kVA :Kiosk Substation | 0.4 | --> | 0.4 | 0 | 0 | Constrained,otherwise capacity available =247kVA. | --> | 0.38 | 0 | 0.003705 | 0.42259 | 0 |  | --> | C12 ex MAYFIELD | Mayfield [T41,T42] | KILBARRY |  | 51.9082 | -8.4249
MV/LV Substation SK***006 |  | 10 kV | _ | LV | 100 kVA :Pole Substation | 0.1 | --> | 0.1 | 0 | 0 | Constrained,otherwise capacity available =73kVA. | --> | 0.095 | 0 | 0.008151 | 0.10402 | 0 |  | --> | C16 ex LOUGHSHINNY | Loughshinny [T41,T42] | GLASMORE |  | 53.5649 | -6.1145
MV/LV Substation SK***065Z |  | 20 kV | _ | LV | 50 kVA :Pole Substation | 0.05 | --> | 0.05 | 0 | 0 | Constrained,otherwise capacity available =40kVA. | --> | 0.0475 | 0 | 0 | 0.051496 | 0 |  | --> | E14 ex BALLINDERRY | Ballinderry [T41,T422] | MULLINGAR |  | 53.4413 | -7.244
MV/LV Substation SK***069 |  | 20 kV | _ | LV | 50 kVA :Pole Substation | 0.05 | --> | 0.05 | 0 | 0 | Constrained,otherwise capacity available =45kVA. | --> | 0.0475 | 0 | 0.003705 | 0.050753 | 0 |  | --> | E21 ex ATHENRY | Athenry [T423] | GALWAY 110KV |  | 53.4151 | -8.6346
MV/LV Substation SK***080 |  | 10 kV | _ | LV | 630 kVA :Building Structure | 0.63 | --> | 0.63 | 0.5 | 1.4 |  | --> | 0.5985 | 0 | 0.004446 | 0.5 | 0 |  | --> | C11 ex RINEANNA | Rineanna [T41,T42] | DRUMLINE |  | 52.7108 | -8.8781
MV/LV Substation SK***082 |  | 10 kV | _ | LV | 400 kVA :Kiosk Substation | 0.4 | --> | 0.4 | 0 | 0 | Constrained,otherwise capacity available =261kVA. | --> | 0.38 | 0 | 0.017784 | 0.42058 | 0 |  | --> | C16 ex DOUGLAS | Douglas [T41,T42] | TRABEG |  | 51.888 | -8.42
MV/LV Substation SK***083Z |  | 20 kV | _ | LV | 50 kVA :Pole Substation | 0.05 | --> | 0.05 | 0 | 0 | Constrained,otherwise capacity available =44kVA. | --> | 0.0475 | 0 | 0 | 0.050903 | 0 |  | --> | E11 ex ACADEMY STREET | Academy Street [T421,T422,T44] | NAVAN |  | 53.5827 | -6.5604
MV/LV Substation SK***100X |  | 20 kV | _ | LV | 400 kVA :Kiosk Substation | 0.4 | --> | 0.4 | 0 | 0 | Constrained,otherwise capacity available =352kVA. | --> | 0.38 | 0 | 0.003705 | 0.40722 | 0 |  | --> | E18 ex MANORHAMILTON | Manorhamilton [T422] | SLIGO |  | 54.3129 | -8.1719
MV/LV Substation SK***138 |  | 10 kV | _ | LV | 400 kVA :Kiosk Substation | 0.4 | --> | 0.4 | 0 | 0 | Constrained,otherwise capacity available =292kVA. | --> | 0.38 | 0 | 0.020007 | 0.41608 | 0 |  | --> | C25 ex STEPHENSTOWN | Stephenstown [T101,T102] | FINGLAS |  | 53.5803 | -6.1199
MV/LV Substation SK***172Y |  | 10 kV | _ | LV | 50 kVA :Pole Substation | 0.05 | --> | 0.05 | 0 | 0 | Constrained,otherwise capacity available =50kVA. | --> | 0.0475 | 0 | 0 | 0.05 | 0 |  | --> | C11 ex LOUGHTAGALLA | Loughtagalla [T41,T42] | THURLES |  | 52.6725 | -7.6994
MV/LV Substation SK***198Z |  | 10 kV | _ | LV | 100 kVA :Pole Substation | 0.1 | --> | 0.1 | 0.078 | 1.5 |  | --> | 0.095 | 0 | 0 | 0.10329 | 0 |  | --> | C13 ex SMEARLA | Smearla [T41,T42] | TRIEN |  | 52.4484 | -9.4414
MV/LV Substation SK***204Y |  | 10 kV | _ | LV | 50 kVA :Pole Substation | 0.05 | --> | 0.05 | 0 | 0 | Constrained,otherwise capacity available =44kVA. | --> | 0.0475 | 0 | 0 | 0 | 0 | Constrained,otherwise capacity available =50.9kW. | --> | C16 ex PORTARLINGTON | Portarlington [T41,T42] | PORTLAOISE |  | 53.1342 | -7.2176
MV/LV Substation SK***211X |  | 10 kV | _ | LV | 200 kVA :Kiosk Substation | 0.2 | --> | 0.2 | 0.116 | 1.5 |  | --> | 0.19 | 0 | 0.011115 | 0.21237 | 0 |  | --> | C22 ex BALLYARD | Ballyard [T41,T42] | TRALEE |  | 52.2545 | -9.6876
MV/LV Substation SK***238X |  | 20 kV | _ | LV | 50 kVA :Pole Substation | 0.05 | --> | 0.05 | 0 | 0 | Constrained,otherwise capacity available =49kVA. | --> | 0.0475 | 0 | 0 | 0 | 0 | Constrained,otherwise capacity available =50.2kW. | --> | E20 ex ROSCREA | Roscrea [T41,T42] | IKERRIN |  | 52.9028 | -7.7321
MV/LV Substation SK***268 |  | 20 kV | _ | LV | 50 kVA :Pole Substation | 0.05 | --> | 0.05 | 0 | 0 | Constrained,otherwise capacity available =43kVA. | --> | 0.0475 | 0 | 0 | 0.051052 | 0 |  | --> | E13 ex BALTINGLASS | Baltinglass [T421,T422] | STRATFORD |  | 52.9222 | -6.8367
MV/LV Substation SK***271 |  | 20 kV | _ | LV | 50 kVA :Pole Substation | 0.05 | --> | 0.05 | 0.044 | 0.2 |  | --> | 0.0475 | 0 | 0.004446 | 0.050903 | 0 |  | --> | C16 ex KILSHANNY | Kilshanny [T41,T42] | CAHIR |  | 52.3051 | -8.1331
MV/LV Substation SK***272 |  | 10 kV | _ | LV | 400 kVA :Kiosk Substation | 0.4 | --> | 0.4 | 0.385 | 14.3 |  | --> | 0.38 | 0 | 0 | 0.40227 | 0 |  | --> | C23 ex KILLOTERAN | Killoteran [T101,T102] | KILLOTERAN |  | 52.2542 | -7.1462
MV/LV Substation SK***281X |  | 10 kV | _ | LV | 50 kVA :Pole Substation | 0.05 | --> | 0.05 | 0.032 | 2.2 |  | --> | 0.0475 | 0 | 0 | 0.052662 | 0 |  | --> | C19 ex BAILIEBORO | Bailieboro [T41,T42] | MEATH HILL |  | 53.948 | -7.0121
MV/LV Substation SK***312 |  | 10 kV | _ | LV | 50 kVA :Pole Substation | 0.05 | --> | 0.05 | 0 | 0 | Constrained,otherwise capacity available =35kVA. | --> | 0.0475 | 0 | 0 | 0 | 0 | Constrained,otherwise capacity available =52.2kW. | --> | C12 ex TIMOLEAGUE | Timoleague [T41] | BANDON |  | 51.6908 | -8.7889
MV/LV Substation SK***321 |  | 20 kV | _ | LV | 50 kVA :Pole Substation | 0.05 | --> | 0.05 | 0 | 0 | Constrained,otherwise capacity available =41kVA. | --> | 0.0475 | 0 | 0.002223 | 0.051348 | 0 |  | --> | E18 ex PATRICKSWELL | Patrickswell [T421,T422] | LIMERICK |  | 52.5737 | -8.6651
MV/LV Substation SK***338Z |  | 10 kV | _ | LV | 200 kVA :Kiosk Substation | 0.2 | --> | 0.2 | 0 | 0 | Constrained,otherwise capacity available =142kVA. | --> | 0.19 | 0 | 0.002964 | 0.20862 | 0 |  | --> | C20 ex COLLEGE PARK | College Park [T101,T102,T103] | COLLEGE PARK |  | 53.396 | -6.3728
MV/LV Substation SK***339X |  | 10 kV | _ | LV | 200 kVA :Kiosk Substation | 0.2 | --> | 0.2 | 0 | 0 | Constrained,otherwise capacity available =175kVA. | --> | 0.19 | 0 | 0 | 0.20376 | 0 |  | --> | C21 ex LITTLE BRAY | Little Bray [T41,T42] | FASSAROE |  | 53.2203 | -6.1845
MV/LV Substation SK***339X |  | 20 kV | _ | LV | 50 kVA :Pole Substation | 0.05 | --> | 0.05 | 0.047 | 17.8 |  | --> | 0.0475 | 0 | 0 | 0.050453 | 0 |  | --> | E13 ex BANOGE | Banoge [T121,T122] | BANOGE |  | 52.5811 | -6.3014
MV/LV Substation SK***345X |  | 20 kV | _ | LV | 50 kVA :Pole Substation | 0.05 | --> | 0.05 | 0 | 0 | Constrained,otherwise capacity available =37kVA. | --> | 0.0475 | 0 | 0 | 0.051937 | 0 |  | --> | C17 ex CLONES | Clones [T41,T42] | SHANKILL |  | 54.2327 | -7.0756
MV/LV Substation SK***361 |  | 10 kV | _ | LV | 400 kVA :Building Structure | 0.4 | --> | 0.4 | 0.392 | 5 |  | --> | 0.38 | 0 | 0 | 0.40121 | 0 |  | --> | C14 ex MCDONAGH | Mcdonagh [T41,T42] | KILKENNY |  | 52.6547 | -7.2331
MV/LV Substation SK***4005 |  | 10 kV | _ | LV | 100 kVA :Pole Substation | 0.1 | --> | 0.1 | 0 | 0 | Constrained,otherwise capacity available =81kVA. | --> | 0.095 | 0 | 0 | 0.10284 | 0 |  | --> | E11 ex BALLYDEHOB | Ballydehob [T421] | DUNMANWAY |  | 51.5544 | -9.423
MV/LV Substation SK***4006 |  | 20 kV | _ | LV | 50 kVA :Pole Substation | 0.05 | --> | 0.05 | 0.034 | 1.7 |  | --> | 0.0475 | 0 | 0 | 0.052373 | 0 |  | --> | E13 ex NEWPORT | Newport [T421] | CARROWBEG |  | 53.9218 | -9.4922
MV/LV Substation SK***405 |  | 20 kV | _ | LV | 50 kVA :Pole Substation | 0.05 | --> | 0.05 | 0 | 0 | Constrained,otherwise capacity available =48kVA. | --> | 0.0475 | 0 | 0 | 0.050303 | 0 |  | --> | E18 ex GLASMORE | Glasmore [T421,T422] | GLASMORE |  | 53.4939 | -6.2687
MV/LV Substation SK***405 |  | 10 kV | _ | LV | 200 kVA :Pole Substation | 0.2 | --> | 0.2 | 0 | 0 | Constrained,otherwise capacity available =114kVA. | --> | 0.19 | 0 | 0.002964 | 0.21265 | 0 |  | --> | C12 ex DUNLEER | Dunleer [T41,T42] | DRYBRIDGE |  | 53.8272 | -6.3822
MV/LV Substation SK***4054 |  | 20 kV | _ | LV | 630 kVA :Building Structure | 0.63 | --> | 0.63 | 0.5 | 3 |  | --> | 0.5985 | 0 | 0.00741 | 0 | 0 | Constrained,otherwise capacity available =500kW. | --> | E11 ex CHARLEVILLE | Charleville [T421,T422] | CHARLEVILLE |  | 52.3486 | -8.6581
MV/LV Substation SK***4078 |  | 20 kV | _ | LV | 50 kVA :Pole Substation | 0.05 | --> | 0.05 | 0 | 0 | Constrained,otherwise capacity available =50kVA. | --> | 0.0475 | 0 | 0 | 0 | 0 | Constrained,otherwise capacity available =50kW. | --> | E20 ex ROSCREA | Roscrea [T41,T42] | IKERRIN |  | 52.9233 | -7.6396
MV/LV Substation SK***4085 |  | 10 kV | _ | LV | 200 kVA :Pole Substation | 0.2 | --> | 0.2 | 0 | 0 | Constrained,otherwise capacity available =154kVA. | --> | 0.19 | 0 | 0 | 0.20687 | 0 |  | --> | C12 ex SKIBBEREEN | Skibbereen [T41,T42] | DUNMANWAY |  | 51.552 | -9.2575
MV/LV Substation SK***4095 |  | 10 kV | _ | LV | 50 kVA :Pole Substation | 0.05 | --> | 0.05 | 0.05 | 2.2 |  | --> | 0.0475 | 0 | 0 | 0.05 | 0 |  | --> | C18 ex BAILIEBORO | Bailieboro [T41,T42] | MEATH HILL |  | 53.8781 | -6.9584
MV/LV Substation SK***4114 |  | 10 kV | _ | LV | 630 kVA :Kiosk Substation | 0.63 | --> | 0.63 | 0.14262 | 0.1 | Constrained,otherwise capacity available =500kVA. | --> | 0.5985 | 0 | 0 | 0.5 | 0 |  | --> | C12 ex CARRIGLAWN | Carriglawn [T41,T42] | WEXFORD |  | 52.3422 | -6.4634
MV/LV Substation SK***4153 |  | 10 kV | _ | LV | 200 kVA :Pole Substation | 0.2 | --> | 0.2 | 0.2 | 0.7 |  | --> | 0.19 | 0 | 0 | 0.2 | 0 |  | --> | C14 ex KILRUSH | Kilrush [T41,T42] | TULLABRACK |  | 52.6325 | -9.5109
MV/LV Substation SK***4161 |  | 10 kV | _ | LV | 50 kVA :Pole Substation | 0.05 | --> | 0.05 | 0 | 0 | Constrained,otherwise capacity available =50kVA. | --> | 0.0475 | 0 | 0 | 0.05 | 0 |  | --> | C17 ex DUNLEER | Dunleer [T41,T42] | DRYBRIDGE |  | 53.8382 | -6.3365
MV/LV Substation SK***420 |  | 10 kV | _ | LV | 50 kVA :Pole Substation | 0.05 | --> | 0.05 | 0 | 0 | Constrained,otherwise capacity available =32kVA. | --> | 0.0475 | 0 | 0.022971 | 0.052662 | 0 |  | --> | C15 ex GRANAGH | Granagh [T41,T42] | WATERFORD |  | 52.3146 | -7.1459
MV/LV Substation SK***4211 |  | 10 kV | _ | LV | 400 kVA :Kiosk Substation | 0.4 | --> | 0.4 | 0 | 0 | Constrained,otherwise capacity available =373kVA. | --> | 0.38 | 0 | 0 | 0.40408 | 0 |  | --> | C19 ex LOUGHSHINNY | Loughshinny [T41,T42] | GLASMORE |  | 53.5749 | -6.1079
MV/LV Substation SK***4214 |  | 20 kV | _ | LV | 50 kVA :Pole Substation | 0.05 | --> | 0.05 | 0.05 | 2.8 |  | --> | 0.0475 | 0 | 0 | 0.05 | 0 |  | --> | E12 ex CLARA | Clara [T421,T422] | THORNSBERRY |  | 53.3661 | -7.4723
MV/LV Substation SK***4320 |  | 20 kV | _ | LV | 50 kVA :Pole Substation | 0.05 | --> | 0.05 | 0 | 0 | Constrained,otherwise capacity available =49kVA. | --> | 0.0475 | 0 | 0 | 0.050152 | 0 |  | --> | E18 ex GLASMORE | Glasmore [T421,T422] | GLASMORE |  | 53.4963 | -6.2658
MV/LV Substation SK***433Z |  | 10 kV | _ | LV | 630 kVA :Kiosk Substation | 0.63 | --> | 0.63 | 0 | 0 | Constrained,otherwise capacity available =444kVA. | --> | 0.5985 | 0 | 0.014079 | 0.5 | 0 |  | --> | C19 ex LOUGHSHINNY | Loughshinny [T41,T42] | GLASMORE |  | 53.5791 | -6.1051
MV/LV Substation SK***486Z |  | 10 kV | _ | LV | 630 kVA :Building Structure | 0.63 | --> | 0.63 | 0 | 0 | Constrained,otherwise capacity available =500kVA. | --> | 0.5985 | 0 | 0 | 0.5 | 0 |  | --> | C25 ex STEPHENSTOWN | Stephenstown [T101,T102] | FINGLAS |  | 53.5812 | -6.135
MV/LV Substation SK***489Y |  | 10 kV | _ | LV | 50 kVA :Pole Substation | 0.05 | --> | 0.05 | 0.05 | 2.2 |  | --> | 0.0475 | 0 | 0 | 0.05 | 0 |  | --> | C19 ex BAILIEBORO | Bailieboro [T41,T42] | MEATH HILL |  | 53.949 | -6.9929
MV/LV Substation SK***534 |  | 10 kV | _ | LV | 630 kVA :Kiosk Substation | 0.63 | --> | 0.63 | 0 | 0 | Constrained,otherwise capacity available =472kVA. | --> | 0.5985 | 0 | 0.002223 | 0.5 | 0 |  | --> | C13 ex DRUMCONDRA | Drumcondra [T41,T42] | MCDERMOTT |  | 53.3729 | -6.2536
MV/LV Substation SK***535 |  | 10 kV | _ | LV | 1000 kVA :Building Structure | 1 | --> | 1 | 0.5 | 1.4 |  | --> | 0.95 | 0 | 0 | 0.5 | 0 |  | --> | C11 ex RINEANNA | Rineanna [T41,T42] | DRUMLINE |  | 52.7098 | -8.8791
MV/LV Substation SK***536 |  | 10 kV | _ | LV | 1000 kVA :Building Structure | 1 | --> | 1 | 0.5 | 1.4 |  | --> | 0.95 | 0 | 0 | 0.5 | 0 |  | --> | C11 ex RINEANNA | Rineanna [T41,T42] | DRUMLINE |  | 52.7097 | -8.8793
MV/LV Substation SK***551Z |  | 20 kV | _ | LV | 200 kVA :Kiosk Substation | 0.2 | --> | 0.2 | 0 | 0 | Constrained,otherwise capacity available =151kVA. | --> | 0.19 | 0 | 0 | 0.20731 | 0 |  | --> | E18 ex BALTRASNA | Baltrasna [T121,T122] | BALTRASNA |  | 53.5111 | -6.4651
MV/LV Substation SK***579 |  | 10 kV | _ | LV | 50 kVA :Pole Substation | 0.05 | --> | 0.05 | 0.047 | 1.7 |  | --> | 0.0475 | 0 | 0 | 0.050453 | 0 |  | --> | C21 ex ATHY | Athy [T101,T102] | ATHY |  | 52.9261 | -7.0541
MV/LV Substation SK***590 |  | 10 kV | _ | LV | 50 kVA :Pole Substation | 0.05 | --> | 0.05 | 0.04 | 2.1 |  | --> | 0.0475 | 0 | 0 | 0.051496 | 0 |  | --> | C13 ex BUTTEVANT | Buttevant [T41,T42] | MALLOW |  | 52.1938 | -8.5183
MV/LV Substation SK***592 |  | 20 kV | _ | LV | 50 kVA :Pole Substation | 0.05 | --> | 0.05 | 0 | 0 | Constrained,otherwise capacity available =49kVA. | --> | 0.0475 | 0 | 0 | 0.050152 | 0 |  | --> | E18 ex GLASMORE | Glasmore [T421,T422] | GLASMORE |  | 53.4906 | -6.26
MV/LV Substation SK***632 |  | 10 kV | _ | LV | 50 kVA :Pole Substation | 0.05 | --> | 0.05 | 0 | 0 | Constrained,otherwise capacity available =37kVA. | --> | 0.0475 | 0 | 0 | 0.051937 | 0 |  | --> | C17 ex DUNLEER | Dunleer [T41,T42] | DRYBRIDGE |  | 53.8383 | -6.3355
MV/LV Substation SK***660 |  | 10 kV | _ | LV | 400 kVA :Building Structure | 0.4 | --> | 0.4 | 0 | 0 | Constrained,otherwise capacity available =396kVA. | --> | 0.38 | 0 | 0 | 0.40061 | 0 |  | --> | C14 ex BELFIELD | Belfield [T41,T42] | BLACKROCK |  | 53.3073 | -6.1959
MV/LV Substation SK***670X |  | 10 kV | _ | LV | 200 kVA :Pole Substation | 0.2 | --> | 0.2 | 0.166 | 9.5 |  | --> | 0.19 | 0 | 0 | 0.2051 | 0 |  | --> | C17 ex BANDON | Bandon [T101,T42] | BANDON |  | 51.7728 | -8.6655
MV/LV Substation SK***671X |  | 10 kV | _ | LV | 400 kVA :Building Structure | 0.4 | --> | 0.4 | 0.4 | 9.5 |  | --> | 0.38 | 0 | 0 | 0.4 | 0 |  | --> | C17 ex BANDON | Bandon [T101,T42] | BANDON |  | 51.769 | -8.6752
MV/LV Substation SK***729 |  | 10 kV | _ | LV | 50 kVA :Pole Substation | 0.05 | --> | 0.05 | 0 | 0 | Constrained,otherwise capacity available =29kVA. | --> | 0.0475 | 0 | 0 | 0.053092 | 0 |  | --> | C15 ex LOUGHSHINNY | Loughshinny [T41,T42] | GLASMORE |  | 53.5308 | -6.0906
MV/LV Substation SK***731Y |  | 20 kV | _ | LV | 50 kVA :Pole Substation | 0.05 | --> | 0.05 | 0 | 0 | Constrained,otherwise capacity available =46kVA. | --> | 0.0475 | 0 | 0 | 0.050604 | 0 |  | --> | E11 ex ACADEMY STREET | Academy Street [T421,T422,T44] | NAVAN |  | 53.5853 | -6.5513
MV/LV Substation SK***767X |  | 20 kV | _ | LV | 50 kVA :Pole Substation | 0.05 | --> | 0.05 | 0 | 0 | Constrained,otherwise capacity available =50kVA. | --> | 0.0475 | 0 | 0 | 0.05 | 0 |  | --> | E17 ex BRUFF | Bruff [T42,T421] | LIMERICK |  | 52.5512 | -8.5623
MV/LV Substation SK***768X |  | 20 kV | _ | LV | 50 kVA :Pole Substation | 0.05 | --> | 0.05 | 0 | 0 | Constrained,otherwise capacity available =45kVA. | --> | 0.0475 | 0 | 0 | 0.050753 | 0 |  | --> | E17 ex BRUFF | Bruff [T42,T421] | LIMERICK |  | 52.5516 | -8.5592
MV/LV Substation SK***773 |  | 10 kV | _ | LV | 100 kVA :Pole Substation | 0.1 | --> | 0.1 | 0 | 0 | Constrained,otherwise capacity available =79kVA. | --> | 0.095 | 0 | 0.008151 | 0.10314 | 0 |  | --> | C13 ex DOCK ROAD | Dock Road [T41,T42] | LIMERICK |  | 52.6362 | -8.678
MV/LV Substation SK***779 |  | 20 kV | _ | LV | 50 kVA :Pole Substation | 0.05 | --> | 0.05 | 0 | 0 | Constrained,otherwise capacity available =39kVA. | --> | 0.0475 | 0 | 0.002964 | 0.051643 | 0 |  | --> | E18 ex MANORHAMILTON | Manorhamilton [T422] | SLIGO |  | 54.3094 | -8.1737
MV/LV Substation SK***783X |  | 20 kV | _ | LV | 50 kVA :Pole Substation | 0.05 | --> | 0.05 | 0 | 0 | Constrained,otherwise capacity available =49kVA. | --> | 0.0475 | 0 | 0 | 0.050152 | 0 |  | --> | E11 ex CREAGH | Creagh [T421,T422] | ATHLONE |  | 53.4084 | -8.1494
MV/LV Substation SK***784Y |  | 20 kV | _ | LV | 50 kVA :Pole Substation | 0.05 | --> | 0.05 | 0 | 0 | Constrained,otherwise capacity available =50kVA. | --> | 0.0475 | 0 | 0 | 0.05 | 0 |  | --> | E11 ex ACADEMY STREET | Academy Street [T421,T422,T44] | NAVAN |  | 53.5835 | -6.5466
MV/LV Substation SK***800X |  | 20 kV | _ | LV | 50 kVA :Pole Substation | 0.05 | --> | 0.05 | 0 | 0 | Constrained,otherwise capacity available =31kVA. | --> | 0.0475 | 0 | 0 | 0.052806 | 0 |  | --> | E11 ex ACADEMY STREET | Academy Street [T421,T422,T44] | NAVAN |  | 53.5769 | -6.5516
MV/LV Substation SK***842X |  | 20 kV | _ | LV | 50 kVA :Pole Substation | 0.05 | --> | 0.05 | 0 | 0 | Constrained,otherwise capacity available =44kVA. | --> | 0.0475 | 0 | 0.002223 | 0.050903 | 0 |  | --> | E18 ex GLASMORE | Glasmore [T421,T422] | GLASMORE |  | 53.5005 | -6.2689
MV/LV Substation SK***872X |  | 10 kV | _ | LV | 50 kVA :Pole Substation | 0.05 | --> | 0.05 | 0.046 | 1.3 |  | --> | 0.0475 | 0 | 0 | 0.050604 | 0 |  | --> | C26 ex CLIFDEN | Clifden [T41,T42] | SCREEB |  | 53.4935 | -10.06
MV/LV Substation SK***883X |  | 20 kV | _ | LV | 50 kVA :Pole Substation | 0.05 | --> | 0.05 | 0 | 0 | Constrained,otherwise capacity available =50kVA. | --> | 0.0475 | 0 | 0 | 0.05 | 0 |  | --> | C17 ex KYLEERAGH | Kyleeragh [T41,T42] | NENAGH |  | 53.0158 | -8.2642
MV/LV Substation SK***908 |  | 10 kV | _ | LV | 100 kVA :Pole Substation | 0.1 | --> | 0.1 | 0 | 0 | Constrained,otherwise capacity available =51kVA. | --> | 0.095 | 0 | 0 | 0.10718 | 0 |  | --> | C13 ex DRYBRIDGE | Drybridge [T41,T42] | DRYBRIDGE |  | 53.7547 | -6.335
MV/LV Substation SK***986Y |  | 10 kV | _ | LV | 50 kVA :Pole Substation | 0.05 | --> | 0.05 | 0 | 0 | Constrained,otherwise capacity available =36kVA. | --> | 0.0475 | 0 | 0 | 0.052083 | 0 |  | --> | E11 ex BALLYDEHOB | Ballydehob [T421] | DUNMANWAY |  | 51.5547 | -9.4262
MV/LV Substation SL***004 |  | 10 kV | _ | LV | 630 kVA :Kiosk Substation | 0.63 | --> | 0.63 | 0 | 0 | Constrained,otherwise capacity available =314kVA. | --> | 0.5985 | 0 | 0.00741 | 0.5 | 0 |  | --> | C15 ex GORT | Gort [T41,T42] | ENNIS |  | 53.0676 | -8.8188
MV/LV Substation SL***015 |  | 10 kV | _ | LV | 400 kVA :Kiosk Substation | 0.4 | --> | 0.4 | 0.245 | 2.4 |  | --> | 0.38 | 0 | 0 | 0.42288 | 0 |  | --> | C18 ex GRAIGUE | Graigue [T41,T42] | CARLOW |  | 52.841 | -6.9385
MV/LV Substation SL***015Y |  | 10 kV | _ | LV | 400 kVA :Kiosk Substation | 0.4 | --> | 0.4 | 0 | 0 | Constrained,otherwise capacity available =327kVA. | --> | 0.38 | 0 | 0.008151 | 0.41094 | 0 |  | --> | C16 ex GORT | Gort [T41,T42] | ENNIS |  | 53.0552 | -8.8181
MV/LV Substation SL***031 |  | 10 kV | _ | LV | 400 kVA :Kiosk Substation | 0.4 | --> | 0.4 | 0.245 | 4.9 |  | --> | 0.38 | 0 | 0.019266 | 0.42288 | 0 |  | --> | C11 ex COOLOCK | Coolock [T41,T42] | FINGLAS |  | 53.3956 | -6.1834
MV/LV Substation SL***033 |  | 10 kV | _ | LV | 400 kVA :Kiosk Substation | 0.4 | --> | 0.4 | 0.319 | 3.1 |  | --> | 0.38 | 0 | 0.005187 | 0.41212 | 0 |  | --> | C22 ex BELLFIELD | Bellfield [T41,T42] | CRANE |  | 52.5044 | -6.5627
MV/LV Substation SL***033X |  | 10 kV | _ | LV | 100 kVA :Pole Substation | 0.1 | --> | 0.1 | 0 | 0 | Constrained,otherwise capacity available =99kVA. | --> | 0.095 | 0 | 0 | 0.10015 | 0 |  | --> | C15 ex SAGGART | Saggart [T41,T42] | GRANGE CASTLE |  | 53.2742 | -6.4458
MV/LV Substation SL***036Y |  | 10 kV | _ | LV | 100 kVA :Pole Substation | 0.1 | --> | 0.1 | 0.099 | 2.7 |  | --> | 0.095 | 0 | 0 | 0.10015 | 0 |  | --> | C17 ex OLDCASTLE | Oldcastle [T41,T422] | MULLINGAR |  | 53.7852 | -7.1334
MV/LV Substation SL***037 |  | 10 kV | _ | LV | 200 kVA :Pole Substation | 0.2 | --> | 0.2 | 0 | 0 | Constrained,otherwise capacity available =113kVA. | --> | 0.19 | 0 | 0.00741 | 0.2128 | 0 |  | --> | C15 ex STICKILLEN | Stickillen [T41,T42] | DRYBRIDGE |  | 53.8451 | -6.5383
MV/LV Substation SL***037Z |  | 20 kV | _ | LV | 200 kVA :Pole Substation | 0.2 | --> | 0.2 | 0 | 0 | Constrained,otherwise capacity available =160kVA. | --> | 0.19 | 0 | 0 | 0.20598 | 0 |  | --> | E17 ex DULEEK | Duleek [T421,T422] | DRYBRIDGE |  | 53.6297 | -6.5367
MV/LV Substation SL***050 |  | 20 kV | _ | LV | 630 kVA :Kiosk Substation | 0.63 | --> | 0.63 | 0.20545 | 0.2 | Constrained,otherwise capacity available =500kVA. | --> | 0.5985 | 0 | 0.025935 | 0 | 0 | Constrained,otherwise capacity available =500kW. | --> | E16 ex BEALISTOWN | Bealistown [T421,T422] | GREAT ISLAND |  | 52.2915 | -6.9406
MV/LV Substation SL***054 |  | 10 kV | _ | LV | 400 kVA :Kiosk Substation | 0.4 | --> | 0.4 | 0.294 | 5.5 |  | --> | 0.38 | 0 | 0 | 0 | 0 | Constrained,otherwise capacity available =415.8kW. | --> | C17 ex GORTLEE | Gortlee [T41,T42] | LETTERKENNY |  | 54.9595 | -7.7403
MV/LV Substation SL***054X |  | 20 kV | _ | LV | 100 kVA :Pole Substation | 0.1 | --> | 0.1 | 0 | 0 | Constrained,otherwise capacity available =61kVA. | --> | 0.095 | 0 | 0 | 0 | 0 | Constrained,otherwise capacity available =105.8kW. | --> | E14 ex BUNCRANA | Buncrana [T421,T422] | TRILLICK |  | 55.1522 | -7.4534
MV/LV Substation SL***062Y |  | 20 kV | _ | LV | 200 kVA :Pole Substation | 0.2 | --> | 0.2 | 0 | 0 | Constrained,otherwise capacity available =153kVA. | --> | 0.19 | 0 | 0 | 0.20701 | 0 |  | --> | E18 ex GURRANEBANE | Gurranebane [T421,T422] | OUGHTRAGH |  | 51.9252 | -10.3427
MV/LV Substation SL***065X |  | 10 kV | _ | LV | 200 kVA :Pole Substation | 0.2 | --> | 0.2 | 0.168 | 4.1 |  | --> | 0.19 | 0 | 0.008151 | 0.2048 | 0 |  | --> | C13 ex AGHAGAD | Aghagad [T41,T42] | SLIGO |  | 54.4285 | -8.4554
MV/LV Substation SL***067 |  | 10 kV | _ | LV | 400 kVA :Kiosk Substation | 0.4 | --> | 0.4 | 0 | 0 | Constrained,otherwise capacity available =296kVA. | --> | 0.38 | 0 | 0.036309 | 0.41549 | 0 |  | --> | C23 ex ATHLONE | Athlone [T41,T42] | ATHLONE |  | 53.4306 | -7.933
MV/LV Substation SL***068 |  | 10 kV | _ | LV | 630 kVA :Kiosk Substation | 0.63 | --> | 0.63 | 0.5 | 5.8 |  | --> | 0.5985 | 0 | 0.00741 | 0.5 | 0 |  | --> | C11 ex OAKFIELD | Oakfield [T41,T42] | SLIGO |  | 54.2549 | -8.4715
MV/LV Substation SL***069 |  | 10 kV | _ | LV | 100 kVA :Pole Substation | 0.1 | --> | 0.1 | 0 | 0 | Constrained,otherwise capacity available =99kVA. | --> | 0.095 | 0 | 0 | 0.10015 | 0 |  | --> | C15 ex SAGGART | Saggart [T41,T42] | GRANGE CASTLE |  | 53.2721 | -6.4479
MV/LV Substation SL***090X |  | 20 kV | _ | LV | 50 kVA :Pole Substation | 0.05 | --> | 0.05 | 0 | 0 | Constrained,otherwise capacity available =40kVA. | --> | 0.0475 | 0 | 0 | 0 | 0 | Constrained,otherwise capacity available =51.5kW. | --> | E14 ex BUNCRANA | Buncrana [T421,T422] | TRILLICK |  | 55.1582 | -7.4544
MV/LV Substation SL***100 |  | 10 kV | _ | LV | 200 kVA :Pole Substation | 0.2 | --> | 0.2 | 0.2 | 2 |  | --> | 0.19 | 0 | 0 | 0.2 | 0 |  | --> | C15 ex CAUSEWAY | Causeway [T41,T42] | TRALEE |  | 52.377 | -9.8101
MV/LV Substation SL***106X |  | 20 kV | _ | LV | 200 kVA :Pole Substation | 0.2 | --> | 0.2 | 0.2 | 2 |  | --> | 0.19 | 0 | 0 | 0.2 | 0 |  | --> | E16 ex MOHILL | Mohill [T421,T422] | CARRICK ON SHANNON |  | 53.9209 | -7.8762
MV/LV Substation SL***122X |  | 20 kV | _ | LV | 50 kVA :Pole Substation | 0.05 | --> | 0.05 | 0 | 0 | Constrained,otherwise capacity available =49kVA. | --> | 0.0475 | 0 | 0 | 0 | 0 | Constrained,otherwise capacity available =50.2kW. | --> | E12 ex CARNDONAGH | Carndonagh [T421,T422] | TRILLICK |  | 55.3681 | -7.3374
MV/LV Substation SL***128Y |  | 10 kV | _ | LV | 50 kVA :Pole Substation | 0.05 | --> | 0.05 | 0 | 0 | Constrained,otherwise capacity available =39kVA. | --> | 0.0475 | 0 | 0 | 0 | 0 | Constrained,otherwise capacity available =51.6kW. | --> | E18 ex BLESSINGTON | Blessington [T421,T422] | KILTEEL |  | 53.2156 | -6.4772
MV/LV Substation SL***143 |  | 10 kV | _ | LV | 400 kVA :Kiosk Substation | 0.4 | --> | 0.4 | 0.33 | 3.1 |  | --> | 0.38 | 0 | 0.01482 | 0.41049 | 0 |  | --> | C11 ex BELLFIELD | Bellfield [T41,T42] | CRANE |  | 52.5117 | -6.588
MV/LV Substation SL***148Z |  | 20 kV | _ | LV | 200 kVA :Pole Substation | 0.2 | --> | 0.2 | 0.166 | 1 |  | --> | 0.19 | 0 | 0 | 0.2051 | 0 |  | --> | E12 ex LONGFORD | Longford [T421,T422] | RICHMOND |  | 53.8187 | -7.7612
MV/LV Substation SL***151Y |  | 20 kV | _ | LV | 50 kVA :Pole Substation | 0.05 | --> | 0.05 | 0 | 0 | Constrained,otherwise capacity available =48kVA. | --> | 0.0475 | 0 | 0 | 0.050303 | 0 |  | --> | C17 ex DRYBRIDGE | Drybridge [T41,T42] | DRYBRIDGE |  | 53.72 | -6.4778
MV/LV Substation SL***156 |  | 10 kV | _ | LV | 50 kVA :Pole Substation | 0.05 | --> | 0.05 | 0 | 0 | Constrained,otherwise capacity available =22kVA. | --> | 0.0475 | 0 | 0 | 0.05408 | 0 |  | --> | C21 ex CARRIGTWOHILL | Carrigtwohill [T42] | COW CROSS |  | 51.9034 | -8.2812
MV/LV Substation SL***161Y |  | 10 kV | _ | LV | 400 kVA :Kiosk Substation | 0.4 | --> | 0.4 | 0 | 0 | Constrained,otherwise capacity available =338kVA. | --> | 0.38 | 0 | 0.008151 | 0 | 0 | Constrained,otherwise capacity available =409.3kW. | --> | C16 ex RATHDOWNEY | Rathdowney [T42] | IKERRIN |  | 52.8551 | -7.5893
MV/LV Substation SL***167X |  | 10 kV | _ | LV | 400 kVA :Kiosk Substation | 0.4 | --> | 0.4 | 0.355 | 3.7 |  | --> | 0.38 | 0 | 0 | 0.40677 | 0 |  | --> | C12 ex KILFLYNN | Kilflynn [T41,T42] | TRALEE |  | 52.4 | -9.6148
MV/LV Substation SL***169 |  | 10 kV | _ | LV | 1000 kVA :Building Structure | 1 | --> | 1 | 0 | 0 | Constrained,otherwise capacity available =500kVA. | --> | 0.95 | 0 | 0 | 0.5 | 0 |  | --> | C17 ex FORTUNESTOWN | Fortunestown [T101,T102] | INCHICORE 220KV |  | 53.2799 | -6.4454
MV/LV Substation SL***191Y |  | 10 kV | _ | LV | 200 kVA :Pole Substation | 0.2 | --> | 0.2 | 0.189 | 0.8 |  | --> | 0.19 | 0 | 0.004446 | 0.20166 | 0 |  | --> | C18 ex MILLTOWN MALBAY | Milltown Malbay [T42] | TULLABRACK |  | 52.8592 | -9.3881
MV/LV Substation SL***193 |  | 10 kV | _ | LV | 630 kVA :Building Structure | 0.63 | --> | 0.63 | 0 | 0 | Constrained,otherwise capacity available =500kVA. | --> | 0.5985 | 0 | 0 | 0.5 | 0 |  | --> | C17 ex FORTUNESTOWN | Fortunestown [T101,T102] | INCHICORE 220KV |  | 53.2798 | -6.4454
MV/LV Substation SL***203Z |  | 10 kV | _ | LV | 400 kVA :Kiosk Substation | 0.4 | --> | 0.4 | 0.339 | 1.5 |  | --> | 0.38 | 0 | 0.008892 | 0.40916 | 0 |  | --> | C13 ex SMEARLA | Smearla [T41,T42] | TRIEN |  | 52.46 | -9.4884
MV/LV Substation SL***208X |  | 20 kV | _ | LV | 50 kVA :Pole Substation | 0.05 | --> | 0.05 | 0 | 0 | Constrained,otherwise capacity available =50kVA. | --> | 0.0475 | 0 | 0 | 0 | 0 | Constrained,otherwise capacity available =50kW. | --> | E12 ex CARNDONAGH | Carndonagh [T421,T422] | TRILLICK |  | 55.3718 | -7.3414
MV/LV Substation SL***215Y |  | 20 kV | _ | LV | 100 kVA :Pole Substation | 0.1 | --> | 0.1 | 0.082 | 2.5 |  | --> | 0.095 | 0 | 0.009633 | 0.1027 | 0 |  | --> | E13 ex BAGENALSTOWN | Bagenalstown [T421,T422] | CARLOW |  | 52.6881 | -6.7797
MV/LV Substation SL***221Y |  | 10 kV | _ | LV | 200 kVA :Kiosk Substation | 0.2 | --> | 0.2 | 0.178 | 0.3 |  | --> | 0.19 | 0 | 0.002964 | 0.20331 | 0 |  | --> | C18 ex BALLYMOTE | Ballymote [T41] | SLIGO |  | 54.0931 | -8.5224
MV/LV Substation SL***241X |  | 10 kV | _ | LV | 50 kVA :Pole Substation | 0.05 | --> | 0.05 | 0.05 | 1.5 |  | --> | 0.0475 | 0 | 0 | 0.05 | 0 |  | --> | C22 ex BALLYARD | Ballyard [T41,T42] | TRALEE |  | 52.2452 | -9.7402
MV/LV Substation SL***245 |  | 10 kV | _ | LV | 50 kVA :Pole Substation | 0.05 | --> | 0.05 | 0 | 0 | Constrained,otherwise capacity available =13kVA. | --> | 0.0475 | 0 | 0.030381 | 0.05532 | 0 |  | --> | C11 ex MULGANNON | Mulgannon [T41,T42] | WEXFORD |  | 52.3395 | -6.4783
MV/LV Substation SL***250Y |  | 10 kV | _ | LV | 200 kVA :Kiosk Substation | 0.2 | --> | 0.2 | 0 | 0 | Constrained,otherwise capacity available =176kVA. | --> | 0.19 | 0 | 0 | 0.20361 | 0 |  | --> | C15 ex CAHIRCALLA | Cahircalla [T41,T42] | ENNIS |  | 52.8141 | -8.9625
MV/LV Substation SL***253 |  | 10 kV | _ | LV | 100 kVA :Pole Substation | 0.1 | --> | 0.1 | 0 | 0 | Constrained,otherwise capacity available =71kVA. | --> | 0.095 | 0 | 0 | 0.10431 | 0 |  | --> | C12 ex SAGGART | Saggart [T41,T42] | GRANGE CASTLE |  | 53.2461 | -6.4774
MV/LV Substation SL***260 |  | 10 kV | _ | LV | 200 kVA :Pole Substation | 0.2 | --> | 0.2 | 0 | 0 | Constrained,otherwise capacity available =171kVA. | --> | 0.19 | 0 | 0 | 0.20436 | 0 |  | --> | C12 ex SAGGART | Saggart [T41,T42] | GRANGE CASTLE |  | 53.2558 | -6.4725
MV/LV Substation SL***261Y |  | 10 kV | _ | LV | 400 kVA :Kiosk Substation | 0.4 | --> | 0.4 | 0.338 | 3.1 |  | --> | 0.38 | 0 | 0 | 0.40931 | 0 |  | --> | C11 ex BELLFIELD | Bellfield [T41,T42] | CRANE |  | 52.4986 | -6.5779
MV/LV Substation SL***267Y |  | 10 kV | _ | LV | 200 kVA :Kiosk Substation | 0.2 | --> | 0.2 | 0 | 0 | Constrained,otherwise capacity available =198kVA. | --> | 0.19 | 0 | 0 | 0 | 0 | Constrained,otherwise capacity available =200.3kW. | --> | C23 ex TINAHASK | Tinahask [T41,T42] | ARKLOW |  | 52.7909 | -6.2439
MV/LV Substation SL***272 |  | 10 kV | _ | LV | 630 kVA :Kiosk Substation | 0.63 | --> | 0.63 | 0.42 | 4.2 |  | --> | 0.5985 | 0 | 0.013338 | 0.5 | 0 |  | --> | C11 ex CRUMLIN | Crumlin [T41,T42] | INCHICORE 220KV |  | 53.3346 | -6.3053
MV/LV Substation SL***279 |  | 20 kV | _ | LV | 50 kVA :Pole Substation | 0.05 | --> | 0.05 | 0 | 0 | Constrained,otherwise capacity available =49kVA. | --> | 0.0475 | 0 | 0 | 0.050152 | 0 |  | --> | E17 ex BALTINGLASS | Baltinglass [T421,T422] | STRATFORD |  | 52.8911 | -6.6899
MV/LV Substation SL***279Z |  | 10 kV | _ | LV | 50 kVA :Pole Substation | 0.05 | --> | 0.05 | 0.019092 | 0 | Constrained,otherwise capacity available =50kVA. | --> | 0.0475 | 0 | 0 | 0 | 0 | Constrained,otherwise capacity available =50kW. | --> | C18 ex BALLYBAY | Ballybay [T41,T42] | LISDRUM |  | 54.1772 | -6.994
MV/LV Substation SL***299 |  | 10 kV | _ | LV | 100 kVA :Pole Substation | 0.1 | --> | 0.1 | 0 | 0 | Constrained,otherwise capacity available =94kVA. | --> | 0.095 | 0 | 0 | 0.10091 | 0 |  | --> | C15 ex CLONAKILTY | Clonakilty [T41,T42] | DUNMANWAY |  | 51.6317 | -8.9034
MV/LV Substation SL***308Z |  | 20 kV | _ | LV | 100 kVA :Pole Substation | 0.1 | --> | 0.1 | 0 | 0 | Constrained,otherwise capacity available =100kVA. | --> | 0.095 | 0 | 0 | 0.1 | 0 |  | --> | E17 ex BALTINGLASS | Baltinglass [T421,T422] | STRATFORD |  | 52.8849 | -6.6942
MV/LV Substation SL***321X |  | 10 kV | _ | LV | 50 kVA :Pole Substation | 0.05 | --> | 0.05 | 0.045 | 5.8 |  | --> | 0.0475 | 0 | 0 | 0.050753 | 0 |  | --> | C14 ex OAKFIELD | Oakfield [T41,T42] | SLIGO |  | 54.2199 | -8.4675
MV/LV Substation SL***322 |  | 10 kV | _ | LV | 100 kVA :Pole Substation | 0.1 | --> | 0.1 | 0 | 0 | Constrained,otherwise capacity available =79kVA. | --> | 0.095 | 0 | 0 | 0.10314 | 0 |  | --> | C15 ex SAGGART | Saggart [T41,T42] | GRANGE CASTLE |  | 53.2668 | -6.4359
MV/LV Substation SL***323 |  | 20 kV | _ | LV | 200 kVA :Pole Substation | 0.2 | --> | 0.2 | 0.133 | 9.1 |  | --> | 0.19 | 0 | 0.02964 | 0.20993 | 0 |  | --> | E17 ex ARDNAREE | Ardnaree [T42,T421] | MOY |  | 54.1203 | -9.1365
MV/LV Substation SL***325 |  | 10 kV | _ | LV | 400 kVA :Kiosk Substation | 0.4 | --> | 0.4 | 0.314 | 3.9 |  | --> | 0.38 | 0 | 0 | 0.41285 | 0 |  | --> | C21 ex GALWAY 110KV | Galway 110kv [T102,T103] | GALWAY 110KV |  | 53.284 | -8.9985
MV/LV Substation SL***339 |  | 10 kV | _ | LV | 100 kVA :Pole Substation | 0.1 | --> | 0.1 | 0 | 0 | Constrained,otherwise capacity available =62kVA. | --> | 0.095 | 0 | 0.003705 | 0.10561 | 0 |  | --> | C17 ex LOUGHTAGALLA | Loughtagalla [T41,T42] | THURLES |  | 52.6834 | -7.8042
MV/LV Substation SL***355 |  | 10 kV | _ | LV | 200 kVA :Kiosk Substation | 0.2 | --> | 0.2 | 0.098 | 4.6 |  | --> | 0.19 | 0 | 0.008892 | 0.21492 | 0 |  | --> | C11 ex DUN LAOGHAIRE | Dun Laoghaire [T41,T42] | BLACKROCK |  | 53.2931 | -6.1462
MV/LV Substation SL***375Z |  | 10 kV | _ | LV | 400 kVA :Kiosk Substation | 0.4 | --> | 0.4 | 0 | 0 | Constrained,otherwise capacity available =298kVA. | --> | 0.38 | 0 | 0.021489 | 0.4152 | 0 |  | --> | C11 ex NAAS | Naas [T41,T42] | KILTEEL |  | 53.2071 | -6.6528
MV/LV Substation SL***386 |  | 20 kV | _ | LV | 200 kVA :Pole Substation | 0.2 | --> | 0.2 | 0.136 | 16.1 |  | --> | 0.19 | 0 | 0.00741 | 0.20181 | 0 |  | --> | E20 ex WEXFORD | Wexford [T121,T122] | WEXFORD |  | 52.2746 | -6.5425
MV/LV Substation SL***392Y |  | 20 kV | _ | LV | 400 kVA :Kiosk Substation | 0.4 | --> | 0.4 | 0 | 0 | Constrained,otherwise capacity available =234kVA. | --> | 0.38 | 0 | 0.028158 | 0.42445 | 0 |  | --> | C22 ex ATHLONE | Athlone [T41,T42] | ATHLONE |  | 53.4259 | -7.9879
MV/LV Substation SL***393X |  | 20 kV | _ | LV | 200 kVA :Kiosk Substation | 0.2 | --> | 0.2 | 0.198 | 0.4 |  | --> | 0.19 | 0 | 0 | 0.2003 | 0 |  | --> | C16 ex CARRAROE | Carraroe [T42] | SCREEB |  | 53.2647 | -9.6055
MV/LV Substation SL***4005 |  | 20 kV | _ | LV | 100 kVA :Pole Substation | 0.1 | --> | 0.1 | 0.062 | 8.1 |  | --> | 0.095 | 0 | 0.006669 | 0 | 0 | Constrained,otherwise capacity available =105.6kW. | --> | E16 ex WESTPORT | Westport [T421,T422] | CASTLEBAR |  | 53.7917 | -9.5368
MV/LV Substation SL***4006 |  | 10 kV | _ | LV | 200 kVA :Pole Substation | 0.2 | --> | 0.2 | 0.133 | 3.3 |  | --> | 0.19 | 0 | 0 | 0 | 0 | Constrained,otherwise capacity available =209.9kW. | --> | C20 ex ENNISKEANE | Enniskeane [T41,T42] | BANDON |  | 51.7672 | -8.9689
MV/LV Substation SL***4010 |  | 20 kV | _ | LV | 50 kVA :Pole Substation | 0.05 | --> | 0.05 | 0.044 | 0.4 |  | --> | 0.0475 | 0 | 0 | 0.050903 | 0 |  | --> | E17 ex BALLYCONNELL | Ballyconnell [T421,T422] | GORTAWEE |  | 54.0932 | -7.5895
MV/LV Substation SL***4024 |  | 20 kV | _ | LV | 50 kVA :Pole Substation | 0.05 | --> | 0.05 | 0.05 | 8.2 |  | --> | 0.0475 | 0 | 0 | 0.05 | 0 |  | --> | C17 ex MOUNT MISERY | Mount Misery [T41,T42] | WATERFORD |  | 52.2868 | -7.0677
MV/LV Substation SL***4051 |  | 10 kV | _ | LV | 200 kVA :Pole Substation | 0.2 | --> | 0.2 | 0.146 | 5.8 |  | --> | 0.19 | 0 | 0 | 0.20804 | 0 |  | --> | C20 ex OAKFIELD | Oakfield [T41,T42] | SLIGO |  | 54.272 | -8.5442
MV/LV Substation SL***4053 |  | 10 kV | _ | LV | 200 kVA :Pole Substation | 0.2 | --> | 0.2 | 0.189 | 2.8 |  | --> | 0.19 | 0 | 0 | 0.20166 | 0 |  | --> | C13 ex CASTLEBLAYNEY | Castleblayney [T41,T42] | DUNDALK |  | 54.1225 | -6.7374
MV/LV Substation SL***4072 |  | 20 kV | _ | LV | 200 kVA :Kiosk Substation | 0.2 | --> | 0.2 | 0 | 0 | Constrained,otherwise capacity available =172kVA. | --> | 0.19 | 0 | 0.00741 | 0.20421 | 0 |  | --> | E14 ex COLLOONEY | Collooney [T421,T422] | SLIGO |  | 54.1822 | -8.4845
MV/LV Substation SL***4072 |  | 10 kV | _ | LV | 100 kVA :Pole Substation | 0.1 | --> | 0.1 | 0.096 | 0.8 |  | --> | 0.095 | 0 | 0 | 0.10061 | 0 |  | --> | C17 ex MILLTOWN MALBAY | Milltown Malbay [T42] | TULLABRACK |  | 52.8284 | -9.2849
MV/LV Substation SL***4136 |  | 20 kV | _ | LV | 400 kVA :Building Structure | 0.4 | --> | 0.4 | 0.325 | 8.2 |  | --> | 0.38 | 0 | 0 | 0.4 | 0 |  | --> | C17 ex MOUNT MISERY | Mount Misery [T41,T42] | WATERFORD |  | 52.2904 | -7.0642
MV/LV Substation SL***4163 |  | 10 kV | _ | LV | 400 kVA :Kiosk Substation | 0.4 | --> | 0.4 | 0 | 0 | Constrained,otherwise capacity available =374kVA. | --> | 0.38 | 0 | 0.002223 | 0 | 0 | Constrained,otherwise capacity available =403.9kW. | --> | C16 ex BANTRY | Bantry [T41,T42] | BALLYLICKY |  | 51.686 | -9.4337
MV/LV Substation SL***4166 |  | 10 kV | _ | LV | 630 kVA :Building Structure | 0.63 | --> | 0.63 | 0.13 | 13.9 |  | --> | 0.5985 | 0 | 0.003705 | 0.5 | 0 |  | --> | C21 ex CENTRAL PARK | Central Park [T101,T102] | CARRICKMINES |  | 53.2893 | -6.1984
MV/LV Substation SL***4188 |  | 10 kV | _ | LV | 400 kVA :Kiosk Substation | 0.4 | --> | 0.4 | 0 | 0 | Constrained,otherwise capacity available =400kVA. | --> | 0.38 | 0 | 0 | 0.4 | 0 |  | --> | C23 ex TRAMORE | Tramore [T41,T42] | BUTLERSTOWN |  | 52.1699 | -7.1422
MV/LV Substation SL***419 |  | 10 kV | _ | LV | 50 kVA :Pole Substation | 0.05 | --> | 0.05 | 0 | 0 | Constrained,otherwise capacity available =30kVA. | --> | 0.0475 | 0 | 0.011115 | 0.052949 | 0 |  | --> | C18 ex KILCOLGAN | Kilcolgan [T42,T421] | GALWAY 110KV |  | 53.2357 | -8.8801
MV/LV Substation SL***4194 |  | 10 kV | _ | LV | 400 kVA :Kiosk Substation | 0.4 | --> | 0.4 | 0 | 0 | Constrained,otherwise capacity available =376kVA. | --> | 0.38 | 0 | 0.01482 | 0.40363 | 0 |  | --> | C14 ex CLONAKILTY | Clonakilty [T41,T42] | DUNMANWAY |  | 51.6164 | -8.8871
MV/LV Substation SL***4196 |  | 20 kV | _ | LV | 50 kVA :Pole Substation | 0.05 | --> | 0.05 | 0 | 0 | Constrained,otherwise capacity available =33kVA. | --> | 0.0475 | 0 | 0 | 0.052518 | 0 |  | --> | E28 ex LOUGHREA | Loughrea [T41,T42] | SOMERSET |  | 53.2365 | -8.5531
MV/LV Substation SL***4208 |  | 10 kV | _ | LV | 400 kVA :Kiosk Substation | 0.4 | --> | 0.4 | 0 | 0 | Constrained,otherwise capacity available =360kVA. | --> | 0.38 | 0 | 0 | 0.40603 | 0 |  | --> | C13 ex DOCK ROAD | Dock Road [T41,T42] | LIMERICK |  | 52.6375 | -8.6767
MV/LV Substation SL***4252 |  | 10 kV | _ | LV | 400 kVA :Kiosk Substation | 0.4 | --> | 0.4 | 0.334 | 11.9 |  | --> | 0.38 | 0 | 0.011856 | 0.4099 | 0 |  | --> | C22 ex SALTHILL | Salthill [T101,T102] | SALTHILL |  | 53.2772 | -9.1073
MV/LV Substation SL***4332 |  | 10 kV | _ | LV | 100 kVA :Pole Substation | 0.1 | --> | 0.1 | 0 | 0 | Constrained,otherwise capacity available =100kVA. | --> | 0.095 | 0 | 0 | 0.1 | 0 |  | --> | C21 ex KILMONEY | Kilmoney [T41,T42] | TRABEG |  | 51.7727 | -8.4374
MV/LV Substation SL***435Y |  | 20 kV | _ | LV | 400 kVA :Kiosk Substation | 0.4 | --> | 0.4 | 0.385 | 2.5 |  | --> | 0.38 | 0 | 0 | 0.40227 | 0 |  | --> | E12 ex BAGENALSTOWN | Bagenalstown [T421,T422] | CARLOW |  | 52.7026 | -6.9678
MV/LV Substation SL***437Z |  | 20 kV | _ | LV | 400 kVA :Kiosk Substation | 0.4 | --> | 0.4 | 0 | 0 | Constrained,otherwise capacity available =379kVA. | --> | 0.38 | 0 | 0.002223 | 0.40318 | 0 |  | --> | E17 ex BALTINGLASS | Baltinglass [T421,T422] | STRATFORD |  | 52.8774 | -6.6994
MV/LV Substation SL***454X |  | 10 kV | _ | LV | 200 kVA :Kiosk Substation | 0.2 | --> | 0.2 | 0 | 0 | Constrained,otherwise capacity available =172kVA. | --> | 0.19 | 0 | 0.011115 | 0.20421 | 0 |  | --> | C17 ex ROSCOMMON | Roscommon [T41,T42] | LANESBORO |  | 53.6196 | -8.1805
MV/LV Substation SL***507 |  | 20 kV | _ | LV | 200 kVA :Pole Substation | 0.2 | --> | 0.2 | 0.13 | 8.2 |  | --> | 0.19 | 0 | 0.008151 | 0.21036 | 0 |  | --> | C17 ex MOUNT MISERY | Mount Misery [T41,T42] | WATERFORD |  | 52.2833 | -7.0694
MV/LV Substation SL***508Z |  | 20 kV | _ | LV | 100 kVA :Pole Substation | 0.1 | --> | 0.1 | 0 | 0 | Constrained,otherwise capacity available =78kVA. | --> | 0.095 | 0 | 0 | 0 | 0 | Constrained,otherwise capacity available =103.3kW. | --> | C12 ex BANTRY | Bantry [T41,T42] | BALLYLICKY |  | 51.6843 | -9.4345
MV/LV Substation SL***509Y |  | 10 kV | _ | LV | 400 kVA :Kiosk Substation | 0.4 | --> | 0.4 | 0 | 0 | Constrained,otherwise capacity available =364kVA. | --> | 0.38 | 0 | 0.015561 | 0.40543 | 0 |  | --> | C20 ex RAHEEN | Raheen [T41,T42] | LIMERICK |  | 52.6255 | -8.6415
MV/LV Substation SL***526 |  | 20 kV | _ | LV | 200 kVA :Pole Substation | 0.2 | --> | 0.2 | 0.168 | 8.2 |  | --> | 0.19 | 0 | 0.008892 | 0.2048 | 0 |  | --> | C17 ex MOUNT MISERY | Mount Misery [T41,T42] | WATERFORD |  | 52.2867 | -7.062
MV/LV Substation SL***534Y |  | 20 kV | _ | LV | 100 kVA :Pole Substation | 0.1 | --> | 0.1 | 0.097 | 16.1 |  | --> | 0.095 | 0 | 0 | 0.10045 | 0 |  | --> | E21 ex WEXFORD | Wexford [T121,T122] | WEXFORD |  | 52.3623 | -6.5236
MV/LV Substation SL***550Y |  | 10 kV | _ | LV | 630 kVA :Building Structure | 0.63 | --> | 0.63 | 0 | 0 | Constrained,otherwise capacity available =442kVA. | --> | 0.5985 | 0 | 0 | 0.5 | 0 |  | --> | C17 ex ROSCOMMON | Roscommon [T41,T42] | LANESBORO |  | 53.6171 | -8.1899
MV/LV Substation SL***563X |  | 20 kV | _ | LV | 100 kVA :Pole Substation | 0.1 | --> | 0.1 | 0.087 | 1.5 |  | --> | 0.095 | 0 | 0 | 0.10195 | 0 |  | --> | E17 ex ACHILL | Achill [T422] | CARROWBEG |  | 53.9965 | -10.0643
MV/LV Substation SL***564Y |  | 20 kV | _ | LV | 200 kVA :Pole Substation | 0.2 | --> | 0.2 | 0 | 0 | Constrained,otherwise capacity available =68kVA. | --> | 0.19 | 0 | 0.020007 | 0.21909 | 0 |  | --> | E21 ex SLANE | Slane [T421] | DRYBRIDGE |  | 53.7097 | -6.5466
MV/LV Substation SL***572 |  | 20 kV | _ | LV | 50 kVA :Pole Substation | 0.05 | --> | 0.05 | 0.047 | 1.3 |  | --> | 0.0475 | 0 | 0 | 0.050453 | 0 |  | --> | E15 ex BALLYCROSSAUN | Ballycrossaun [T421,T422] | SOMERSET |  | 53.0635 | -8.1898
MV/LV Substation SL***572Y |  | 20 kV | _ | LV | 400 kVA :Building Structure | 0.4 | --> | 0.4 | 0 | 0 | Constrained,otherwise capacity available =392kVA. | --> | 0.38 | 0 | 0.003705 | 0.40121 | 0 |  | --> | E21 ex SLANE | Slane [T421] | DRYBRIDGE |  | 53.7038 | -6.5351
MV/LV Substation SL***574Y |  | 20 kV | _ | LV | 200 kVA :Building Structure | 0.2 | --> | 0.2 | 0 | 0 | Constrained,otherwise capacity available =177kVA. | --> | 0.19 | 0 | 0 | 0.20346 | 0 |  | --> | E21 ex SLANE | Slane [T421] | DRYBRIDGE |  | 53.7033 | -6.5398
MV/LV Substation SL***576Y |  | 20 kV | _ | LV | 200 kVA :Pole Substation | 0.2 | --> | 0.2 | 0 | 0 | Constrained,otherwise capacity available =196kVA. | --> | 0.19 | 0 | 0 | 0.20061 | 0 |  | --> | E21 ex SLANE | Slane [T421] | DRYBRIDGE |  | 53.7044 | -6.5451
MV/LV Substation SL***577X |  | 20 kV | _ | LV | 200 kVA :Pole Substation | 0.2 | --> | 0.2 | 0.187 | 1.5 |  | --> | 0.19 | 0 | 0 | 0.20196 | 0 |  | --> | E17 ex ACHILL | Achill [T422] | CARROWBEG |  | 54.0011 | -10.0379
MV/LV Substation SL***577Y |  | 20 kV | _ | LV | 50 kVA :Pole Substation | 0.05 | --> | 0.05 | 0 | 0 | Constrained,otherwise capacity available =37kVA. | --> | 0.0475 | 0 | 0 | 0.051937 | 0 |  | --> | E21 ex SLANE | Slane [T421] | DRYBRIDGE |  | 53.703 | -6.527
MV/LV Substation SL***584Z |  | 10 kV | _ | LV | 50 kVA :Pole Substation | 0.05 | --> | 0.05 | 0 | 0 | Constrained,otherwise capacity available =47kVA. | --> | 0.0475 | 0 | 0.00741 | 0 | 0 | Constrained,otherwise capacity available =50.5kW. | --> | C16 ex KILCLOHER | Kilcloher [T41,T42] | DUNGARVAN |  | 52.1294 | -7.8235
MV/LV Substation SL***600 |  | 10 kV | _ | LV | 100 kVA :Pole Substation | 0.1 | --> | 0.1 | 0 | 0 | Constrained,otherwise capacity available =56kVA. | --> | 0.095 | 0 | 0 | 0.10647 | 0 |  | --> | C18 ex KILCOLGAN | Kilcolgan [T42,T421] | GALWAY 110KV |  | 53.2369 | -8.8726
MV/LV Substation SL***606X |  | 10 kV | _ | LV | 50 kVA :Pole Substation | 0.05 | --> | 0.05 | 0.019092 | 0 | Constrained,otherwise capacity available =49kVA. | --> | 0.0475 | 0 | 0 | 0 | 0 | Constrained,otherwise capacity available =50.2kW. | --> | C18 ex BALLYBAY | Ballybay [T41,T42] | LISDRUM |  | 54.1732 | -6.978
MV/LV Substation SL***607X |  | 10 kV | _ | LV | 50 kVA :Pole Substation | 0.05 | --> | 0.05 | 0.019092 | 0 | Constrained,otherwise capacity available =43kVA. | --> | 0.0475 | 0 | 0 | 0 | 0 | Constrained,otherwise capacity available =51.1kW. | --> | C18 ex BALLYBAY | Ballybay [T41,T42] | LISDRUM |  | 54.1726 | -6.9875
MV/LV Substation SL***608X |  | 10 kV | _ | LV | 50 kVA :Pole Substation | 0.05 | --> | 0.05 | 0.019092 | 0 | Constrained,otherwise capacity available =48kVA. | --> | 0.0475 | 0 | 0 | 0 | 0 | Constrained,otherwise capacity available =50.3kW. | --> | C18 ex BALLYBAY | Ballybay [T41,T42] | LISDRUM |  | 54.176 | -6.99
MV/LV Substation SL***610X |  | 20 kV | _ | LV | 50 kVA :Pole Substation | 0.05 | --> | 0.05 | 0.021 | 5.9 |  | --> | 0.0475 | 0 | 0.062985 | 0.050753 | 0 |  | --> | C14 ex CASHEL | Cashel [T41,T42] | CAHIR |  | 52.5367 | -7.889
MV/LV Substation SL***631X |  | 10 kV | _ | LV | 100 kVA :Pole Substation | 0.1 | --> | 0.1 | 0 | 0 | Constrained,otherwise capacity available =98kVA. | --> | 0.095 | 0 | 0 | 0.1003 | 0 |  | --> | C12 ex SAGGART | Saggart [T41,T42] | GRANGE CASTLE |  | 53.2542 | -6.4833
MV/LV Substation SL***648 |  | 10 kV | _ | LV | 50 kVA :Pole Substation | 0.05 | --> | 0.05 | 0 | 0 | Constrained,otherwise capacity available =49kVA. | --> | 0.0475 | 0 | 0 | 0 | 0 | Constrained,otherwise capacity available =50.2kW. | --> | C23 ex TINAHASK | Tinahask [T41,T42] | ARKLOW |  | 52.7893 | -6.2444
MV/LV Substation SL***658 |  | 10 kV | _ | LV | 50 kVA :Pole Substation | 0.05 | --> | 0.05 | 0 | 0 | Constrained,otherwise capacity available =38kVA. | --> | 0.0475 | 0 | 0.006669 | 0 | 0 | Constrained,otherwise capacity available =51.8kW. | --> | E19 ex FOXHOLE | Foxhole [T421,T422] | DUNGARVAN |  | 52.0305 | -7.8714
MV/LV Substation SL***677Y |  | 20 kV | _ | LV | 200 kVA :Building Structure | 0.2 | --> | 0.2 | 0 | 0 | Constrained,otherwise capacity available =177kVA. | --> | 0.19 | 0 | 0 | 0.20346 | 0 |  | --> | E21 ex SLANE | Slane [T421] | DRYBRIDGE |  | 53.7098 | -6.5617
MV/LV Substation SL***698 |  | 20 kV | _ | LV | 400 kVA :Kiosk Substation | 0.4 | --> | 0.4 | 0 | 0 | Constrained,otherwise capacity available =301kVA. | --> | 0.38 | 0 | 0.006669 | 0.41476 | 0 |  | --> | E16 ex MANORHAMILTON | Manorhamilton [T422] | SLIGO |  | 54.304 | -8.1795
MV/LV Substation SL***712X |  | 20 kV | _ | LV | 200 kVA :Pole Substation | 0.2 | --> | 0.2 | 0.181 | 1.5 |  | --> | 0.19 | 0 | 0.00741 | 0.20286 | 0 |  | --> | E17 ex ACHILL | Achill [T422] | CARROWBEG |  | 54.0064 | -10.0298
MV/LV Substation SL***750X |  | 10 kV | _ | LV | 100 kVA :Pole Substation | 0.1 | --> | 0.1 | 0.078 | 3.3 |  | --> | 0.095 | 0 | 0 | 0.10329 | 0 |  | --> | C18 ex GLEBE | Glebe [T41,T42] | RICHMOND |  | 53.7146 | -7.7986
MV/LV Substation SL***754Y |  | 20 kV | _ | LV | 200 kVA :Pole Substation | 0.2 | --> | 0.2 | 0.2 | 3.5 |  | --> | 0.19 | 0 | 0 | 0.2 | 0 |  | --> | E15 ex BELVIEW | Belview [T421,T422] | WATERFORD |  | 52.2588 | -7.0644
MV/LV Substation SL***765X |  | 10 kV | _ | LV | 400 kVA :Kiosk Substation | 0.4 | --> | 0.4 | 0 | 0 | Constrained,otherwise capacity available =296kVA. | --> | 0.38 | 0 | 0.013338 | 0.41549 | 0 |  | --> | C16 ex ATHENRY | Athenry [T41,T42] | GALWAY 110KV |  | 53.3029 | -8.7407
MV/LV Substation SL***768 |  | 10 kV | _ | LV | 630 kVA :Building Structure | 0.63 | --> | 0.63 | 0.5 | 4.2 |  | --> | 0.5985 | 0 | 0 | 0.5 | 0 |  | --> | C14 ex CRUMLIN | Crumlin [T41,T42] | INCHICORE 220KV |  | 53.3243 | -6.3278
MV/LV Substation SL***782X |  | 10 kV | _ | LV | 25 kVA :Pole Substation | 0.025 | --> | 0.025 | 0 | 0 | Constrained,otherwise capacity available =19kVA. | --> | 0.02375 | 0 | 0.004446 | 0.025895 | 0 |  | --> | C20 ex RAHEEN | Raheen [T41,T42] | LIMERICK |  | 52.6271 | -8.634
MV/LV Substation SL***787 |  | 10 kV | _ | LV | 400 kVA :Kiosk Substation | 0.4 | --> | 0.4 | 0.316 | 11.9 |  | --> | 0.38 | 0 | 0.019266 | 0.41256 | 0 |  | --> | C23 ex SALTHILL | Salthill [T101,T102] | SALTHILL |  | 53.272 | -9.1042
MV/LV Substation SL***787X |  | 10 kV | _ | LV | 50 kVA :Pole Substation | 0.05 | --> | 0.05 | 0 | 0 | Constrained,otherwise capacity available =43kVA. | --> | 0.0475 | 0 | 0 | 0.051052 | 0 |  | --> | C20 ex RAHEEN | Raheen [T41,T42] | LIMERICK |  | 52.6244 | -8.6413
MV/LV Substation SL***808X |  | 10 kV | _ | LV | 400 kVA :Kiosk Substation | 0.4 | --> | 0.4 | 0.305 | 11.9 |  | --> | 0.38 | 0 | 0 | 0.41417 | 0 |  | --> | C23 ex SALTHILL | Salthill [T101,T102] | SALTHILL |  | 53.2728 | -9.1183
MV/LV Substation SL***809X |  | 10 kV | _ | LV | 400 kVA :Kiosk Substation | 0.4 | --> | 0.4 | 0.259 | 11.9 |  | --> | 0.38 | 0 | 0 | 0.42086 | 0 |  | --> | C23 ex SALTHILL | Salthill [T101,T102] | SALTHILL |  | 53.2728 | -9.1196
MV/LV Substation SL***812X |  | 10 kV | _ | LV | 100 kVA :Pole Substation | 0.1 | --> | 0.1 | 0 | 0 | Constrained,otherwise capacity available =47kVA. | --> | 0.095 | 0 | 0.017043 | 0.10774 | 0 |  | --> | C17 ex ROSCOMMON | Roscommon [T41,T42] | LANESBORO |  | 53.6182 | -8.1853
MV/LV Substation SL***812Y |  | 10 kV | _ | LV | 400 kVA :Building Structure | 0.4 | --> | 0.4 | 0 | 0 | Constrained,otherwise capacity available =288kVA. | --> | 0.38 | 0 | 0 | 0.41666 | 0 |  | --> | C18 ex KILLACLOYNE | Killacloyne [T41,T42] | MIDLETON |  | 51.9026 | -8.2811
MV/LV Substation SL***858X |  | 20 kV | _ | LV | 100 kVA :Pole Substation | 0.1 | --> | 0.1 | 0.063 | 3.5 |  | --> | 0.095 | 0 | 0 | 0.10547 | 0 |  | --> | E17 ex BUSH | Bush [T421,T422] | DUNDALK |  | 54.0519 | -6.193
MV/LV Substation SL***865X |  | 10 kV | _ | LV | 200 kVA :Kiosk Substation | 0.2 | --> | 0.2 | 0.151 | 11.9 |  | --> | 0.19 | 0 | 0.008892 | 0.20731 | 0 |  | --> | C17 ex SALTHILL | Salthill [T101,T102] | SALTHILL |  | 53.2682 | -9.1193
MV/LV Substation SL***889Z |  | 20 kV | _ | LV | 400 kVA :Kiosk Substation | 0.4 | --> | 0.4 | 0.389 | 0.4 |  | --> | 0.38 | 0 | 0 | 0.40167 | 0 |  | --> | E13 ex TULLOW | Tullow [T421,T422] | CARLOW |  | 52.8394 | -6.7809
MV/LV Substation SL***913 |  | 10 kV | _ | LV | 100 kVA :Pole Substation | 0.1 | --> | 0.1 | 0.086 | 2 |  | --> | 0.095 | 0 | 0 | 0.1021 | 0 |  | --> | C14 ex CAUSEWAY | Causeway [T41,T42] | TRALEE |  | 52.4357 | -9.6593
MV/LV Substation SL***932Y |  | 10 kV | _ | LV | 50 kVA :Pole Substation | 0.05 | --> | 0.05 | 0 | 0 | Constrained,otherwise capacity available =50kVA. | --> | 0.0475 | 0 | 0 | 0.05 | 0 |  | --> | C16 ex CLAREGALWAY | Claregalway [T42,T421] | GALWAY 110KV |  | 53.387 | -8.9359
MV/LV Substation SL***936Y |  | 20 kV | _ | LV | 200 kVA :Kiosk Substation | 0.2 | --> | 0.2 | 0 | 0 | Constrained,otherwise capacity available =136kVA. | --> | 0.19 | 0 | 0.011115 | 0.20949 | 0 |  | --> | C21 ex PORTARLINGTON | Portarlington [T43] | BLAKE |  | 53.1697 | -7.1869
MV/LV Substation SL***939X |  | 20 kV | _ | LV | 50 kVA :Pole Substation | 0.05 | --> | 0.05 | 0 | 0 | Constrained,otherwise capacity available =50kVA. | --> | 0.0475 | 0 | 0 | 0.05 | 0 |  | --> | E16 ex GURRANEBANE | Gurranebane [T421,T422] | OUGHTRAGH |  | 51.8677 | -10.1315
MV/LV Substation SL***945Y |  | 10 kV | _ | LV | 50 kVA :Pole Substation | 0.05 | --> | 0.05 | 0.037 | 3.3 |  | --> | 0.0475 | 0 | 0 | 0.051937 | 0 |  | --> | C18 ex GLEBE | Glebe [T41,T42] | RICHMOND |  | 53.716 | -7.8029
MV/LV Substation SL***965X |  | 10 kV | _ | LV | 200 kVA :Kiosk Substation | 0.2 | --> | 0.2 | 0 | 0 | Constrained,otherwise capacity available =159kVA. | --> | 0.19 | 0 | 0.021489 | 0 | 0 | Constrained,otherwise capacity available =206.1kW. | --> | C20 ex CLOONLOUGH | Cloonlough [T41,T42] | BARRYMORE |  | 52.2589 | -8.259
MV/LV Substation SL***966X |  | 10 kV | _ | LV | 200 kVA :Kiosk Substation | 0.2 | --> | 0.2 | 0.15 | 11.9 |  | --> | 0.19 | 0 | 0.00741 | 0.20745 | 0 |  | --> | C29 ex SALTHILL | Salthill [T101,T102] | SALTHILL |  | 53.2808 | -9.0886
MV/LV Substation SL***983X |  | 10 kV | _ | LV | 200 kVA :Kiosk Substation | 0.2 | --> | 0.2 | 0.172 | 0.7 |  | --> | 0.19 | 0 | 0 | 0.20421 | 0 |  | --> | C24 ex MULLAGH | Mullagh [T44] | MEATH HILL |  | 53.8117 | -6.9357
MV/LV Substation SL***986 |  | 10 kV | _ | LV | 200 kVA :Kiosk Substation | 0.2 | --> | 0.2 | 0 | 0 | Constrained,otherwise capacity available =125kVA. | --> | 0.19 | 0 | 0.034086 | 0.21108 | 0 |  | --> | C28 ex CLAREGALWAY | Claregalway [T42,T421] | GALWAY 110KV |  | 53.3378 | -8.9466
MV/LV Substation SL***987 |  | 10 kV | _ | LV | 400 kVA :Kiosk Substation | 0.4 | --> | 0.4 | 0.362 | 4.1 |  | --> | 0.38 | 0 | 0.00741 | 0.40573 | 0 |  | --> | C18 ex AGHAGAD | Aghagad [T41,T42] | SLIGO |  | 54.3893 | -8.5298
MV/LV Substation SL***998 |  | 20 kV | _ | LV | 400 kVA :Kiosk Substation | 0.4 | --> | 0.4 | 0 | 0 | Constrained,otherwise capacity available =270kVA. | --> | 0.38 | 0 | 0.018525 | 0.41927 | 0 |  | --> | C16 ex MOATE | Moate [T41,T42] | ATHLONE |  | 53.4017 | -7.7159
MV/LV Substation SM***010X |  | 10 kV | _ | LV | 50 kVA :Pole Substation | 0.05 | --> | 0.05 | 0.05 | 2.8 |  | --> | 0.0475 | 0 | 0 | 0.05 | 0 |  | --> | C18 ex CASTLEBLAYNEY | Castleblayney [T41,T42] | DUNDALK |  | 54.1491 | -6.6756
MV/LV Substation SM***017 |  | 20 kV | _ | LV | 50 kVA :Pole Substation | 0.05 | --> | 0.05 | 0 | 0 | Constrained,otherwise capacity available =50kVA. | --> | 0.0475 | 0 | 0 | 0.05 | 0 |  | --> | E15 ex DINGLE | Dingle [T421,T422] | OUGHTRAGH |  | 52.1874 | -10.4129
MV/LV Substation SM***054X |  | 10 kV | _ | LV | 400 kVA :Building Structure | 0.4 | --> | 0.4 | 0 | 0 | Constrained,otherwise capacity available =277kVA. | --> | 0.38 | 0 | 0 | 0.41826 | 0 |  | --> | C35 ex SEMPERIT | Semperit [T41,T42,T43] | GRANGE CASTLE |  | 53.3302 | -6.3454
MV/LV Substation SM***056Y |  | 10 kV | _ | LV | 400 kVA :Building Structure | 0.4 | --> | 0.4 | 0 | 0 | Constrained,otherwise capacity available =382kVA. | --> | 0.38 | 0 | 0 | 0.40272 | 0 |  | --> | C19 ex KILMORE | Kilmore [T101,T102,T103] | FINGLAS |  | 53.4061 | -6.2191
MV/LV Substation SM***070 |  | 10 kV | _ | LV | 630 kVA :Building Structure | 0.63 | --> | 0.63 | 0 | 0 | Constrained,otherwise capacity available =479kVA. | --> | 0.5985 | 0 | 0.003705 | 0.5 | 0 |  | --> | C18 ex ROSEHILL | Rosehill [T41,T42] | KILKENNY |  | 52.656 | -7.2545
MV/LV Substation SM***088 |  | 10 kV | _ | LV | 1000 kVA :Building Structure | 1 | --> | 1 | 0.5 | 1.4 |  | --> | 0.95 | 0 | 0.025935 | 0.5 | 0 |  | --> | C20 ex RINEANNA | Rineanna [T41,T42] | DRUMLINE |  | 52.7177 | -8.874
MV/LV Substation SM***112 |  | 20 kV | _ | LV | 100 kVA :Pole Substation | 0.1 | --> | 0.1 | 0.04 | 3 |  | --> | 0.095 | 0 | 0.017784 | 0 | 0 | Constrained,otherwise capacity available =108.7kW. | --> | E14 ex CHARLEVILLE | Charleville [T421,T422] | CHARLEVILLE |  | 52.3539 | -8.689
MV/LV Substation SM***112X |  | 10 kV | _ | LV | 630 kVA :Building Structure | 0.63 | --> | 0.63 | 0 | 0 | Constrained,otherwise capacity available =500kVA. | --> | 0.5985 | 0 | 0 | 0.5 | 0 |  | --> | C19 ex BALLYBEGGAN | Ballybeggan [T43,T44] | TRALEE |  | 52.2613 | -9.6787
MV/LV Substation SM***116 |  | 10 kV | _ | LV | 400 kVA :Building Structure | 0.4 | --> | 0.4 | 0 | 0 | Constrained,otherwise capacity available =363kVA. | --> | 0.38 | 0 | 0 | 0.40558 | 0 |  | --> | C12 ex FINISKLIN | Finisklin [T41,T42] | SLIGO |  | 54.2753 | -8.4974
MV/LV Substation SM***121X |  | 10 kV | _ | LV | 630 kVA :Kiosk Substation | 0.63 | --> | 0.63 | 0 | 0 | Constrained,otherwise capacity available =500kVA. | --> | 0.5985 | 0 | 0 | 0.5 | 0 |  | --> | C12 ex FINISKLIN | Finisklin [T41,T42] | SLIGO |  | 54.2755 | -8.4947
MV/LV Substation SM***122 |  | 10 kV | _ | LV | 630 kVA :Building Structure | 0.63 | --> | 0.63 | 0.5 | 1.4 |  | --> | 0.5985 | 0 | 0 | 0.5 | 0 |  | --> | C20 ex RINEANNA | Rineanna [T41,T42] | DRUMLINE |  | 52.7194 | -8.8764
MV/LV Substation SM***130 |  | 10 kV | _ | LV | 630 kVA :Building Structure | 0.63 | --> | 0.63 | 0 | 0 | Constrained,otherwise capacity available =500kVA. | --> | 0.5985 | 0 | 0 | 0.5 | 0 |  | --> | C12 ex FINISKLIN | Finisklin [T41,T42] | SLIGO |  | 54.2741 | -8.4967
MV/LV Substation SM***232Y |  | 20 kV | _ | LV | 200 kVA :Pole Substation | 0.2 | --> | 0.2 | 0.167 | 1.2 |  | --> | 0.19 | 0 | 0 | 0.20495 | 0 |  | --> | E21 ex CRATLOE | Cratloe [T421,T422] | ARDNACRUSHA |  | 52.7322 | -8.7723
MV/LV Substation SM***271X |  | 10 kV | _ | LV | 630 kVA :Building Structure | 0.63 | --> | 0.63 | 0 | 0 | Constrained,otherwise capacity available =401kVA. | --> | 0.5985 | 0 | 0 | 0.5 | 0 |  | --> | C23 ex PHIBSBORO | Phibsboro [T41,T42] | FINGLAS |  | 53.3501 | -6.2776
MV/LV Substation SM***350 |  | 20 kV | _ | LV | 200 kVA :Kiosk Substation | 0.2 | --> | 0.2 | 0 | 0 | Constrained,otherwise capacity available =187kVA. | --> | 0.19 | 0 | 0 | 0.20196 | 0 |  | --> | E16 ex MILLTOWN (SR) | Milltown (sr) [T421,T422] | OUGHTRAGH |  | 52.1085 | -9.785
MV/LV Substation SM***371Y |  | 10 kV | _ | LV | 50 kVA :Pole Substation | 0.05 | --> | 0.05 | 0 | 0 | Constrained,otherwise capacity available =42kVA. | --> | 0.0475 | 0 | 0 | 0.0512 | 0 |  | --> | C24 ex GORESBRIDGE | Goresbridge [T41,T42] | KILKENNY |  | 52.6143 | -7.128
MV/LV Substation SM***4001 |  | 20 kV | _ | LV | 50 kVA :Pole Substation | 0.05 | --> | 0.05 | 0.043 | 0.6 |  | --> | 0.0475 | 0 | 0.01482 | 0 | 0 | Constrained,otherwise capacity available =51.1kW. | --> | E23 ex LAWLESSTOWN | Lawlesstown [T42,T421] | DOON |  | 52.2762 | -7.7581
MV/LV Substation SM***4026 |  | 10 kV | _ | LV | 200 kVA :Pole Substation | 0.2 | --> | 0.2 | 0.141 | 1.4 |  | --> | 0.19 | 0 | 0 | 0.20877 | 0 |  | --> | C20 ex RINEANNA | Rineanna [T41,T42] | DRUMLINE |  | 52.7156 | -8.8763
MV/LV Substation SM***4043 |  | 10 kV | _ | LV | 630 kVA :Kiosk Substation | 0.63 | --> | 0.63 | 0.5 | 1.4 |  | --> | 0.5985 | 0 | 0 | 0.5 | 0 |  | --> | C20 ex RINEANNA | Rineanna [T41,T42] | DRUMLINE |  | 52.7156 | -8.8726
MV/LV Substation SM***4085 |  | 20 kV | _ | LV | 50 kVA :Pole Substation | 0.05 | --> | 0.05 | 0.05 | 3.1 |  | --> | 0.0475 | 0 | 0 | 0.05 | 0 |  | --> | E11 ex LUMCLOON | Lumcloon [T421,T422] | DALLOW |  | 53.2434 | -7.8714
MV/LV Substation SM***4098 |  | 10 kV | _ | LV | 630 kVA :Building Structure | 0.63 | --> | 0.63 | 0.5 | 4.9 |  | --> | 0.5985 | 0 | 0.040755 | 0.5 | 0 |  | --> | C22 ex COOLOCK | Coolock [T41,T42] | FINGLAS |  | 53.3904 | -6.1912
MV/LV Substation SM***411 |  | 20 kV | _ | LV | 200 kVA :Pole Substation | 0.2 | --> | 0.2 | 0.196 | 8.2 |  | --> | 0.19 | 0 | 0 | 0.20061 | 0 |  | --> | C17 ex MOUNT MISERY | Mount Misery [T41,T42] | WATERFORD |  | 52.2954 | -7.1283
MV/LV Substation SM***4133 |  | 20 kV | _ | LV | 50 kVA :Pole Substation | 0.05 | --> | 0.05 | 0 | 0 | Constrained,otherwise capacity available =50kVA. | --> | 0.0475 | 0 | 0 | 0.05 | 0 |  | --> | E11 ex ACADEMY STREET | Academy Street [T421,T422,T44] | NAVAN |  | 53.5353 | -6.5755
MV/LV Substation SM***414 |  | 10 kV | _ | LV | 50 kVA :Pole Substation | 0.05 | --> | 0.05 | 0.028 | 3.9 |  | --> | 0.0475 | 0 | 0 | 0.053235 | 0 |  | --> | C21 ex MARSHES | Marshes [T41,T42] | DUNDALK |  | 53.973 | -6.3902
MV/LV Substation SM***414 |  | 20 kV | _ | LV | 100 kVA :Pole Substation | 0.1 | --> | 0.1 | 0.085 | 2 |  | --> | 0.095 | 0 | 0 | 0 | 0 | Constrained,otherwise capacity available =102.3kW. | --> | E14 ex RATHKEALE | Rathkeale [T421,T422] | RATHKEALE |  | 52.543 | -8.8609
MV/LV Substation SM***421 |  | 10 kV | _ | LV | 100 kVA :Pole Substation | 0.1 | --> | 0.1 | 0.056 | 1.6 |  | --> | 0.095 | 0 | 0.003705 | 0 | 0 | Constrained,otherwise capacity available =106.5kW. | --> | C16 ex BALLYSHANNON | Ballyshannon [T41,T42] | CATHALEENS FALL |  | 54.5467 | -8.2142
MV/LV Substation SM***4297 |  | 10 kV | _ | LV | 630 kVA :Building Structure | 0.63 | --> | 0.63 | 0 | 0 | Constrained,otherwise capacity available =395kVA. | --> | 0.5985 | 0 | 0 | 0.5 | 0 |  | --> | C18 ex KILLACLOYNE | Killacloyne [T41,T42] | MIDLETON |  | 51.9123 | -8.2886
MV/LV Substation SM***4366 |  | 20 kV | _ | LV | 50 kVA :Pole Substation | 0.05 | --> | 0.05 | 0 | 0 | Constrained,otherwise capacity available =50kVA. | --> | 0.0475 | 0 | 0 | 0.05 | 0 |  | --> | E17 ex JULIANSTOWN | Julianstown [T421,T422] | DRYBRIDGE |  | 53.6755 | -6.2939
MV/LV Substation SM***4435 |  | 20 kV | _ | LV | 50 kVA :Pole Substation | 0.05 | --> | 0.05 | 0 | 0 | Constrained,otherwise capacity available =41kVA. | --> | 0.0475 | 0 | 0 | 0.051348 | 0 |  | --> | E17 ex ACADEMY STREET | Academy Street [T421,T422,T44] | NAVAN |  | 53.6061 | -6.7665
MV/LV Substation SM***470 |  | 10 kV | _ | LV | 200 kVA :Kiosk Substation | 0.2 | --> | 0.2 | 0 | 0 | Constrained,otherwise capacity available =200kVA. | --> | 0.19 | 0 | 0 | 0.2 | 0 |  | --> | C20 ex ROSEHILL | Rosehill [T41,T42] | KILKENNY |  | 52.6385 | -7.2489
MV/LV Substation SM***480 |  | 20 kV | _ | LV | 50 kVA :Pole Substation | 0.05 | --> | 0.05 | 0 | 0 | Constrained,otherwise capacity available =37kVA. | --> | 0.0475 | 0 | 0 | 0.051937 | 0 |  | --> | E12 ex DRUMLINE | Drumline [T421,T422] | DRUMLINE |  | 52.7262 | -8.8727
MV/LV Substation SM***490X |  | 10 kV | _ | LV | 1000 kVA :Building Structure | 1 | --> | 1 | 0.5 | 4 |  | --> | 0.95 | 0 | 0 | 0.5 | 0 |  | --> | C31 ex WOLFE TONE STREET | Wolfe Tone Street [T101,T102] | FINGLAS |  | 53.3479 | -6.2787
MV/LV Substation SM***500 |  | 10 kV | _ | LV | 630 kVA :Building Structure | 0.63 | --> | 0.63 | 0.5 | 0.8 |  | --> | 0.5985 | 0 | 0 | 0.5 | 0 |  | --> | C12 ex DONNYBROOK | Donnybrook [T41,T42] | MILLTOWN (DR) |  | 53.3129 | -6.2342
MV/LV Substation SM***518Y |  | 20 kV | _ | LV | 50 kVA :Pole Substation | 0.05 | --> | 0.05 | 0.023 | 1 |  | --> | 0.0475 | 0 | 0.001482 | 0.05394 | 0 |  | --> | E13 ex LONGFORD | Longford [T421,T422] | RICHMOND |  | 53.8706 | -7.5983
MV/LV Substation SM***548 |  | 10 kV | _ | LV | 400 kVA :Kiosk Substation | 0.4 | --> | 0.4 | 0.372 | 1.4 |  | --> | 0.38 | 0 | 0.02964 | 0.40423 | 0 |  | --> | C20 ex RINEANNA | Rineanna [T41,T42] | DRUMLINE |  | 52.7165 | -8.8702
MV/LV Substation SM***557X |  | 20 kV | _ | LV | 50 kVA :Pole Substation | 0.05 | --> | 0.05 | 0 | 0 | Constrained,otherwise capacity available =47kVA. | --> | 0.0475 | 0 | 0 | 0.050453 | 0 |  | --> | E11 ex BALLYHALE | Ballyhale [T42,T421] | KILKENNY |  | 52.5458 | -7.1507
MV/LV Substation SM***583 |  | 20 kV | _ | LV | 200 kVA :Pole Substation | 0.2 | --> | 0.2 | 0.141 | 1.6 |  | --> | 0.19 | 0 | 0 | 0 | 0 | Constrained,otherwise capacity available =208.8kW. | --> | C17 ex BALLYSHANNON | Ballyshannon [T41,T42] | CATHALEENS FALL |  | 54.6328 | -7.8594
MV/LV Substation SM***592Y |  | 10 kV | _ | LV | 50 kVA :Pole Substation | 0.05 | --> | 0.05 | 0 | 0 | Constrained,otherwise capacity available =50kVA. | --> | 0.0475 | 0 | 0 | 0.05 | 0 |  | --> | C24 ex GORESBRIDGE | Goresbridge [T41,T42] | KILKENNY |  | 52.614 | -7.1335
MV/LV Substation SM***605Y |  | 10 kV | _ | LV | 400 kVA :Kiosk Substation | 0.4 | --> | 0.4 | 0.331 | 3 |  | --> | 0.38 | 0 | 0.003705 | 0 | 0 | Constrained,otherwise capacity available =410.3kW. | --> | E17 ex CHARLEVILLE | Charleville [T421,T422] | CHARLEVILLE |  | 52.3538 | -8.6849
MV/LV Substation SM***714Y |  | 20 kV | _ | LV | 200 kVA :Pole Substation | 0.2 | --> | 0.2 | 0 | 0 | Constrained,otherwise capacity available =185kVA. | --> | 0.19 | 0 | 0.0741 | 0.20226 | 0 |  | --> | E17 ex JULIANSTOWN | Julianstown [T421,T422] | DRYBRIDGE |  | 53.6879 | -6.2998
MV/LV Substation SM***739 |  | 10 kV | _ | LV | 100 kVA :Pole Substation | 0.1 | --> | 0.1 | 0 | 0 | Constrained,otherwise capacity available =20kVA. | --> | 0.095 | 0 | 0.018525 | 0.11145 | 0 |  | --> | C15 ex STICKILLEN | Stickillen [T41,T42] | DRYBRIDGE |  | 53.815 | -6.5656
MV/LV Substation SM***775Z |  | 10 kV | _ | LV | 200 kVA :Kiosk Substation | 0.2 | --> | 0.2 | 0 | 0 | Constrained,otherwise capacity available =181kVA. | --> | 0.19 | 0 | 0 | 0.20286 | 0 |  | --> | C17 ex ROSEHILL | Rosehill [T41,T42] | KILKENNY |  | 52.6305 | -7.2505
MV/LV Substation SM***828X |  | 10 kV | _ | LV | 100 kVA :Pole Substation | 0.1 | --> | 0.1 | 0 | 0 | Constrained,otherwise capacity available =100kVA. | --> | 0.095 | 0 | 0 | 0 | 0 | Constrained,otherwise capacity available =100kW. | --> | C22 ex TEMPLEMORE | Templemore [T41,T42] | IKERRIN |  | 52.7933 | -7.8291
MV/LV Substation SM***858 |  | 20 kV | _ | LV | 200 kVA :Pole Substation | 0.2 | --> | 0.2 | 0 | 0 | Constrained,otherwise capacity available =100kVA. | --> | 0.19 | 0 | 0 | 0.21464 | 0 |  | --> | C17 ex CLONES | Clones [T41,T42] | SHANKILL |  | 54.2211 | -7.0974
MV/LV Substation SM***878 |  | 20 kV | _ | LV | 50 kVA :Pole Substation | 0.05 | --> | 0.05 | 0 | 0 | Constrained,otherwise capacity available =47kVA. | --> | 0.0475 | 0 | 0 | 0.050453 | 0 |  | --> | C22 ex ENNISTYMON | Ennistymon [T41,T42] | ENNIS |  | 52.9923 | -9.268
MV/LV Substation SN***048 |  | 10 kV | _ | LV | 400 kVA :Kiosk Substation | 0.4 | --> | 0.4 | 0.21 | 11.9 |  | --> | 0.38 | 0 | 0.00741 | 0.42786 | 0 |  | --> | C34 ex SALTHILL | Salthill [T101,T102] | SALTHILL |  | 53.281 | -9.065
MV/LV Substation SN***053 |  | 10 kV | _ | LV | 400 kVA :Kiosk Substation | 0.4 | --> | 0.4 | 0.362 | 11.9 |  | --> | 0.38 | 0 | 0.008892 | 0.40573 | 0 |  | --> | C36 ex SALTHILL | Salthill [T101,T102] | SALTHILL |  | 53.2834 | -9.071
MV/LV Substation SN***064Y |  | 20 kV | _ | LV | 50 kVA :Pole Substation | 0.05 | --> | 0.05 | 0.049 | 0.9 |  | --> | 0.0475 | 0 | 0 | 0.050152 | 0 |  | --> | E19 ex KENMARE | Kenmare [T421] | KNOCKEARAGH |  | 51.8399 | -9.9087
MV/LV Substation SN***104Y |  | 20 kV | _ | LV | 100 kVA :Pole Substation | 0.1 | --> | 0.1 | 0.087 | 0.9 |  | --> | 0.095 | 0 | 0 | 0.10195 | 0 |  | --> | E19 ex KENMARE | Kenmare [T421] | KNOCKEARAGH |  | 51.8343 | -9.9068
MV/LV Substation SN***154X |  | 10 kV | _ | LV | 400 kVA :Kiosk Substation | 0.4 | --> | 0.4 | 0 | 0 | Constrained,otherwise capacity available =369kVA. | --> | 0.38 | 0 | 0 | 0.40468 | 0 |  | --> | C22 ex GRANGE (DR) | Grange (dr) [T41,T42] | GRANGE (DR) |  | 53.4015 | -6.1889
MV/LV Substation SN***155X |  | 10 kV | _ | LV | 400 kVA :Kiosk Substation | 0.4 | --> | 0.4 | 0 | 0 | Constrained,otherwise capacity available =350kVA. | --> | 0.38 | 0 | 0 | 0.40752 | 0 |  | --> | C22 ex GRANGE (DR) | Grange (dr) [T41,T42] | GRANGE (DR) |  | 53.4012 | -6.1872
MV/LV Substation SN***156X |  | 10 kV | _ | LV | 400 kVA :Kiosk Substation | 0.4 | --> | 0.4 | 0 | 0 | Constrained,otherwise capacity available =346kVA. | --> | 0.38 | 0 | 0 | 0.40812 | 0 |  | --> | C22 ex GRANGE (DR) | Grange (dr) [T41,T42] | GRANGE (DR) |  | 53.4006 | -6.1861
MV/LV Substation SN***181 |  | 10 kV | _ | LV | 100 kVA :Pole Substation | 0.1 | --> | 0.1 | 0.098 | 2 |  | --> | 0.095 | 0 | 0 | 0.1003 | 0 |  | --> | C15 ex CAUSEWAY | Causeway [T41,T42] | TRALEE |  | 52.3681 | -9.7844
MV/LV Substation SN***185Y |  | 10 kV | _ | LV | 630 kVA :Building Structure | 0.63 | --> | 0.63 | 0 | 0 | Constrained,otherwise capacity available =500kVA. | --> | 0.5985 | 0 | 0 | 0.5 | 0 |  | --> | C15 ex CLONAKILTY | Clonakilty [T41,T42] | DUNMANWAY |  | 51.6177 | -8.8946
MV/LV Substation SN***249 |  | 10 kV | _ | LV | 100 kVA :Pole Substation | 0.1 | --> | 0.1 | 0 | 0 | Constrained,otherwise capacity available =97kVA. | --> | 0.095 | 0 | 0.003705 | 0 | 0 | Constrained,otherwise capacity available =100.5kW. | --> | C18 ex KNOCKAPHUNTA | Knockaphunta [T41,T42] | CASTLEBAR |  | 53.8648 | -9.3184
MV/LV Substation SN***253Z |  | 10 kV | _ | LV | 400 kVA :Building Structure | 0.4 | --> | 0.4 | 0.394 | 0.9 |  | --> | 0.38 | 0 | 0 | 0.40091 | 0 |  | --> | C16 ex CLONARD | Clonard [T41,T42] | WEXFORD |  | 52.3271 | -6.489
MV/LV Substation SN***455 |  | 10 kV | _ | LV | 400 kVA :Building Structure | 0.4 | --> | 0.4 | 0.397 | 2.1 |  | --> | 0.38 | 0 | 0 | 0 | 0 | Constrained,otherwise capacity available =400.5kW. | --> | C15 ex KILCAR | Kilcar [T41] | BINBANE |  | 54.6313 | -8.5961
MV/LV Substation SN***460X |  | 10 kV | _ | LV | 100 kVA :Pole Substation | 0.1 | --> | 0.1 | 0 | 0 | Constrained,otherwise capacity available =92kVA. | --> | 0.095 | 0 | 0 | 0 | 0 | Constrained,otherwise capacity available =101.2kW. | --> | C18 ex KNOCKAPHUNTA | Knockaphunta [T41,T42] | CASTLEBAR |  | 53.8643 | -9.3302
MV/LV Substation SN***483 |  | 10 kV | _ | LV | 150 kVA :Pole Substation | 0.15 | --> | 0.15 | 0 | 0 | Constrained,otherwise capacity available =149kVA. | --> | 0.1425 | 0 | 0 | 0.15015 | 0 |  | --> | C13 ex MALAHIDE | Malahide [T41,T42] | GLASMORE |  | 53.4109 | -6.1616
MV/LV Substation SN***525 |  | 20 kV | _ | LV | 200 kVA :Pole Substation | 0.2 | --> | 0.2 | 0.054 | 0.9 |  | --> | 0.19 | 0 | 0 | 0.22101 | 0 |  | --> | E19 ex KENMARE | Kenmare [T421] | KNOCKEARAGH |  | 51.8389 | -9.9002
MV/LV Substation SN***541X |  | 10 kV | _ | LV | 200 kVA :Pole Substation | 0.2 | --> | 0.2 | 0 | 0 | Constrained,otherwise capacity available =155kVA. | --> | 0.19 | 0 | 0.003705 | 0.20672 | 0 |  | --> | C15 ex CLONAKILTY | Clonakilty [T41,T42] | DUNMANWAY |  | 51.6153 | -8.8963
MV/LV Substation SN***586 |  | 10 kV | _ | LV | 50 kVA :Pole Substation | 0.05 | --> | 0.05 | 0.047 | 6 |  | --> | 0.0475 | 0 | 0 | 0.050453 | 0 |  | --> | C26 ex PELLETSTOWN | Pelletstown [T101,T102] | FINGLAS |  | 53.4016 | -6.3623
MV/LV Substation SN***614Z |  | 20 kV | _ | LV | 100 kVA :Pole Substation | 0.1 | --> | 0.1 | 0.1 | 1.4 |  | --> | 0.095 | 0 | 0 | 0.1 | 0 |  | --> | E20 ex KILLINICK | Killinick [T421,T422] | WEXFORD |  | 52.2613 | -6.4829
MV/LV Substation SN***691Y |  | 10 kV | _ | LV | 200 kVA :Kiosk Substation | 0.2 | --> | 0.2 | 0.189 | 1.4 |  | --> | 0.19 | 0 | 0 | 0.20166 | 0 |  | --> | C25 ex SRAH | Srah [T43] | THORNSBERRY |  | 53.2801 | -7.507
MV/LV Substation SN***701 |  | 20 kV | _ | LV | 200 kVA :Pole Substation | 0.2 | --> | 0.2 | 0.199 | 3.5 |  | --> | 0.19 | 0 | 0 | 0.20015 | 0 |  | --> | E15 ex BELVIEW | Belview [T421,T422] | WATERFORD |  | 52.2602 | -7.0677
MV/LV Substation SN***926X |  | 20 kV | _ | LV | 400 kVA :Kiosk Substation | 0.4 | --> | 0.4 | 0.366 | 0.9 |  | --> | 0.38 | 0 | 0.003705 | 0.40513 | 0 |  | --> | E19 ex KENMARE | Kenmare [T421] | KNOCKEARAGH |  | 51.8361 | -9.9062
MV/LV Substation SO***002 |  | 10 kV | _ | LV | 630 kVA :Kiosk Substation | 0.63 | --> | 0.63 | 0 | 0 | Constrained,otherwise capacity available =439kVA. | --> | 0.5985 | 0 | 0.01482 | 0 | 0 | Constrained,otherwise capacity available =500kW. | --> | C18 ex KNOCKMULLEN | Knockmullen [T42,T421] | GREAT ISLAND |  | 52.3938 | -6.9453
MV/LV Substation SO***010 |  | 10 kV | _ | LV | 400 kVA :Kiosk Substation | 0.4 | --> | 0.4 | 0.291 | 1.1 |  | --> | 0.38 | 0 | 0.001482 | 0 | 0 | Constrained,otherwise capacity available =416.2kW. | --> | C15 ex NEWCASTLEWEST | Newcastlewest [T41,T42] | RATHKEALE |  | 52.449 | -9.0604
MV/LV Substation SO***017 |  | 10 kV | _ | LV | 400 kVA :Kiosk Substation | 0.4 | --> | 0.4 | 0.26 | 4 |  | --> | 0.38 | 0 | 0.020007 | 0.42072 | 0 |  | --> | C15 ex BALLINCLEA | Ballinclea [T41] | CHERRYWOOD |  | 53.2736 | -6.0976
MV/LV Substation SO***025 |  | 10 kV | _ | LV | 400 kVA :Building Structure | 0.4 | --> | 0.4 | 0.21 | 0.8 |  | --> | 0.38 | 0 | 0 | 0.42786 | 0 |  | --> | C19 ex MANOR STREET | Manor Street [T41,T42] | WATERFORD |  | 52.2567 | -7.1069
MV/LV Substation SO***033 |  | 10 kV | _ | LV | 630 kVA :Kiosk Substation | 0.63 | --> | 0.63 | 0.404 | 2.2 |  | --> | 0.5985 | 0 | 0.018525 | 0.5 | 0 |  | --> | C11 ex BALLINASLOE | Ballinasloe [T41,T42] | SOMERSET |  | 53.3308 | -8.2259
MV/LV Substation SO***033 |  | 10 kV | _ | LV | 630 kVA :Building Structure | 0.63 | --> | 0.63 | 0.5 | 3.3 |  | --> | 0.5985 | 0 | 0 | 0.5 | 0 |  | --> | C12 ex LLOYD | Lloyd [T41,T42] | NAVAN |  | 53.7288 | -6.8879
MV/LV Substation SO***034 |  | 10 kV | _ | LV | 400 kVA :Kiosk Substation | 0.4 | --> | 0.4 | 0.15 | 18.7 |  | --> | 0.38 | 0 | 0.021489 | 0.43626 | 0 |  | --> | C19 ex ARKLOW | Arklow [T101,T102] | ARKLOW |  | 52.7951 | -6.1509
MV/LV Substation SO***035 |  | 10 kV | _ | LV | 400 kVA :Kiosk Substation | 0.4 | --> | 0.4 | 0 | 0 | Constrained,otherwise capacity available =306kVA. | --> | 0.38 | 0 | 0.032604 | 0 | 0 | Constrained,otherwise capacity available =414kW. | --> | C11 ex COLLIGAN | Colligan [T41,T42] | DUNGARVAN |  | 52.0949 | -7.6162
MV/LV Substation SO***039 |  | 10 kV | _ | LV | 400 kVA :Kiosk Substation | 0.4 | --> | 0.4 | 0 | 0 | Constrained,otherwise capacity available =318kVA. | --> | 0.38 | 0 | 0.011856 | 0 | 0 | Constrained,otherwise capacity available =412.3kW. | --> | C18 ex KNOCKMULLEN | Knockmullen [T42,T421] | GREAT ISLAND |  | 52.3886 | -6.9445
MV/LV Substation SO***043 |  | 10 kV | _ | LV | 400 kVA :Building Structure | 0.4 | --> | 0.4 | 0.266 | 12.2 |  | --> | 0.38 | 0 | 0.013338 | 0.41985 | 0 |  | --> | C22 ex BALLYBEG | Ballybeg [T101,T102] | CARRICKMINES |  | 52.9797 | -6.036
MV/LV Substation SO***050 |  | 10 kV | _ | LV | 100 kVA :Pole Substation | 0.1 | --> | 0.1 | 0.099 | 2.2 |  | --> | 0.095 | 0 | 0 | 0.10015 | 0 |  | --> | C19 ex CASTLETOWNROCHE | Castletownroche [T41] | MALLOW |  | 52.1847 | -8.4967
MV/LV Substation SO***056Y |  | 10 kV | _ | LV | 25 kVA :Pole Substation | 0.025 | --> | 0.025 | 0 | 0 | Constrained,otherwise capacity available =12kVA. | --> | 0.02375 | 0 | 0 | 0.0269 | 0 |  | --> | C12 ex BALLYHALE | Ballyhale [T42,T421] | KILKENNY |  | 52.4823 | -7.204
MV/LV Substation SO***059 |  | 10 kV | _ | LV | 630 kVA :Kiosk Substation | 0.63 | --> | 0.63 | 0 | 0 | Constrained,otherwise capacity available =462kVA. | --> | 0.5985 | 0 | 0.055575 | 0.5 | 0 |  | --> | C11 ex FINISKLIN | Finisklin [T41,T42] | SLIGO |  | 54.272 | -8.4829
MV/LV Substation SO***070Z |  | 10 kV | _ | LV | 400 kVA :Kiosk Substation | 0.4 | --> | 0.4 | 0 | 0 | Constrained,otherwise capacity available =315kVA. | --> | 0.38 | 0 | 0.011856 | 0.41271 | 0 |  | --> | C19 ex LOUGHSHINNY | Loughshinny [T41,T42] | GLASMORE |  | 53.578 | -6.1052
MV/LV Substation SO***071Z |  | 10 kV | _ | LV | 630 kVA :Building Structure | 0.63 | --> | 0.63 | 0 | 0 | Constrained,otherwise capacity available =500kVA. | --> | 0.5985 | 0 | 0 | 0.5 | 0 |  | --> | C11 ex MOUNTGORRY | Mountgorry [T41,T42] | GRANGE (DR) |  | 53.4565 | -6.2209
MV/LV Substation SO***074 |  | 10 kV | _ | LV | 400 kVA :Building Structure | 0.4 | --> | 0.4 | 0.38 | 9.1 |  | --> | 0.38 | 0 | 0 | 0.40302 | 0 |  | --> | C25 ex CENTRE PARK ROAD | Marina [T105,T106] | MARINA |  | 51.8981 | -8.457
MV/LV Substation SO***080X |  | 10 kV | _ | LV | 200 kVA :Kiosk Substation | 0.2 | --> | 0.2 | 0.109 | 5.5 |  | --> | 0.19 | 0 | 0.006669 | 0 | 0 | Constrained,otherwise capacity available =213.4kW. | --> | C14 ex GORTLEE | Gortlee [T41,T42] | LETTERKENNY |  | 54.9642 | -7.7551
MV/LV Substation SO***081Z |  | 10 kV | _ | LV | 200 kVA :Kiosk Substation | 0.2 | --> | 0.2 | 0 | 0 | Constrained,otherwise capacity available =124kVA. | --> | 0.19 | 0 | 0.002223 | 0.21122 | 0 |  | --> | C20 ex SWORDS | Swords [T41,T42] | GLASMORE |  | 53.4679 | -6.2243
MV/LV Substation SO***087 |  | 10 kV | _ | LV | 630 kVA :Kiosk Substation | 0.63 | --> | 0.63 | 0.437 | 9.1 |  | --> | 0.5985 | 0 | 0.045201 | 0.5 | 0 |  | --> | C28 ex CENTRE PARK ROAD | Marina [T105,T106] | MARINA |  | 51.887 | -8.4425
MV/LV Substation SO***088 |  | 20 kV | _ | LV | 50 kVA :Pole Substation | 0.05 | --> | 0.05 | 0 | 0 | Constrained,otherwise capacity available =37kVA. | --> | 0.0475 | 0 | 0 | 0.051937 | 0 |  | --> | E18 ex GARRANACANTY | Garranacanty [T421,T422] | TIPPERARY |  | 52.5077 | -8.2033
MV/LV Substation SO***089X |  | 10 kV | _ | LV | 400 kVA :Kiosk Substation | 0.4 | --> | 0.4 | 0.371 | 4 |  | --> | 0.38 | 0 | 0.004446 | 0.40438 | 0 |  | --> | C15 ex BALLINCLEA | Ballinclea [T41] | CHERRYWOOD |  | 53.2712 | -6.0927
MV/LV Substation SO***093 |  | 10 kV | _ | LV | 630 kVA :Kiosk Substation | 0.63 | --> | 0.63 | 0 | 0 | Constrained,otherwise capacity available =500kVA. | --> | 0.5985 | 0 | 0.075582 | 0.5 | 0 |  | --> | C20 ex LITTLE BRAY | Little Bray [T41,T42] | FASSAROE |  | 53.2121 | -6.1129
MV/LV Substation SO***119Z |  | 10 kV | _ | LV | 630 kVA :Building Structure | 0.63 | --> | 0.63 | 0 | 0 | Constrained,otherwise capacity available =486kVA. | --> | 0.5985 | 0 | 0 | 0.5 | 0 |  | --> | C20 ex GARRYOWEN | Garryowen [T41,T42] | LIMERICK |  | 52.6473 | -8.6178
MV/LV Substation SO***122Z |  | 10 kV | _ | LV | 200 kVA :Kiosk Substation | 0.2 | --> | 0.2 | 0.157 | 6 |  | --> | 0.19 | 0 | 0 | 0.20643 | 0 |  | --> | C14 ex TRABEG | Trabeg [T101,T102] | TRABEG |  | 51.873 | -8.4768
MV/LV Substation SO***132Y |  | 20 kV | _ | LV | 200 kVA :Pole Substation | 0.2 | --> | 0.2 | 0.049 | 1.6 |  | --> | 0.19 | 0 | 0.004446 | 0 | 0 | Constrained,otherwise capacity available =221.7kW. | --> | C17 ex FOYNES | Foynes [T41,T42] | RATHKEALE |  | 52.5679 | -9.2821
MV/LV Substation SO***133 |  | 10 kV | _ | LV | 200 kVA :Building Structure | 0.2 | --> | 0.2 | 0.122 | 0.9 |  | --> | 0.19 | 0 | 0 | 0.21151 | 0 |  | --> | C11 ex COES ROAD | Coes Road [T41,T42] | DUNDALK |  | 54.0015 | -6.3792
MV/LV Substation SO***135 |  | 10 kV | _ | LV | 50 kVA :Pole Substation | 0.05 | --> | 0.05 | 0 | 0 | Constrained,otherwise capacity available =45kVA. | --> | 0.0475 | 0 | 0 | 0 | 0 | Constrained,otherwise capacity available =50.8kW. | --> | C18 ex KNOCKMULLEN | Knockmullen [T42,T421] | GREAT ISLAND |  | 52.3909 | -6.9461
MV/LV Substation SO***141 |  | 10 kV | _ | LV | 1000 kVA :Building Structure | 1 | --> | 1 | 0.5 | 3 |  | --> | 0.95 | 0 | 0.005187 | 0.5 | 0 |  | --> | C11 ex GREENHILLS | Greenhills [T42] | INCHICORE 220KV |  | 53.3146 | -6.333
MV/LV Substation SO***160Y |  | 10 kV | _ | LV | 200 kVA :Kiosk Substation | 0.2 | --> | 0.2 | 0 | 0 | Constrained,otherwise capacity available =122kVA. | --> | 0.19 | 0 | 0.009633 | 0.21151 | 0 |  | --> | C23 ex TRAMORE | Tramore [T41,T42] | BUTLERSTOWN |  | 52.1713 | -7.1383
MV/LV Substation SO***163Z |  | 10 kV | _ | LV | 630 kVA :Building Structure | 0.63 | --> | 0.63 | 0 | 0 | Constrained,otherwise capacity available =476kVA. | --> | 0.5985 | 0 | 0 | 0.5 | 0 |  | --> | C14 ex MORNINGTON ROAD | Mornington Road [T41,T42] | DRYBRIDGE |  | 53.7133 | -6.3472
MV/LV Substation SO***167 |  | 20 kV | _ | LV | 50 kVA :Pole Substation | 0.05 | --> | 0.05 | 0.048 | 7.5 |  | --> | 0.0475 | 0 | 0 | 0 | 0 | Constrained,otherwise capacity available =50.3kW. | --> | E12 ex CHURCHTOWN | Churchtown [T422] | RATHKEALE |  | 52.4502 | -9.0688
MV/LV Substation SO***187Y |  | 10 kV | _ | LV | 400 kVA :Kiosk Substation | 0.4 | --> | 0.4 | 0 | 0 | Constrained,otherwise capacity available =369kVA. | --> | 0.38 | 0 | 0 | 0.40468 | 0 |  | --> | C17 ex CARRIGSHANE | Carrigshane [T41] | MIDLETON |  | 51.8981 | -8.1699
MV/LV Substation SO***200Z |  | 10 kV | _ | LV | 630 kVA :Kiosk Substation | 0.63 | --> | 0.63 | 0.5 | 6 |  | --> | 0.5985 | 0 | 0 | 0.5 | 0 |  | --> | C14 ex TRABEG | Trabeg [T101,T102] | TRABEG |  | 51.8739 | -8.473
MV/LV Substation SO***203X |  | 10 kV | _ | LV | 400 kVA :Kiosk Substation | 0.4 | --> | 0.4 | 0 | 0 | Constrained,otherwise capacity available =378kVA. | --> | 0.38 | 0 | 0 | 0.40333 | 0 |  | --> | C21 ex TYMON | Tymon [T41,T42] | COOKSTOWN |  | 53.2968 | -6.3567
MV/LV Substation SO***205Y |  | 10 kV | _ | LV | 630 kVA :Building Structure | 0.63 | --> | 0.63 | 0 | 0 | Constrained,otherwise capacity available =500kVA. | --> | 0.5985 | 0 | 0.08892 | 0.5 | 0 |  | --> | C17 ex SWORDS | Swords [T41,T42] | GLASMORE |  | 53.4592 | -6.2063
MV/LV Substation SO***225 |  | 10 kV | _ | LV | 100 kVA :Pole Substation | 0.1 | --> | 0.1 | 0 | 0 | Constrained,otherwise capacity available =72kVA. | --> | 0.095 | 0 | 0.008151 | 0.10417 | 0 |  | --> | C20 ex SUTTON | Sutton [T41,T42] | GRANGE (DR) |  | 53.37 | -6.0824
MV/LV Substation SO***225Z |  | 10 kV | _ | LV | 200 kVA :Kiosk Substation | 0.2 | --> | 0.2 | 0 | 0 | Constrained,otherwise capacity available =154kVA. | --> | 0.19 | 0 | 0.003705 | 0.20687 | 0 |  | --> | C14 ex COOLMINE | Coolmine [T41,T42] | FINGLAS |  | 53.3858 | -6.4095
MV/LV Substation SO***226Z |  | 10 kV | _ | LV | 200 kVA :Kiosk Substation | 0.2 | --> | 0.2 | 0 | 0 | Constrained,otherwise capacity available =109kVA. | --> | 0.19 | 0 | 0.017043 | 0.21336 | 0 |  | --> | C14 ex COOLMINE | Coolmine [T41,T42] | FINGLAS |  | 53.3857 | -6.4074
MV/LV Substation SO***232Z |  | 20 kV | _ | LV | 400 kVA :Kiosk Substation | 0.4 | --> | 0.4 | 0 | 0 | Constrained,otherwise capacity available =222kVA. | --> | 0.38 | 0 | 0.022971 | 0.42616 | 0 |  | --> | E11 ex GLASMORE | Glasmore [T421,T422] | GLASMORE |  | 53.4921 | -6.1414
MV/LV Substation SO***235X |  | 10 kV | _ | LV | 630 kVA :Building Structure | 0.63 | --> | 0.63 | 0.5 | 19.8 |  | --> | 0.5985 | 0 | 0 | 0.5 | 0 |  | --> | C30 ex TANEY | Taney [T101,T102] | CARRICKMINES |  | 53.2833 | -6.2449
MV/LV Substation SO***237Y |  | 10 kV | _ | LV | 50 kVA :Pole Substation | 0.05 | --> | 0.05 | 0.041 | 1.1 |  | --> | 0.0475 | 0 | 0 | 0.051348 | 0 |  | --> | C21 ex BIRR | Birr [T41,T422] | DALLOW |  | 53.0722 | -7.8916
MV/LV Substation SO***244Y |  | 10 kV | _ | LV | 400 kVA :Kiosk Substation | 0.4 | --> | 0.4 | 0 | 0 | Constrained,otherwise capacity available =342kVA. | --> | 0.38 | 0 | 0 | 0.40871 | 0 |  | --> | C16 ex CAHIRCALLA | Cahircalla [T41,T42] | ENNIS |  | 52.8368 | -8.9962
MV/LV Substation SO***248X |  | 20 kV | _ | LV | 200 kVA :Kiosk Substation | 0.2 | --> | 0.2 | 0 | 0 | Constrained,otherwise capacity available =125kVA. | --> | 0.19 | 0 | 0.006669 | 0 | 0 | Constrained,otherwise capacity available =211.1kW. | --> | E14 ex FOXHOLE | Foxhole [T421,T422] | DUNGARVAN |  | 51.9503 | -7.8524
MV/LV Substation SO***253X |  | 10 kV | _ | LV | 400 kVA :Building Structure | 0.4 | --> | 0.4 | 0.4 | 16.1 |  | --> | 0.38 | 0 | 0 | 0.4 | 0 |  | --> | C12 ex RINGSEND | Ringsend [T101,T102] | POOLBEG |  | 53.3425 | -6.2035
MV/LV Substation SO***262X |  | 20 kV | _ | LV | 100 kVA :Pole Substation | 0.1 | --> | 0.1 | 0.061 | 1.4 |  | --> | 0.095 | 0 | 0 | 0.10575 | 0 |  | --> | E11 ex KILLINICK | Killinick [T421,T422] | WEXFORD |  | 52.1739 | -6.5908
MV/LV Substation SO***263 |  | 10 kV | _ | LV | 400 kVA :Kiosk Substation | 0.4 | --> | 0.4 | 0.274 | 4.3 |  | --> | 0.38 | 0 | 0.028158 | 0.41869 | 0 |  | --> | C24 ex DEANSGRANGE | Deansgrange [T41,T42] | CARRICKMINES |  | 53.2683 | -6.1602
MV/LV Substation SO***277Y |  | 10 kV | _ | LV | 200 kVA :Kiosk Substation | 0.2 | --> | 0.2 | 0 | 0 | Constrained,otherwise capacity available =162kVA. | --> | 0.19 | 0 | 0.005187 | 0.20569 | 0 |  | --> | C23 ex TRAMORE | Tramore [T41,T42] | BUTLERSTOWN |  | 52.1702 | -7.1355
MV/LV Substation SO***280X |  | 10 kV | _ | LV | 200 kVA :Kiosk Substation | 0.2 | --> | 0.2 | 0 | 0 | Constrained,otherwise capacity available =149kVA. | --> | 0.19 | 0 | 0.018525 | 0.2076 | 0 |  | --> | C20 ex SUTTON | Sutton [T41,T42] | GRANGE (DR) |  | 53.3752 | -6.0925
MV/LV Substation SO***293Y |  | 20 kV | _ | LV | 50 kVA :Pole Substation | 0.05 | --> | 0.05 | 0 | 0 | Constrained,otherwise capacity available =49kVA. | --> | 0.0475 | 0 | 0 | 0.050152 | 0 |  | --> | E21 ex DALTON | Dalton [T421,T422] | DALTON |  | 53.7383 | -9.0018
MV/LV Substation SO***300Y |  | 10 kV | _ | LV | 630 kVA :Building Structure | 0.63 | --> | 0.63 | 0 | 0 | Constrained,otherwise capacity available =500kVA. | --> | 0.5985 | 0 | 0.020748 | 0.5 | 0 |  | --> | C14 ex RAHEEN | Raheen [T41,T42] | LIMERICK |  | 52.6282 | -8.6637
MV/LV Substation SO***322Y |  | 10 kV | _ | LV | 200 kVA :Kiosk Substation | 0.2 | --> | 0.2 | 0 | 0 | Constrained,otherwise capacity available =163kVA. | --> | 0.19 | 0 | 0.011856 | 0.20554 | 0 |  | --> | C23 ex TRAMORE | Tramore [T41,T42] | BUTLERSTOWN |  | 52.169 | -7.1351
MV/LV Substation SO***324Z |  | 10 kV | _ | LV | 1000 kVA :Building Structure | 1 | --> | 1 | 0.5 | 4.6 |  | --> | 0.95 | 0 | 0 | 0.5 | 0 |  | --> | C25 ex CASTLEVIEW | Castleview [T101,T102] | CASTLEVIEW |  | 51.8878 | -8.4034
MV/LV Substation SO***329Z |  | 10 kV | _ | LV | 400 kVA :Kiosk Substation | 0.4 | --> | 0.4 | 0 | 0 | Constrained,otherwise capacity available =382kVA. | --> | 0.38 | 0 | 0.008892 | 0.40272 | 0 |  | --> | C11 ex MAYFIELD | Mayfield [T41,T42] | KILBARRY |  | 51.908 | -8.4221
MV/LV Substation SO***351 |  | 10 kV | _ | LV | 200 kVA :Pole Substation | 0.2 | --> | 0.2 | 0 | 0 | Constrained,otherwise capacity available =172kVA. | --> | 0.19 | 0 | 0 | 0.20421 | 0 |  | --> | C20 ex MULGANNON | Mulgannon [T41,T42] | WEXFORD |  | 52.3027 | -6.445
MV/LV Substation SO***373X |  | 10 kV | _ | LV | 630 kVA :Building Structure | 0.63 | --> | 0.63 | 0.499 | 3.3 |  | --> | 0.5985 | 0 | 0.003705 | 0.5 | 0 |  | --> | C02 ex PEMBROKE | Pembroke [T41,T42,T43,T44] | RINGSEND |  | 53.3391 | -6.233
MV/LV Substation SO***374X |  | 10 kV | _ | LV | 400 kVA :Kiosk Substation | 0.4 | --> | 0.4 | 0 | 0 | Constrained,otherwise capacity available =369kVA. | --> | 0.38 | 0 | 0.004446 | 0 | 0 | Constrained,otherwise capacity available =404.7kW. | --> | E16 ex BUNCRANA | Buncrana [T421,T422] | TRILLICK |  | 55.1307 | -7.4504
MV/LV Substation SO***381X |  | 10 kV | _ | LV | 50 kVA :Pole Substation | 0.05 | --> | 0.05 | 0 | 0 | Constrained,otherwise capacity available =46kVA. | --> | 0.0475 | 0 | 0.002964 | 0.050604 | 0 |  | --> | C22 ex SKIBBEREEN | Skibbereen [T41,T42] | DUNMANWAY |  | 51.4346 | -9.4985
MV/LV Substation SO***383Z |  | 10 kV | _ | LV | 200 kVA :Kiosk Substation | 0.2 | --> | 0.2 | 0 | 0 | Constrained,otherwise capacity available =132kVA. | --> | 0.19 | 0 | 0.011856 | 0.21007 | 0 |  | --> | C11 ex COOLMINE | Coolmine [T41,T42] | FINGLAS |  | 53.3654 | -6.395
MV/LV Substation SO***4028 |  | 20 kV | _ | LV | 50 kVA :Pole Substation | 0.05 | --> | 0.05 | 0 | 0 | Constrained,otherwise capacity available =50kVA. | --> | 0.0475 | 0 | 0 | 0.05 | 0 |  | --> | C18 ex CLONES | Clones [T41,T42] | SHANKILL |  | 54.1088 | -7.219
MV/LV Substation SO***402X |  | 20 kV | _ | LV | 50 kVA :Pole Substation | 0.05 | --> | 0.05 | 0 | 0 | Constrained,otherwise capacity available =42kVA. | --> | 0.0475 | 0 | 0 | 0.0512 | 0 |  | --> | E18 ex GARRANACANTY | Garranacanty [T421,T422] | TIPPERARY |  | 52.5107 | -8.2031
MV/LV Substation SO***4044 |  | 10 kV | _ | LV | 630 kVA :Building Structure | 0.63 | --> | 0.63 | 0.5 | 4.5 |  | --> | 0.5985 | 0 | 0 | 0.5 | 0 |  | --> | C19 ex BOGHALL ROAD | Boghall Road [T41,T42] | FASSAROE |  | 53.1844 | -6.1159
MV/LV Substation SO***4050 |  | 10 kV | _ | LV | 630 kVA :Building Structure | 0.63 | --> | 0.63 | 0.5 | 4.5 |  | --> | 0.5985 | 0 | 0 | 0.5 | 0 |  | --> | C19 ex BOGHALL ROAD | Boghall Road [T41,T42] | FASSAROE |  | 53.1856 | -6.1135
MV/LV Substation SO***4056 |  | 10 kV | _ | LV | 630 kVA :Building Structure | 0.63 | --> | 0.63 | 0 | 0 | Constrained,otherwise capacity available =500kVA. | --> | 0.5985 | 0 | 0.005187 | 0.5 | 0 |  | --> | C18 ex DUNDRUM | Dundrum [T41,T42] | BLACKROCK |  | 53.2999 | -6.2315
MV/LV Substation SO***405Z |  | 10 kV | _ | LV | 200 kVA :Kiosk Substation | 0.2 | --> | 0.2 | 0 | 0 | Constrained,otherwise capacity available =200kVA. | --> | 0.19 | 0 | 0 | 0.2 | 0 |  | --> | C11 ex COOLMINE | Coolmine [T41,T42] | FINGLAS |  | 53.3668 | -6.4031
MV/LV Substation SO***407X |  | 10 kV | _ | LV | 1000 kVA :Building Structure | 1 | --> | 1 | 0.5 | 3.3 |  | --> | 0.95 | 0 | 0 | 0.5 | 0 |  | --> | C24 ex PEMBROKE | Pembroke [T41,T42,T43,T44] | RINGSEND |  | 53.3398 | -6.2309
MV/LV Substation SO***4089 |  | 20 kV | _ | LV | 50 kVA :Pole Substation | 0.05 | --> | 0.05 | 0 | 0 | Constrained,otherwise capacity available =50kVA. | --> | 0.0475 | 0 | 0 | 0 | 0 | Constrained,otherwise capacity available =50kW. | --> | E14 ex FOXHOLE | Foxhole [T421,T422] | DUNGARVAN |  | 51.9625 | -7.8576
MV/LV Substation SO***4135 |  | 10 kV | _ | LV | 1000 kVA :Building Structure | 1 | --> | 1 | 0.5 | 2.9 |  | --> | 0.95 | 0 | 0 | 0.5 | 0 |  | --> | C19 ex BREWERY ROAD | Brewery Road [T41,T42] | CARRICKMINES |  | 53.2714 | -6.1982
MV/LV Substation SO***4156 |  | 20 kV | _ | LV | 400 kVA :Kiosk Substation | 0.4 | --> | 0.4 | 0 | 0 | Constrained,otherwise capacity available =254kVA. | --> | 0.38 | 0 | 0.23342 | 0.42158 | 0 |  | --> | E20 ex ADAMSTOWN | Adamstown [T121,T122] | INCHICORE 220KV |  | 53.3423 | -6.4532
MV/LV Substation SO***4157 |  | 20 kV | _ | LV | 400 kVA :Kiosk Substation | 0.4 | --> | 0.4 | 0 | 0 | Constrained,otherwise capacity available =331kVA. | --> | 0.38 | 0 | 0.11115 | 0.41034 | 0 |  | --> | E20 ex ADAMSTOWN | Adamstown [T121,T122] | INCHICORE 220KV |  | 53.3435 | -6.4536
MV/LV Substation SO***4171 |  | 10 kV | _ | LV | 50 kVA :Pole Substation | 0.05 | --> | 0.05 | 0.05 | 7.9 |  | --> | 0.0475 | 0 | 0 | 0.05 | 0 |  | --> | C19 ex DUNMANWAY | Dunmanway [T422,T43] | DUNMANWAY |  | 51.7399 | -9.0924
MV/LV Substation SO***4176 |  | 20 kV | _ | LV | 400 kVA :Kiosk Substation | 0.4 | --> | 0.4 | 0 | 0 | Constrained,otherwise capacity available =349kVA. | --> | 0.38 | 0 | 0.003705 | 0.40767 | 0 |  | --> | E11 ex GLASMORE | Glasmore [T421,T422] | GLASMORE |  | 53.4906 | -6.1424
MV/LV Substation SO***4191 |  | 10 kV | _ | LV | 630 kVA :Building Structure | 0.63 | --> | 0.63 | 0 | 0 | Constrained,otherwise capacity available =500kVA. | --> | 0.5985 | 0 | 0 | 0.5 | 0 |  | --> | C18 ex CITYWEST | Citywest [T101,T102] | INCHICORE 220KV |  | 53.2938 | -6.4116
MV/LV Substation SO***4207 |  | 10 kV | _ | LV | 100 kVA :Pole Substation | 0.1 | --> | 0.1 | 0 | 0 | Constrained,otherwise capacity available =73kVA. | --> | 0.095 | 0 | 0 | 0.10402 | 0 |  | --> | C20 ex RAHEEN | Raheen [T41,T42] | LIMERICK |  | 52.6442 | -8.6146
MV/LV Substation SO***4234 |  | 20 kV | _ | LV | 630 kVA :Kiosk Substation | 0.63 | --> | 0.63 | 0 | 0 | Constrained,otherwise capacity available =500kVA. | --> | 0.5985 | 0 | 0.003705 | 0.5 | 0 |  | --> | E17 ex ADAMSTOWN | Adamstown [T121,T122] | INCHICORE 220KV |  | 53.3456 | -6.4565
MV/LV Substation SO***4238 |  | 10 kV | _ | LV | 630 kVA :Building Structure | 0.63 | --> | 0.63 | 0.41 | 7.9 |  | --> | 0.5985 | 0 | 0 | 0.5 | 0 |  | --> | C25 ex TRINITY | Trinity [T101,T102] | POOLBEG |  | 53.3449 | -6.2419
MV/LV Substation SO***4239 |  | 20 kV | _ | LV | 630 kVA :Kiosk Substation | 0.63 | --> | 0.63 | 0 | 0 | Constrained,otherwise capacity available =500kVA. | --> | 0.5985 | 0 | 0.003705 | 0.5 | 0 |  | --> | E17 ex ADAMSTOWN | Adamstown [T121,T122] | INCHICORE 220KV |  | 53.3471 | -6.4556
MV/LV Substation SO***426X |  | 20 kV | _ | LV | 200 kVA :Pole Substation | 0.2 | --> | 0.2 | 0 | 0 | Constrained,otherwise capacity available =177kVA. | --> | 0.19 | 0 | 0 | 0.20346 | 0 |  | --> | E11 ex KILCARRAGH | Kilcarragh [T421,T422] | BUTLERSTOWN |  | 52.2188 | -7.0436
MV/LV Substation SO***4277 |  | 10 kV | _ | LV | 400 kVA :Building Structure | 0.4 | --> | 0.4 | 0 | 0 | Constrained,otherwise capacity available =400kVA. | --> | 0.38 | 0 | 0 | 0.4 | 0 |  | --> | C17 ex LOUGHREA | Loughrea [T41,T42] | SOMERSET |  | 53.2022 | -8.5849
MV/LV Substation SO***433Y |  | 10 kV | _ | LV | 50 kVA :Pole Substation | 0.05 | --> | 0.05 | 0 | 0 | Constrained,otherwise capacity available =43kVA. | --> | 0.0475 | 0 | 0 | 0.051052 | 0 |  | --> | C21 ex WATERFORD IND EST | Waterford Ind Est [T41,T42,T44] | BUTLERSTOWN |  | 52.2378 | -7.1456
MV/LV Substation SO***4343 |  | 10 kV | _ | LV | 200 kVA :Kiosk Substation | 0.2 | --> | 0.2 | 0.2 | 3 |  | --> | 0.19 | 0 | 0 | 0.2 | 0 |  | --> | C21 ex NENAGH | Nenagh [T41,T42] | NENAGH |  | 52.8646 | -8.2304
MV/LV Substation SO***4354 |  | 10 kV | _ | LV | 50 kVA :Pole Substation | 0.05 | --> | 0.05 | 0 | 0 | Constrained,otherwise capacity available =50kVA. | --> | 0.0475 | 0 | 0 | 0.05 | 0 |  | --> | C19 ex MIDLETON | Midleton [T101,T102] | MIDLETON |  | 51.9327 | -8.2256
MV/LV Substation SO***4382 |  | 10 kV | _ | LV | 50 kVA :Pole Substation | 0.05 | --> | 0.05 | 0 | 0 | Constrained,otherwise capacity available =18kVA. | --> | 0.0475 | 0 | 0 | 0.054636 | 0 |  | --> | C19 ex MIDLETON | Midleton [T101,T102] | MIDLETON |  | 51.9179 | -8.225
MV/LV Substation SO***4382 |  | 20 kV | _ | LV | 630 kVA :Kiosk Substation | 0.63 | --> | 0.63 | 0 | 0 | Constrained,otherwise capacity available =500kVA. | --> | 0.5985 | 0 | 0.00741 | 0 | 0 | Constrained,otherwise capacity available =500kW. | --> | E13 ex BLESSINGTON | Blessington [T421,T422] | KILTEEL |  | 53.1768 | -6.5354
MV/LV Substation SO***4385 |  | 20 kV | _ | LV | 200 kVA :Pole Substation | 0.2 | --> | 0.2 | 0 | 0 | Constrained,otherwise capacity available =200kVA. | --> | 0.19 | 0 | 0 | 0.2 | 0 |  | --> | C14 ex BLAKE | Blake [T41,T42] | BLAKE |  | 53.3498 | -6.8699
MV/LV Substation SO***4401 |  | 10 kV | _ | LV | 630 kVA :Building Structure | 0.63 | --> | 0.63 | 0.5 | 16.1 |  | --> | 0.5985 | 0 | 0 | 0.5 | 0 |  | --> | C27 ex RINGSEND | Ringsend [T101,T102] | POOLBEG |  | 53.3391 | -6.183
MV/LV Substation SO***4406 |  | 10 kV | _ | LV | 200 kVA :Pole Substation | 0.2 | --> | 0.2 | 0 | 0 | Constrained,otherwise capacity available =200kVA. | --> | 0.19 | 0 | 0 | 0.2 | 0 |  | --> | C22 ex CARRIGTWOHILL | Carrigtwohill [T42] | COW CROSS |  | 51.8998 | -8.2459
MV/LV Substation SO***4433 |  | 10 kV | _ | LV | 1000 kVA :Building Structure | 1 | --> | 1 | 0.5 | 7.9 |  | --> | 0.95 | 0 | 0 | 0.5 | 0 |  | --> | C25 ex TRINITY | Trinity [T101,T102] | POOLBEG |  | 53.3448 | -6.242
MV/LV Substation SO***4435 |  | 10 kV | _ | LV | 100 kVA :Pole Substation | 0.1 | --> | 0.1 | 0 | 0 | Constrained,otherwise capacity available =77kVA. | --> | 0.095 | 0 | 0 | 0 | 0 | Constrained,otherwise capacity available =103.4kW. | --> | C18 ex TEMPLEMORE | Templemore [T41,T42] | IKERRIN |  | 52.8326 | -7.7494
MV/LV Substation SO***4450 |  | 10 kV | _ | LV | 1000 kVA :Building Structure | 1 | --> | 1 | 0 | 0 | Constrained,otherwise capacity available =500kVA. | --> | 0.95 | 0 | 0 | 0.5 | 0 |  | --> | C21 ex GRANBY ROW | Granby Row [T41] | MCDERMOTT |  | 53.3515 | -6.2625
MV/LV Substation SO***445X |  | 10 kV | _ | LV | 400 kVA :Kiosk Substation | 0.4 | --> | 0.4 | 0 | 0 | Constrained,otherwise capacity available =286kVA. | --> | 0.38 | 0 | 0.041496 | 0.41695 | 0 |  | --> | C19 ex MALAHIDE | Malahide [T41,T42] | GLASMORE |  | 53.454 | -6.1666
MV/LV Substation SO***448Y |  | 10 kV | _ | LV | 400 kVA :Kiosk Substation | 0.4 | --> | 0.4 | 0 | 0 | Constrained,otherwise capacity available =342kVA. | --> | 0.38 | 0 | 0.01482 | 0.40871 | 0 |  | --> | C15 ex CARRIGALINE | Carrigaline [T41,T42] | BARNAHELY |  | 51.8168 | -8.3775
MV/LV Substation SO***450Z |  | 20 kV | _ | LV | 50 kVA :Pole Substation | 0.05 | --> | 0.05 | 0.047 | 1 |  | --> | 0.0475 | 0 | 0 | 0.050453 | 0 |  | --> | E17 ex LONGFORD | Longford [T421,T422] | RICHMOND |  | 53.7975 | -7.6868
MV/LV Substation SO***451 |  | 10 kV | _ | LV | 50 kVA :Pole Substation | 0.05 | --> | 0.05 | 0.049 | 3 |  | --> | 0.0475 | 0 | 0.004446 | 0.050152 | 0 |  | --> | C21 ex NENAGH | Nenagh [T41,T42] | NENAGH |  | 52.8631 | -8.2309
MV/LV Substation SO***455X |  | 20 kV | _ | LV | 50 kVA :Pole Substation | 0.05 | --> | 0.05 | 0.039 | 10.9 |  | --> | 0.0475 | 0 | 0.003705 | 0.051643 | 0 |  | --> | C24 ex MULLINGAR | Mullingar [T101,T102] | MULLINGAR |  | 53.6302 | -7.3995
MV/LV Substation SO***4580 |  | 10 kV | _ | LV | 200 kVA :Pole Substation | 0.2 | --> | 0.2 | 0 | 0 | Constrained,otherwise capacity available =111kVA. | --> | 0.19 | 0 | 0.04446 | 0.2 | 0 |  | --> | C15 ex NEWBROOK | Newbrook [T42] | MULLINGAR |  | 53.5127 | -7.3644
MV/LV Substation SO***463 |  | 10 kV | _ | LV | 400 kVA :Building Structure | 0.4 | --> | 0.4 | 0 | 0 | Constrained,otherwise capacity available =303kVA. | --> | 0.38 | 0 | 0 | 0.41447 | 0 |  | --> | C13 ex SPIDDAL | Spiddal [T42] | SCREEB |  | 53.2472 | -9.2693
MV/LV Substation SO***524Z |  | 20 kV | _ | LV | 400 kVA :Kiosk Substation | 0.4 | --> | 0.4 | 0 | 0 | Constrained,otherwise capacity available =264kVA. | --> | 0.38 | 0 | 0.032604 | 0.42014 | 0 |  | --> | E18 ex BALTRASNA | Baltrasna [T121,T122] | BALTRASNA |  | 53.505 | -6.472
MV/LV Substation SO***545Z |  | 10 kV | _ | LV | 200 kVA :Kiosk Substation | 0.2 | --> | 0.2 | 0 | 0 | Constrained,otherwise capacity available =196kVA. | --> | 0.19 | 0 | 0 | 0.20061 | 0 |  | --> | C11 ex COOLMINE | Coolmine [T41,T42] | FINGLAS |  | 53.3675 | -6.3919
MV/LV Substation SO***562 |  | 10 kV | _ | LV | 400 kVA :Building Structure | 0.4 | --> | 0.4 | 0.267 | 4.2 |  | --> | 0.38 | 0 | 0.024453 | 0.41971 | 0 |  | --> | C14 ex CRUMLIN | Crumlin [T41,T42] | INCHICORE 220KV |  | 53.3207 | -6.3205
MV/LV Substation SO***587X |  | 10 kV | _ | LV | 1000 kVA :Building Structure | 1 | --> | 1 | 0.5 | 1.5 |  | --> | 0.95 | 0 | 0 | 0.5 | 0 |  | --> | C12 ex MARROWBONE LANE | Marrowbone Lane [T42] | INCHICORE 220KV |  | 53.3383 | -6.2794
MV/LV Substation SO***626X |  | 10 kV | _ | LV | 50 kVA :Building Structure | 0.05 | --> | 0.05 | 0.05 | 3.3 |  | --> | 0.0475 | 0 | 0 | 0.05 | 0 |  | --> | C20 ex PEMBROKE | Pembroke [T41,T42,T43,T44] | RINGSEND |  | 53.3376 | -6.2065
MV/LV Substation SO***638Y |  | 10 kV | _ | LV | 100 kVA :Pole Substation | 0.1 | --> | 0.1 | 0 | 0 | Constrained,otherwise capacity available =79kVA. | --> | 0.095 | 0 | 0 | 0.10314 | 0 |  | --> | C17 ex DELVIN | Delvin [T41,T42] | MULLINGAR |  | 53.611 | -7.0723
MV/LV Substation SO***639Y |  | 10 kV | _ | LV | 50 kVA :Pole Substation | 0.05 | --> | 0.05 | 0 | 0 | Constrained,otherwise capacity available =24kVA. | --> | 0.0475 | 0 | 0 | 0.0538 | 0 |  | --> | C17 ex DELVIN | Delvin [T41,T42] | MULLINGAR |  | 53.6093 | -7.0635
MV/LV Substation SO***642Y |  | 10 kV | _ | LV | 50 kVA :Pole Substation | 0.05 | --> | 0.05 | 0 | 0 | Constrained,otherwise capacity available =28kVA. | --> | 0.0475 | 0 | 0 | 0.053235 | 0 |  | --> | C17 ex DELVIN | Delvin [T41,T42] | MULLINGAR |  | 53.6079 | -7.0863
MV/LV Substation SO***651Z |  | 10 kV | _ | LV | 400 kVA :Kiosk Substation | 0.4 | --> | 0.4 | 0 | 0 | Constrained,otherwise capacity available =255kVA. | --> | 0.38 | 0 | 0.02964 | 0.42144 | 0 |  | --> | C17 ex NAAS | Naas [T41,T42] | KILTEEL |  | 53.2131 | -6.6984
MV/LV Substation SO***670Y |  | 10 kV | _ | LV | 50 kVA :Pole Substation | 0.05 | --> | 0.05 | 0 | 0 | Constrained,otherwise capacity available =50kVA. | --> | 0.0475 | 0 | 0 | 0 | 0 | Constrained,otherwise capacity available =50kW. | --> | C19 ex ROSCREA | Roscrea [T41,T42] | IKERRIN |  | 52.8837 | -7.9415
MV/LV Substation SO***712X |  | 10 kV | _ | LV | 200 kVA :Building Structure | 0.2 | --> | 0.2 | 0 | 0 | Constrained,otherwise capacity available =174kVA. | --> | 0.19 | 0 | 0 | 0.20391 | 0 |  | --> | C20 ex BELGARD | Belgard [T41,T42] | COOKSTOWN |  | 53.2868 | -6.3697
MV/LV Substation SO***746Y |  | 10 kV | _ | LV | 50 kVA :Pole Substation | 0.05 | --> | 0.05 | 0 | 0 | Constrained,otherwise capacity available =37kVA. | --> | 0.0475 | 0 | 0 | 0.051937 | 0 |  | --> | C11 ex DERRYCRAMPH | Derrycramph [T41,T42] | SHANKILL |  | 53.9627 | -7.2181
MV/LV Substation SO***778Y |  | 10 kV | _ | LV | 50 kVA :Pole Substation | 0.05 | --> | 0.05 | 0 | 0 | Constrained,otherwise capacity available =46kVA. | --> | 0.0475 | 0 | 0 | 0.050604 | 0 |  | --> | C11 ex LOUGHTAGALLA | Loughtagalla [T41,T42] | THURLES |  | 52.6535 | -7.7043
MV/LV Substation SO***788 |  | 10 kV | _ | LV | 400 kVA :Kiosk Substation | 0.4 | --> | 0.4 | 0.337 | 1.5 |  | --> | 0.38 | 0 | 0 | 0.40945 | 0 |  | --> | C16 ex MONKSTOWN | Monkstown [T41,T42] | BLACKROCK |  | 53.2926 | -6.1594
MV/LV Substation SO***798Y |  | 10 kV | _ | LV | 100 kVA :Kiosk Substation | 0.1 | --> | 0.1 | 0.067 | 1.4 |  | --> | 0.095 | 0 | 0 | 0.10489 | 0 |  | --> | E18 ex KILLINICK | Killinick [T421,T422] | WEXFORD |  | 52.2722 | -6.3948
MV/LV Substation SO***847X |  | 10 kV | _ | LV | 400 kVA :Building Structure | 0.4 | --> | 0.4 | 0 | 0 | Constrained,otherwise capacity available =271kVA. | --> | 0.38 | 0 | 0.008151 | 0.41913 | 0 |  | --> | C22 ex TOGHER | Togher [T41,T42] | TRABEG |  | 51.872 | -8.4896
MV/LV Substation SO***865Z |  | 10 kV | _ | LV | 200 kVA :Kiosk Substation | 0.2 | --> | 0.2 | 0.167 | 1.4 |  | --> | 0.19 | 0 | 0.020748 | 0.20495 | 0 |  | --> | E18 ex KILLINICK | Killinick [T421,T422] | WEXFORD |  | 52.2647 | -6.3831
MV/LV Substation SO***886X |  | 10 kV | _ | LV | 50 kVA :Pole Substation | 0.05 | --> | 0.05 | 0 | 0 | Constrained,otherwise capacity available =50kVA. | --> | 0.0475 | 0 | 0 | 0.05 | 0 |  | --> | C15 ex SAGGART | Saggart [T41,T42] | GRANGE CASTLE |  | 53.2318 | -6.4495
MV/LV Substation SO***887X |  | 20 kV | _ | LV | 200 kVA :Pole Substation | 0.2 | --> | 0.2 | 0 | 0 | Constrained,otherwise capacity available =123kVA. | --> | 0.19 | 0 | 0 | 0 | 0 | Constrained,otherwise capacity available =211.4kW. | --> | E14 ex CASTLELYONS | Castlelyons [T421,T422] | BARRYMORE |  | 52.1077 | -8.2709
MV/LV Substation SO***891X |  | 10 kV | _ | LV | 630 kVA :Building Structure | 0.63 | --> | 0.63 | 0.5 | 0.9 |  | --> | 0.5985 | 0 | 0.008151 | 0.5 | 0 |  | --> | C16 ex CLONARD | Clonard [T41,T42] | WEXFORD |  | 52.3302 | -6.4882
MV/LV Substation SO***922X |  | 10 kV | _ | LV | 200 kVA :Kiosk Substation | 0.2 | --> | 0.2 | 0 | 0 | Constrained,otherwise capacity available =184kVA. | --> | 0.19 | 0 | 0 | 0.20241 | 0 |  | --> | C15 ex SAGGART | Saggart [T41,T42] | GRANGE CASTLE |  | 53.2282 | -6.4492
MV/LV Substation SO***931 |  | 10 kV | _ | LV | 50 kVA :Pole Substation | 0.05 | --> | 0.05 | 0.04 | 2.4 |  | --> | 0.0475 | 0 | 0 | 0.051496 | 0 |  | --> | C19 ex GURTEEN | Gurteen [T41] | TONROE |  | 53.9331 | -8.5171
MV/LV Substation SO***941Y |  | 10 kV | _ | LV | 200 kVA :Building Structure | 0.2 | --> | 0.2 | 0.194 | 6.4 |  | --> | 0.19 | 0 | 0 | 0.20091 | 0 |  | --> | C14 ex GARRYCASTLE | Garrycastle [T41,T42] | ATHLONE |  | 53.4272 | -7.9206
MV/LV Substation SO***960Z |  | 10 kV | _ | LV | 630 kVA :Kiosk Substation | 0.63 | --> | 0.63 | 0.5 | 7.2 |  | --> | 0.5985 | 0 | 0 | 0.5 | 0 |  | --> | C14 ex LIBERTY STREET | Liberty Street [T101,T102] | LIBERTY STREET |  | 51.8954 | -8.4753
MV/LV Substation SO***966X |  | 20 kV | _ | LV | 630 kVA :Kiosk Substation | 0.63 | --> | 0.63 | 0.5 | 1.4 |  | --> | 0.5985 | 0 | 0.004446 | 0.5 | 0 |  | --> | E11 ex KILLINICK | Killinick [T421,T422] | WEXFORD |  | 52.1801 | -6.5912
MV/LV Substation SO***978 |  | 20 kV | _ | LV | 400 kVA :Kiosk Substation | 0.4 | --> | 0.4 | 0.34 | 2.4 |  | --> | 0.38 | 0 | 0.014079 | 0.40901 | 0 |  | --> | C19 ex GRAIGUE | Graigue [T41,T42] | CARLOW |  | 52.8238 | -6.9388
MV/LV Substation SO***989 |  | 10 kV | _ | LV | 400 kVA :Kiosk Substation | 0.4 | --> | 0.4 | 0.323 | 1.9 |  | --> | 0.38 | 0 | 0.012597 | 0.41153 | 0 |  | --> | C12 ex FAIRVIEW | Fairview [T41] | MCDERMOTT |  | 53.3604 | -6.1996
MV/LV Substation SO***994Y |  | 20 kV | _ | LV | 400 kVA :Kiosk Substation | 0.4 | --> | 0.4 | 0 | 0 | Constrained,otherwise capacity available =363kVA. | --> | 0.38 | 0 | 0.002964 | 0.40558 | 0 |  | --> | E16 ex JULIANSTOWN | Julianstown [T421,T422] | DRYBRIDGE |  | 53.6795 | -6.2397
MV/LV Substation SP***006X |  | 10 kV | _ | LV | 200 kVA :Kiosk Substation | 0.2 | --> | 0.2 | 0.144 | 6 |  | --> | 0.19 | 0 | 0.013338 | 0 | 0 | Constrained,otherwise capacity available =208.3kW. | --> | C13 ex ARDGEEHA | Ardgeeha [T41,T42] | DOON |  | 52.3598 | -7.6838
MV/LV Substation SP***009Y |  | 20 kV | _ | LV | 100 kVA :Pole Substation | 0.1 | --> | 0.1 | 0 | 0 | Constrained,otherwise capacity available =99kVA. | --> | 0.095 | 0 | 0 | 0.10015 | 0 |  | --> | E12 ex GURRANEBANE | Gurranebane [T421,T422] | OUGHTRAGH |  | 51.9531 | -10.231
MV/LV Substation SP***012 |  | 10 kV | _ | LV | 400 kVA :Kiosk Substation | 0.4 | --> | 0.4 | 0 | 0 | Constrained,otherwise capacity available =375kVA. | --> | 0.38 | 0 | 0.00741 | 0 | 0 | Constrained,otherwise capacity available =403.8kW. | --> | C20 ex COLLIGAN | Colligan [T41,T42] | DUNGARVAN |  | 52.0865 | -7.6384
MV/LV Substation SP***016X |  | 10 kV | _ | LV | 630 kVA :Kiosk Substation | 0.63 | --> | 0.63 | 0.423 | 4 |  | --> | 0.5985 | 0 | 0.006669 | 0.5 | 0 |  | --> | C11 ex SHERIFF STREET | Sheriff Street [T41,T42] | FRANCIS STREET |  | 53.3514 | -6.241
MV/LV Substation SP***017X |  | 10 kV | _ | LV | 200 kVA :Kiosk Substation | 0.2 | --> | 0.2 | 0 | 0 | Constrained,otherwise capacity available =153kVA. | --> | 0.19 | 0 | 0.002964 | 0.20701 | 0 |  | --> | C12 ex RIVERSTOWN | Riverstown [T41,T42] | KILBARRY |  | 51.9282 | -8.3986
MV/LV Substation SP***019 |  | 10 kV | _ | LV | 200 kVA :Kiosk Substation | 0.2 | --> | 0.2 | 0 | 0 | Constrained,otherwise capacity available =109kVA. | --> | 0.19 | 0 | 0.006669 | 0 | 0 | Constrained,otherwise capacity available =213.4kW. | --> | C15 ex PORTARLINGTON | Portarlington [T41,T42] | PORTLAOISE |  | 53.1643 | -7.1893
MV/LV Substation SP***020 |  | 10 kV | _ | LV | 100 kVA :Pole Substation | 0.1 | --> | 0.1 | 0 | 0 | Constrained,otherwise capacity available =94kVA. | --> | 0.095 | 0 | 0 | 0.10091 | 0 |  | --> | C13 ex CRANMORE | Cranmore [T41,T42] | SLIGO |  | 54.2631 | -8.4503
MV/LV Substation SP***027X |  | 10 kV | _ | LV | 200 kVA :Pole Substation | 0.2 | --> | 0.2 | 0 | 0 | Constrained,otherwise capacity available =184kVA. | --> | 0.19 | 0 | 0 | 0 | 0 | Constrained,otherwise capacity available =202.4kW. | --> | C26 ex GLENTIES | Glenties [T41,T42] | BINBANE |  | 54.7973 | -8.2808
MV/LV Substation SP***034 |  | 10 kV | _ | LV | 50 kVA :Pole Substation | 0.05 | --> | 0.05 | 0.05 | 0.4 |  | --> | 0.0475 | 0 | 0 | 0.05 | 0 |  | --> | C17 ex CARRICKMINES | Carrickmines [T41,T42] | CARRICKMINES |  | 53.2451 | -6.1811
MV/LV Substation SP***035 |  | 20 kV | _ | LV | 50 kVA :Pole Substation | 0.05 | --> | 0.05 | 0 | 1.7 |  | --> | 0.0475 | 0 | 0.008151 | 0.063293 | 0 |  | --> | C12 ex ATHY | Athy [T101,T102] | ATHY |  | 52.9932 | -6.965
MV/LV Substation SP***038 |  | 10 kV | _ | LV | 100 kVA :Pole Substation | 0.1 | --> | 0.1 | 0 | 0 | Constrained,otherwise capacity available =22kVA. | --> | 0.095 | 0 | 0 | 0 | 0 | Constrained,otherwise capacity available =111.2kW. | --> | C13 ex KNOCKAPHUNTA | Knockaphunta [T41,T42] | CASTLEBAR |  | 53.8508 | -9.2947
MV/LV Substation SP***039 |  | 10 kV | _ | LV | 200 kVA :Pole Substation | 0.2 | --> | 0.2 | 0 | 0 | Constrained,otherwise capacity available =186kVA. | --> | 0.19 | 0 | 0 | 0.20211 | 0 |  | --> | C17 ex CLONMINCH | Clonminch [T41,T422] | THORNSBERRY |  | 53.2689 | -7.4921
MV/LV Substation SP***042 |  | 10 kV | _ | LV | 400 kVA :Kiosk Substation | 0.4 | --> | 0.4 | 0.337 | 13.1 |  | --> | 0.38 | 0 | 0.00741 | 0.40945 | 0 |  | --> | C12 ex MONREAD | Monread [T101,T102] | MONREAD |  | 53.2225 | -6.6612
MV/LV Substation SP***043 |  | 10 kV | _ | LV | 400 kVA :Kiosk Substation | 0.4 | --> | 0.4 | 0 | 0 | Constrained,otherwise capacity available =291kVA. | --> | 0.38 | 0 | 0.020007 | 0.41622 | 0 |  | --> | C22 ex COBH | Cobh [T41,T42] | COW CROSS |  | 51.8516 | -8.3062
MV/LV Substation SP***043X |  | 20 kV | _ | LV | 200 kVA :Pole Substation | 0.2 | --> | 0.2 | 0 | 0 | Constrained,otherwise capacity available =187kVA. | --> | 0.19 | 0 | 0 | 0.20196 | 0 |  | --> | E14 ex KILCOCK | Kilcock [T421,T422] | GRIFFINRATH |  | 53.478 | -6.7094
MV/LV Substation SP***058 |  | 10 kV | _ | LV | 200 kVA :Building Structure | 0.2 | --> | 0.2 | 0 | 0 | Constrained,otherwise capacity available =159kVA. | --> | 0.19 | 0 | 0 | 0.20613 | 0 |  | --> | E17 ex GARRANACANTY | Garranacanty [T421,T422] | TIPPERARY |  | 52.4752 | -8.1574
MV/LV Substation SP***058Y |  | 20 kV | _ | LV | 200 kVA :Kiosk Substation | 0.2 | --> | 0.2 | 0.153 | 2.4 |  | --> | 0.19 | 0 | 0.005928 | 0.20701 | 0 |  | --> | C19 ex GRAIGUE | Graigue [T41,T42] | CARLOW |  | 52.8338 | -6.9446
MV/LV Substation SP***059 |  | 10 kV | _ | LV | 400 kVA :Kiosk Substation | 0.4 | --> | 0.4 | 0 | 0 | Constrained,otherwise capacity available =260kVA. | --> | 0.38 | 0 | 0.01482 | 0 | 0 | Constrained,otherwise capacity available =420.7kW. | --> | C20 ex COLLIGAN | Colligan [T41,T42] | DUNGARVAN |  | 52.0856 | -7.633
MV/LV Substation SP***063Z |  | 10 kV | _ | LV | 400 kVA :Kiosk Substation | 0.4 | --> | 0.4 | 0 | 0 | Constrained,otherwise capacity available =341kVA. | --> | 0.38 | 0 | 0.006669 | 0.40886 | 0 |  | --> | E41 ex KINSALE | Kinsale [T423] | TRABEG |  | 51.7042 | -8.5336
MV/LV Substation SP***064 |  | 10 kV | _ | LV | 200 kVA :Kiosk Substation | 0.2 | --> | 0.2 | 0.125 | 7.8 |  | --> | 0.19 | 0 | 0.011115 | 0.21108 | 0 |  | --> | C11 ex CARROWBEG | Carrowbeg [T41,T42] | CARROWBEG |  | 53.7977 | -9.5434
MV/LV Substation SP***070Y |  | 20 kV | _ | LV | 200 kVA :Kiosk Substation | 0.2 | --> | 0.2 | 0 | 0 | Constrained,otherwise capacity available =134kVA. | --> | 0.19 | 0 | 0.025935 | 0.20978 | 0 |  | --> | E18 ex GARRANACANTY | Garranacanty [T421,T422] | TIPPERARY |  | 52.4854 | -8.1514
MV/LV Substation SP***071 |  | 10 kV | _ | LV | 400 kVA :Kiosk Substation | 0.4 | --> | 0.4 | 0 | 0 | Constrained,otherwise capacity available =245kVA. | --> | 0.38 | 0 | 0.022971 | 0.42288 | 0 |  | --> | C16 ex LITTLE BRAY | Little Bray [T41,T42] | FASSAROE |  | 53.2287 | -6.1335
MV/LV Substation SP***073 |  | 10 kV | _ | LV | 400 kVA :Kiosk Substation | 0.4 | --> | 0.4 | 0 | 0 | Constrained,otherwise capacity available =206kVA. | --> | 0.38 | 0 | 0.011115 | 0.42843 | 0 |  | --> | C16 ex MAYFIELD | Mayfield [T41,T42] | KILBARRY |  | 51.9121 | -8.4328
MV/LV Substation SP***074 |  | 20 kV | _ | LV | 50 kVA :Pole Substation | 0.05 | --> | 0.05 | 0 | 0 | Constrained,otherwise capacity available =39kVA. | --> | 0.0475 | 0 | 0 | 0.051643 | 0 |  | --> | E14 ex KILCOCK | Kilcock [T421,T422] | GRIFFINRATH |  | 53.4779 | -6.7136
MV/LV Substation SP***075 |  | 10 kV | _ | LV | 400 kVA :Kiosk Substation | 0.4 | --> | 0.4 | 0.285 | 1.9 |  | --> | 0.38 | 0 | 0.009633 | 0 | 0 | Constrained,otherwise capacity available =417.1kW. | --> | C13 ex TURLOUGH ROAD | Turlough Road [T41,T42] | CASTLEBAR |  | 53.8604 | -9.2843
MV/LV Substation SP***081Y |  | 10 kV | _ | LV | 400 kVA :Kiosk Substation | 0.4 | --> | 0.4 | 0 | 0 | Constrained,otherwise capacity available =341kVA. | --> | 0.38 | 0 | 0.020748 | 0.40886 | 0 |  | --> | C18 ex MAYFIELD | Mayfield [T41,T42] | KILBARRY |  | 51.9077 | -8.4422
MV/LV Substation SP***084 |  | 10 kV | _ | LV | 630 kVA :Kiosk Substation | 0.63 | --> | 0.63 | 0.5 | 3.5 |  | --> | 0.5985 | 0 | 0.02223 | 0.5 | 0 |  | --> | C17 ex TRIMMS LANE | Trimms Lane [T41,T42] | SALTHILL |  | 53.2701 | -9.0537
MV/LV Substation SP***086 |  | 20 kV | _ | LV | 200 kVA :Pole Substation | 0.2 | --> | 0.2 | 0 | 0 | Constrained,otherwise capacity available =200kVA. | --> | 0.19 | 0 | 0 | 0.2 | 0 |  | --> | E18 ex GARRANACANTY | Garranacanty [T421,T422] | TIPPERARY |  | 52.5151 | -8.229
MV/LV Substation SP***091 |  | 10 kV | _ | LV | 630 kVA :Kiosk Substation | 0.63 | --> | 0.63 | 0.494 | 2.3 |  | --> | 0.5985 | 0 | 0.011115 | 0.5 | 0 |  | --> | C18 ex BALLYRICKARD | Ballyrickard [T41,T42] | TRALEE |  | 52.2703 | -9.7176
MV/LV Substation SP***092 |  | 20 kV | _ | LV | 50 kVA :Pole Substation | 0.05 | --> | 0.05 | 0.048 | 17.8 |  | --> | 0.0475 | 0 | 0 | 0.050303 | 0 |  | --> | E19 ex BANOGE | Banoge [T121,T122] | BANOGE |  | 52.6329 | -6.3036
MV/LV Substation SP***093 |  | 20 kV | _ | LV | 50 kVA :Pole Substation | 0.05 | --> | 0.05 | 0 | 0 | Constrained,otherwise capacity available =44kVA. | --> | 0.0475 | 0 | 0 | 0.050903 | 0 |  | --> | E20 ex GARRANACANTY | Garranacanty [T421,T422] | TIPPERARY |  | 52.5055 | -7.9904
MV/LV Substation SP***096Y |  | 20 kV | _ | LV | 100 kVA :Pole Substation | 0.1 | --> | 0.1 | 0 | 0 | Constrained,otherwise capacity available =21kVA. | --> | 0.095 | 0 | 0 | 0.11132 | 0 |  | --> | C16 ex ENNIS NORTH | Ennis North [T41,T42] | ENNIS |  | 52.8612 | -9.0043
MV/LV Substation SP***102 |  | 10 kV | _ | LV | 150 kVA :Pole Substation | 0.15 | --> | 0.15 | 0 | 0 | Constrained,otherwise capacity available =149kVA. | --> | 0.1425 | 0 | 0.004446 | 0.15015 | 0 |  | --> | C18 ex TRAMORE | Tramore [T41,T42] | BUTLERSTOWN |  | 52.2026 | -7.1861
MV/LV Substation SP***102Z |  | 10 kV | _ | LV | 400 kVA :Building Structure | 0.4 | --> | 0.4 | 0 | 0 | Constrained,otherwise capacity available =300kVA. | --> | 0.38 | 0 | 0.01482 | 0.41491 | 0 |  | --> | C17 ex DOUGLAS | Douglas [T41,T42] | TRABEG |  | 51.8608 | -8.4366
MV/LV Substation SP***105Y |  | 20 kV | _ | LV | 200 kVA :Pole Substation | 0.2 | --> | 0.2 | 0.2 | 6.4 |  | --> | 0.19 | 0 | 0 | 0.2 | 0 |  | --> | C22 ex BUSHFIELD | Bushfield [T41,T42] | ATHLONE |  | 53.4859 | -7.8552
MV/LV Substation SP***106 |  | 10 kV | _ | LV | 200 kVA :Building Structure | 0.2 | --> | 0.2 | 0 | 0 | Constrained,otherwise capacity available =154kVA. | --> | 0.19 | 0 | 0 | 0.20687 | 0 |  | --> | C30 ex ACADEMY STREET | Academy Street [T421,T422,T44] | NAVAN |  | 53.6533 | -6.6795
MV/LV Substation SP***106Z |  | 20 kV | _ | LV | 50 kVA :Pole Substation | 0.05 | --> | 0.05 | 0 | 0 | Constrained,otherwise capacity available =36kVA. | --> | 0.0475 | 0 | 0 | 0.052083 | 0 |  | --> | C15 ex KILMONEY | Kilmoney [T41,T42] | TRABEG |  | 51.8202 | -8.5285
MV/LV Substation SP***112 |  | 10 kV | _ | LV | 400 kVA :Building Structure | 0.4 | --> | 0.4 | 0 | 0 | Constrained,otherwise capacity available =153kVA. | --> | 0.38 | 0 | 0.022971 | 0.43584 | 0 |  | --> | C24 ex KILBARRY | Kilbarry [T101,T43] | KILBARRY |  | 51.915 | -8.4842
MV/LV Substation SP***113 |  | 10 kV | _ | LV | 200 kVA :Building Structure | 0.2 | --> | 0.2 | 0.164 | 3.9 |  | --> | 0.19 | 0 | 0 | 0.20539 | 0 |  | --> | C25 ex GALWAY 110KV | Galway 110kv [T102,T103] | GALWAY 110KV |  | 53.2892 | -9.0206
MV/LV Substation SP***113 |  | 10 kV | _ | LV | 630 kVA :Building Structure | 0.63 | --> | 0.63 | 0 | 0 | Constrained,otherwise capacity available =500kVA. | --> | 0.5985 | 0 | 0 | 0.5 | 0 |  | --> | C15 ex SKIBBEREEN | Skibbereen [T41,T42] | DUNMANWAY |  | 51.5382 | -9.2779
MV/LV Substation SP***118 |  | 10 kV | _ | LV | 400 kVA :Kiosk Substation | 0.4 | --> | 0.4 | 0 | 0 | Constrained,otherwise capacity available =298kVA. | --> | 0.38 | 0 | 0.00741 | 0.4152 | 0 |  | --> | C11 ex SRAH | Srah [T41,T42] | THORNSBERRY |  | 53.2662 | -7.499
MV/LV Substation SP***127 |  | 10 kV | _ | LV | 400 kVA :Kiosk Substation | 0.4 | --> | 0.4 | 0.328 | 2.3 |  | --> | 0.38 | 0 | 0.00741 | 0.41079 | 0 |  | --> | C18 ex BALLYRICKARD | Ballyrickard [T41,T42] | TRALEE |  | 52.2723 | -9.7172
MV/LV Substation SP***127Z |  | 10 kV | _ | LV | 630 kVA :Building Structure | 0.63 | --> | 0.63 | 0.5 | 13.8 |  | --> | 0.5985 | 0 | 0 | 0.5 | 0 |  | --> | C21 ex SINGLAND | Singland [T101,T102] | SINGLAND |  | 52.658 | -8.5939
MV/LV Substation SP***132X |  | 10 kV | _ | LV | 400 kVA :Kiosk Substation | 0.4 | --> | 0.4 | 0.344 | 0.9 |  | --> | 0.38 | 0 | 0.018525 | 0.40841 | 0 |  | --> | C16 ex COES ROAD | Coes Road [T41,T42] | DUNDALK |  | 54.0015 | -6.3847
MV/LV Substation SP***143 |  | 10 kV | _ | LV | 100 kVA :Pole Substation | 0.1 | --> | 0.1 | 0.1 | 5.8 |  | --> | 0.095 | 0 | 0 | 0.1 | 0 |  | --> | C13 ex OAKFIELD | Oakfield [T41,T42] | SLIGO |  | 54.2687 | -8.4937
MV/LV Substation SP***145 |  | 10 kV | _ | LV | 50 kVA :Pole Substation | 0.05 | --> | 0.05 | 0 | 0.8 |  | --> | 0.0475 | 0 | 0.011115 | 0.057306 | 0 |  | --> | C18 ex MILLTOWN MALBAY | Milltown Malbay [T42] | TULLABRACK |  | 52.8438 | -9.4321
MV/LV Substation SP***147X |  | 10 kV | _ | LV | 630 kVA :Kiosk Substation | 0.63 | --> | 0.63 | 0.060409 | 0.1 | Constrained,otherwise capacity available =500kVA. | --> | 0.5985 | 0 | 0 | 0.5 | 0 |  | --> | C15 ex TUBBERCURRY | Tubbercurry [T41,T42] | TONROE |  | 54.0566 | -8.7229
MV/LV Substation SP***158Y |  | 10 kV | _ | LV | 200 kVA :Pole Substation | 0.2 | --> | 0.2 | 0.193 | 3.3 |  | --> | 0.19 | 0 | 0 | 0.20106 | 0 |  | --> | C12 ex LLOYD | Lloyd [T41,T42] | NAVAN |  | 53.7369 | -6.8943
MV/LV Substation SP***158Z |  | 10 kV | _ | LV | 100 kVA :Pole Substation | 0.1 | --> | 0.1 | 0 | 0 | Constrained,otherwise capacity available =82kVA. | --> | 0.095 | 0 | 0.00741 | 0.1027 | 0 |  | --> | C17 ex LOUGHTAGALLA | Loughtagalla [T41,T42] | THURLES |  | 52.6818 | -7.8094
MV/LV Substation SP***162 |  | 10 kV | _ | LV | 400 kVA :Kiosk Substation | 0.4 | --> | 0.4 | 0 | 0 | Constrained,otherwise capacity available =164kVA. | --> | 0.38 | 0 | 0.088179 | 0.43431 | 0 |  | --> | C15 ex BALLINACURRA | Ballinacurra [T41,T42] | LIMERICK |  | 52.6374 | -8.6525
MV/LV Substation SP***167Y |  | 20 kV | _ | LV | 200 kVA :Pole Substation | 0.2 | --> | 0.2 | 0.2 | 1.6 |  | --> | 0.19 | 0 | 0 | 0.2 | 0 |  | --> | C17 ex CURRA | Curra [T41] | SOMERSET |  | 53.1654 | -8.3863
MV/LV Substation SP***171Y |  | 10 kV | _ | LV | 50 kVA :Pole Substation | 0.05 | --> | 0.05 | 0 | 0 | Constrained,otherwise capacity available =46kVA. | --> | 0.0475 | 0 | 0 | 0.050604 | 0 |  | --> | C11 ex PORTLAW | Portlaw [T41,T42] | BUTLERSTOWN |  | 52.2903 | -7.3219
MV/LV Substation SP***172Y |  | 20 kV | _ | LV | 50 kVA :Pole Substation | 0.05 | --> | 0.05 | 0 | 0 | Constrained,otherwise capacity available =47kVA. | --> | 0.0475 | 0 | 0 | 0.050453 | 0 |  | --> | E16 ex CLONROCHE | Clonroche [T421,T422] | WEXFORD |  | 52.5446 | -6.762
MV/LV Substation SP***181 |  | 10 kV | _ | LV | 400 kVA :Building Structure | 0.4 | --> | 0.4 | 0 | 0 | Constrained,otherwise capacity available =209kVA. | --> | 0.38 | 0 | 0.00741 | 0.428 | 0 |  | --> | C12 ex SEMPERIT | Semperit [T41,T42,T43] | GRANGE CASTLE |  | 53.3409 | -6.3714
MV/LV Substation SP***187 |  | 10 kV | _ | LV | 400 kVA :Kiosk Substation | 0.4 | --> | 0.4 | 0.236 | 5.6 |  | --> | 0.38 | 0 | 0.011856 | 0.42417 | 0 |  | --> | C11 ex KILCOOLE | Kilcoole [T41,T42] | FASSAROE |  | 53.0876 | -6.1114
MV/LV Substation SP***189Y |  | 10 kV | _ | LV | 400 kVA :Kiosk Substation | 0.4 | --> | 0.4 | 0.324 | 1 |  | --> | 0.38 | 0 | 0.02964 | 0.41138 | 0 |  | --> | C18 ex CORBALLY | Corbally [T41,T42] | ARDNACRUSHA |  | 52.6848 | -8.6175
MV/LV Substation SP***220 |  | 20 kV | _ | LV | 50 kVA :Pole Substation | 0.05 | --> | 0.05 | 0 | 0 | Constrained,otherwise capacity available =45kVA. | --> | 0.0475 | 0 | 0 | 0.050753 | 0 |  | --> | E16 ex BALLYDEHOB | Ballydehob [T421] | DUNMANWAY |  | 51.4857 | -9.7078
MV/LV Substation SP***220X |  | 20 kV | _ | LV | 400 kVA :Kiosk Substation | 0.4 | --> | 0.4 | 0 | 0 | Constrained,otherwise capacity available =400kVA. | --> | 0.38 | 0 | 0 | 0.4 | 0 |  | --> | E16 ex PATRICKSWELL | Patrickswell [T421,T422] | LIMERICK |  | 52.566 | -8.7917
MV/LV Substation SP***225X |  | 20 kV | _ | LV | 50 kVA :Pole Substation | 0.05 | --> | 0.05 | 0 | 0 | Constrained,otherwise capacity available =38kVA. | --> | 0.0475 | 0 | 0.00741 | 0 | 0 | Constrained,otherwise capacity available =51.8kW. | --> | E17 ex BUNCRANA | Buncrana [T421,T422] | TRILLICK |  | 55.1238 | -7.1984
MV/LV Substation SP***229 |  | 20 kV | _ | LV | 100 kVA :Pole Substation | 0.1 | --> | 0.1 | 0 | 0 | Constrained,otherwise capacity available =100kVA. | --> | 0.095 | 0 | 0 | 0.1 | 0 |  | --> | C12 ex SCARIFF | Scariff [T42] | ENNIS |  | 52.9097 | -8.5388
MV/LV Substation SP***242 |  | 10 kV | _ | LV | 630 kVA :Kiosk Substation | 0.63 | --> | 0.63 | 0 | 0 | Constrained,otherwise capacity available =500kVA. | --> | 0.5985 | 0 | 0.018525 | 0.5 | 0 |  | --> | C20 ex COLLEGE PARK | College Park [T101,T102,T103] | COLLEGE PARK |  | 53.3884 | -6.3841
MV/LV Substation SP***243 |  | 10 kV | _ | LV | 400 kVA :Kiosk Substation | 0.4 | --> | 0.4 | 0.271 | 4.3 |  | --> | 0.38 | 0 | 0.035568 | 0.41913 | 0 |  | --> | C19 ex DEANSGRANGE | Deansgrange [T41,T42] | CARRICKMINES |  | 53.2842 | -6.1718
MV/LV Substation SP***244Y |  | 20 kV | _ | LV | 200 kVA :Kiosk Substation | 0.2 | --> | 0.2 | 0 | 0 | Constrained,otherwise capacity available =181kVA. | --> | 0.19 | 0 | 0 | 0.20286 | 0 |  | --> | E17 ex MANORHAMILTON | Manorhamilton [T422] | SLIGO |  | 54.2316 | -8.2933
MV/LV Substation SP***247Z |  | 10 kV | _ | LV | 400 kVA :Kiosk Substation | 0.4 | --> | 0.4 | 0 | 0 | Constrained,otherwise capacity available =331kVA. | --> | 0.38 | 0 | 0.002964 | 0.41034 | 0 |  | --> | C22 ex CELBRIDGE | Celbridge [T41,T42] | GRIFFINRATH |  | 53.3344 | -6.555
MV/LV Substation SP***250 |  | 20 kV | _ | LV | 50 kVA :Pole Substation | 0.05 | --> | 0.05 | 0 | 0 | Constrained,otherwise capacity available =50kVA. | --> | 0.0475 | 0 | 0 | 0.05 | 0 |  | --> | E14 ex KILCOCK | Kilcock [T421,T422] | GRIFFINRATH |  | 53.4785 | -6.7165
MV/LV Substation SP***256Y |  | 20 kV | _ | LV | 200 kVA :Kiosk Substation | 0.2 | --> | 0.2 | 0 | 0 | Constrained,otherwise capacity available =162kVA. | --> | 0.19 | 0 | 0 | 0.20569 | 0 |  | --> | E11 ex CLONROCHE | Clonroche [T421,T422] | WEXFORD |  | 52.4446 | -6.7141
MV/LV Substation SP***267 |  | 10 kV | _ | LV | 100 kVA :Pole Substation | 0.1 | --> | 0.1 | 0.087 | 5.3 |  | --> | 0.095 | 0 | 0.02223 | 0.10195 | 0 |  | --> | C17 ex BALLYTIVNAN | Ballytivnan [T41,T42] | SLIGO |  | 54.3093 | -8.5482
MV/LV Substation SP***271X |  | 10 kV | _ | LV | 630 kVA :Building Structure | 0.63 | --> | 0.63 | 0.5 | 2.9 |  | --> | 0.5985 | 0 | 0 | 0.5 | 0 |  | --> | C17 ex BREWERY ROAD | Brewery Road [T41,T42] | CARRICKMINES |  | 53.2787 | -6.2216
MV/LV Substation SP***283 |  | 10 kV | _ | LV | 630 kVA :Building Structure | 0.63 | --> | 0.63 | 0.5 | 4.3 |  | --> | 0.5985 | 0 | 0 | 0.5 | 0 |  | --> | C11 ex DEANSGRANGE | Deansgrange [T41,T42] | CARRICKMINES |  | 53.2762 | -6.1574
MV/LV Substation SP***304 |  | 10 kV | _ | LV | 50 kVA :Pole Substation | 0.05 | --> | 0.05 | 0 | 0 | Constrained,otherwise capacity available =39kVA. | --> | 0.0475 | 0 | 0.005187 | 0.051643 | 0 |  | --> | C18 ex COOLCORCORAN | Coolcorcoran [T41,T42] | KNOCKEARAGH |  | 52.0671 | -9.6472
MV/LV Substation SP***313Y |  | 10 kV | _ | LV | 200 kVA :Pole Substation | 0.2 | --> | 0.2 | 0 | 0 | Constrained,otherwise capacity available =163kVA. | --> | 0.19 | 0 | 0 | 0 | 0 | Constrained,otherwise capacity available =205.5kW. | --> | C32 ex CLOYNE | Cloyne [T41] | MIDLETON |  | 51.8636 | -8.1225
MV/LV Substation SP***316X |  | 10 kV | _ | LV | 400 kVA :Kiosk Substation | 0.4 | --> | 0.4 | 0.348 | 3 |  | --> | 0.38 | 0 | 0 | 0.40782 | 0 |  | --> | C25 ex NENAGH | Nenagh [T41,T42] | NENAGH |  | 52.8688 | -8.1522
MV/LV Substation SP***318X |  | 10 kV | _ | LV | 200 kVA :Kiosk Substation | 0.2 | --> | 0.2 | 0.171 | 1.5 |  | --> | 0.19 | 0 | 0 | 0.20436 | 0 |  | --> | C11 ex BALLYARD | Ballyard [T41,T42] | TRALEE |  | 52.2611 | -9.7099
MV/LV Substation SP***344Y |  | 10 kV | _ | LV | 630 kVA :Building Structure | 0.63 | --> | 0.63 | 0.5 | 6 |  | --> | 0.5985 | 0 | 0 | 0 | 0 | Constrained,otherwise capacity available =500kW. | --> | C12 ex ARDGEEHA | Ardgeeha [T41,T42] | DOON |  | 52.3551 | -7.6905
MV/LV Substation SP***347Y |  | 10 kV | _ | LV | 200 kVA :Kiosk Substation | 0.2 | --> | 0.2 | 0.193 | 1 |  | --> | 0.19 | 0 | 0 | 0.20106 | 0 |  | --> | C22 ex TYCOR | Tycor [T41,T42] | WATERFORD |  | 52.2598 | -7.1443
MV/LV Substation SP***348X |  | 10 kV | _ | LV | 200 kVA :Pole Substation | 0.2 | --> | 0.2 | 0.149 | 2.3 |  | --> | 0.19 | 0 | 0.025935 | 0.2076 | 0 |  | --> | C12 ex BALLYRICKARD | Ballyrickard [T41,T42] | TRALEE |  | 52.2768 | -9.7886
MV/LV Substation SP***352X |  | 20 kV | _ | LV | 200 kVA :Pole Substation | 0.2 | --> | 0.2 | 0 | 0 | Constrained,otherwise capacity available =187kVA. | --> | 0.19 | 0 | 0 | 0.20196 | 0 |  | --> | E19 ex ADAMSTOWN | Adamstown [T121,T122] | INCHICORE 220KV |  | 53.3353 | -6.4571
MV/LV Substation SP***363 |  | 10 kV | _ | LV | 50 kVA :Pole Substation | 0.05 | --> | 0.05 | 0 | 0 | Constrained,otherwise capacity available =49kVA. | --> | 0.0475 | 0 | 0 | 0.050152 | 0 |  | --> | C12 ex GRANGE (SR) | Grange (sr) [T41,T42] | BUTLERSTOWN |  | 52.2448 | -7.1208
MV/LV Substation SP***363Y |  | 10 kV | _ | LV | 200 kVA :Kiosk Substation | 0.2 | --> | 0.2 | 0 | 0 | Constrained,otherwise capacity available =187kVA. | --> | 0.19 | 0 | 0.002964 | 0.20196 | 0 |  | --> | C16 ex DERRYCRAMPH | Derrycramph [T41,T42] | SHANKILL |  | 53.9849 | -7.3526
MV/LV Substation SP***366X |  | 20 kV | _ | LV | 50 kVA :Pole Substation | 0.05 | --> | 0.05 | 0.044 | 0.2 |  | --> | 0.0475 | 0 | 0 | 0 | 0 | Constrained,otherwise capacity available =50.9kW. | --> | C12 ex ROSSGEIR | Rossgeir [T41,T42] | LETTERKENNY |  | 54.8358 | -7.537
MV/LV Substation SP***368Y |  | 10 kV | _ | LV | 50 kVA :Pole Substation | 0.05 | --> | 0.05 | 0 | 0 | Constrained,otherwise capacity available =41kVA. | --> | 0.0475 | 0 | 0 | 0.051348 | 0 |  | --> | C18 ex CARRICKMACROSS | Carrickmacross [T41,T42] | MEATH HILL |  | 53.9773 | -6.7152
MV/LV Substation SP***375Y |  | 20 kV | _ | LV | 50 kVA :Pole Substation | 0.05 | --> | 0.05 | 0 | 0 | Constrained,otherwise capacity available =50kVA. | --> | 0.0475 | 0 | 0 | 0.05 | 0 |  | --> | E15 ex ACADEMY STREET | Academy Street [T421,T422,T44] | NAVAN |  | 53.6455 | -6.6765
MV/LV Substation SP***377Z |  | 10 kV | _ | LV | 400 kVA :Kiosk Substation | 0.4 | --> | 0.4 | 0 | 0 | Constrained,otherwise capacity available =400kVA. | --> | 0.38 | 0 | 0 | 0.4 | 0 |  | --> | C19 ex CELBRIDGE | Celbridge [T41,T42] | GRIFFINRATH |  | 53.3077 | -6.6224
MV/LV Substation SP***379X |  | 10 kV | _ | LV | 200 kVA :Kiosk Substation | 0.2 | --> | 0.2 | 0 | 0 | Constrained,otherwise capacity available =157kVA. | --> | 0.19 | 0 | 0 | 0.20643 | 0 |  | --> | C15 ex LUCAN EAST | Lucan East [T41,T42] | GRANGE CASTLE |  | 53.3554 | -6.4627
MV/LV Substation SP***387Y |  | 10 kV | _ | LV | 200 kVA :Pole Substation | 0.2 | --> | 0.2 | 0 | 0 | Constrained,otherwise capacity available =155kVA. | --> | 0.19 | 0 | 0 | 0.20672 | 0 |  | --> | C15 ex LEIXLIP | Leixlip [T41,T42] | GRIFFINRATH |  | 53.3602 | -6.479
MV/LV Substation SP***398Y |  | 20 kV | _ | LV | 100 kVA :Pole Substation | 0.1 | --> | 0.1 | 0.096 | 1.1 |  | --> | 0.095 | 0 | 0.00741 | 0.10061 | 0 |  | --> | E22 ex BUNCLODY | Bunclody [T421,T422] | CRANE |  | 52.7261 | -6.609
MV/LV Substation SP***4003 |  | 10 kV | _ | LV | 50 kVA :Pole Substation | 0.05 | --> | 0.05 | 0.05 | 0.3 |  | --> | 0.0475 | 0 | 0 | 0.05 | 0 |  | --> | C17 ex BANAGHER | Banagher [T41,T42] | DALLOW |  | 53.2002 | -8.1375
MV/LV Substation SP***4009 |  | 10 kV | _ | LV | 400 kVA :Building Structure | 0.4 | --> | 0.4 | 0 | 0 | Constrained,otherwise capacity available =215kVA. | --> | 0.38 | 0 | 0 | 0.42715 | 0 |  | --> | C16 ex WHITESTOWN | Whitestown [T41,T42] | COOKSTOWN |  | 53.2873 | -6.3781
MV/LV Substation SP***4018 |  | 10 kV | _ | LV | 400 kVA :Kiosk Substation | 0.4 | --> | 0.4 | 0 | 0 | Constrained,otherwise capacity available =400kVA. | --> | 0.38 | 0 | 0 | 0.4 | 0 |  | --> | C15 ex TYMON | Tymon [T41,T42] | COOKSTOWN |  | 53.2917 | -6.327
MV/LV Substation SP***402Y |  | 20 kV | _ | LV | 50 kVA :Pole Substation | 0.05 | --> | 0.05 | 0 | 0 | Constrained,otherwise capacity available =48kVA. | --> | 0.0475 | 0 | 0 | 0.050303 | 0 |  | --> | E18 ex CLONROCHE | Clonroche [T421,T422] | WEXFORD |  | 52.422 | -6.6278
MV/LV Substation SP***403 |  | 10 kV | _ | LV | 400 kVA :Kiosk Substation | 0.4 | --> | 0.4 | 0.333 | 0.9 |  | --> | 0.38 | 0 | 0.002964 | 0.41005 | 0 |  | --> | C11 ex WOODFORD | Woodford [T41,T42] | KNOCKEARAGH |  | 52.0567 | -9.48
MV/LV Substation SP***403 |  | 10 kV | _ | LV | 50 kVA :Pole Substation | 0.05 | --> | 0.05 | 0.04 | 2.7 |  | --> | 0.0475 | 0 | 0 | 0.051496 | 0 |  | --> | C24 ex MONFIN | Monfin [T41,T42] | WEXFORD |  | 52.4948 | -6.5449
MV/LV Substation SP***4033 |  | 10 kV | _ | LV | 100 kVA :Pole Substation | 0.1 | --> | 0.1 | 0.076 | 3.5 |  | --> | 0.095 | 0 | 0 | 0.10358 | 0 |  | --> | C17 ex DUNDALK | Dundalk [T41,T42] | DUNDALK |  | 53.9983 | -6.4153
MV/LV Substation SP***404 |  | 20 kV | _ | LV | 200 kVA :Pole Substation | 0.2 | --> | 0.2 | 0.159 | 0.5 |  | --> | 0.19 | 0 | 0.003705 | 0.20613 | 0 |  | --> | E15 ex ARDFINNAN | Ardfinnan [T421] | CAHIR |  | 52.315 | -7.8736
MV/LV Substation SP***4061 |  | 20 kV | _ | LV | 50 kVA :Pole Substation | 0.05 | --> | 0.05 | 0 | 6.4 |  | --> | 0.0475 | 0 | 0 | 0.06442 | 0 |  | --> | C22 ex BUSHFIELD | Bushfield [T41,T42] | ATHLONE |  | 53.4727 | -7.8651
MV/LV Substation SP***407 |  | 20 kV | _ | LV | 50 kVA :Pole Substation | 0.05 | --> | 0.05 | 0 | 0 | Constrained,otherwise capacity available =37kVA. | --> | 0.0475 | 0 | 0.003705 | 0.051937 | 0 |  | --> | E16 ex GURRANEBANE | Gurranebane [T421,T422] | OUGHTRAGH |  | 51.8363 | -10.1708
MV/LV Substation SP***4086 |  | 10 kV | _ | LV | 100 kVA :Pole Substation | 0.1 | --> | 0.1 | 0 | 0 | Constrained,otherwise capacity available =95kVA. | --> | 0.095 | 0 | 0 | 0 | 0 | Constrained,otherwise capacity available =100.8kW. | --> | C11 ex DONEGAL | Donegal [T41,T42] | CATHALEENS FALL |  | 54.681 | -8.1457
MV/LV Substation SP***409 |  | 10 kV | _ | LV | 100 kVA :Pole Substation | 0.1 | --> | 0.1 | 0 | 0 | Constrained,otherwise capacity available =97kVA. | --> | 0.095 | 0 | 0 | 0.10045 | 0 |  | --> | C11 ex KANTURK | Kanturk [T41,T42] | GLENLARA |  | 52.1832 | -8.8847
MV/LV Substation SP***4110 |  | 20 kV | _ | LV | 50 kVA :Pole Substation | 0.05 | --> | 0.05 | 0.049 | 3 |  | --> | 0.0475 | 0 | 0 | 0 | 0 | Constrained,otherwise capacity available =50.2kW. | --> | E12 ex CHARLEVILLE | Charleville [T421,T422] | CHARLEVILLE |  | 52.334 | -8.7184
MV/LV Substation SP***411Y |  | 20 kV | _ | LV | 200 kVA :Kiosk Substation | 0.2 | --> | 0.2 | 0 | 0 | Constrained,otherwise capacity available =139kVA. | --> | 0.19 | 0 | 0.030381 | 0.20906 | 0 |  | --> | E15 ex ACADEMY STREET | Academy Street [T421,T422,T44] | NAVAN |  | 53.6415 | -6.6749
MV/LV Substation SP***4137 |  | 10 kV | _ | LV | 100 kVA :Pole Substation | 0.1 | --> | 0.1 | 0 | 0 | Constrained,otherwise capacity available =74kVA. | --> | 0.095 | 0 | 0.008151 | 0 | 0 | Constrained,otherwise capacity available =103.9kW. | --> | C13 ex DONEGAL | Donegal [T41,T42] | CATHALEENS FALL |  | 54.6709 | -8.0586
MV/LV Substation SP***4138 |  | 10 kV | _ | LV | 400 kVA :Kiosk Substation | 0.4 | --> | 0.4 | 0.4 | 4.3 |  | --> | 0.38 | 0 | 0 | 0.4 | 0 |  | --> | C21 ex DEANSGRANGE | Deansgrange [T41,T42] | CARRICKMINES |  | 53.2738 | -6.1763
MV/LV Substation SP***4146 |  | 10 kV | _ | LV | 200 kVA :Kiosk Substation | 0.2 | --> | 0.2 | 0 | 0 | Constrained,otherwise capacity available =183kVA. | --> | 0.19 | 0 | 0.003705 | 0.20256 | 0 |  | --> | C12 ex RIVERSTOWN | Riverstown [T41,T42] | KILBARRY |  | 51.9302 | -8.3993
MV/LV Substation SP***4150 |  | 10 kV | _ | LV | 50 kVA :Pole Substation | 0.05 | --> | 0.05 | 0.05 | 10.8 |  | --> | 0.0475 | 0 | 0 | 0.05 | 0 |  | --> | C12 ex FACTORY CROSS | Factory Cross [T41,T42] | BARNAHELY |  | 51.8347 | -8.2885
MV/LV Substation SP***415Z |  | 10 kV | _ | LV | 630 kVA :Building Structure | 0.63 | --> | 0.63 | 0.5 | 4.6 |  | --> | 0.5985 | 0 | 0.00741 | 0.5 | 0 |  | --> | C39 ex CASTLEVIEW | Castleview [T101,T102] | CASTLEVIEW |  | 51.9067 | -8.3475
MV/LV Substation SP***4160 |  | 20 kV | _ | LV | 50 kVA :Pole Substation | 0.05 | --> | 0.05 | 0.05 | 2.8 |  | --> | 0.0475 | 0 | 0 | 0.05 | 0 |  | --> | E13 ex CLARA | Clara [T421,T422] | THORNSBERRY |  | 53.4053 | -7.5754
MV/LV Substation SP***419Z |  | 10 kV | _ | LV | 630 kVA :Kiosk Substation | 0.63 | --> | 0.63 | 0.441 | 10.9 |  | --> | 0.5985 | 0 | 0.00741 | 0.5 | 0 |  | --> | C19 ex MULLINGAR | Mullingar [T101,T102] | MULLINGAR |  | 53.5273 | -7.3319
MV/LV Substation SP***4201 |  | 10 kV | _ | LV | 630 kVA :Building Structure | 0.63 | --> | 0.63 | 0 | 0 | Constrained,otherwise capacity available =500kVA. | --> | 0.5985 | 0 | 0 | 0.5 | 0 |  | --> | C19 ex BALLYMOUNT | Ballymount [T41,T42] | INCHICORE 220KV |  | 53.3085 | -6.3494
MV/LV Substation SP***4218 |  | 10 kV | _ | LV | 630 kVA :Kiosk Substation | 0.63 | --> | 0.63 | 0 | 0 | Constrained,otherwise capacity available =500kVA. | --> | 0.5985 | 0 | 0.00741 | 0.5 | 0 |  | --> | C14 ex INCHICORE NORTH | Inchicore North [T41] | INCHICORE 220KV |  | 53.348 | -6.3401
MV/LV Substation SP***4221 |  | 10 kV | _ | LV | 200 kVA :Kiosk Substation | 0.2 | --> | 0.2 | 0.177 | 3 |  | --> | 0.19 | 0 | 0.004446 | 0.20346 | 0 |  | --> | C21 ex NENAGH | Nenagh [T41,T42] | NENAGH |  | 52.8606 | -8.2208
MV/LV Substation SP***424 |  | 10 kV | _ | LV | 50 kVA :Pole Substation | 0.05 | --> | 0.05 | 0.043 | 5.6 |  | --> | 0.0475 | 0 | 0 | 0.051052 | 0 |  | --> | C14 ex KILCOOLE | Kilcoole [T41,T42] | FASSAROE |  | 53.1105 | -6.0831
MV/LV Substation SP***424X |  | 20 kV | _ | LV | 50 kVA :Pole Substation | 0.05 | --> | 0.05 | 0 | 0 | Constrained,otherwise capacity available =43kVA. | --> | 0.0475 | 0 | 0 | 0.051052 | 0 |  | --> | C12 ex BALLYHAUNIS | Ballyhaunis [T41,T42] | DALTON |  | 53.7876 | -8.7531
MV/LV Substation SP***4253 |  | 10 kV | _ | LV | 400 kVA :Kiosk Substation | 0.4 | --> | 0.4 | 0 | 0 | Constrained,otherwise capacity available =378kVA. | --> | 0.38 | 0 | 0 | 0.40333 | 0 |  | --> | E41 ex KINSALE | Kinsale [T423] | TRABEG |  | 51.7035 | -8.5346
MV/LV Substation SP***4257 |  | 20 kV | _ | LV | 50 kVA :Pole Substation | 0.05 | --> | 0.05 | 0.05 | 0.6 |  | --> | 0.0475 | 0 | 0 | 0 | 0 | Constrained,otherwise capacity available =50kW. | --> | E23 ex LAWLESSTOWN | Lawlesstown [T42,T421] | DOON |  | 52.3292 | -7.7385
MV/LV Substation SP***430 |  | 10 kV | _ | LV | 400 kVA :Building Structure | 0.4 | --> | 0.4 | 0.4 | 10.8 |  | --> | 0.38 | 0 | 0 | 0.4 | 0 |  | --> | C12 ex FACTORY CROSS | Factory Cross [T41,T42] | BARNAHELY |  | 51.8336 | -8.2851
MV/LV Substation SP***4306 |  | 20 kV | _ | LV | 50 kVA :Pole Substation | 0.05 | --> | 0.05 | 0 | 0 | Constrained,otherwise capacity available =50kVA. | --> | 0.0475 | 0 | 0 | 0.05 | 0 |  | --> | E16 ex ASHBOURNE | Ashbourne [T421,T422] | FINGLAS |  | 53.4972 | -6.3851
MV/LV Substation SP***4320 |  | 20 kV | _ | LV | 50 kVA :Pole Substation | 0.05 | --> | 0.05 | 0.05 | 3 |  | --> | 0.0475 | 0 | 0 | 0 | 0 | Constrained,otherwise capacity available =50kW. | --> | E12 ex CHARLEVILLE | Charleville [T421,T422] | CHARLEVILLE |  | 52.3373 | -8.7134
MV/LV Substation SP***434 |  | 10 kV | _ | LV | 50 kVA :Pole Substation | 0.05 | --> | 0.05 | 0 | 0 | Constrained,otherwise capacity available =25kVA. | --> | 0.0475 | 0 | 0.017043 | 0.053659 | 0 |  | --> | C17 ex ROSEHILL | Rosehill [T41,T42] | KILKENNY |  | 52.6339 | -7.2497
MV/LV Substation SP***4367 |  | 20 kV | _ | LV | 50 kVA :Pole Substation | 0.05 | --> | 0.05 | 0 | 0 | Constrained,otherwise capacity available =50kVA. | --> | 0.0475 | 0 | 0 | 0.05 | 0 |  | --> | E16 ex JULIANSTOWN | Julianstown [T421,T422] | DRYBRIDGE |  | 53.6949 | -6.2496
MV/LV Substation SP***4368 |  | 20 kV | _ | LV | 50 kVA :Pole Substation | 0.05 | --> | 0.05 | 0 | 0 | Constrained,otherwise capacity available =45kVA. | --> | 0.0475 | 0 | 0 | 0.050753 | 0 |  | --> | E16 ex JULIANSTOWN | Julianstown [T421,T422] | DRYBRIDGE |  | 53.6912 | -6.2458
MV/LV Substation SP***4373 |  | 10 kV | _ | LV | 630 kVA :Kiosk Substation | 0.63 | --> | 0.63 | 0.5 | 4.6 |  | --> | 0.5985 | 0 | 0 | 0.5 | 0 |  | --> | C18 ex CASTLEVIEW | Castleview [T101,T102] | CASTLEVIEW |  | 51.9171 | -8.3848
MV/LV Substation SP***4395 |  | 10 kV | _ | LV | 1000 kVA :Building Structure | 1 | --> | 1 | 0.5 | 7 |  | --> | 0.95 | 0 | 0 | 0.5 | 0 |  | --> | C28 ex NORTH QUAYS | North Quays [T101,T102,T103] | POOLBEG |  | 53.3496 | -6.2354
MV/LV Substation SP***4396 |  | 10 kV | _ | LV | 1000 kVA :Building Structure | 1 | --> | 1 | 0.5 | 7 |  | --> | 0.95 | 0 | 0 | 0.5 | 0 |  | --> | C28 ex NORTH QUAYS | North Quays [T101,T102,T103] | POOLBEG |  | 53.3494 | -6.2354
MV/LV Substation SP***4407 |  | 10 kV | _ | LV | 1000 kVA :Building Structure | 1 | --> | 1 | 0.5 | 7 |  | --> | 0.95 | 0 | 0 | 0.5 | 0 |  | --> | C28 ex NORTH QUAYS | North Quays [T101,T102,T103] | POOLBEG |  | 53.3496 | -6.2355
MV/LV Substation SP***4417 |  | 10 kV | _ | LV | 1000 kVA :Building Structure | 1 | --> | 1 | 0.5 | 7 |  | --> | 0.95 | 0 | 0 | 0.5 | 0 |  | --> | C22 ex NORTH QUAYS | North Quays [T101,T102,T103] | POOLBEG |  | 53.3486 | -6.236
MV/LV Substation SP***4418 |  | 10 kV | _ | LV | 1000 kVA :Building Structure | 1 | --> | 1 | 0.5 | 7 |  | --> | 0.95 | 0 | 0 | 0.5 | 0 |  | --> | C22 ex NORTH QUAYS | North Quays [T101,T102,T103] | POOLBEG |  | 53.3484 | -6.2355
MV/LV Substation SP***4461 |  | 10 kV | _ | LV | 400 kVA :Kiosk Substation | 0.4 | --> | 0.4 | 0 | 0 | Constrained,otherwise capacity available =317kVA. | --> | 0.38 | 0 | 0 | 0 | 0 | Constrained,otherwise capacity available =412.4kW. | --> | C16 ex RATHDOWNEY | Rathdowney [T42] | IKERRIN |  | 52.8513 | -7.5814
MV/LV Substation SP***456 |  | 20 kV | _ | LV | 100 kVA :Pole Substation | 0.1 | --> | 0.1 | 0 | 0 | Constrained,otherwise capacity available =80kVA. | --> | 0.095 | 0 | 0 | 0.10299 | 0 |  | --> | E20 ex COLLOONEY | Collooney [T421,T422] | SLIGO |  | 54.2089 | -8.5257
MV/LV Substation SP***459 |  | 20 kV | _ | LV | 200 kVA :Pole Substation | 0.2 | --> | 0.2 | 0.172 | 7.6 |  | --> | 0.19 | 0 | 0.006669 | 0 | 0 | Constrained,otherwise capacity available =204.2kW. | --> | E14 ex BELLACORICK | Bellacorick [T122] | BELLACORICK |  | 54.1449 | -9.7392
MV/LV Substation SP***468 |  | 10 kV | _ | LV | 50 kVA :Pole Substation | 0.05 | --> | 0.05 | 0 | 0 | Constrained,otherwise capacity available =29kVA. | --> | 0.0475 | 0 | 0 | 0 | 0 | Constrained,otherwise capacity available =53.1kW. | --> | E12 ex KILLYBEGS | Killybegs [T422] | BINBANE |  | 54.6475 | -8.3024
MV/LV Substation SP***468X |  | 10 kV | _ | LV | 400 kVA :Kiosk Substation | 0.4 | --> | 0.4 | 0 | 0 | Constrained,otherwise capacity available =400kVA. | --> | 0.38 | 0 | 0 | 0.4 | 0 |  | --> | C16 ex TRAMORE | Tramore [T41,T42] | BUTLERSTOWN |  | 52.1621 | -7.1469
MV/LV Substation SP***469 |  | 10 kV | _ | LV | 100 kVA :Pole Substation | 0.1 | --> | 0.1 | 0 | 0 | Constrained,otherwise capacity available =66kVA. | --> | 0.095 | 0 | 0 | 0.10504 | 0 |  | --> | C13 ex SPIDDAL | Spiddal [T42] | SCREEB |  | 53.2526 | -9.2808
MV/LV Substation SP***471 |  | 10 kV | _ | LV | 200 kVA :Pole Substation | 0.2 | --> | 0.2 | 0 | 0 | Constrained,otherwise capacity available =144kVA. | --> | 0.19 | 0 | 0.034827 | 0.20833 | 0 |  | --> | C13 ex SPIDDAL | Spiddal [T42] | SCREEB |  | 53.2464 | -9.2853
MV/LV Substation SP***480 |  | 10 kV | _ | LV | 50 kVA :Pole Substation | 0.05 | --> | 0.05 | 0 | 0 | Constrained,otherwise capacity available =46kVA. | --> | 0.0475 | 0 | 0.003705 | 0.050604 | 0 |  | --> | C15 ex CARRICK ON SHANNON | Carrick On Shannon [T41,T42] | CARRICK ON SHANNON |  | 53.9466 | -8.1345
MV/LV Substation SP***480X |  | 20 kV | _ | LV | 100 kVA :Pole Substation | 0.1 | --> | 0.1 | 0 | 0 | Constrained,otherwise capacity available =84kVA. | --> | 0.095 | 0 | 0 | 0.1024 | 0 |  | --> | E20 ex COLLOONEY | Collooney [T421,T422] | SLIGO |  | 54.2124 | -8.5202
MV/LV Substation SP***487 |  | 10 kV | _ | LV | 630 kVA :Building Structure | 0.63 | --> | 0.63 | 0.494 | 1.5 |  | --> | 0.5985 | 0 | 0 | 0.5 | 0 |  | --> | C20 ex MARROWBONE LANE | Marrowbone Lane [T42] | INCHICORE 220KV |  | 53.339 | -6.3197
MV/LV Substation SP***495Y |  | 10 kV | _ | LV | 630 kVA :Building Structure | 0.63 | --> | 0.63 | 0 | 0 | Constrained,otherwise capacity available =500kVA. | --> | 0.5985 | 0 | 0 | 0.5 | 0 |  | --> | C12 ex KYLEERAGH | Kyleeragh [T41,T42] | NENAGH |  | 52.862 | -8.2198
MV/LV Substation SP***500X |  | 20 kV | _ | LV | 400 kVA :Kiosk Substation | 0.4 | --> | 0.4 | 0 | 0 | Constrained,otherwise capacity available =331kVA. | --> | 0.38 | 0 | 0 | 0.41034 | 0 |  | --> | C12 ex SPIDDAL | Spiddal [T42] | SCREEB |  | 53.2449 | -9.3007
MV/LV Substation SP***513Y |  | 10 kV | _ | LV | 400 kVA :Kiosk Substation | 0.4 | --> | 0.4 | 0.313 | 3 |  | --> | 0.38 | 0 | 0.014079 | 0.413 | 0 |  | --> | C21 ex NENAGH | Nenagh [T41,T42] | NENAGH |  | 52.8589 | -8.2186
MV/LV Substation SP***531 |  | 10 kV | _ | LV | 1000 kVA :Building Structure | 1 | --> | 1 | 0.5 | 7 |  | --> | 0.95 | 0 | 0.034827 | 0.5 | 0 |  | --> | C13 ex NORTH QUAYS | North Quays [T101,T102,T103] | POOLBEG |  | 53.3601 | -6.2421
MV/LV Substation SP***533X |  | 10 kV | _ | LV | 50 kVA :Pole Substation | 0.05 | --> | 0.05 | 0 | 0 | Constrained,otherwise capacity available =27kVA. | --> | 0.0475 | 0 | 0 | 0.053377 | 0 |  | --> | C16 ex KILLACLOYNE | Killacloyne [T41,T42] | MIDLETON |  | 51.9238 | -8.2907
MV/LV Substation SP***538 |  | 10 kV | _ | LV | 50 kVA :Pole Substation | 0.05 | --> | 0.05 | 0.04 | 2.1 |  | --> | 0.0475 | 0 | 0 | 0.051496 | 0 |  | --> | C14 ex BUTTEVANT | Buttevant [T41,T42] | MALLOW |  | 52.2552 | -8.6528
MV/LV Substation SP***538 |  | 20 kV | _ | LV | 100 kVA :Pole Substation | 0.1 | --> | 0.1 | 0 | 0 | Constrained,otherwise capacity available =98kVA. | --> | 0.095 | 0 | 0 | 0.1003 | 0 |  | --> | E18 ex CLONROCHE | Clonroche [T421,T422] | WEXFORD |  | 52.4233 | -6.6315
MV/LV Substation SP***541 |  | 10 kV | _ | LV | 1000 kVA :Building Structure | 1 | --> | 1 | 0.5 | 7 |  | --> | 0.95 | 0 | 0 | 0.5 | 0 |  | --> | C37 ex NORTH QUAYS | North Quays [T101,T102,T103] | POOLBEG |  | 53.3507 | -6.2524
MV/LV Substation SP***546Y |  | 10 kV | _ | LV | 400 kVA :Kiosk Substation | 0.4 | --> | 0.4 | 0 | 0 | Constrained,otherwise capacity available =308kVA. | --> | 0.38 | 0 | 0.011115 | 0.41373 | 0 |  | --> | C20 ex ROSEHILL | Rosehill [T41,T42] | KILKENNY |  | 52.6373 | -7.2522
MV/LV Substation SP***550X |  | 10 kV | _ | LV | 630 kVA :Building Structure | 0.63 | --> | 0.63 | 0.5 | 0.9 |  | --> | 0.5985 | 0 | 0 | 0.5 | 0 |  | --> | C11 ex RATHMORE | Rathmore [T42,T421] | KNOCKEARAGH |  | 52.1276 | -9.3821
MV/LV Substation SP***550Z |  | 10 kV | _ | LV | 400 kVA :Kiosk Substation | 0.4 | --> | 0.4 | 0.376 | 4.1 |  | --> | 0.38 | 0 | 0 | 0.40363 | 0 |  | --> | C20 ex BALLYMUN | Ballymun [T41,T42] | FINGLAS |  | 53.3883 | -6.2456
MV/LV Substation SP***558 |  | 20 kV | _ | LV | 400 kVA :Building Structure | 0.4 | --> | 0.4 | 0.398 | 0.6 |  | --> | 0.38 | 0 | 0 | 0 | 0 | Constrained,otherwise capacity available =400.3kW. | --> | E23 ex LAWLESSTOWN | Lawlesstown [T42,T421] | DOON |  | 52.3838 | -7.7955
MV/LV Substation SP***562X |  | 10 kV | _ | LV | 1000 kVA :Building Structure | 1 | --> | 1 | 0 | 0 | Constrained,otherwise capacity available =500kVA. | --> | 0.95 | 0 | 0 | 0.5 | 0 |  | --> | C21 ex BELGARD | Belgard [T41,T42] | COOKSTOWN |  | 53.2868 | -6.3609
MV/LV Substation SP***563 |  | 10 kV | _ | LV | 200 kVA :Kiosk Substation | 0.2 | --> | 0.2 | 0.051 | 1.2 |  | --> | 0.19 | 0 | 0.041496 | 0.22141 | 0 |  | --> | C21 ex SALLYNOGGIN ROAD | Sallynoggin Road [T41,T42] | CHERRYWOOD |  | 53.2842 | -6.124
MV/LV Substation SP***564 |  | 10 kV | _ | LV | 200 kVA :Kiosk Substation | 0.2 | --> | 0.2 | 0.198 | 4.5 |  | --> | 0.19 | 0 | 0 | 0.2003 | 0 |  | --> | C20 ex TEMPLEOGUE | Templeogue [T41,T42] | MILLTOWN (DR) |  | 53.2932 | -6.323
MV/LV Substation SP***565Y |  | 10 kV | _ | LV | 50 kVA :Pole Substation | 0.05 | --> | 0.05 | 0 | 0 | Constrained,otherwise capacity available =36kVA. | --> | 0.0475 | 0 | 0 | 0.052083 | 0 |  | --> | C11 ex SRAH | Srah [T41,T42] | THORNSBERRY |  | 53.2634 | -7.4972
MV/LV Substation SP***578X |  | 10 kV | _ | LV | 400 kVA :Kiosk Substation | 0.4 | --> | 0.4 | 0 | 0 | Constrained,otherwise capacity available =318kVA. | --> | 0.38 | 0 | 0 | 0 | 0 | Constrained,otherwise capacity available =412.3kW. | --> | C13 ex KNOCKAPHUNTA | Knockaphunta [T41,T42] | CASTLEBAR |  | 53.8529 | -9.2947
MV/LV Substation SP***593 |  | 10 kV | _ | LV | 50 kVA :Pole Substation | 0.05 | --> | 0.05 | 0.036 | 6.2 |  | --> | 0.0475 | 0 | 0.008151 | 0.052083 | 0 |  | --> | C24 ex CAHIR | Cahir [T41,T42] | CAHIR |  | 52.4266 | -7.8367
MV/LV Substation SP***603Z |  | 10 kV | _ | LV | 200 kVA :Kiosk Substation | 0.2 | --> | 0.2 | 0 | 0 | Constrained,otherwise capacity available =197kVA. | --> | 0.19 | 0 | 0 | 0.20045 | 0 |  | --> | C28 ex KILMORE | Kilmore [T101,T102,T103] | FINGLAS |  | 53.4084 | -6.2005
MV/LV Substation SP***628X |  | 20 kV | _ | LV | 100 kVA :Pole Substation | 0.1 | --> | 0.1 | 0 | 0 | Constrained,otherwise capacity available =94kVA. | --> | 0.095 | 0 | 0 | 0.10091 | 0 |  | --> | E16 ex GURRANEBANE | Gurranebane [T421,T422] | OUGHTRAGH |  | 51.8372 | -10.176
MV/LV Substation SP***634X |  | 10 kV | _ | LV | 400 kVA :Kiosk Substation | 0.4 | --> | 0.4 | 0.287 | 5.9 |  | --> | 0.38 | 0 | 0.003705 | 0.41681 | 0 |  | --> | C17 ex CASHEL | Cashel [T41,T42] | CAHIR |  | 52.5096 | -7.8877
MV/LV Substation SP***637X |  | 10 kV | _ | LV | 400 kVA :Kiosk Substation | 0.4 | --> | 0.4 | 0.36 | 0.8 |  | --> | 0.38 | 0 | 0.01482 | 0.40603 | 0 |  | --> | C18 ex MILLTOWN MALBAY | Milltown Malbay [T42] | TULLABRACK |  | 52.8484 | -9.4343
MV/LV Substation SP***642X |  | 10 kV | _ | LV | 630 kVA :Building Structure | 0.63 | --> | 0.63 | 0.5 | 11 |  | --> | 0.5985 | 0 | 0 | 0.5 | 0 |  | --> | C20 ex MISERY HILL | Misery Hill [T101,T102] | POOLBEG |  | 53.3454 | -6.253
MV/LV Substation SP***646 |  | 10 kV | _ | LV | 200 kVA :Kiosk Substation | 0.2 | --> | 0.2 | 0.186 | 4.5 |  | --> | 0.19 | 0 | 0 | 0.20211 | 0 |  | --> | C20 ex TEMPLEOGUE | Templeogue [T41,T42] | MILLTOWN (DR) |  | 53.2919 | -6.3216
MV/LV Substation SP***656X |  | 10 kV | _ | LV | 1000 kVA :Building Structure | 1 | --> | 1 | 0 | 0 | Constrained,otherwise capacity available =500kVA. | --> | 0.95 | 0 | 0 | 0.5 | 0 |  | --> | C12 ex RIVERSTOWN | Riverstown [T41,T42] | KILBARRY |  | 51.942 | -8.3992
MV/LV Substation SP***657 |  | 20 kV | _ | LV | 50 kVA :Pole Substation | 0.05 | --> | 0.05 | 0 | 0 | Constrained,otherwise capacity available =41kVA. | --> | 0.0475 | 0 | 0 | 0.051348 | 0 |  | --> | E18 ex PATRICKSWELL | Patrickswell [T421,T422] | LIMERICK |  | 52.5938 | -8.7213
MV/LV Substation SP***658 |  | 10 kV | _ | LV | 400 kVA :Kiosk Substation | 0.4 | --> | 0.4 | 0 | 0 | Constrained,otherwise capacity available =331kVA. | --> | 0.38 | 0 | 0.003705 | 0.41034 | 0 |  | --> | C12 ex BALLYBODEN | Ballyboden [T41,T42] | COOKSTOWN |  | 53.2788 | -6.2977
MV/LV Substation SP***663 |  | 10 kV | _ | LV | 50 kVA :Pole Substation | 0.05 | --> | 0.05 | 0 | 0 | Constrained,otherwise capacity available =49kVA. | --> | 0.0475 | 0 | 0 | 0.050152 | 0 |  | --> | C17 ex ROSEHILL | Rosehill [T41,T42] | KILKENNY |  | 52.6309 | -7.2476
MV/LV Substation SP***675Y |  | 10 kV | _ | LV | 400 kVA :Kiosk Substation | 0.4 | --> | 0.4 | 0 | 0 | Constrained,otherwise capacity available =310kVA. | --> | 0.38 | 0 | 0.003705 | 0.41344 | 0 |  | --> | C17 ex CLONMINCH | Clonminch [T41,T422] | THORNSBERRY |  | 53.2674 | -7.4943
MV/LV Substation SP***679X |  | 10 kV | _ | LV | 200 kVA :Pole Substation | 0.2 | --> | 0.2 | 0 | 0 | Constrained,otherwise capacity available =200kVA. | --> | 0.19 | 0 | 0 | 0.2 | 0 |  | --> | C17 ex ROSEHILL | Rosehill [T41,T42] | KILKENNY |  | 52.6324 | -7.2507
MV/LV Substation SP***707 |  | 10 kV | _ | LV | 50 kVA :Pole Substation | 0.05 | --> | 0.05 | 0.044 | 0.9 |  | --> | 0.0475 | 0 | 0.01482 | 0.050903 | 0 |  | --> | C12 ex WOODFORD | Woodford [T41,T42] | KNOCKEARAGH |  | 52.0689 | -9.4683
MV/LV Substation SP***710Y |  | 20 kV | _ | LV | 200 kVA :Pole Substation | 0.2 | --> | 0.2 | 0 | 0 | Constrained,otherwise capacity available =169kVA. | --> | 0.19 | 0 | 0 | 0.20465 | 0 |  | --> | E20 ex CLONMINCH | Clonminch [T41,T422] | THORNSBERRY |  | 53.2972 | -7.2928
MV/LV Substation SP***713X |  | 10 kV | _ | LV | 1000 kVA :Building Structure | 1 | --> | 1 | 0.5 | 11.1 |  | --> | 0.95 | 0 | 0 | 0.5 | 0 |  | --> | C12 ex CABRA | Cabra [T101,T102] | FINGLAS |  | 53.3765 | -6.3104
MV/LV Substation SP***713X |  | 10 kV | _ | LV | 400 kVA :Kiosk Substation | 0.4 | --> | 0.4 | 0.336 | 3.1 |  | --> | 0.38 | 0 | 0.008892 | 0.4096 | 0 |  | --> | C14 ex BELLFIELD | Bellfield [T41,T42] | CRANE |  | 52.5108 | -6.5698
MV/LV Substation SP***721X |  | 10 kV | _ | LV | 630 kVA :Building Structure | 0.63 | --> | 0.63 | 0.5 | 7 |  | --> | 0.5985 | 0 | 0.008892 | 0.5 | 0 |  | --> | C23 ex NORTH QUAYS | North Quays [T101,T102,T103] | POOLBEG |  | 53.348 | -6.2389
MV/LV Substation SP***722Y |  | 20 kV | _ | LV | 200 kVA :Pole Substation | 0.2 | --> | 0.2 | 0.112 | 1.1 |  | --> | 0.19 | 0 | 0.03705 | 0.21294 | 0 |  | --> | E14 ex RANDALSTOWN | Randalstown [T422] | NAVAN |  | 53.722 | -6.7582
MV/LV Substation SP***724 |  | 10 kV | _ | LV | 400 kVA :Kiosk Substation | 0.4 | --> | 0.4 | 0 | 0 | Constrained,otherwise capacity available =326kVA. | --> | 0.38 | 0 | 0.019266 | 0.41108 | 0 |  | --> | C20 ex COLLEGE PARK | College Park [T101,T102,T103] | COLLEGE PARK |  | 53.3897 | -6.3849
MV/LV Substation SP***745X |  | 20 kV | _ | LV | 50 kVA :Pole Substation | 0.05 | --> | 0.05 | 0 | 0 | Constrained,otherwise capacity available =50kVA. | --> | 0.0475 | 0 | 0 | 0.05 | 0 |  | --> | E22 ex COLLOONEY | Collooney [T421,T422] | SLIGO |  | 54.1828 | -8.4833
MV/LV Substation SP***747 |  | 10 kV | _ | LV | 200 kVA :Pole Substation | 0.2 | --> | 0.2 | 0.199 | 4.5 |  | --> | 0.19 | 0 | 0 | 0.20015 | 0 |  | --> | C14 ex MALLOW | Mallow [T41,T42] | MALLOW |  | 52.1849 | -8.6569
MV/LV Substation SP***752 |  | 10 kV | _ | LV | 630 kVA :Kiosk Substation | 0.63 | --> | 0.63 | 0 | 0 | Constrained,otherwise capacity available =500kVA. | --> | 0.5985 | 0 | 0 | 0.5 | 0 |  | --> | C17 ex BALLYBODEN | Ballyboden [T41,T42] | COOKSTOWN |  | 53.2714 | -6.3047
MV/LV Substation SP***771X |  | 20 kV | _ | LV | 200 kVA :Kiosk Substation | 0.2 | --> | 0.2 | 0 | 0 | Constrained,otherwise capacity available =172kVA. | --> | 0.19 | 0 | 0.004446 | 0.20421 | 0 |  | --> | E14 ex KILCOCK | Kilcock [T421,T422] | GRIFFINRATH |  | 53.4055 | -6.6781
MV/LV Substation SP***791 |  | 10 kV | _ | LV | 400 kVA :Kiosk Substation | 0.4 | --> | 0.4 | 0.311 | 2.4 |  | --> | 0.38 | 0 | 0.005928 | 0.41329 | 0 |  | --> | C11 ex GRAIGUE | Graigue [T41,T42] | CARLOW |  | 52.8337 | -6.9423
MV/LV Substation SP***800 |  | 20 kV | _ | LV | 50 kVA :Pole Substation | 0.05 | --> | 0.05 | 0 | 0 | Constrained,otherwise capacity available =49kVA. | --> | 0.0475 | 0 | 0 | 0.050152 | 0 |  | --> | C12 ex BALLYHAUNIS | Ballyhaunis [T41,T42] | DALTON |  | 53.7887 | -8.7536
MV/LV Substation SP***814X |  | 10 kV | _ | LV | 400 kVA :Building Structure | 0.4 | --> | 0.4 | 0 | 0 | Constrained,otherwise capacity available =365kVA. | --> | 0.38 | 0 | 0.011115 | 0.40528 | 0 |  | --> | C11 ex POLLERTON | Pollerton [T41,T42] | CARLOW |  | 52.8382 | -6.8988
MV/LV Substation SP***818X |  | 10 kV | _ | LV | 50 kVA :Pole Substation | 0.05 | --> | 0.05 | 0 | 0 | Constrained,otherwise capacity available =47kVA. | --> | 0.0475 | 0 | 0 | 0 | 0 | Constrained,otherwise capacity available =50.5kW. | --> | C18 ex FERMOY NORTH | Fermoy North [T41,T42] | BARRYMORE |  | 52.141 | -8.4355
MV/LV Substation SP***828Y |  | 10 kV | _ | LV | 400 kVA :Kiosk Substation | 0.4 | --> | 0.4 | 0.367 | 5.9 |  | --> | 0.38 | 0 | 0 | 0.40498 | 0 |  | --> | C17 ex CASHEL | Cashel [T41,T42] | CAHIR |  | 52.5117 | -7.8942
MV/LV Substation SP***831X |  | 10 kV | _ | LV | 200 kVA :Pole Substation | 0.2 | --> | 0.2 | 0 | 0 | Constrained,otherwise capacity available =200kVA. | --> | 0.19 | 0 | 0 | 0.2 | 0 |  | --> | C22 ex CAVAN | Cavan [T42,T421] | SHANKILL |  | 53.9972 | -7.3529
MV/LV Substation SP***838X |  | 10 kV | _ | LV | 200 kVA :Pole Substation | 0.2 | --> | 0.2 | 0.2 | 2.2 |  | --> | 0.19 | 0 | 0 | 0.2 | 0 |  | --> | C13 ex CASTLETOWNROCHE | Castletownroche [T41] | MALLOW |  | 52.1393 | -8.5674
MV/LV Substation SP***852 |  | 20 kV | _ | LV | 200 kVA :Pole Substation | 0.2 | --> | 0.2 | 0.197 | 1.3 |  | --> | 0.19 | 0 | 0 | 0.20045 | 0 |  | --> | E23 ex ATHBOY | Athboy [T423] | NAVAN |  | 53.5007 | -6.9038
MV/LV Substation SP***853Y |  | 20 kV | _ | LV | 50 kVA :Pole Substation | 0.05 | --> | 0.05 | 0 | 0 | Constrained,otherwise capacity available =31kVA. | --> | 0.0475 | 0 | 0.010374 | 0.052806 | 0 |  | --> | E13 ex BALTINGLASS | Baltinglass [T421,T422] | STRATFORD |  | 52.9312 | -6.7112
MV/LV Substation SP***855 |  | 10 kV | _ | LV | 400 kVA :Building Structure | 0.4 | --> | 0.4 | 0.4 | 3.3 |  | --> | 0.38 | 0 | 0 | 0.4 | 0 |  | --> | C04 ex PEMBROKE | Pembroke [T41,T42,T43,T44] | RINGSEND |  | 53.3389 | -6.2303
MV/LV Substation SP***867 |  | 10 kV | _ | LV | 200 kVA :Pole Substation | 0.2 | --> | 0.2 | 0 | 0 | Constrained,otherwise capacity available =174kVA. | --> | 0.19 | 0 | 0.01482 | 0.20391 | 0 |  | --> | C15 ex SCARTEEN | Scarteen [T41,T42] | MALLOW |  | 52.1266 | -8.6639
MV/LV Substation SP***868X |  | 10 kV | _ | LV | 400 kVA :Building Structure | 0.4 | --> | 0.4 | 0 | 0 | Constrained,otherwise capacity available =304kVA. | --> | 0.38 | 0 | 0 | 0.4 | 0 |  | --> | C23 ex CITYWEST | Citywest [T101,T102] | INCHICORE 220KV |  | 53.2943 | -6.4145
MV/LV Substation SP***871X |  | 10 kV | _ | LV | 200 kVA :Kiosk Substation | 0.2 | --> | 0.2 | 0.117 | 3.3 |  | --> | 0.19 | 0 | 0 | 0.21223 | 0 |  | --> | C17 ex GLEBE | Glebe [T41,T42] | RICHMOND |  | 53.7274 | -7.7874
MV/LV Substation SP***899 |  | 10 kV | _ | LV | 1000 kVA :Building Structure | 1 | --> | 1 | 0.5 | 5.6 |  | --> | 0.95 | 0 | 0.027417 | 0.5 | 0 |  | --> | C11 ex KILCOOLE | Kilcoole [T41,T42] | FASSAROE |  | 53.0843 | -6.1053
MV/LV Substation SP***900X |  | 20 kV | _ | LV | 200 kVA :Pole Substation | 0.2 | --> | 0.2 | 0 | 0 | Constrained,otherwise capacity available =182kVA. | --> | 0.19 | 0 | 0 | 0.20271 | 0 |  | --> | E16 ex GURRANEBANE | Gurranebane [T421,T422] | OUGHTRAGH |  | 51.8364 | -10.1726
MV/LV Substation SP***908 |  | 10 kV | _ | LV | 50 kVA :Pole Substation | 0.05 | --> | 0.05 | 0.04 | 9.5 |  | --> | 0.0475 | 0 | 0.003705 | 0.051496 | 0 |  | --> | C14 ex BANDON | Bandon [T101,T42] | BANDON |  | 51.7263 | -8.699
MV/LV Substation SP***910X |  | 10 kV | _ | LV | 400 kVA :Kiosk Substation | 0.4 | --> | 0.4 | 0 | 0 | Constrained,otherwise capacity available =321kVA. | --> | 0.38 | 0 | 0.006669 | 0 | 0 | Constrained,otherwise capacity available =411.8kW. | --> | C20 ex COLLIGAN | Colligan [T41,T42] | DUNGARVAN |  | 52.0876 | -7.6411
MV/LV Substation SP***916X |  | 10 kV | _ | LV | 630 kVA :Kiosk Substation | 0.63 | --> | 0.63 | 0 | 0 | Constrained,otherwise capacity available =500kVA. | --> | 0.5985 | 0 | 0 | 0 | 0 | Constrained,otherwise capacity available =500kW. | --> | C13 ex KNOCKAPHUNTA | Knockaphunta [T41,T42] | CASTLEBAR |  | 53.8521 | -9.2948
MV/LV Substation SP***917 |  | 10 kV | _ | LV | 630 kVA :Building Structure | 0.63 | --> | 0.63 | 0 | 0 | Constrained,otherwise capacity available =189kVA. | --> | 0.5985 | 0 | 0.02964 | 0.5 | 0 |  | --> | C22 ex GREYSTONES | Greystones [T41,T42] | FASSAROE |  | 53.1223 | -6.0645
MV/LV Substation SP***918X |  | 10 kV | _ | LV | 50 kVA :Pole Substation | 0.05 | --> | 0.05 | 0 | 0 | Constrained,otherwise capacity available =47kVA. | --> | 0.0475 | 0 | 0 | 0.050453 | 0 |  | --> | C16 ex CLONAKILTY | Clonakilty [T41,T42] | DUNMANWAY |  | 51.6264 | -8.8821
MV/LV Substation SP***922 |  | 10 kV | _ | LV | 50 kVA :Pole Substation | 0.05 | --> | 0.05 | 0 | 0 | Constrained,otherwise capacity available =34kVA. | --> | 0.0475 | 0 | 0 | 0 | 0 | Constrained,otherwise capacity available =52.4kW. | --> | C14 ex TEMPLEMORE | Templemore [T41,T42] | IKERRIN |  | 52.7597 | -7.5087
MV/LV Substation SP***924Y |  | 10 kV | _ | LV | 400 kVA :Kiosk Substation | 0.4 | --> | 0.4 | 0 | 0 | Constrained,otherwise capacity available =327kVA. | --> | 0.38 | 0 | 0.016302 | 0.41094 | 0 |  | --> | C20 ex RAHEEN | Raheen [T41,T42] | LIMERICK |  | 52.6264 | -8.6397
MV/LV Substation SP***939X |  | 20 kV | _ | LV | 50 kVA :Pole Substation | 0.05 | --> | 0.05 | 0 | 0 | Constrained,otherwise capacity available =38kVA. | --> | 0.0475 | 0 | 0.003705 | 0 | 0 | Constrained,otherwise capacity available =51.8kW. | --> | E17 ex KNOCKMULLEN | Knockmullen [T42,T421] | GREAT ISLAND |  | 52.3942 | -6.828
MV/LV Substation SP***940X |  | 20 kV | _ | LV | 200 kVA :Kiosk Substation | 0.2 | --> | 0.2 | 0.2 | 11.9 |  | --> | 0.19 | 0 | 0 | 0.2 | 0 |  | --> | C27 ex SALTHILL | Salthill [T101,T102] | SALTHILL |  | 53.3374 | -9.1816
MV/LV Substation SP***955 |  | 10 kV | _ | LV | 200 kVA :Pole Substation | 0.2 | --> | 0.2 | 0.199 | 2.4 |  | --> | 0.19 | 0 | 0 | 0.20015 | 0 |  | --> | C20 ex GRAIGUE | Graigue [T41,T42] | CARLOW |  | 52.8352 | -7.0003
MV/LV Substation SP***963 |  | 20 kV | _ | LV | 400 kVA :Building Structure | 0.4 | --> | 0.4 | 0 | 0 | Constrained,otherwise capacity available =382kVA. | --> | 0.38 | 0 | 0 | 0.40272 | 0 |  | --> | E17 ex GURRANEBANE | Gurranebane [T421,T422] | OUGHTRAGH |  | 51.9341 | -10.2388
MV/LV Substation SP***966 |  | 10 kV | _ | LV | 50 kVA :Pole Substation | 0.05 | --> | 0.05 | 0 | 0 | Constrained,otherwise capacity available =31kVA. | --> | 0.0475 | 0 | 0 | 0.052806 | 0 |  | --> | C16 ex KILLACLOYNE | Killacloyne [T41,T42] | MIDLETON |  | 51.9229 | -8.3013
MV/LV Substation SP***974Y |  | 10 kV | _ | LV | 400 kVA :Kiosk Substation | 0.4 | --> | 0.4 | 0.383 | 0.9 |  | --> | 0.38 | 0 | 0 | 0.40257 | 0 |  | --> | C15 ex COES ROAD | Coes Road [T41,T42] | DUNDALK |  | 53.9935 | -6.3708
MV/LV Substation SP***986X |  | 10 kV | _ | LV | 400 kVA :Kiosk Substation | 0.4 | --> | 0.4 | 0 | 0 | Constrained,otherwise capacity available =297kVA. | --> | 0.38 | 0 | 0.023712 | 0.41535 | 0 |  | --> | C12 ex COBH | Cobh [T41,T42] | COW CROSS |  | 51.8565 | -8.2881
MV/LV Substation SP***996X |  | 20 kV | _ | LV | 50 kVA :Pole Substation | 0.05 | --> | 0.05 | 0 | 1.1 |  | --> | 0.0475 | 0 | 0 | 0.057047 | 0 |  | --> | C17 ex GILLOGUE | Gillogue [T41,T42] | ARDNACRUSHA |  | 52.7211 | -8.5476
MV/LV Substation SQ***4146 |  | 10 kV | _ | LV | 100 kVA :Pole Substation | 0.1 | --> | 0.1 | 0.1 | 2.2 |  | --> | 0.095 | 0 | 0 | 0.1 | 0 |  | --> | C17 ex BALLINASLOE | Ballinasloe [T41,T42] | SOMERSET |  | 53.3232 | -8.2164
MV/LV Substation SR***001X |  | 20 kV | _ | LV | 50 kVA :Pole Substation | 0.05 | --> | 0.05 | 0.036 | 1 |  | --> | 0.0475 | 0 | 0 | 0.052083 | 0 |  | --> | E18 ex LONGFORD | Longford [T421,T422] | RICHMOND |  | 53.7172 | -7.7404
MV/LV Substation SR***010Y |  | 10 kV | _ | LV | 400 kVA :Kiosk Substation | 0.4 | --> | 0.4 | 0.325 | 3.9 |  | --> | 0.38 | 0 | 0 | 0.41123 | 0 |  | --> | C22 ex GALWAY 110KV | Galway 110kv [T102,T103] | GALWAY 110KV |  | 53.2844 | -8.9786
MV/LV Substation SR***016 |  | 10 kV | _ | LV | 200 kVA :Kiosk Substation | 0.2 | --> | 0.2 | 0 | 0 | Constrained,otherwise capacity available =31kVA. | --> | 0.19 | 0 | 0.014079 | 0.2241 | 0 |  | --> | C12 ex SRAH | Srah [T41,T42] | THORNSBERRY |  | 53.2776 | -7.5001
MV/LV Substation SR***024 |  | 10 kV | _ | LV | 100 kVA :Pole Substation | 0.1 | --> | 0.1 | 0 | 0 | Constrained,otherwise capacity available =59kVA. | --> | 0.095 | 0 | 0.017784 | 0.10604 | 0 |  | --> | C11 ex SRAH | Srah [T41,T42] | THORNSBERRY |  | 53.2795 | -7.5092
MV/LV Substation SR***028 |  | 10 kV | _ | LV | 400 kVA :Kiosk Substation | 0.4 | --> | 0.4 | 0 | 0 | Constrained,otherwise capacity available =306kVA. | --> | 0.38 | 0 | 0.021489 | 0.41403 | 0 |  | --> | C17 ex LOUGHREA | Loughrea [T41,T42] | SOMERSET |  | 53.1965 | -8.561
MV/LV Substation SR***037 |  | 20 kV | _ | LV | 50 kVA :Pole Substation | 0.05 | --> | 0.05 | 0.048 | 0.4 |  | --> | 0.0475 | 0 | 0 | 0.050303 | 0 |  | --> | C16 ex CARRAROE | Carraroe [T42] | SCREEB |  | 53.271 | -9.5834
MV/LV Substation SR***074X |  | 10 kV | _ | LV | 200 kVA :Kiosk Substation | 0.2 | --> | 0.2 | 0.131 | 5.8 |  | --> | 0.19 | 0 | 0.010374 | 0.21022 | 0 |  | --> | C20 ex OAKFIELD | Oakfield [T41,T42] | SLIGO |  | 54.274 | -8.5031
MV/LV Substation SR***116 |  | 20 kV | _ | LV | 50 kVA :Pole Substation | 0.05 | --> | 0.05 | 0.045 | 0.4 |  | --> | 0.0475 | 0 | 0.005928 | 0.050753 | 0 |  | --> | C16 ex CARRAROE | Carraroe [T42] | SCREEB |  | 53.1442 | -9.7779
MV/LV Substation SR***209 |  | 20 kV | _ | LV | 100 kVA :Pole Substation | 0.1 | --> | 0.1 | 0.09 | 17.7 |  | --> | 0.095 | 0 | 0 | 0.10151 | 0 |  | --> | E12 ex COOLROE | Coolroe [T121,T122] | COOLROE |  | 51.8823 | -8.678
MV/LV Substation SR***375Y |  | 10 kV | _ | LV | 200 kVA :Pole Substation | 0.2 | --> | 0.2 | 0 | 0 | Constrained,otherwise capacity available =200kVA. | --> | 0.19 | 0 | 0 | 0.2 | 0 |  | --> | C20 ex POLLERTON | Pollerton [T41,T42] | CARLOW |  | 52.822 | -6.8721
MV/LV Substation SR***380 |  | 20 kV | _ | LV | 50 kVA :Pole Substation | 0.05 | --> | 0.05 | 0.046 | 1.5 |  | --> | 0.0475 | 0 | 0.012597 | 0.050604 | 0 |  | --> | E17 ex ACHILL | Achill [T422] | CARROWBEG |  | 53.9267 | -9.9375
MV/LV Substation SR***4008 |  | 20 kV | _ | LV | 50 kVA :Pole Substation | 0.05 | --> | 0.05 | 0 | 0 | Constrained,otherwise capacity available =50kVA. | --> | 0.0475 | 0 | 0 | 0.05 | 0 |  | --> | E30 ex LOUGHREA | Loughrea [T41,T42] | SOMERSET |  | 53.233 | -8.7125
MV/LV Substation SR***4013 |  | 20 kV | _ | LV | 100 kVA :Pole Substation | 0.1 | --> | 0.1 | 0 | 0 | Constrained,otherwise capacity available =100kVA. | --> | 0.095 | 0 | 0 | 0.1 | 0 |  | --> | E16 ex MANORHAMILTON | Manorhamilton [T422] | SLIGO |  | 54.3712 | -8.2687
MV/LV Substation SR***402X |  | 20 kV | _ | LV | 400 kVA :Kiosk Substation | 0.4 | --> | 0.4 | 0.372 | 0.4 |  | --> | 0.38 | 0 | 0 | 0.40423 | 0 |  | --> | C16 ex CARRAROE | Carraroe [T42] | SCREEB |  | 53.2627 | -9.6001
MV/LV Substation SR***409X |  | 20 kV | _ | LV | 100 kVA :Pole Substation | 0.1 | --> | 0.1 | 0 | 0 | Constrained,otherwise capacity available =68kVA. | --> | 0.095 | 0 | 0 | 0.10475 | 0 |  | --> | C15 ex BALLYHAUNIS | Ballyhaunis [T41,T42] | DALTON |  | 53.7444 | -8.6394
MV/LV Substation SR***416X |  | 20 kV | _ | LV | 630 kVA :Building Structure | 0.63 | --> | 0.63 | 0.44585 | 0.4 | Constrained,otherwise capacity available =500kVA. | --> | 0.5985 | 0 | 0 | 0.5 | 0 |  | --> | C16 ex CARRAROE | Carraroe [T42] | SCREEB |  | 53.262 | -9.6031
MV/LV Substation SR***440X |  | 10 kV | _ | LV | 50 kVA :Pole Substation | 0.05 | --> | 0.05 | 0.044 | 1.4 |  | --> | 0.0475 | 0 | 0 | 0.050903 | 0 |  | --> | C11 ex CROSSMOLINA | Crossmolina [T41,T42] | MOY |  | 54.0506 | -9.3863
MV/LV Substation SR***543 |  | 20 kV | _ | LV | 200 kVA :Pole Substation | 0.2 | --> | 0.2 | 0.114 | 1.3 |  | --> | 0.19 | 0 | 0.008151 | 0.21265 | 0 |  | --> | C24 ex CLIFDEN | Clifden [T41,T42] | SCREEB |  | 53.5562 | -10.1124
MV/LV Substation SR***596 |  | 20 kV | _ | LV | 100 kVA :Pole Substation | 0.1 | --> | 0.1 | 0 | 0 | Constrained,otherwise capacity available =79kVA. | --> | 0.095 | 0 | 0 | 0.10314 | 0 |  | --> | C18 ex ROSCOMMON | Roscommon [T41,T42] | LANESBORO |  | 53.5804 | -8.1029
MV/LV Substation SR***602 |  | 20 kV | _ | LV | 100 kVA :Pole Substation | 0.1 | --> | 0.1 | 0.042 | 1.3 |  | --> | 0.095 | 0 | 0 | 0.10844 | 0 |  | --> | C24 ex CLIFDEN | Clifden [T41,T42] | SCREEB |  | 53.5962 | -9.9761
MV/LV Substation SR***648 |  | 20 kV | _ | LV | 50 kVA :Pole Substation | 0.05 | --> | 0.05 | 0.027 | 2.3 |  | --> | 0.0475 | 0 | 0 | 0.053377 | 0 |  | --> | E13 ex MOY | Moy [T421,T422] | MOY |  | 53.9972 | -9.1768
MV/LV Substation SR***666 |  | 10 kV | _ | LV | 50 kVA :Pole Substation | 0.05 | --> | 0.05 | 0 | 0 | Constrained,otherwise capacity available =41kVA. | --> | 0.0475 | 0 | 0 | 0.051348 | 0 |  | --> | C14 ex GREYSTONES | Greystones [T41,T42] | FASSAROE |  | 53.0919 | -6.2098
MV/LV Substation SR***667 |  | 10 kV | _ | LV | 100 kVA :Pole Substation | 0.1 | --> | 0.1 | 0 | 0 | Constrained,otherwise capacity available =91kVA. | --> | 0.095 | 0 | 0.002223 | 0.10136 | 0 |  | --> | C14 ex GREYSTONES | Greystones [T41,T42] | FASSAROE |  | 53.0935 | -6.2065
MV/LV Substation SR***699Z |  | 20 kV | _ | LV | 630 kVA :Building Structure | 0.63 | --> | 0.63 | 0.5 | 17.7 |  | --> | 0.5985 | 0 | 0.003705 | 0.5 | 0 |  | --> | E12 ex COOLROE | Coolroe [T121,T122] | COOLROE |  | 51.8825 | -8.669
MV/LV Substation SR***707 |  | 10 kV | _ | LV | 100 kVA :Pole Substation | 0.1 | --> | 0.1 | 0.033 | 6.5 |  | --> | 0.095 | 0 | 0.011115 | 0.10968 | 0 |  | --> | C17 ex OUGHTERARD | Oughterard [T41,T42] | SCREEB |  | 53.4321 | -9.3185
MV/LV Substation SR***718 |  | 20 kV | _ | LV | 50 kVA :Pole Substation | 0.05 | --> | 0.05 | 0.047 | 13.8 |  | --> | 0.0475 | 0 | 0 | 0.050453 | 0 |  | --> | C14 ex SINGLAND | Singland [T101,T102] | SINGLAND |  | 52.613 | -8.5289
MV/LV Substation SR***748Y |  | 20 kV | _ | LV | 50 kVA :Pole Substation | 0.05 | --> | 0.05 | 0 | 0 | Constrained,otherwise capacity available =39kVA. | --> | 0.0475 | 0 | 0.00741 | 0 | 0 | Constrained,otherwise capacity available =51.6kW. | --> | C13 ex CLOYNE | Cloyne [T41] | MIDLETON |  | 51.8628 | -8.0067
MV/LV Substation SR***787Z |  | 20 kV | _ | LV | 400 kVA :Kiosk Substation | 0.4 | --> | 0.4 | 0 | 0 | Constrained,otherwise capacity available =381kVA. | --> | 0.38 | 0 | 0 | 0 | 0 | Constrained,otherwise capacity available =402.9kW. | --> | C12 ex BANTRY | Bantry [T41,T42] | BALLYLICKY |  | 51.621 | -9.5221
MV/LV Substation SR***823 |  | 20 kV | _ | LV | 50 kVA :Pole Substation | 0.05 | --> | 0.05 | 0 | 0 | Constrained,otherwise capacity available =27kVA. | --> | 0.0475 | 0 | 0 | 0 | 0 | Constrained,otherwise capacity available =53.4kW. | --> | C11 ex MOUNTMELLICK | Mountmellick [T41,T42] | PORTLAOISE |  | 53.1528 | -7.5557
MV/LV Substation SR***908X |  | 10 kV | _ | LV | 630 kVA :Kiosk Substation | 0.63 | --> | 0.63 | 0.5 | 3.9 |  | --> | 0.5985 | 0 | 0.008151 | 0.5 | 0 |  | --> | C21 ex GALWAY 110KV | Galway 110kv [T102,T103] | GALWAY 110KV |  | 53.2817 | -8.9989
MV/LV Substation SR***932 |  | 20 kV | _ | LV | 50 kVA :Pole Substation | 0.05 | --> | 0.05 | 0 | 0 | Constrained,otherwise capacity available =45kVA. | --> | 0.0475 | 0 | 0 | 0.050753 | 0 |  | --> | E17 ex MANORHAMILTON | Manorhamilton [T422] | SLIGO |  | 54.2534 | -8.3133
MV/LV Substation SR***939X |  | 20 kV | _ | LV | 50 kVA :Pole Substation | 0.05 | --> | 0.05 | 0.041 | 5.9 |  | --> | 0.0475 | 0 | 0 | 0.051348 | 0 |  | --> | C14 ex CASHEL | Cashel [T41,T42] | CAHIR |  | 52.6014 | -7.9775
MV/LV Substation SR***979 |  | 20 kV | _ | LV | 50 kVA :Pole Substation | 0.05 | --> | 0.05 | 0 | 0 | Constrained,otherwise capacity available =30kVA. | --> | 0.0475 | 0 | 0.002223 | 0.052949 | 0 |  | --> | E12 ex BALTINGLASS | Baltinglass [T421,T422] | STRATFORD |  | 52.9505 | -6.7063
MV/LV Substation SR***992Y |  | 20 kV | _ | LV | 100 kVA :Pole Substation | 0.1 | --> | 0.1 | 0 | 0 | Constrained,otherwise capacity available =68kVA. | --> | 0.095 | 0 | 0 | 0 | 0 | Constrained,otherwise capacity available =104.7kW. | --> | E14 ex EMYVALE | Emyvale [T422] | LISDRUM |  | 54.3397 | -6.9653
MV/LV Substation SS***4187 |  | 10 kV | _ | LV | 400 kVA :Building Structure | 0.4 | --> | 0.4 | 0 | 0 | Constrained,otherwise capacity available =353kVA. | --> | 0.38 | 0 | 0 | 0.40707 | 0 |  | --> | C15 ex PARKMORE | Parkmore [T41,T42] | GALWAY 110KV |  | 53.3051 | -8.9954
MV/LV Substation SS***4746 |  | 10 kV | _ | LV | 1000 kVA :Building Structure | 1 | --> | 1 | 0.5 | 10.9 |  | --> | 0.95 | 0 | 0 | 0.5 | 0 |  | --> | C13 ex MULLINGAR | Mullingar [T101,T102] | MULLINGAR |  | 53.5448 | -7.3482
MV/LV Substation ST***001 |  | 10 kV | _ | LV | 400 kVA :Building Structure | 0.4 | --> | 0.4 | 0 | 0 | Constrained,otherwise capacity available =396kVA. | --> | 0.38 | 0 | 0.00741 | 0.40061 | 0 |  | --> | C19 ex BALLYBAILIE | Ballybailie [T41,T42] | DUNDALK |  | 53.8579 | -6.5494
MV/LV Substation ST***001 |  | 10 kV | _ | LV | 630 kVA :Kiosk Substation | 0.63 | --> | 0.63 | 0 | 0 | Constrained,otherwise capacity available =316kVA. | --> | 0.5985 | 0 | 0.002964 | 0.5 | 0 |  | --> | C19 ex GARRYOWEN | Garryowen [T41,T42] | LIMERICK |  | 52.663 | -8.6175
MV/LV Substation ST***002 |  | 20 kV | _ | LV | 630 kVA :Kiosk Substation | 0.63 | --> | 0.63 | 0 | 0 | Constrained,otherwise capacity available =474kVA. | --> | 0.5985 | 0 | 0.00741 | 0 | 0 | Constrained,otherwise capacity available =500kW. | --> | E14 ex FOXHOLE | Foxhole [T421,T422] | DUNGARVAN |  | 51.941 | -7.8454
MV/LV Substation ST***002 |  | 10 kV | _ | LV | 400 kVA :Kiosk Substation | 0.4 | --> | 0.4 | 0.3 | 13.4 |  | --> | 0.38 | 0 | 0.015561 | 0.41491 | 0 |  | --> | C14 ex POTTERY ROAD | Pottery Road [T101,T102] | CARRICKMINES |  | 53.2682 | -6.1693
MV/LV Substation ST***002 |  | 20 kV | _ | LV | 630 kVA :Building Structure | 0.63 | --> | 0.63 | 0 | 0 | Constrained,otherwise capacity available =375kVA. | --> | 0.5985 | 0 | 0 | 0.5 | 0 |  | --> | E11 ex BALLYHALE | Ballyhale [T42,T421] | KILKENNY |  | 52.5297 | -7.133
MV/LV Substation ST***003 |  | 10 kV | _ | LV | 400 kVA :Kiosk Substation | 0.4 | --> | 0.4 | 0.01 | 2.3 |  | --> | 0.38 | 0 | 0.010374 | 0.45507 | 0 |  | --> | C18 ex BALLYRICKARD | Ballyrickard [T41,T42] | TRALEE |  | 52.2693 | -9.7099
MV/LV Substation ST***003 |  | 10 kV | _ | LV | 200 kVA :Kiosk Substation | 0.2 | --> | 0.2 | 0 | 0 | Constrained,otherwise capacity available =140kVA. | --> | 0.19 | 0 | 0.008151 | 0.20891 | 0 |  | --> | C12 ex MERVILLE | Merville [T41,T42] | FINGLAS |  | 53.3821 | -6.3001
MV/LV Substation ST***003 |  | 10 kV | _ | LV | 200 kVA :Pole Substation | 0.2 | --> | 0.2 | 0.162 | 0.3 |  | --> | 0.19 | 0 | 0 | 0.20569 | 0 |  | --> | C15 ex BANAGHER | Banagher [T41,T42] | DALLOW |  | 53.1868 | -7.9816
MV/LV Substation ST***003 |  | 10 kV | _ | LV | 400 kVA :Kiosk Substation | 0.4 | --> | 0.4 | 0 | 0 | Constrained,otherwise capacity available =247kVA. | --> | 0.38 | 0 | 0 | 0.42259 | 0 |  | --> | C11 ex SUTTON | Sutton [T41,T42] | GRANGE (DR) |  | 53.3858 | -6.0677
MV/LV Substation ST***003 |  | 10 kV | _ | LV | 630 kVA :Kiosk Substation | 0.63 | --> | 0.63 | 0 | 0 | Constrained,otherwise capacity available =500kVA. | --> | 0.5985 | 0 | 0.021489 | 0 | 0 | Constrained,otherwise capacity available =500kW. | --> | C25 ex TINAHASK | Tinahask [T41,T42] | ARKLOW |  | 52.7961 | -6.1633
MV/LV Substation ST***004 |  | 10 kV | _ | LV | 400 kVA :Building Structure | 0.4 | --> | 0.4 | 0.4 | 10.9 |  | --> | 0.38 | 0 | 0 | 0.4 | 0 |  | --> | C19 ex MULLINGAR | Mullingar [T101,T102] | MULLINGAR |  | 53.5335 | -7.32
MV/LV Substation ST***004 |  | 10 kV | _ | LV | 200 kVA :Kiosk Substation | 0.2 | --> | 0.2 | 0.078 | 4 |  | --> | 0.19 | 0 | 0 | 0.21771 | 0 |  | --> | C18 ex BALLYJAMESDUFF | Ballyjamesduff [T41,T42] | SHANKILL |  | 53.8663 | -7.2049
MV/LV Substation ST***004 |  | 10 kV | _ | LV | 200 kVA :Pole Substation | 0.2 | --> | 0.2 | 0 | 0 | Constrained,otherwise capacity available =92kVA. | --> | 0.19 | 0 | 0 | 0.21576 | 0 |  | --> | C16 ex BALLYHAUNIS | Ballyhaunis [T41,T42] | DALTON |  | 53.7609 | -8.759
MV/LV Substation ST***004 |  | 10 kV | _ | LV | 400 kVA :Kiosk Substation | 0.4 | --> | 0.4 | 0.172 | 6 |  | --> | 0.38 | 0 | 0.002964 | 0 | 0 | Constrained,otherwise capacity available =433.2kW. | --> | C11 ex ARDGEEHA | Ardgeeha [T41,T42] | DOON |  | 52.3525 | -7.7092
MV/LV Substation ST***005X |  | 10 kV | _ | LV | 50 kVA :Pole Substation | 0.05 | --> | 0.05 | 0 | 0 | Constrained,otherwise capacity available =48kVA. | --> | 0.0475 | 0 | 0 | 0.050303 | 0 |  | --> | C15 ex BALLAGHADERREEN | Ballaghaderreen [T41,T42] | TONROE |  | 53.8879 | -8.4894
MV/LV Substation ST***005Y |  | 20 kV | _ | LV | 200 kVA :Pole Substation | 0.2 | --> | 0.2 | 0.184 | 2 |  | --> | 0.19 | 0 | 0 | 0 | 0 | Constrained,otherwise capacity available =202.4kW. | --> | E14 ex RATHKEALE | Rathkeale [T421,T422] | RATHKEALE |  | 52.4724 | -8.7562
MV/LV Substation ST***006 |  | 10 kV | _ | LV | 400 kVA :Kiosk Substation | 0.4 | --> | 0.4 | 0 | 0 | Constrained,otherwise capacity available =312kVA. | --> | 0.38 | 0 | 0 | 0.41315 | 0 |  | --> | C14 ex HOLYCROSS ROAD | Holycross Road [T41,T42] | THURLES |  | 52.6729 | -7.8179
MV/LV Substation ST***006 |  | 10 kV | _ | LV | 400 kVA :Kiosk Substation | 0.4 | --> | 0.4 | 0.354 | 4.2 |  | --> | 0.38 | 0 | 0 | 0.40692 | 0 |  | --> | C19 ex ERRIGAL | Errigal [T41,T422] | SHANKILL |  | 54.0735 | -7.0756
MV/LV Substation ST***007 |  | 20 kV | _ | LV | 50 kVA :Pole Substation | 0.05 | --> | 0.05 | 0 | 0 | Constrained,otherwise capacity available =50kVA. | --> | 0.0475 | 0 | 0.023712 | 0 | 0 | Constrained,otherwise capacity available =50kW. | --> | E12 ex PORTLAOISE | Portlaoise [T423,T424] | PORTLAOISE |  | 53.0127 | -7.1542
MV/LV Substation ST***008 |  | 10 kV | _ | LV | 400 kVA :Kiosk Substation | 0.4 | --> | 0.4 | 0.296 | 0.4 |  | --> | 0.38 | 0 | 0.00741 | 0 | 0 | Constrained,otherwise capacity available =415.5kW. | --> | C18 ex SWINFORD | Swinford [T41,T42] | CASTLEBAR |  | 53.9404 | -8.9518
MV/LV Substation ST***008 |  | 10 kV | _ | LV | 630 kVA :Kiosk Substation | 0.63 | --> | 0.63 | 0 | 0 | Constrained,otherwise capacity available =395kVA. | --> | 0.5985 | 0 | 0.042978 | 0.5 | 0 |  | --> | C22 ex HOWTH JUNCTION | Howth Junction [T41,T42] | GRANGE (DR) |  | 53.3809 | -6.1723
MV/LV Substation ST***008 |  | 10 kV | _ | LV | 200 kVA :Pole Substation | 0.2 | --> | 0.2 | 0.184 | 2.2 |  | --> | 0.19 | 0 | 0.010374 | 0.20241 | 0 |  | --> | C17 ex BALLINASLOE | Ballinasloe [T41,T42] | SOMERSET |  | 53.324 | -8.2462
MV/LV Substation ST***008X |  | 10 kV | _ | LV | 400 kVA :Kiosk Substation | 0.4 | --> | 0.4 | 0.164 | 0.4 |  | --> | 0.38 | 0 | 0.10893 | 0.43431 | 0 |  | --> | C18 ex CARRICKMINES | Carrickmines [T41,T42] | CARRICKMINES |  | 53.2521 | -6.2096
MV/LV Substation ST***009 |  | 10 kV | _ | LV | 630 kVA :Kiosk Substation | 0.63 | --> | 0.63 | 0.5 | 1.4 |  | --> | 0.5985 | 0 | 0.010374 | 0.5 | 0 |  | --> | E18 ex KILLINICK | Killinick [T421,T422] | WEXFORD |  | 52.2763 | -6.389
MV/LV Substation ST***009 |  | 10 kV | _ | LV | 100 kVA :Pole Substation | 0.1 | --> | 0.1 | 0.08 | 1.4 |  | --> | 0.095 | 0 | 0.003705 | 0.10299 | 0 |  | --> | C15 ex CROSSMOLINA | Crossmolina [T41,T42] | MOY |  | 54.1003 | -9.3118
MV/LV Substation ST***009 |  | 10 kV | _ | LV | 200 kVA :Pole Substation | 0.2 | --> | 0.2 | 0 | 0 | Constrained,otherwise capacity available =200kVA. | --> | 0.19 | 0 | 0 | 0 | 0 | Constrained,otherwise capacity available =200kW. | --> | C11 ex GARDEN CITY | Garden City [T41,T42] | ARKLOW |  | 52.6875 | -6.2843
MV/LV Substation ST***009X |  | 20 kV | _ | LV | 630 kVA :Building Structure | 0.63 | --> | 0.63 | 0 | 0 | Constrained,otherwise capacity available =498kVA. | --> | 0.5985 | 0 | 0 | 0 | 0 | Constrained,otherwise capacity available =500kW. | --> | E14 ex FOXHOLE | Foxhole [T421,T422] | DUNGARVAN |  | 51.9403 | -7.845
MV/LV Substation ST***009Y |  | 10 kV | _ | LV | 200 kVA :Pole Substation | 0.2 | --> | 0.2 | 0 | 0 | Constrained,otherwise capacity available =158kVA. | --> | 0.19 | 0 | 0 | 0.20628 | 0 |  | --> | C15 ex DERRYCRAMPH | Derrycramph [T41,T42] | SHANKILL |  | 53.988 | -7.3665
MV/LV Substation ST***011 |  | 10 kV | _ | LV | 400 kVA :Kiosk Substation | 0.4 | --> | 0.4 | 0 | 0 | Constrained,otherwise capacity available =139kVA. | --> | 0.38 | 0 | 0.011115 | 0 | 0 | Constrained,otherwise capacity available =437.8kW. | --> | C15 ex GARDEN CITY | Garden City [T41,T42] | ARKLOW |  | 52.6753 | -6.2891
MV/LV Substation ST***011X |  | 10 kV | _ | LV | 630 kVA :Building Structure | 0.63 | --> | 0.63 | 0.5 | 2.8 |  | --> | 0.5985 | 0 | 0 | 0.5 | 0 |  | --> | C16 ex MOUNT MERRION | Mount Merrion [T41,T42] | CARRICKMINES |  | 53.3048 | -6.207
MV/LV Substation ST***012 |  | 10 kV | _ | LV | 200 kVA :Pole Substation | 0.2 | --> | 0.2 | 0.124 | 1.3 |  | --> | 0.19 | 0 | 0.00741 | 0.21122 | 0 |  | --> | C17 ex CASTLEREA | Castlerea [T41,T42] | CARRICK ON SHANNON |  | 53.7632 | -8.4874
MV/LV Substation ST***012 |  | 10 kV | _ | LV | 100 kVA :Pole Substation | 0.1 | --> | 0.1 | 0 | 2.9 |  | --> | 0.095 | 0 | 0 | 0.11461 | 0 |  | --> | C18 ex GLENGOOLE | Glengoole [T42] | THURLES |  | 52.57 | -7.6738
MV/LV Substation ST***012 |  | 10 kV | _ | LV | 200 kVA :Kiosk Substation | 0.2 | --> | 0.2 | 0 | 0 |  | --> | 0.19 | 0 | 0.002964 | 0 | 0 | Constrained,otherwise capacity available =229.1kW. | --> | C12 ex KILMALLOCK | Kilmallock [T41,T42] | CHARLEVILLE |  | 52.398 | -8.5713
MV/LV Substation ST***012 |  | 10 kV | _ | LV | 200 kVA :Kiosk Substation | 0.2 | --> | 0.2 | 0.107 | 0.2 |  | --> | 0.19 | 0 | 0 | 0.21365 | 0 |  | --> | C20 ex SANDYFORD | Sandyford [T41,T42] | CARRICKMINES |  | 53.2724 | -6.227
MV/LV Substation ST***012 |  | 10 kV | _ | LV | 1000 kVA :Building Structure | 1 | --> | 1 | 0.5 | 4.1 |  | --> | 0.95 | 0 | 0.078546 | 0.5 | 0 |  | --> | C18 ex BALLYMUN | Ballymun [T41,T42] | FINGLAS |  | 53.3864 | -6.2665
MV/LV Substation ST***013 |  | 10 kV | _ | LV | 400 kVA :Building Structure | 0.4 | --> | 0.4 | 0.348 | 5.7 |  | --> | 0.38 | 0 | 0 | 0.40782 | 0 |  | --> | C19 ex RAMPARTS | Ramparts [T41,T42] | DUNDALK |  | 54.0091 | -6.3926
MV/LV Substation ST***013 |  | 10 kV | _ | LV | 630 kVA :Kiosk Substation | 0.63 | --> | 0.63 | 0 | 0 | Constrained,otherwise capacity available =405kVA. | --> | 0.5985 | 0 | 0.039273 | 0.5 | 0 |  | --> | C14 ex BELFIELD | Belfield [T41,T42] | BLACKROCK |  | 53.3111 | -6.2011
MV/LV Substation ST***013X |  | 10 kV | _ | LV | 100 kVA :Pole Substation | 0.1 | --> | 0.1 | 0.082 | 4.4 |  | --> | 0.095 | 0 | 0.002223 | 0.1027 | 0 |  | --> | C17 ex KINGSCOURT | Kingscourt [T41,T42] | MEATH HILL |  | 53.9211 | -6.7809
MV/LV Substation ST***014 |  | 10 kV | _ | LV | 400 kVA :Kiosk Substation | 0.4 | --> | 0.4 | 0 | 0 | Constrained,otherwise capacity available =228kVA. | --> | 0.38 | 0 | 0.013338 | 0.42531 | 0 |  | --> | C11 ex HOWTH JUNCTION | Howth Junction [T41,T42] | GRANGE (DR) |  | 53.3831 | -6.1502
MV/LV Substation ST***014 |  | 10 kV | _ | LV | 200 kVA :Pole Substation | 0.2 | --> | 0.2 | 0.153 | 0.4 |  | --> | 0.19 | 0 | 0.003705 | 0 | 0 | Constrained,otherwise capacity available =207kW. | --> | C13 ex SWINFORD | Swinford [T41,T42] | CASTLEBAR |  | 53.9433 | -8.954
MV/LV Substation ST***014 |  | 10 kV | _ | LV | 200 kVA :Pole Substation | 0.2 | --> | 0.2 | 0.191 | 2.8 |  | --> | 0.19 | 0 | 0 | 0.20136 | 0 |  | --> | C13 ex CASTLEBLAYNEY | Castleblayney [T41,T42] | DUNDALK |  | 54.1203 | -6.7459
MV/LV Substation ST***014Z |  | 20 kV | _ | LV | 200 kVA :Kiosk Substation | 0.2 | --> | 0.2 | 0 | 0 | Constrained,otherwise capacity available =152kVA. | --> | 0.19 | 0 | 0.002964 | 0.20716 | 0 |  | --> | E17 ex DULEEK | Duleek [T421,T422] | DRYBRIDGE |  | 53.6578 | -6.4289
MV/LV Substation ST***015 |  | 10 kV | _ | LV | 630 kVA :Kiosk Substation | 0.63 | --> | 0.63 | 0.431 | 4.3 |  | --> | 0.5985 | 0 | 0.049647 | 0.5 | 0 |  | --> | C19 ex DEANSGRANGE | Deansgrange [T41,T42] | CARRICKMINES |  | 53.2917 | -6.1662
MV/LV Substation ST***015 |  | 10 kV | _ | LV | 200 kVA :Kiosk Substation | 0.2 | --> | 0.2 | 0 | 0 | Constrained,otherwise capacity available =132kVA. | --> | 0.19 | 0 | 0.013338 | 0.21007 | 0 |  | --> | C11 ex MULGANNON | Mulgannon [T41,T42] | WEXFORD |  | 52.3352 | -6.4734
MV/LV Substation ST***015 |  | 20 kV | _ | LV | 200 kVA :Pole Substation | 0.2 | --> | 0.2 | 0.13 | 2 |  | --> | 0.19 | 0 | 0.003705 | 0.21036 | 0 |  | --> | E17 ex MOHILL | Mohill [T421,T422] | CARRICK ON SHANNON |  | 53.9196 | -7.8619
MV/LV Substation ST***015Y |  | 10 kV | _ | LV | 50 kVA :Pole Substation | 0.05 | --> | 0.05 | 0 | 0 | Constrained,otherwise capacity available =48kVA. | --> | 0.0475 | 0 | 0 | 0 | 0 | Constrained,otherwise capacity available =50.3kW. | --> | C20 ex MOUNTMELLICK | Mountmellick [T41,T42] | PORTLAOISE |  | 53.0662 | -7.2645
MV/LV Substation ST***016 |  | 10 kV | _ | LV | 100 kVA :Pole Substation | 0.1 | --> | 0.1 | 0 | 0 | Constrained,otherwise capacity available =93kVA. | --> | 0.095 | 0 | 0 | 0 | 0 | Constrained,otherwise capacity available =101.1kW. | --> | C19 ex LISMORE | Lismore [T41,T42] | DUNGARVAN |  | 52.1295 | -7.9315
MV/LV Substation ST***017 |  | 10 kV | _ | LV | 400 kVA :Kiosk Substation | 0.4 | --> | 0.4 | 0.275 | 1.7 |  | --> | 0.38 | 0 | 0.018525 | 0.41855 | 0 |  | --> | C18 ex ATHY | Athy [T101,T102] | ATHY |  | 52.9887 | -6.9819
MV/LV Substation ST***017 |  | 10 kV | _ | LV | 200 kVA :Kiosk Substation | 0.2 | --> | 0.2 | 0 | 0 | Constrained,otherwise capacity available =75kVA. | --> | 0.19 | 0 | 0.001482 | 0.21813 | 0 |  | --> | C15 ex STICKILLEN | Stickillen [T41,T42] | DRYBRIDGE |  | 53.8474 | -6.5426
MV/LV Substation ST***018X |  | 10 kV | _ | LV | 400 kVA :Building Structure | 0.4 | --> | 0.4 | 0.333 | 1 |  | --> | 0.38 | 0 | 0.002223 | 0.41005 | 0 |  | --> | C13 ex CORBALLY | Corbally [T41,T42] | ARDNACRUSHA |  | 52.6756 | -8.6276
MV/LV Substation ST***019 |  | 10 kV | _ | LV | 630 kVA :Building Structure | 0.63 | --> | 0.63 | 0 | 1.5 |  | --> | 0.5985 | 0 | 0.018525 | 0.5 | 0 |  | --> | C14 ex MARROWBONE LANE | Marrowbone Lane [T42] | INCHICORE 220KV |  | 53.3427 | -6.281
MV/LV Substation ST***019 |  | 20 kV | _ | LV | 630 kVA :Kiosk Substation | 0.63 | --> | 0.63 | 0 | 0 | Constrained,otherwise capacity available =500kVA. | --> | 0.5985 | 0 | 0 | 0.5 | 0 |  | --> | E11 ex FINEA | Finea [T421,T422] | SHANKILL |  | 53.7784 | -7.4995
MV/LV Substation ST***020Y |  | 10 kV | _ | LV | 400 kVA :Kiosk Substation | 0.4 | --> | 0.4 | 0.14262 | 0.1 | Constrained,otherwise capacity available =374kVA. | --> | 0.38 | 0 | 0.006669 | 0.40393 | 0 |  | --> | C17 ex CARRIGLAWN | Carriglawn [T41,T42] | WEXFORD |  | 52.3446 | -6.4755
MV/LV Substation ST***021 |  | 10 kV | _ | LV | 400 kVA :Building Structure | 0.4 | --> | 0.4 | 0.331 | 1.1 |  | --> | 0.38 | 0 | 0.008892 | 0.41034 | 0 |  | --> | C17 ex BIRR | Birr [T41,T422] | DALLOW |  | 53.0932 | -7.9111
MV/LV Substation ST***021 |  | 10 kV | _ | LV | 400 kVA :Kiosk Substation | 0.4 | --> | 0.4 | 0 | 0 | Constrained,otherwise capacity available =338kVA. | --> | 0.38 | 0 | 0 | 0.40931 | 0 |  | --> | C11 ex KYLEERAGH | Kyleeragh [T41,T42] | NENAGH |  | 52.87 | -8.1975
MV/LV Substation ST***021 |  | 10 kV | _ | LV | 200 kVA :Pole Substation | 0.2 | --> | 0.2 | 0 | 0 | Constrained,otherwise capacity available =147kVA. | --> | 0.19 | 0 | 0 | 0 | 0 | Constrained,otherwise capacity available =207.9kW. | --> | C13 ex KNOCKAPHUNTA | Knockaphunta [T41,T42] | CASTLEBAR |  | 53.851 | -9.2908
MV/LV Substation ST***021 |  | 10 kV | _ | LV | 630 kVA :Kiosk Substation | 0.63 | --> | 0.63 | 0.312 | 9.5 |  | --> | 0.5985 | 0 | 0.022971 | 0.5 | 0 |  | --> | C11 ex BANDON | Bandon [T101,T42] | BANDON |  | 51.7447 | -8.7354
MV/LV Substation ST***022 |  | 20 kV | _ | LV | 400 kVA :Kiosk Substation | 0.4 | --> | 0.4 | 0 | 0 | Constrained,otherwise capacity available =304kVA. | --> | 0.38 | 0 | 0.001482 | 0.41432 | 0 |  | --> | E17 ex EDENDERRY | Edenderry [T421,T422] | BLAKE |  | 53.3453 | -7.0402
MV/LV Substation ST***022 |  | 10 kV | _ | LV | 200 kVA :Building Structure | 0.2 | --> | 0.2 | 0.2 | 0.8 |  | --> | 0.19 | 0 | 0 | 0.2 | 0 |  | --> | C16 ex MANOR STREET | Manor Street [T41,T42] | WATERFORD |  | 52.2461 | -7.1035
MV/LV Substation ST***022 |  | 10 kV | _ | LV | 400 kVA :Kiosk Substation | 0.4 | --> | 0.4 | 0.294 | 4.2 |  | --> | 0.38 | 0 | 0 | 0.41578 | 0 |  | --> | C19 ex ERRIGAL | Errigal [T41,T422] | SHANKILL |  | 54.0752 | -7.0823
MV/LV Substation ST***022X |  | 20 kV | _ | LV | 200 kVA :Pole Substation | 0.2 | --> | 0.2 | 0.172 | 1.3 |  | --> | 0.19 | 0 | 0 | 0.20421 | 0 |  | --> | E16 ex BALLYCROSSAUN | Ballycrossaun [T421,T422] | SOMERSET |  | 53.0958 | -8.2239
MV/LV Substation ST***023 |  | 10 kV | _ | LV | 200 kVA :Pole Substation | 0.2 | --> | 0.2 | 0.198 | 1.7 |  | --> | 0.19 | 0 | 0 | 0.2003 | 0 |  | --> | C20 ex ATHY | Athy [T101,T102] | ATHY |  | 52.9993 | -6.9961
MV/LV Substation ST***023Y |  | 10 kV | _ | LV | 45 kVA :Pole Substation | 0.045 | --> | 0.045 | 0 | 0 | Constrained,otherwise capacity available =39kVA. | --> | 0.04275 | 0 | 0.002964 | 0 | 0 | Constrained,otherwise capacity available =45.9kW. | --> | C20 ex MOUNTMELLICK | Mountmellick [T41,T42] | PORTLAOISE |  | 53.0737 | -7.2744
MV/LV Substation ST***024 |  | 10 kV | _ | LV | 630 kVA :Kiosk Substation | 0.63 | --> | 0.63 | 0.5 | 13.9 |  | --> | 0.5985 | 0 | 0 | 0.5 | 0 |  | --> | C21 ex CENTRAL PARK | Central Park [T101,T102] | CARRICKMINES |  | 53.2882 | -6.1975
MV/LV Substation ST***024 |  | 10 kV | _ | LV | 400 kVA :Kiosk Substation | 0.4 | --> | 0.4 | 0.255 | 1 |  | --> | 0.38 | 0 | 0 | 0.42144 | 0 |  | --> | E14 ex LONGFORD | Longford [T421,T422] | RICHMOND |  | 53.7326 | -7.8022
MV/LV Substation ST***024 |  | 20 kV | _ | LV | 100 kVA :Pole Substation | 0.1 | --> | 0.1 | 0 | 0 | Constrained,otherwise capacity available =44kVA. | --> | 0.095 | 0 | 0.023712 | 0.10816 | 0 |  | --> | E11 ex CREAGH | Creagh [T421,T422] | ATHLONE |  | 53.3386 | -8.2015
MV/LV Substation ST***025 |  | 10 kV | _ | LV | 400 kVA :Kiosk Substation | 0.4 | --> | 0.4 | 0.07 | 1.1 |  | --> | 0.38 | 0 | 0.010374 | 0.44714 | 0 |  | --> | C16 ex KILKEE | Kilkee [T41] | TULLABRACK |  | 52.6797 | -9.6477
MV/LV Substation ST***025 |  | 10 kV | _ | LV | 400 kVA :Kiosk Substation | 0.4 | --> | 0.4 | 0.221 | 6 |  | --> | 0.38 | 0 | 0.042237 | 0.4263 | 0 |  | --> | C20 ex TRABEG | Trabeg [T101,T102] | TRABEG |  | 51.8812 | -8.4503
MV/LV Substation ST***025 |  | 10 kV | _ | LV | 400 kVA :Kiosk Substation | 0.4 | --> | 0.4 | 0 | 0 | Constrained,otherwise capacity available =283kVA. | --> | 0.38 | 0 | 0.002223 | 0.41739 | 0 |  | --> | C11 ex MORRISTOWN | Morristown [T41,T42] | NEWBRIDGE |  | 53.1757 | -6.8166
MV/LV Substation ST***026Z |  | 10 kV | _ | LV | 400 kVA :Kiosk Substation | 0.4 | --> | 0.4 | 0 | 0 | Constrained,otherwise capacity available =282kVA. | --> | 0.38 | 0 | 0.006669 | 0.41753 | 0 |  | --> | C22 ex CELBRIDGE | Celbridge [T41,T42] | GRIFFINRATH |  | 53.3385 | -6.5514
MV/LV Substation ST***027 |  | 10 kV | _ | LV | 100 kVA :Pole Substation | 0.1 | --> | 0.1 | 0 | 0 | Constrained,otherwise capacity available =42kVA. | --> | 0.095 | 0 | 0 | 0.10844 | 0 |  | --> | C14 ex CARRICK ON SHANNON | Carrick On Shannon [T41,T42] | CARRICK ON SHANNON |  | 53.9503 | -8.0942
MV/LV Substation ST***027 |  | 10 kV | _ | LV | 200 kVA :Pole Substation | 0.2 | --> | 0.2 | 0.14764 | 0.1 | Constrained,otherwise capacity available =169kVA. | --> | 0.19 | 0 | 0 | 0.20465 | 0 |  | --> | C17 ex KILCULLEN | Kilcullen [T41,T42,T424] | STRATFORD |  | 53.1294 | -6.7503
MV/LV Substation ST***027Z |  | 10 kV | _ | LV | 400 kVA :Kiosk Substation | 0.4 | --> | 0.4 | 0 | 0 | Constrained,otherwise capacity available =357kVA. | --> | 0.38 | 0 | 0 | 0.40648 | 0 |  | --> | C22 ex TERMONFECKIN ROAD | Termonfeckin Road [T41,T42] | DRYBRIDGE |  | 53.7308 | -6.3529
MV/LV Substation ST***028 |  | 10 kV | _ | LV | 400 kVA :Kiosk Substation | 0.4 | --> | 0.4 | 0.352 | 3.3 |  | --> | 0.38 | 0 | 0 | 0.40722 | 0 |  | --> | C17 ex GLEBE | Glebe [T41,T42] | RICHMOND |  | 53.7242 | -7.7872
MV/LV Substation ST***028X |  | 10 kV | _ | LV | 400 kVA :Kiosk Substation | 0.4 | --> | 0.4 | 0.285 | 13.4 |  | --> | 0.38 | 0 | 0 | 0.4171 | 0 |  | --> | C20 ex POTTERY ROAD | Pottery Road [T101,T102] | CARRICKMINES |  | 53.2645 | -6.1499
MV/LV Substation ST***028Y |  | 10 kV | _ | LV | 200 kVA :Building Structure | 0.2 | --> | 0.2 | 0 | 0 | Constrained,otherwise capacity available =199kVA. | --> | 0.19 | 0 | 0 | 0.20015 | 0 |  | --> | C22 ex CELBRIDGE | Celbridge [T41,T42] | GRIFFINRATH |  | 53.3373 | -6.5458
MV/LV Substation ST***028Y |  | 20 kV | _ | LV | 50 kVA :Pole Substation | 0.05 | --> | 0.05 | 0.044 | 13.5 |  | --> | 0.0475 | 0 | 0 | 0.050903 | 0 |  | --> | C19 ex ENNIS | Ennis [T101,T102] | ENNIS |  | 52.8414 | -8.9079
MV/LV Substation ST***029 |  | 10 kV | _ | LV | 630 kVA :Building Structure | 0.63 | --> | 0.63 | 0.29 | 3.3 |  | --> | 0.5985 | 0 | 0.001482 | 0.5 | 0 |  | --> | C04 ex PEMBROKE | Pembroke [T41,T42,T43,T44] | RINGSEND |  | 53.3336 | -6.2423
MV/LV Substation ST***029 |  | 10 kV | _ | LV | 400 kVA :Building Structure | 0.4 | --> | 0.4 | 0.23865 | 0.2 | Constrained,otherwise capacity available =381kVA. | --> | 0.38 | 0 | 0.002964 | 0 | 0 | Constrained,otherwise capacity available =402.9kW. | --> | C15 ex ROSBERCON | Rosbercon [T41,T42] | WATERFORD |  | 52.3934 | -6.953
MV/LV Substation ST***029 |  | 10 kV | _ | LV | 400 kVA :Kiosk Substation | 0.4 | --> | 0.4 | 0 | 0 | Constrained,otherwise capacity available =290kVA. | --> | 0.38 | 0 | 0.070395 | 0.41637 | 0 |  | --> | C16 ex LOUGHREA | Loughrea [T41,T42] | SOMERSET |  | 53.2004 | -8.5858
MV/LV Substation ST***030 |  | 20 kV | _ | LV | 200 kVA :Pole Substation | 0.2 | --> | 0.2 | 0.184 | 0.9 |  | --> | 0.19 | 0 | 0 | 0.20241 | 0 |  | --> | E17 ex RATHMORE | Rathmore [T42,T421] | KNOCKEARAGH |  | 52.0621 | -9.0626
MV/LV Substation ST***030 |  | 10 kV | _ | LV | 630 kVA :Kiosk Substation | 0.63 | --> | 0.63 | 0 | 0 | Constrained,otherwise capacity available =389kVA. | --> | 0.5985 | 0 | 0.011856 | 0.5 | 0 |  | --> | C15 ex MALAHIDE | Malahide [T41,T42] | GLASMORE |  | 53.4211 | -6.1384
MV/LV Substation ST***030 |  | 10 kV | _ | LV | 400 kVA :Kiosk Substation | 0.4 | --> | 0.4 | 0 | 0 | Constrained,otherwise capacity available =279kVA. | --> | 0.38 | 0 | 0.009633 | 0.41797 | 0 |  | --> | E17 ex GARRANACANTY | Garranacanty [T421,T422] | TIPPERARY |  | 52.4784 | -8.1631
MV/LV Substation ST***031 |  | 10 kV | _ | LV | 200 kVA :Pole Substation | 0.2 | --> | 0.2 | 0.119 | 4 |  | --> | 0.19 | 0 | 0 | 0.21194 | 0 |  | --> | C18 ex BALLYJAMESDUFF | Ballyjamesduff [T41,T42] | SHANKILL |  | 53.8664 | -7.1981
MV/LV Substation ST***031Z |  | 10 kV | _ | LV | 400 kVA :Building Structure | 0.4 | --> | 0.4 | 0 | 0 | Constrained,otherwise capacity available =400kVA. | --> | 0.38 | 0 | 0 | 0.4 | 0 |  | --> | C21 ex CASTLETROY | Castletroy [T41,T42] | ARDNACRUSHA |  | 52.6642 | -8.5527
MV/LV Substation ST***032 |  | 10 kV | _ | LV | 400 kVA :Building Structure | 0.4 | --> | 0.4 | 0.367 | 5.5 |  | --> | 0.38 | 0 | 0 | 0 | 0 | Constrained,otherwise capacity available =405kW. | --> | C17 ex GORTLEE | Gortlee [T41,T42] | LETTERKENNY |  | 54.9599 | -7.7296
MV/LV Substation ST***032Y |  | 10 kV | _ | LV | 400 kVA :Kiosk Substation | 0.4 | --> | 0.4 | 0 | 0 | Constrained,otherwise capacity available =241kVA. | --> | 0.38 | 0 | 0.010374 | 0.42345 | 0 |  | --> | C22 ex UNIDARE | Unidare [T41,T42] | FINGLAS |  | 53.3894 | -6.3061
MV/LV Substation ST***033 |  | 10 kV | _ | LV | 200 kVA :Pole Substation | 0.2 | --> | 0.2 | 0.133 | 1.6 |  | --> | 0.19 | 0 | 0.003705 | 0 | 0 | Constrained,otherwise capacity available =209.9kW. | --> | C13 ex BUNDORAN | Bundoran [T41,T42] | CATHALEENS FALL |  | 54.4756 | -8.2775
MV/LV Substation ST***034 |  | 10 kV | _ | LV | 400 kVA :Kiosk Substation | 0.4 | --> | 0.4 | 0 | 0 | Constrained,otherwise capacity available =231kVA. | --> | 0.38 | 0 | 0.011115 | 0.42488 | 0 |  | --> | C11 ex MULGANNON | Mulgannon [T41,T42] | WEXFORD |  | 52.3313 | -6.4685
MV/LV Substation ST***034 |  | 10 kV | _ | LV | 1000 kVA :Building Structure | 1 | --> | 1 | 0 | 0 | Constrained,otherwise capacity available =500kVA. | --> | 0.95 | 0 | 0.005187 | 0 | 0 | Constrained,otherwise capacity available =500kW. | --> | C15 ex MOUNTMELLICK | Mountmellick [T41,T42] | PORTLAOISE |  | 53.1115 | -7.3229
MV/LV Substation ST***035 |  | 10 kV | _ | LV | 400 kVA :Kiosk Substation | 0.4 | --> | 0.4 | 0.349 | 9.1 |  | --> | 0.38 | 0 | 0 | 0.40767 | 0 |  | --> | C14 ex ARDNAREE | Ardnaree [T42,T421] | MOY |  | 54.1153 | -9.1448
MV/LV Substation ST***035 |  | 10 kV | _ | LV | 200 kVA :Pole Substation | 0.2 | --> | 0.2 | 0 | 0 | Constrained,otherwise capacity available =127kVA. | --> | 0.19 | 0 | 0.00741 | 0 | 0 | Constrained,otherwise capacity available =210.8kW. | --> | C12 ex CULLION | Cullion [T41,T42] | LETTERKENNY |  | 54.9513 | -7.745
MV/LV Substation ST***035X |  | 10 kV | _ | LV | 400 kVA :Kiosk Substation | 0.4 | --> | 0.4 | 0 | 0 | Constrained,otherwise capacity available =326kVA. | --> | 0.38 | 0 | 0.055575 | 0.41108 | 0 |  | --> | C16 ex KILLACLOYNE | Killacloyne [T41,T42] | MIDLETON |  | 51.9124 | -8.3399
MV/LV Substation ST***036 |  | 10 kV | _ | LV | 200 kVA :Pole Substation | 0.2 | --> | 0.2 | 0 | 0 | Constrained,otherwise capacity available =170kVA. | --> | 0.19 | 0 | 0.019266 | 0 | 0 | Constrained,otherwise capacity available =204.5kW. | --> | C16 ex RATHDRUM | Rathdrum [T42] | ARKLOW |  | 52.9342 | -6.2401
MV/LV Substation ST***036 |  | 10 kV | _ | LV | 630 kVA :Kiosk Substation | 0.63 | --> | 0.63 | 0.241 | 4.2 |  | --> | 0.5985 | 0 | 0.073359 | 0.5 | 0 |  | --> | C14 ex CRUMLIN | Crumlin [T41,T42] | INCHICORE 220KV |  | 53.3176 | -6.3161
MV/LV Substation ST***036 |  | 10 kV | _ | LV | 630 kVA :Building Structure | 0.63 | --> | 0.63 | 0 | 0 | Constrained,otherwise capacity available =500kVA. | --> | 0.5985 | 0 | 0 | 0.5 | 0 |  | --> | C15 ex SKIBBEREEN | Skibbereen [T41,T42] | DUNMANWAY |  | 51.5386 | -9.276
MV/LV Substation ST***038 |  | 10 kV | _ | LV | 400 kVA :Kiosk Substation | 0.4 | --> | 0.4 | 0.274 | 0.4 |  | --> | 0.38 | 0 | 0.045201 | 0.41869 | 0 |  | --> | C18 ex CARRICKMINES | Carrickmines [T41,T42] | CARRICKMINES |  | 53.2554 | -6.2142
MV/LV Substation ST***038 |  | 10 kV | _ | LV | 200 kVA :Pole Substation | 0.2 | --> | 0.2 | 0 | 0 | Constrained,otherwise capacity available =200kVA. | --> | 0.19 | 0 | 0 | 0.2 | 0 |  | --> | C14 ex CARRICK ON SHANNON | Carrick On Shannon [T41,T42] | CARRICK ON SHANNON |  | 53.9513 | -8.0854
MV/LV Substation ST***038 |  | 10 kV | _ | LV | 400 kVA :Kiosk Substation | 0.4 | --> | 0.4 | 0.291 | 2.3 |  | --> | 0.38 | 0 | 0 | 0.41622 | 0 |  | --> | C11 ex BALLYRICKARD | Ballyrickard [T41,T42] | TRALEE |  | 52.2786 | -9.7047
MV/LV Substation ST***039 |  | 20 kV | _ | LV | 50 kVA :Pole Substation | 0.05 | --> | 0.05 | 0 | 0 | Constrained,otherwise capacity available =34kVA. | --> | 0.0475 | 0 | 0.004446 | 0 | 0 | Constrained,otherwise capacity available =52.4kW. | --> | C14 ex FERMOY NORTH | Fermoy North [T41,T42] | BARRYMORE |  | 52.1712 | -8.2348
MV/LV Substation ST***039 |  | 10 kV | _ | LV | 400 kVA :Kiosk Substation | 0.4 | --> | 0.4 | 0.275 | 12.2 |  | --> | 0.38 | 0 | 0.038532 | 0.41855 | 0 |  | --> | C22 ex BALLYBEG | Ballybeg [T101,T102] | CARRICKMINES |  | 52.9779 | -6.0474
MV/LV Substation ST***039 |  | 10 kV | _ | LV | 400 kVA :Kiosk Substation | 0.4 | --> | 0.4 | 0 | 0 | Constrained,otherwise capacity available =64kVA. | --> | 0.38 | 0 | 0.012597 | 0.44794 | 0 |  | --> | C16 ex COOLCORCORAN | Coolcorcoran [T41,T42] | KNOCKEARAGH |  | 52.0589 | -9.5136
MV/LV Substation ST***041X |  | 10 kV | _ | LV | 630 kVA :Building Structure | 0.63 | --> | 0.63 | 0 | 0 | Constrained,otherwise capacity available =500kVA. | --> | 0.5985 | 0 | 0 | 0.5 | 0 |  | --> | C16 ex GLASNEVIN | Glasnevin [T41] | FINGLAS |  | 53.3613 | -6.2717
MV/LV Substation ST***042 |  | 10 kV | _ | LV | 400 kVA :Kiosk Substation | 0.4 | --> | 0.4 | 0 | 0 | Constrained,otherwise capacity available =230kVA. | --> | 0.38 | 0 | 0 | 0.42502 | 0 |  | --> | C16 ex TALBOTS INCH | Talbots Inch [T41,T42] | KILKENNY |  | 52.6515 | -7.2505
MV/LV Substation ST***042X |  | 20 kV | _ | LV | 200 kVA :Kiosk Substation | 0.2 | --> | 0.2 | 0 | 0 | Constrained,otherwise capacity available =139kVA. | --> | 0.19 | 0 | 0.017043 | 0.20906 | 0 |  | --> | C12 ex DUNLEER | Dunleer [T41,T42] | DRYBRIDGE |  | 53.782 | -6.2455
MV/LV Substation ST***042X |  | 10 kV | _ | LV | 400 kVA :Kiosk Substation | 0.4 | --> | 0.4 | 0 | 0 | Constrained,otherwise capacity available =269kVA. | --> | 0.38 | 0 | 0.013338 | 0.41942 | 0 |  | --> | C19 ex CLONDALKIN | Clondalkin [T41,T42,T44] | INCHICORE 220KV |  | 53.317 | -6.4061
MV/LV Substation ST***043 |  | 10 kV | _ | LV | 50 kVA :Pole Substation | 0.05 | --> | 0.05 | 0 | 2.2 |  | --> | 0.0475 | 0 | 0.045201 | 0.058073 | 0 |  | --> | C17 ex BALLINASLOE | Ballinasloe [T41,T42] | SOMERSET |  | 53.3265 | -8.2394
MV/LV Substation ST***043 |  | 10 kV | _ | LV | 200 kVA :Building Structure | 0.2 | --> | 0.2 | 0.148 | 13.5 |  | --> | 0.19 | 0 | 0.011115 | 0.20775 | 0 |  | --> | C20 ex ENNIS | Ennis [T101,T102] | ENNIS |  | 52.8534 | -8.9786
MV/LV Substation ST***044 |  | 10 kV | _ | LV | 100 kVA :Pole Substation | 0.1 | --> | 0.1 | 0.072 | 5.8 |  | --> | 0.095 | 0 | 0.024453 | 0.10417 | 0 |  | --> | C20 ex OAKFIELD | Oakfield [T41,T42] | SLIGO |  | 54.2712 | -8.51
MV/LV Substation ST***044X |  | 10 kV | _ | LV | 200 kVA :Kiosk Substation | 0.2 | --> | 0.2 | 0 | 0 | Constrained,otherwise capacity available =142kVA. | --> | 0.19 | 0 | 0.01482 | 0.20862 | 0 |  | --> | C19 ex CLONDALKIN | Clondalkin [T41,T42,T44] | INCHICORE 220KV |  | 53.3163 | -6.4004
MV/LV Substation ST***045 |  | 10 kV | _ | LV | 400 kVA :Building Structure | 0.4 | --> | 0.4 | 0.4 | 0.6 |  | --> | 0.38 | 0 | 0 | 0 | 0 | Constrained,otherwise capacity available =400kW. | --> | C16 ex LAWLESSTOWN | Lawlesstown [T42,T421] | DOON |  | 52.3548 | -7.7172
MV/LV Substation ST***048 |  | 10 kV | _ | LV | 400 kVA :Kiosk Substation | 0.4 | --> | 0.4 | 0 | 0 | Constrained,otherwise capacity available =372kVA. | --> | 0.38 | 0 | 0 | 0.40423 | 0 |  | --> | C21 ex BALLINDERRY | Ballinderry [T41,T422] | MULLINGAR |  | 53.5149 | -7.3356
MV/LV Substation ST***049 |  | 10 kV | _ | LV | 630 kVA :Kiosk Substation | 0.63 | --> | 0.63 | 0.396 | 13.2 |  | --> | 0.5985 | 0 | 0.065949 | 0.5 | 0 |  | --> | C28 ex ARTANE | Artane [T101,T102] | FINGLAS |  | 53.3802 | -6.2052
MV/LV Substation ST***050X |  | 20 kV | _ | LV | 100 kVA :Building Structure | 0.1 | --> | 0.1 | 0.053 | 0.6 |  | --> | 0.095 | 0 | 0.005928 | 0 | 0 | Constrained,otherwise capacity available =106.9kW. | --> | E19 ex LAWLESSTOWN | Lawlesstown [T42,T421] | DOON |  | 52.4734 | -7.6896
MV/LV Substation ST***050X |  | 10 kV | _ | LV | 630 kVA :Building Structure | 0.63 | --> | 0.63 | 0.417 | 1.8 |  | --> | 0.5985 | 0 | 0 | 0.5 | 0 |  | --> | C17 ex CAHERDAVIN | Caherdavin [T41,T42] | ARDNACRUSHA |  | 52.6683 | -8.6431
MV/LV Substation ST***051 |  | 10 kV | _ | LV | 400 kVA :Building Structure | 0.4 | --> | 0.4 | 0 | 0 | Constrained,otherwise capacity available =311kVA. | --> | 0.38 | 0 | 0.012597 | 0.40841 | 0 |  | --> | C18 ex CRANMORE | Cranmore [T41,T42] | SLIGO |  | 54.269 | -8.4646
MV/LV Substation ST***051Y |  | 10 kV | _ | LV | 100 kVA :Pole Substation | 0.1 | --> | 0.1 | 0 | 0 | Constrained,otherwise capacity available =92kVA. | --> | 0.095 | 0 | 0 | 0.10121 | 0 |  | --> | C20 ex POLLERTON | Pollerton [T41,T42] | CARLOW |  | 52.8389 | -6.9102
MV/LV Substation ST***052X |  | 10 kV | _ | LV | 630 kVA :Building Structure | 0.63 | --> | 0.63 | 0 | 0 | Constrained,otherwise capacity available =483kVA. | --> | 0.5985 | 0 | 0 | 0.5 | 0 |  | --> | C18 ex PHIBSBORO | Phibsboro [T41,T42] | FINGLAS |  | 53.3504 | -6.2689
MV/LV Substation ST***052X |  | 10 kV | _ | LV | 630 kVA :Kiosk Substation | 0.63 | --> | 0.63 | 0 | 0 | Constrained,otherwise capacity available =467kVA. | --> | 0.5985 | 0 | 0 | 0.5 | 0 |  | --> | C11 ex CRANMORE | Cranmore [T41,T42] | SLIGO |  | 54.2721 | -8.4736
MV/LV Substation ST***052X |  | 20 kV | _ | LV | 400 kVA :Kiosk Substation | 0.4 | --> | 0.4 | 0 | 0 | Constrained,otherwise capacity available =286kVA. | --> | 0.38 | 0 | 0.014079 | 0.41695 | 0 |  | --> | C15 ex MOATE | Moate [T41,T42] | ATHLONE |  | 53.3982 | -7.7202
MV/LV Substation ST***053 |  | 20 kV | _ | LV | 200 kVA :Kiosk Substation | 0.2 | --> | 0.2 | 0.146 | 1.8 |  | --> | 0.19 | 0 | 0.017043 | 0.20804 | 0 |  | --> | E11 ex BIRDHILL | Birdhill [T421,T422] | ARDNACRUSHA |  | 52.7165 | -8.3965
MV/LV Substation ST***053 |  | 10 kV | _ | LV | 400 kVA :Kiosk Substation | 0.4 | --> | 0.4 | 0.174 | 13.2 |  | --> | 0.38 | 0 | 0.040014 | 0.43292 | 0 |  | --> | C17 ex ARTANE | Artane [T101,T102] | FINGLAS |  | 53.3863 | -6.1992
MV/LV Substation ST***054 |  | 10 kV | _ | LV | 400 kVA :Building Structure | 0.4 | --> | 0.4 | 0 | 0 | Constrained,otherwise capacity available =392kVA. | --> | 0.38 | 0 | 0.002964 | 0 | 0 | Constrained,otherwise capacity available =401.2kW. | --> | C15 ex MOUNTMELLICK | Mountmellick [T41,T42] | PORTLAOISE |  | 53.1087 | -7.313
MV/LV Substation ST***055X |  | 10 kV | _ | LV | 50 kVA :Pole Substation | 0.05 | --> | 0.05 | 0 | 0 | Constrained,otherwise capacity available =50kVA. | --> | 0.0475 | 0 | 0 | 0.05 | 0 |  | --> | C13 ex CHARLESTOWN | Charlestown [T41] | TONROE |  | 53.9349 | -8.7931
MV/LV Substation ST***055X |  | 20 kV | _ | LV | 200 kVA :Kiosk Substation | 0.2 | --> | 0.2 | 0 | 0 | Constrained,otherwise capacity available =172kVA. | --> | 0.19 | 0 | 0 | 0.20421 | 0 |  | --> | C16 ex MOATE | Moate [T41,T42] | ATHLONE |  | 53.49 | -7.6621
MV/LV Substation ST***056 |  | 10 kV | _ | LV | 1000 kVA :Building Structure | 1 | --> | 1 | 0.5 | 10 |  | --> | 0.95 | 0 | 0.054093 | 0.5 | 0 |  | --> | C19 ex HAROLDS CROSS | Harolds Cross [T101,T102] | POOLBEG |  | 53.3181 | -6.3018
MV/LV Substation ST***057 |  | 10 kV | _ | LV | 630 kVA :Building Structure | 0.63 | --> | 0.63 | 0 | 0 | Constrained,otherwise capacity available =274kVA. | --> | 0.5985 | 0 | 0.00741 | 0.5 | 0 |  | --> | C11 ex KILBARRY | Kilbarry [T101,T43] | KILBARRY |  | 51.905 | -8.478
MV/LV Substation ST***058 |  | 10 kV | _ | LV | 630 kVA :Building Structure | 0.63 | --> | 0.63 | 0 | 0 | Constrained,otherwise capacity available =485kVA. | --> | 0.5985 | 0 | 0 | 0.5 | 0 |  | --> | C23 ex ATHLONE | Athlone [T41,T42] | ATHLONE |  | 53.4271 | -7.9417
MV/LV Substation ST***058Y |  | 10 kV | _ | LV | 200 kVA :Kiosk Substation | 0.2 | --> | 0.2 | 0 | 0 | Constrained,otherwise capacity available =174kVA. | --> | 0.19 | 0 | 0 | 0.20391 | 0 |  | --> | C17 ex HOWTH JUNCTION | Howth Junction [T41,T42] | GRANGE (DR) |  | 53.3846 | -6.1752
MV/LV Substation ST***059 |  | 10 kV | _ | LV | 200 kVA :Pole Substation | 0.2 | --> | 0.2 | 0.137 | 2.9 |  | --> | 0.19 | 0 | 0.012597 | 0.20935 | 0 |  | --> | C12 ex ABBEYLAND | Abbeyland [T41,T42] | NAVAN |  | 53.6613 | -6.6767
MV/LV Substation ST***059 |  | 10 kV | _ | LV | 200 kVA :Kiosk Substation | 0.2 | --> | 0.2 | 0.112 | 12.2 |  | --> | 0.19 | 0 | 0.025194 | 0.21294 | 0 |  | --> | C22 ex BALLYBEG | Ballybeg [T101,T102] | CARRICKMINES |  | 52.9776 | -6.0432
MV/LV Substation ST***060 |  | 20 kV | _ | LV | 100 kVA :Pole Substation | 0.1 | --> | 0.1 | 0.071 | 2 |  | --> | 0.095 | 0 | 0 | 0 | 0 | Constrained,otherwise capacity available =104.3kW. | --> | E11 ex RATHKEALE | Rathkeale [T421,T422] | RATHKEALE |  | 52.6026 | -8.9622
MV/LV Substation ST***061 |  | 10 kV | _ | LV | 400 kVA :Building Structure | 0.4 | --> | 0.4 | 0.249 | 3.5 |  | --> | 0.38 | 0 | 0.004446 | 0.4223 | 0 |  | --> | C19 ex TRIMMS LANE | Trimms Lane [T41,T42] | SALTHILL |  | 53.2718 | -9.0635
MV/LV Substation ST***061 |  | 10 kV | _ | LV | 100 kVA :Pole Substation | 0.1 | --> | 0.1 | 0 | 0 | Constrained,otherwise capacity available =32kVA. | --> | 0.095 | 0 | 0.003705 | 0 | 0 | Constrained,otherwise capacity available =109.8kW. | --> | C16 ex PORTARLINGTON | Portarlington [T41,T42] | PORTLAOISE |  | 53.153 | -7.1786
MV/LV Substation ST***061X |  | 10 kV | _ | LV | 630 kVA :Kiosk Substation | 0.63 | --> | 0.63 | 0 | 0 | Constrained,otherwise capacity available =466kVA. | --> | 0.5985 | 0 | 0.008151 | 0.5 | 0 |  | --> | C17 ex HOWTH JUNCTION | Howth Junction [T41,T42] | GRANGE (DR) |  | 53.389 | -6.1599
MV/LV Substation ST***061X |  | 10 kV | _ | LV | 200 kVA :Pole Substation | 0.2 | --> | 0.2 | 0 | 0 | Constrained,otherwise capacity available =154kVA. | --> | 0.19 | 0 | 0.006669 | 0 | 0 | Constrained,otherwise capacity available =206.9kW. | --> | C15 ex BANTRY | Bantry [T41,T42] | BALLYLICKY |  | 51.6836 | -9.4498
MV/LV Substation ST***064X |  | 10 kV | _ | LV | 630 kVA :Building Structure | 0.63 | --> | 0.63 | 0.5 | 4.6 |  | --> | 0.5985 | 0 | 0 | 0.5 | 0 |  | --> | C18 ex DUN LAOGHAIRE | Dun Laoghaire [T41,T42] | BLACKROCK |  | 53.2947 | -6.1409
MV/LV Substation ST***064X |  | 10 kV | _ | LV | 400 kVA :Kiosk Substation | 0.4 | --> | 0.4 | 0 | 0 | Constrained,otherwise capacity available =284kVA. | --> | 0.38 | 0 | 0.022971 | 0.41724 | 0 |  | --> | C17 ex CLONDALKIN | Clondalkin [T41,T42,T44] | INCHICORE 220KV |  | 53.329 | -6.4009
MV/LV Substation ST***064Z |  | 10 kV | _ | LV | 50 kVA :Pole Substation | 0.05 | --> | 0.05 | 0.046 | 1.1 |  | --> | 0.0475 | 0 | 0 | 0 | 0 | Constrained,otherwise capacity available =50.6kW. | --> | C19 ex NEWCASTLEWEST | Newcastlewest [T41,T42] | RATHKEALE |  | 52.3982 | -9.1081
MV/LV Substation ST***065Y |  | 20 kV | _ | LV | 400 kVA :Kiosk Substation | 0.4 | --> | 0.4 | 0 | 0 | Constrained,otherwise capacity available =181kVA. | --> | 0.38 | 0 | 0.045201 | 0.43194 | 0 |  | --> | E11 ex GLASMORE | Glasmore [T421,T422] | GLASMORE |  | 53.4839 | -6.1467
MV/LV Substation ST***065Z |  | 10 kV | _ | LV | 100 kVA :Pole Substation | 0.1 | --> | 0.1 | 0 | 0 | Constrained,otherwise capacity available =89kVA. | --> | 0.095 | 0 | 0 | 0.10166 | 0 |  | --> | C19 ex SALLINS | Sallins [T41,T42] | GRIFFINRATH |  | 53.2453 | -6.7372
MV/LV Substation ST***066 |  | 10 kV | _ | LV | 100 kVA :Pole Substation | 0.1 | --> | 0.1 | 0.099 | 1.4 |  | --> | 0.095 | 0 | 0 | 0.10015 | 0 |  | --> | E18 ex KILLINICK | Killinick [T421,T422] | WEXFORD |  | 52.2716 | -6.3906
MV/LV Substation ST***067Y |  | 10 kV | _ | LV | 100 kVA :Pole Substation | 0.1 | --> | 0.1 | 0.1 | 0.7 |  | --> | 0.095 | 0 | 0 | 0.1 | 0 |  | --> | C24 ex MULLAGH | Mullagh [T44] | MEATH HILL |  | 53.8105 | -6.9374
MV/LV Substation ST***068X |  | 10 kV | _ | LV | 200 kVA :Kiosk Substation | 0.2 | --> | 0.2 | 0.2 | 2.4 |  | --> | 0.19 | 0 | 0 | 0.2 | 0 |  | --> | C20 ex BRAY | Bray [T41,T42] | FASSAROE |  | 53.1864 | -6.1247
MV/LV Substation ST***069 |  | 10 kV | _ | LV | 400 kVA :Kiosk Substation | 0.4 | --> | 0.4 | 0.268 | 13.5 |  | --> | 0.38 | 0 | 0.022971 | 0.41956 | 0 |  | --> | C12 ex ENNIS | Ennis [T101,T102] | ENNIS |  | 52.8528 | -8.9738
MV/LV Substation ST***069Z |  | 10 kV | _ | LV | 1000 kVA :Building Structure | 1 | --> | 1 | 0.5 | 6 |  | --> | 0.95 | 0 | 0 | 0.5 | 0 |  | --> | C11 ex TRABEG | Trabeg [T101,T102] | TRABEG |  | 51.8881 | -8.4604
MV/LV Substation ST***069Z |  | 10 kV | _ | LV | 200 kVA :Kiosk Substation | 0.2 | --> | 0.2 | 0 | 0 | Constrained,otherwise capacity available =165kVA. | --> | 0.19 | 0 | 0 | 0.20525 | 0 |  | --> | C14 ex INCHICORE NORTH | Inchicore North [T41] | INCHICORE 220KV |  | 53.3434 | -6.3373
MV/LV Substation ST***070 |  | 10 kV | _ | LV | 400 kVA :Kiosk Substation | 0.4 | --> | 0.4 | 0.28 | 2.8 |  | --> | 0.38 | 0 | 0.043719 | 0.41782 | 0 |  | --> | C22 ex MOUNT MERRION | Mount Merrion [T41,T42] | CARRICKMINES |  | 53.2943 | -6.2103
MV/LV Substation ST***070 |  | 10 kV | _ | LV | 100 kVA :Pole Substation | 0.1 | --> | 0.1 | 0 | 0 | Constrained,otherwise capacity available =63kVA. | --> | 0.095 | 0 | 0.004446 | 0.10547 | 0 |  | --> | E16 ex GARRANACANTY | Garranacanty [T421,T422] | TIPPERARY |  | 52.4769 | -8.1475
MV/LV Substation ST***072X |  | 20 kV | _ | LV | 50 kVA :Pole Substation | 0.05 | --> | 0.05 | 0.049 | 0.3 |  | --> | 0.0475 | 0 | 0 | 0.050152 | 0 |  | --> | E33 ex TRIM | Trim [T421] | NAVAN |  | 53.5199 | -6.769
MV/LV Substation ST***072Z |  | 10 kV | _ | LV | 630 kVA :Building Structure | 0.63 | --> | 0.63 | 0 | 0 | Constrained,otherwise capacity available =500kVA. | --> | 0.5985 | 0 | 0.11856 | 0.5 | 0 |  | --> | C18 ex HOLYCROSS ROAD | Holycross Road [T41,T42] | THURLES |  | 52.6851 | -7.8345
MV/LV Substation ST***074 |  | 10 kV | _ | LV | 400 kVA :Building Structure | 0.4 | --> | 0.4 | 0 | 0 | Constrained,otherwise capacity available =380kVA. | --> | 0.38 | 0 | 0 | 0 | 0 | Constrained,otherwise capacity available =403kW. | --> | C22 ex KNOCKAPHUNTA | Knockaphunta [T41,T42] | CASTLEBAR |  | 53.8501 | -9.3034
MV/LV Substation ST***074X |  | 10 kV | _ | LV | 630 kVA :Kiosk Substation | 0.63 | --> | 0.63 | 0 | 0 | Constrained,otherwise capacity available =391kVA. | --> | 0.5985 | 0 | 0.02964 | 0.5 | 0 |  | --> | C19 ex CLONDALKIN | Clondalkin [T41,T42,T44] | INCHICORE 220KV |  | 53.3166 | -6.3955
MV/LV Substation ST***074Y |  | 20 kV | _ | LV | 630 kVA :Kiosk Substation | 0.63 | --> | 0.63 | 0.5 | 3.5 |  | --> | 0.5985 | 0 | 0 | 0.5 | 0 |  | --> | E15 ex BELVIEW | Belview [T421,T422] | WATERFORD |  | 52.2656 | -7.0377
MV/LV Substation ST***075Y |  | 10 kV | _ | LV | 400 kVA :Kiosk Substation | 0.4 | --> | 0.4 | 0.277 | 0.7 |  | --> | 0.38 | 0 | 0.005187 | 0.41826 | 0 |  | --> | C15 ex KILRUSH | Kilrush [T41,T42] | TULLABRACK |  | 52.6367 | -9.4814
MV/LV Substation ST***075Z |  | 10 kV | _ | LV | 400 kVA :Kiosk Substation | 0.4 | --> | 0.4 | 0 | 0 | Constrained,otherwise capacity available =311kVA. | --> | 0.38 | 0 | 0.00741 | 0.41329 | 0 |  | --> | C22 ex CELBRIDGE | Celbridge [T41,T42] | GRIFFINRATH |  | 53.3381 | -6.5545
MV/LV Substation ST***076Z |  | 10 kV | _ | LV | 400 kVA :Kiosk Substation | 0.4 | --> | 0.4 | 0 | 0 | Constrained,otherwise capacity available =317kVA. | --> | 0.38 | 0 | 0.005928 | 0.41241 | 0 |  | --> | C22 ex CELBRIDGE | Celbridge [T41,T42] | GRIFFINRATH |  | 53.3384 | -6.5558
MV/LV Substation ST***077 |  | 10 kV | _ | LV | 1000 kVA :Building Structure | 1 | --> | 1 | 0.5 | 6 |  | --> | 0.95 | 0 | 0.05187 | 0.5 | 0 |  | --> | C29 ex PELLETSTOWN | Pelletstown [T101,T102] | FINGLAS |  | 53.3691 | -6.3238
MV/LV Substation ST***077 |  | 10 kV | _ | LV | 630 kVA :Kiosk Substation | 0.63 | --> | 0.63 | 0.403 | 3 |  | --> | 0.5985 | 0 | 0.008892 | 0.5 | 0 |  | --> | C20 ex NENAGH | Nenagh [T41,T42] | NENAGH |  | 52.8608 | -8.1997
MV/LV Substation ST***078X |  | 10 kV | _ | LV | 50 kVA :Pole Substation | 0.05 | --> | 0.05 | 0 | 0 | Constrained,otherwise capacity available =44kVA. | --> | 0.0475 | 0 | 0 | 0.050903 | 0 |  | --> | C15 ex TRIM | Trim [T41,T42] | NAVAN |  | 53.5741 | -6.7991
MV/LV Substation ST***079X |  | 10 kV | _ | LV | 400 kVA :Kiosk Substation | 0.4 | --> | 0.4 | 0.284 | 13.2 |  | --> | 0.38 | 0 | 0.035568 | 0.41724 | 0 |  | --> | C28 ex ARTANE | Artane [T101,T102] | FINGLAS |  | 53.3799 | -6.2067
MV/LV Substation ST***080Z |  | 10 kV | _ | LV | 200 kVA :Kiosk Substation | 0.2 | --> | 0.2 | 0 | 0 | Constrained,otherwise capacity available =54kVA. | --> | 0.19 | 0 | 0.015561 | 0.22101 | 0 |  | --> | C11 ex COOLMINE | Coolmine [T41,T42] | FINGLAS |  | 53.3816 | -6.4005
MV/LV Substation ST***081Y |  | 20 kV | _ | LV | 200 kVA :Kiosk Substation | 0.2 | --> | 0.2 | 0 | 0 | Constrained,otherwise capacity available =149kVA. | --> | 0.19 | 0 | 0.031863 | 0.2076 | 0 |  | --> | E14 ex COLLOONEY | Collooney [T421,T422] | SLIGO |  | 54.1847 | -8.488
MV/LV Substation ST***081Z |  | 10 kV | _ | LV | 200 kVA :Pole Substation | 0.2 | --> | 0.2 | 0 | 0 | Constrained,otherwise capacity available =196kVA. | --> | 0.19 | 0 | 0 | 0.20061 | 0 |  | --> | C29 ex STEPHENSTOWN | Stephenstown [T101,T102] | FINGLAS |  | 53.6018 | -6.1874
MV/LV Substation ST***082 |  | 10 kV | _ | LV | 50 kVA :Pole Substation | 0.05 | --> | 0.05 | 0 | 0 | Constrained,otherwise capacity available =34kVA. | --> | 0.0475 | 0 | 0.004446 | 0.052373 | 0 |  | --> | C11 ex CHARLESTOWN | Charlestown [T41] | TONROE |  | 53.9551 | -8.8224
MV/LV Substation ST***082 |  | 10 kV | _ | LV | 630 kVA :Building Structure | 0.63 | --> | 0.63 | 0 | 0 | Constrained,otherwise capacity available =500kVA. | --> | 0.5985 | 0 | 0 | 0.5 | 0 |  | --> | C17 ex RATHMULLAN | Rathmullan [T41,T42] | DRYBRIDGE |  | 53.714 | -6.3532
MV/LV Substation ST***083 |  | 10 kV | _ | LV | 630 kVA :Kiosk Substation | 0.63 | --> | 0.63 | 0 | 0 | Constrained,otherwise capacity available =500kVA. | --> | 0.5985 | 0 | 0.016302 | 0.5 | 0 |  | --> | C15 ex LOUGHSHINNY | Loughshinny [T41,T42] | GLASMORE |  | 53.5294 | -6.0949
MV/LV Substation ST***083Y |  | 10 kV | _ | LV | 100 kVA :Pole Substation | 0.1 | --> | 0.1 | 0 | 0 | Constrained,otherwise capacity available =99kVA. | --> | 0.095 | 0 | 0 | 0.10015 | 0 |  | --> | C18 ex CELBRIDGE | Celbridge [T41,T42] | GRIFFINRATH |  | 53.302 | -6.4858
MV/LV Substation ST***084X |  | 20 kV | _ | LV | 50 kVA :Pole Substation | 0.05 | --> | 0.05 | 0 | 0 | Constrained,otherwise capacity available =46kVA. | --> | 0.0475 | 0 | 0 | 0 | 0 | Constrained,otherwise capacity available =50.6kW. | --> | C26 ex GLENTIES | Glenties [T41,T42] | BINBANE |  | 54.816 | -8.2543
MV/LV Substation ST***084Z |  | 10 kV | _ | LV | 50 kVA :Pole Substation | 0.05 | --> | 0.05 | 0 | 0 | Constrained,otherwise capacity available =40kVA. | --> | 0.0475 | 0 | 0.003705 | 0.051496 | 0 |  | --> | C19 ex CELBRIDGE | Celbridge [T41,T42] | GRIFFINRATH |  | 53.3127 | -6.6056
MV/LV Substation ST***085 |  | 10 kV | _ | LV | 400 kVA :Building Structure | 0.4 | --> | 0.4 | 0.4 | 20.8 |  | --> | 0.38 | 0 | 0.00741 | 0.4 | 0 |  | --> | C21 ex HEUSTON SQUARE | Heuston Square [T101,T102] | INCHICORE 220KV |  | 53.3504 | -6.3372
MV/LV Substation ST***085Z |  | 10 kV | _ | LV | 630 kVA :Building Structure | 0.63 | --> | 0.63 | 0 | 0 | Constrained,otherwise capacity available =500kVA. | --> | 0.5985 | 0 | 0 | 0.5 | 0 |  | --> | C15 ex TERMONFECKIN ROAD | Termonfeckin Road [T41,T42] | DRYBRIDGE |  | 53.7164 | -6.3485
MV/LV Substation ST***085Z |  | 10 kV | _ | LV | 100 kVA :Pole Substation | 0.1 | --> | 0.1 | 0 | 0 | Constrained,otherwise capacity available =44kVA. | --> | 0.095 | 0 | 0.019266 | 0.10816 | 0 |  | --> | C18 ex NAAS | Naas [T41,T42] | KILTEEL |  | 53.1694 | -6.6961
MV/LV Substation ST***086Z |  | 10 kV | _ | LV | 1000 kVA :Building Structure | 1 | --> | 1 | 0 | 0 | Constrained,otherwise capacity available =500kVA. | --> | 0.95 | 0 | 0 | 0.5 | 0 |  | --> | C15 ex TERMONFECKIN ROAD | Termonfeckin Road [T41,T42] | DRYBRIDGE |  | 53.7164 | -6.3484
MV/LV Substation ST***087 |  | 10 kV | _ | LV | 400 kVA :Kiosk Substation | 0.4 | --> | 0.4 | 0 | 0 | Constrained,otherwise capacity available =303kVA. | --> | 0.38 | 0 | 0.025935 | 0.41447 | 0 |  | --> | C16 ex TALBOTS INCH | Talbots Inch [T41,T42] | KILKENNY |  | 52.6611 | -7.2505
MV/LV Substation ST***088Z |  | 10 kV | _ | LV | 200 kVA :Kiosk Substation | 0.2 | --> | 0.2 | 0 | 0 | Constrained,otherwise capacity available =154kVA. | --> | 0.19 | 0 | 0 | 0.20687 | 0 |  | --> | C21 ex BALLINCOLLIG | Ballincollig [T41,T42] | KILBARRY |  | 51.8858 | -8.5913
MV/LV Substation ST***088Z |  | 10 kV | _ | LV | 1000 kVA :Building Structure | 1 | --> | 1 | 0 | 0 | Constrained,otherwise capacity available =500kVA. | --> | 0.95 | 0 | 0 | 0.5 | 0 |  | --> | C15 ex TERMONFECKIN ROAD | Termonfeckin Road [T41,T42] | DRYBRIDGE |  | 53.7162 | -6.3497
MV/LV Substation ST***089 |  | 10 kV | _ | LV | 630 kVA :Building Structure | 0.63 | --> | 0.63 | 0 | 0 | Constrained,otherwise capacity available =447kVA. | --> | 0.5985 | 0 | 0 | 0.5 | 0 |  | --> | C11 ex HEADFORD ROAD | Headford Road [T41,T42] | GALWAY 110KV |  | 53.274 | -9.0477
MV/LV Substation ST***089 |  | 10 kV | _ | LV | 200 kVA :Building Structure | 0.2 | --> | 0.2 | 0 | 0 | Constrained,otherwise capacity available =200kVA. | --> | 0.19 | 0 | 0 | 0.2 | 0 |  | --> | C14 ex BELFIELD | Belfield [T41,T42] | BLACKROCK |  | 53.3056 | -6.2005
MV/LV Substation ST***089 |  | 10 kV | _ | LV | 200 kVA :Kiosk Substation | 0.2 | --> | 0.2 | 0 | 0 | Constrained,otherwise capacity available =165kVA. | --> | 0.19 | 0 | 0 | 0.20525 | 0 |  | --> | C11 ex LITTLE BRAY | Little Bray [T41,T42] | FASSAROE |  | 53.2164 | -6.1218
MV/LV Substation ST***090 |  | 10 kV | _ | LV | 400 kVA :Kiosk Substation | 0.4 | --> | 0.4 | 0.233 | 8.1 |  | --> | 0.38 | 0 | 0.023712 | 0.42459 | 0 |  | --> | C26 ex MILLTOWN (DR) | Milltown (dr) [T101,T102] | INCHICORE 220KV |  | 53.3019 | -6.2506
MV/LV Substation ST***091X |  | 10 kV | _ | LV | 200 kVA :Pole Substation | 0.2 | --> | 0.2 | 0 | 0 | Constrained,otherwise capacity available =178kVA. | --> | 0.19 | 0 | 0.002964 | 0.20331 | 0 |  | --> | C16 ex GARRYSPILLANE | Garryspillane [T41] | TIPPERARY |  | 52.3615 | -8.4734
MV/LV Substation ST***092 |  | 10 kV | _ | LV | 200 kVA :Kiosk Substation | 0.2 | --> | 0.2 | 0.055 | 3.5 |  | --> | 0.19 | 0 | 0.009633 | 0.22087 | 0 |  | --> | C12 ex DUNDALK | Dundalk [T41,T42] | DUNDALK |  | 54.0147 | -6.418
MV/LV Substation ST***092Z |  | 20 kV | _ | LV | 100 kVA :Pole Substation | 0.1 | --> | 0.1 | 0 | 0 | Constrained,otherwise capacity available =84kVA. | --> | 0.095 | 0 | 0.004446 | 0.1024 | 0 |  | --> | E15 ex DULEEK | Duleek [T421,T422] | DRYBRIDGE |  | 53.6945 | -6.4434
MV/LV Substation ST***093 |  | 10 kV | _ | LV | 400 kVA :Kiosk Substation | 0.4 | --> | 0.4 | 0.343 | 4.2 |  | --> | 0.38 | 0 | 0.005928 | 0 | 0 | Constrained,otherwise capacity available =408.6kW. | --> | C13 ex CHURCHTOWN | Churchtown [T41] | RATHKEALE |  | 52.4557 | -9.0531
MV/LV Substation ST***093X |  | 10 kV | _ | LV | 400 kVA :Kiosk Substation | 0.4 | --> | 0.4 | 0 | 0 | Constrained,otherwise capacity available =299kVA. | --> | 0.38 | 0 | 0.048165 | 0.41505 | 0 |  | --> | C17 ex TRIM | Trim [T41,T42] | NAVAN |  | 53.5571 | -6.7732
MV/LV Substation ST***093Y |  | 10 kV | _ | LV | 400 kVA :Kiosk Substation | 0.4 | --> | 0.4 | 0 | 0 | Constrained,otherwise capacity available =157kVA. | --> | 0.38 | 0 | 0.024453 | 0.43529 | 0 |  | --> | C19 ex FAIRHILL | Fairhill [T42] | KILBARRY |  | 51.9038 | -8.4835
MV/LV Substation ST***093Z |  | 10 kV | _ | LV | 200 kVA :Kiosk Substation | 0.2 | --> | 0.2 | 0 | 0 | Constrained,otherwise capacity available =181kVA. | --> | 0.19 | 0 | 0 | 0.20286 | 0 |  | --> | C18 ex MALAHIDE | Malahide [T41,T42] | GLASMORE |  | 53.45 | -6.1414
MV/LV Substation ST***094Y |  | 10 kV | _ | LV | 200 kVA :Pole Substation | 0.2 | --> | 0.2 | 0.172 | 3.4 |  | --> | 0.19 | 0 | 0.00741 | 0.20421 | 0 |  | --> | C15 ex GLENGOOLE | Glengoole [T41] | THURLES |  | 52.7234 | -7.5772
MV/LV Substation ST***096 |  | 10 kV | _ | LV | 630 kVA :Kiosk Substation | 0.63 | --> | 0.63 | 0 | 0 | Constrained,otherwise capacity available =392kVA. | --> | 0.5985 | 0 | 0 | 0.5 | 0 |  | --> | C26 ex ACADEMY STREET | Academy Street [T421,T422,T44] | NAVAN |  | 53.6543 | -6.6842
MV/LV Substation ST***096 |  | 10 kV | _ | LV | 200 kVA :Kiosk Substation | 0.2 | --> | 0.2 | 0.12 | 0.9 |  | --> | 0.19 | 0 | 0.005928 | 0.2118 | 0 |  | --> | C11 ex COES ROAD | Coes Road [T41,T42] | DUNDALK |  | 54.0049 | -6.372
MV/LV Substation ST***096X |  | 20 kV | _ | LV | 400 kVA :Kiosk Substation | 0.4 | --> | 0.4 | 0 | 0 | Constrained,otherwise capacity available =384kVA. | --> | 0.38 | 0 | 0 | 0 | 0 | Constrained,otherwise capacity available =402.4kW. | --> | E14 ex FOXHOLE | Foxhole [T421,T422] | DUNGARVAN |  | 51.9499 | -7.843
MV/LV Substation ST***097 |  | 10 kV | _ | LV | 50 kVA :Pole Substation | 0.05 | --> | 0.05 | 0 | 0 | Constrained,otherwise capacity available =26kVA. | --> | 0.0475 | 0 | 0.015561 | 0.053518 | 0 |  | --> | C22 ex GREYSTONES | Greystones [T41,T42] | FASSAROE |  | 53.1261 | -6.1012
MV/LV Substation ST***098 |  | 10 kV | _ | LV | 630 kVA :Kiosk Substation | 0.63 | --> | 0.63 | 0 | 0 | Constrained,otherwise capacity available =462kVA. | --> | 0.5985 | 0 | 0 | 0.5 | 0 |  | --> | C13 ex LITTLE BRAY | Little Bray [T41,T42] | FASSAROE |  | 53.2054 | -6.1148
MV/LV Substation ST***098 |  | 10 kV | _ | LV | 200 kVA :Pole Substation | 0.2 | --> | 0.2 | 0 | 0 | Constrained,otherwise capacity available =125kVA. | --> | 0.19 | 0 | 0 | 0.21108 | 0 |  | --> | C19 ex POLLERTON | Pollerton [T41,T42] | CARLOW |  | 52.8381 | -6.9158
MV/LV Substation ST***098Y |  | 10 kV | _ | LV | 400 kVA :Building Structure | 0.4 | --> | 0.4 | 0 | 0 | Constrained,otherwise capacity available =376kVA. | --> | 0.38 | 0 | 0.026676 | 0.40363 | 0 |  | --> | C20 ex FAIRHILL | Fairhill [T42] | KILBARRY |  | 51.9045 | -8.4604
MV/LV Substation ST***099 |  | 10 kV | _ | LV | 200 kVA :Building Structure | 0.2 | --> | 0.2 | 0 | 0 | Constrained,otherwise capacity available =200kVA. | --> | 0.19 | 0 | 0.14079 | 0.2 | 0 |  | --> | C17 ex CAHIRCALLA | Cahircalla [T41,T42] | ENNIS |  | 52.8338 | -8.9838
MV/LV Substation ST***099Y |  | 10 kV | _ | LV | 630 kVA :Building Structure | 0.63 | --> | 0.63 | 0 | 0 | Constrained,otherwise capacity available =500kVA. | --> | 0.5985 | 0 | 0 | 0 | 0 | Constrained,otherwise capacity available =500kW. | --> | C15 ex GARDEN CITY | Garden City [T41,T42] | ARKLOW |  | 52.6757 | -6.2914
MV/LV Substation ST***100 |  | 10 kV | _ | LV | 400 kVA :Kiosk Substation | 0.4 | --> | 0.4 | 0.364 | 11.9 |  | --> | 0.38 | 0 | 0.012597 | 0.40543 | 0 |  | --> | C19 ex SALTHILL | Salthill [T101,T102] | SALTHILL |  | 53.27 | -9.0813
MV/LV Substation ST***100Y |  | 20 kV | _ | LV | 50 kVA :Pole Substation | 0.05 | --> | 0.05 | 0 | 0 | Constrained,otherwise capacity available =35kVA. | --> | 0.0475 | 0 | 0 | 0.052228 | 0 |  | --> | E13 ex BALTINGLASS | Baltinglass [T421,T422] | STRATFORD |  | 52.9238 | -6.8356
MV/LV Substation ST***100Z |  | 10 kV | _ | LV | 200 kVA :Kiosk Substation | 0.2 | --> | 0.2 | 0 | 0 | Constrained,otherwise capacity available =105kVA. | --> | 0.19 | 0 | 0.014079 | 0.21393 | 0 |  | --> | C11 ex COOLMINE | Coolmine [T41,T42] | FINGLAS |  | 53.3811 | -6.3982
MV/LV Substation ST***101 |  | 10 kV | _ | LV | 200 kVA :Pole Substation | 0.2 | --> | 0.2 | 0 | 0 | Constrained,otherwise capacity available =179kVA. | --> | 0.19 | 0 | 0.005187 | 0.20316 | 0 |  | --> | C13 ex MALAHIDE | Malahide [T41,T42] | GLASMORE |  | 53.4157 | -6.1775
MV/LV Substation ST***101X |  | 10 kV | _ | LV | 400 kVA :Kiosk Substation | 0.4 | --> | 0.4 | 0 | 0 | Constrained,otherwise capacity available =250kVA. | --> | 0.38 | 0 | 0.028899 | 0.42216 | 0 |  | --> | C19 ex RAHEEN | Raheen [T41,T42] | LIMERICK |  | 52.6328 | -8.648
MV/LV Substation ST***101Y |  | 10 kV | _ | LV | 630 kVA :Building Structure | 0.63 | --> | 0.63 | 0 | 0 | Constrained,otherwise capacity available =434kVA. | --> | 0.5985 | 0 | 0 | 0.5 | 0 |  | --> | C20 ex BALLINACURRA | Ballinacurra [T41,T42] | LIMERICK |  | 52.6603 | -8.6354
MV/LV Substation ST***103 |  | 20 kV | _ | LV | 50 kVA :Pole Substation | 0.05 | --> | 0.05 | 0 | 0 | Constrained,otherwise capacity available =32kVA. | --> | 0.0475 | 0 | 0 | 0.052662 | 0 |  | --> | C17 ex CHARLESTOWN | Charlestown [T41] | TONROE |  | 53.8901 | -8.6869
MV/LV Substation ST***103X |  | 20 kV | _ | LV | 400 kVA :Kiosk Substation | 0.4 | --> | 0.4 | 0.309 | 2.3 |  | --> | 0.38 | 0 | 0.008151 | 0.41359 | 0 |  | --> | E14 ex MOY | Moy [T421,T422] | MOY |  | 54.2151 | -9.2216
MV/LV Substation ST***104X |  | 20 kV | _ | LV | 50 kVA :Pole Substation | 0.05 | --> | 0.05 | 0.047 | 1.1 |  | --> | 0.0475 | 0 | 0 | 0.050453 | 0 |  | --> | E12 ex BIRR | Birr [T41,T422] | DALLOW |  | 53.1048 | -7.7931
MV/LV Substation ST***104Z |  | 20 kV | _ | LV | 100 kVA :Pole Substation | 0.1 | --> | 0.1 | 0.072 | 1 |  | --> | 0.095 | 0 | 0.009633 | 0.10417 | 0 |  | --> | E17 ex LONGFORD | Longford [T421,T422] | RICHMOND |  | 53.7758 | -7.6636
MV/LV Substation ST***105Z |  | 10 kV | _ | LV | 200 kVA :Kiosk Substation | 0.2 | --> | 0.2 | 0 | 0 | Constrained,otherwise capacity available =184kVA. | --> | 0.19 | 0 | 0.003705 | 0.20241 | 0 |  | --> | C11 ex COOLMINE | Coolmine [T41,T42] | FINGLAS |  | 53.3805 | -6.3966
MV/LV Substation ST***106 |  | 10 kV | _ | LV | 200 kVA :Pole Substation | 0.2 | --> | 0.2 | 0 | 0 | Constrained,otherwise capacity available =117kVA. | --> | 0.19 | 0 | 0 | 0.21223 | 0 |  | --> | C13 ex KILDARE | Kildare [T41,T42] | NEWBRIDGE |  | 53.1554 | -6.9128
MV/LV Substation ST***106 |  | 20 kV | _ | LV | 200 kVA :Pole Substation | 0.2 | --> | 0.2 | 0 | 0 | Constrained,otherwise capacity available =145kVA. | --> | 0.19 | 0 | 0 | 0.20818 | 0 |  | --> | E17 ex CAVAN | Cavan [T42,T421] | SHANKILL |  | 54.0079 | -7.3559
MV/LV Substation ST***107Y |  | 10 kV | _ | LV | 400 kVA :Kiosk Substation | 0.4 | --> | 0.4 | 0.355 | 3 |  | --> | 0.38 | 0 | 0.003705 | 0.40677 | 0 |  | --> | C18 ex RAMSTOWN | Ramstown [T41,T42] | CRANE |  | 52.6703 | -6.2949
MV/LV Substation ST***108Z |  | 20 kV | _ | LV | 200 kVA :Kiosk Substation | 0.2 | --> | 0.2 | 0 | 0 | Constrained,otherwise capacity available =124kVA. | --> | 0.19 | 0 | 0 | 0.21122 | 0 |  | --> | E14 ex BALLINDERRY | Ballinderry [T41,T422] | MULLINGAR |  | 53.4176 | -7.2939
MV/LV Substation ST***109X |  | 10 kV | _ | LV | 400 kVA :Building Structure | 0.4 | --> | 0.4 | 0 | 0 | Constrained,otherwise capacity available =336kVA. | --> | 0.38 | 0 | 0 | 0.4096 | 0 |  | --> | C18 ex PHIBSBORO | Phibsboro [T41,T42] | FINGLAS |  | 53.3526 | -6.268
MV/LV Substation ST***109Y |  | 10 kV | _ | LV | 200 kVA :Pole Substation | 0.2 | --> | 0.2 | 0 | 0 | Constrained,otherwise capacity available =180kVA. | --> | 0.19 | 0 | 0 | 0.20301 | 0 |  | --> | C17 ex HOLYCROSS ROAD | Holycross Road [T41,T42] | THURLES |  | 52.7487 | -7.9598
MV/LV Substation ST***112 |  | 20 kV | _ | LV | 100 kVA :Pole Substation | 0.1 | --> | 0.1 | 0.093 | 8.5 |  | --> | 0.095 | 0 | 0 | 0 | 0 | Constrained,otherwise capacity available =101.1kW. | --> | E12 ex ARIGNA | Arigna [T121] | ARIGNA |  | 54.17 | -8.1384
MV/LV Substation ST***112 |  | 10 kV | _ | LV | 400 kVA :Kiosk Substation | 0.4 | --> | 0.4 | 0.269 | 6.4 |  | --> | 0.38 | 0 | 0 | 0.41942 | 0 |  | --> | C11 ex GARRYCASTLE | Garrycastle [T41,T42] | ATHLONE |  | 53.42 | -7.922
MV/LV Substation ST***114 |  | 20 kV | _ | LV | 50 kVA :Building Structure | 0.05 | --> | 0.05 | 0 | 0 | Constrained,otherwise capacity available =50kVA. | --> | 0.0475 | 0 | 0 | 0 | 0 | Constrained,otherwise capacity available =50kW. | --> | E15 ex SPRINGS | Springs [T421,T422] | DUNGARVAN |  | 52.0839 | -7.6381
MV/LV Substation ST***114 |  | 10 kV | _ | LV | 630 kVA :Kiosk Substation | 0.63 | --> | 0.63 | 0 | 0 | Constrained,otherwise capacity available =473kVA. | --> | 0.5985 | 0 | 0.035568 | 0.5 | 0 |  | --> | C19 ex LOUGHSHINNY | Loughshinny [T41,T42] | GLASMORE |  | 53.5741 | -6.1162
MV/LV Substation ST***115Z |  | 10 kV | _ | LV | 400 kVA :Kiosk Substation | 0.4 | --> | 0.4 | 0 | 0 | Constrained,otherwise capacity available =400kVA. | --> | 0.38 | 0 | 0 | 0.4 | 0 |  | --> | C19 ex SUTTON | Sutton [T41,T42] | GRANGE (DR) |  | 53.3903 | -6.1174
MV/LV Substation ST***116 |  | 20 kV | _ | LV | 50 kVA :Pole Substation | 0.05 | --> | 0.05 | 0 | 0 | Constrained,otherwise capacity available =44kVA. | --> | 0.0475 | 0 | 0 | 0.050903 | 0 |  | --> | C18 ex NEWBROOK | Newbrook [T42] | MULLINGAR |  | 53.4385 | -7.6013
MV/LV Substation ST***116 |  | 10 kV | _ | LV | 400 kVA :Kiosk Substation | 0.4 | --> | 0.4 | 0 | 0 | Constrained,otherwise capacity available =228kVA. | --> | 0.38 | 0 | 0.013338 | 0.42531 | 0 |  | --> | C20 ex MERVILLE | Merville [T41,T42] | FINGLAS |  | 53.3877 | -6.3064
MV/LV Substation ST***116 |  | 10 kV | _ | LV | 200 kVA :Pole Substation | 0.2 | --> | 0.2 | 0 | 0 | Constrained,otherwise capacity available =158kVA. | --> | 0.19 | 0 | 0 | 0.20628 | 0 |  | --> | C23 ex CASTLEISLAND | Castleisland [T41,T42] | TRALEE |  | 52.2349 | -9.4623
MV/LV Substation ST***118 |  | 10 kV | _ | LV | 400 kVA :Kiosk Substation | 0.4 | --> | 0.4 | 0 | 0 | Constrained,otherwise capacity available =400kVA. | --> | 0.38 | 0 | 0 | 0.4 | 0 |  | --> | C12 ex COOLCORCORAN | Coolcorcoran [T41,T42] | KNOCKEARAGH |  | 52.0681 | -9.511
MV/LV Substation ST***118Y |  | 20 kV | _ | LV | 400 kVA :Kiosk Substation | 0.4 | --> | 0.4 | 0 | 0 | Constrained,otherwise capacity available =346kVA. | --> | 0.38 | 0 | 0.006669 | 0.40812 | 0 |  | --> | E17 ex MANORHAMILTON | Manorhamilton [T422] | SLIGO |  | 54.2281 | -8.2983
MV/LV Substation ST***119 |  | 10 kV | _ | LV | 400 kVA :Kiosk Substation | 0.4 | --> | 0.4 | 0 | 0 | Constrained,otherwise capacity available =270kVA. | --> | 0.38 | 0 | 0.052611 | 0.41927 | 0 |  | --> | C20 ex BALLYBEGGAN | Ballybeggan [T43,T44] | TRALEE |  | 52.2687 | -9.6961
MV/LV Substation ST***119 |  | 10 kV | _ | LV | 400 kVA :Kiosk Substation | 0.4 | --> | 0.4 | 0 | 0 | Constrained,otherwise capacity available =301kVA. | --> | 0.38 | 0 | 0.016302 | 0.41476 | 0 |  | --> | C19 ex MALAHIDE | Malahide [T41,T42] | GLASMORE |  | 53.4523 | -6.1594
MV/LV Substation ST***119Z |  | 10 kV | _ | LV | 400 kVA :Kiosk Substation | 0.4 | --> | 0.4 | 0 | 0 | Constrained,otherwise capacity available =179kVA. | --> | 0.38 | 0 | 0.005187 | 0.43222 | 0 |  | --> | C15 ex TERMONFECKIN ROAD | Termonfeckin Road [T41,T42] | DRYBRIDGE |  | 53.7161 | -6.3498
MV/LV Substation ST***121 |  | 10 kV | _ | LV | 400 kVA :Kiosk Substation | 0.4 | --> | 0.4 | 0 | 0 | Constrained,otherwise capacity available =388kVA. | --> | 0.38 | 0 | 0 | 0.40182 | 0 |  | --> | C14 ex LITTLE BRAY | Little Bray [T41,T42] | FASSAROE |  | 53.2031 | -6.1339
MV/LV Substation ST***121 |  | 10 kV | _ | LV | 100 kVA :Pole Substation | 0.1 | --> | 0.1 | 0 | 0 | Constrained,otherwise capacity available =87kVA. | --> | 0.095 | 0 | 0 | 0.10195 | 0 |  | --> | C12 ex LEIXLIP | Leixlip [T41,T42] | GRIFFINRATH |  | 53.3675 | -6.4711
MV/LV Substation ST***122 |  | 10 kV | _ | LV | 200 kVA :Building Structure | 0.2 | --> | 0.2 | 0 | 0 | Constrained,otherwise capacity available =183kVA. | --> | 0.19 | 0 | 0 | 0.20256 | 0 |  | --> | C17 ex WHITEHALL | Whitehall [T41] | FINGLAS |  | 53.381 | -6.2711
MV/LV Substation ST***123 |  | 10 kV | _ | LV | 630 kVA :Building Structure | 0.63 | --> | 0.63 | 0.118 | 2.2 |  | --> | 0.5985 | 0 | 0.016302 | 0.5 | 0 |  | --> | C17 ex KINGSBRIDGE | Kingsbridge [T41,T42] | INCHICORE 220KV |  | 53.3514 | -6.2905
MV/LV Substation ST***123 |  | 10 kV | _ | LV | 630 kVA :Building Structure | 0.63 | --> | 0.63 | 0.378 | 7.2 |  | --> | 0.5985 | 0 | 0 | 0.5 | 0 |  | --> | C11 ex LIBERTY STREET | Liberty Street [T101,T102] | LIBERTY STREET |  | 51.8981 | -8.4769
MV/LV Substation ST***124 |  | 10 kV | _ | LV | 400 kVA :Kiosk Substation | 0.4 | --> | 0.4 | 0 | 0 | Constrained,otherwise capacity available =214kVA. | --> | 0.38 | 0 | 0 | 0.4273 | 0 |  | --> | C11 ex CRANMORE | Cranmore [T41,T42] | SLIGO |  | 54.2727 | -8.4724
MV/LV Substation ST***124 |  | 10 kV | _ | LV | 200 kVA :Kiosk Substation | 0.2 | --> | 0.2 | 0 | 0 | Constrained,otherwise capacity available =160kVA. | --> | 0.19 | 0 | 0.00741 | 0.20598 | 0 |  | --> | C14 ex INCHICORE NORTH | Inchicore North [T41] | INCHICORE 220KV |  | 53.3463 | -6.3445
MV/LV Substation ST***125 |  | 20 kV | _ | LV | 50 kVA :Pole Substation | 0.05 | --> | 0.05 | 0 | 0 | Constrained,otherwise capacity available =25kVA. | --> | 0.0475 | 0 | 0 | 0.053659 | 0 |  | --> | E17 ex INCH | Inch [T421,T422] | OUGHTRAGH |  | 52.2407 | -10.0621
MV/LV Substation ST***126 |  | 10 kV | _ | LV | 200 kVA :Pole Substation | 0.2 | --> | 0.2 | 0.162 | 2.2 |  | --> | 0.19 | 0 | 0 | 0.20569 | 0 |  | --> | C17 ex BALLINASLOE | Ballinasloe [T41,T42] | SOMERSET |  | 53.3244 | -8.2336
MV/LV Substation ST***128 |  | 10 kV | _ | LV | 400 kVA :Kiosk Substation | 0.4 | --> | 0.4 | 0 | 0 | Constrained,otherwise capacity available =281kVA. | --> | 0.38 | 0 | 0.021489 | 0.41768 | 0 |  | --> | C17 ex POLLERTON | Pollerton [T41,T42] | CARLOW |  | 52.841 | -6.9256
MV/LV Substation ST***128Z |  | 10 kV | _ | LV | 400 kVA :Building Structure | 0.4 | --> | 0.4 | 0 | 0 | Constrained,otherwise capacity available =381kVA. | --> | 0.38 | 0 | 0.01482 | 0.40287 | 0 |  | --> | C17 ex BALLYCOOLIN | Ballycoolin [T41,T42,T43] | FINGLAS |  | 53.3985 | -6.3402
MV/LV Substation ST***130 |  | 10 kV | _ | LV | 630 kVA :Building Structure | 0.63 | --> | 0.63 | 0 | 0 | Constrained,otherwise capacity available =283kVA. | --> | 0.5985 | 0 | 0.013338 | 0.5 | 0 |  | --> | C19 ex FAIRHILL | Fairhill [T42] | KILBARRY |  | 51.9043 | -8.4875
MV/LV Substation ST***131 |  | 10 kV | _ | LV | 1000 kVA :Kiosk Substation | 1 | --> | 1 | 0.5 | 18.8 |  | --> | 0.95 | 0 | 0 | 0.5 | 0 |  | --> | C11 ex BEDFORD ROW | Bedford Row [T41,T42,T43,T44] | FRANCIS STREET |  | 53.3496 | -6.2525
MV/LV Substation ST***131Z |  | 10 kV | _ | LV | 400 kVA :Building Structure | 0.4 | --> | 0.4 | 0 | 0 | Constrained,otherwise capacity available =334kVA. | --> | 0.38 | 0 | 0.05928 | 0.4099 | 0 |  | --> | C17 ex BALLYCOOLIN | Ballycoolin [T41,T42,T43] | FINGLAS |  | 53.4014 | -6.3391
MV/LV Substation ST***132X |  | 10 kV | _ | LV | 400 kVA :Kiosk Substation | 0.4 | --> | 0.4 | 0 | 0 | Constrained,otherwise capacity available =345kVA. | --> | 0.38 | 0 | 0.014079 | 0 | 0 | Constrained,otherwise capacity available =408.3kW. | --> | C26 ex GLENTIES | Glenties [T41,T42] | BINBANE |  | 54.7936 | -8.2819
MV/LV Substation ST***133Z |  | 10 kV | _ | LV | 200 kVA :Kiosk Substation | 0.2 | --> | 0.2 | 0 | 0 | Constrained,otherwise capacity available =174kVA. | --> | 0.19 | 0 | 0.001482 | 0.20391 | 0 |  | --> | C19 ex CLONDALKIN | Clondalkin [T41,T42,T44] | INCHICORE 220KV |  | 53.3148 | -6.401
MV/LV Substation ST***134 |  | 10 kV | _ | LV | 630 kVA :Building Structure | 0.63 | --> | 0.63 | 0.421 | 3 |  | --> | 0.5985 | 0 | 0.018525 | 0.5 | 0 |  | --> | C13 ex GREENHILLS | Greenhills [T42] | INCHICORE 220KV |  | 53.3105 | -6.329
MV/LV Substation ST***135Z |  | 10 kV | _ | LV | 100 kVA :Pole Substation | 0.1 | --> | 0.1 | 0 | 0 | Constrained,otherwise capacity available =61kVA. | --> | 0.095 | 0 | 0 | 0.10575 | 0 |  | --> | C15 ex LOUGHTAGALLA | Loughtagalla [T41,T42] | THURLES |  | 52.6774 | -7.8079
MV/LV Substation ST***136 |  | 10 kV | _ | LV | 400 kVA :Kiosk Substation | 0.4 | --> | 0.4 | 0.3 | 6 |  | --> | 0.38 | 0 | 0 | 0.41491 | 0 |  | --> | C11 ex TRABEG | Trabeg [T101,T102] | TRABEG |  | 51.8888 | -8.4592
MV/LV Substation ST***138Z |  | 10 kV | _ | LV | 630 kVA :Building Structure | 0.63 | --> | 0.63 | 0 | 0 | Constrained,otherwise capacity available =491kVA. | --> | 0.5985 | 0 | 0.008151 | 0.5 | 0 |  | --> | C17 ex BALLYCOOLIN | Ballycoolin [T41,T42,T43] | FINGLAS |  | 53.4002 | -6.3412
MV/LV Substation ST***141X |  | 10 kV | _ | LV | 200 kVA :Kiosk Substation | 0.2 | --> | 0.2 | 0 | 0 | Constrained,otherwise capacity available =154kVA. | --> | 0.19 | 0 | 0 | 0.20687 | 0 |  | --> | C12 ex KILSARAN | Kilsaran [T42] | DRYBRIDGE |  | 53.8985 | -6.3909
MV/LV Substation ST***144 |  | 10 kV | _ | LV | 630 kVA :Building Structure | 0.63 | --> | 0.63 | 0 | 0 | Constrained,otherwise capacity available =488kVA. | --> | 0.5985 | 0 | 0.003705 | 0.5 | 0 |  | --> | C17 ex BALLINACURRA | Ballinacurra [T41,T42] | LIMERICK |  | 52.6574 | -8.6356
MV/LV Substation ST***145 |  | 10 kV | _ | LV | 400 kVA :Kiosk Substation | 0.4 | --> | 0.4 | 0 | 0 | Constrained,otherwise capacity available =240kVA. | --> | 0.38 | 0 | 0.03705 | 0.42359 | 0 |  | --> | C20 ex RATHMULLAN | Rathmullan [T41,T42] | DRYBRIDGE |  | 53.7064 | -6.3199
MV/LV Substation ST***145 |  | 10 kV | _ | LV | 400 kVA :Kiosk Substation | 0.4 | --> | 0.4 | 0 | 0 | Constrained,otherwise capacity available =185kVA. | --> | 0.38 | 0 | 0 | 0.43138 | 0 |  | --> | C12 ex LUCAN EAST | Lucan East [T41,T42] | GRANGE CASTLE |  | 53.3587 | -6.4486
MV/LV Substation ST***146 |  | 10 kV | _ | LV | 400 kVA :Kiosk Substation | 0.4 | --> | 0.4 | 0 | 0 | Constrained,otherwise capacity available =230kVA. | --> | 0.38 | 0 | 0.016302 | 0.42502 | 0 |  | --> | C14 ex BELFIELD | Belfield [T41,T42] | BLACKROCK |  | 53.3092 | -6.1958
MV/LV Substation ST***147X |  | 10 kV | _ | LV | 50 kVA :Pole Substation | 0.05 | --> | 0.05 | 0 | 0 | Constrained,otherwise capacity available =50kVA. | --> | 0.0475 | 0 | 0 | 0.05 | 0 |  | --> | C18 ex KILDARE | Kildare [T41,T42] | NEWBRIDGE |  | 53.1455 | -6.8646
MV/LV Substation ST***153X |  | 10 kV | _ | LV | 50 kVA :Pole Substation | 0.05 | --> | 0.05 | 0.043 | 3 |  | --> | 0.0475 | 0 | 0 | 0.051052 | 0 |  | --> | C23 ex NENAGH | Nenagh [T41,T42] | NENAGH |  | 52.8087 | -8.2304
MV/LV Substation ST***153X |  | 10 kV | _ | LV | 1000 kVA :Building Structure | 1 | --> | 1 | 0.5 | 1.7 |  | --> | 0.95 | 0 | 0 | 0.5 | 0 |  | --> | C22 ex SOUTH KING STREET | South King Street [T41,T42] | FRANCIS STREET |  | 53.3399 | -6.2621
MV/LV Substation ST***154X |  | 10 kV | _ | LV | 630 kVA :Building Structure | 0.63 | --> | 0.63 | 0.5 | 2.2 |  | --> | 0.5985 | 0 | 0 | 0.5 | 0 |  | --> | C12 ex KINGSBRIDGE | Kingsbridge [T41,T42] | INCHICORE 220KV |  | 53.3429 | -6.294
MV/LV Substation ST***154X |  | 10 kV | _ | LV | 630 kVA :Kiosk Substation | 0.63 | --> | 0.63 | 0.496 | 1.6 |  | --> | 0.5985 | 0 | 0.020007 | 0 | 0 | Constrained,otherwise capacity available =500kW. | --> | C16 ex BUNDORAN | Bundoran [T41,T42] | CATHALEENS FALL |  | 54.4863 | -8.2647
MV/LV Substation ST***156Y |  | 10 kV | _ | LV | 400 kVA :Kiosk Substation | 0.4 | --> | 0.4 | 0.22 | 4.6 |  | --> | 0.38 | 0 | 0.005928 | 0.42644 | 0 |  | --> | C26 ex CASTLEVIEW | Castleview [T101,T102] | CASTLEVIEW |  | 51.89 | -8.4002
MV/LV Substation ST***158X |  | 20 kV | _ | LV | 200 kVA :Kiosk Substation | 0.2 | --> | 0.2 | 0 | 0 | Constrained,otherwise capacity available =174kVA. | --> | 0.19 | 0 | 0.004446 | 0.20391 | 0 |  | --> | E17 ex INCH | Inch [T421,T422] | OUGHTRAGH |  | 52.2509 | -10.0223
MV/LV Substation ST***159Y |  | 10 kV | _ | LV | 630 kVA :Building Structure | 0.63 | --> | 0.63 | 0 | 0 | Constrained,otherwise capacity available =485kVA. | --> | 0.5985 | 0 | 0 | 0.5 | 0 |  | --> | C12 ex ROSCOMMON | Roscommon [T41,T42] | LANESBORO |  | 53.632 | -8.1913
MV/LV Substation ST***159Y |  | 10 kV | _ | LV | 400 kVA :Kiosk Substation | 0.4 | --> | 0.4 | 0.337 | 6 |  | --> | 0.38 | 0 | 0.01482 | 0.40945 | 0 |  | --> | C18 ex TRABEG | Trabeg [T101,T102] | TRABEG |  | 51.8766 | -8.4418
MV/LV Substation ST***159Z |  | 10 kV | _ | LV | 200 kVA :Kiosk Substation | 0.2 | --> | 0.2 | 0 | 0 | Constrained,otherwise capacity available =166kVA. | --> | 0.19 | 0 | 0.008151 | 0 | 0 | Constrained,otherwise capacity available =205.1kW. | --> | C15 ex PALLAS | Pallas [T41,T42] | PORTLAOISE |  | 53.0389 | -7.2903
MV/LV Substation ST***161 |  | 10 kV | _ | LV | 400 kVA :Kiosk Substation | 0.4 | --> | 0.4 | 0 | 0 | Constrained,otherwise capacity available =185kVA. | --> | 0.38 | 0 | 0.040755 | 0.43138 | 0 |  | --> | C16 ex TOGHER | Togher [T41,T42] | TRABEG |  | 51.8765 | -8.5191
MV/LV Substation ST***162X |  | 10 kV | _ | LV | 400 kVA :Kiosk Substation | 0.4 | --> | 0.4 | 0 | 0 | Constrained,otherwise capacity available =338kVA. | --> | 0.38 | 0 | 0.005187 | 0.40931 | 0 |  | --> | C15 ex RIVERSTOWN | Riverstown [T41,T42] | KILBARRY |  | 51.9307 | -8.3925
MV/LV Substation ST***163 |  | 10 kV | _ | LV | 400 kVA :Building Structure | 0.4 | --> | 0.4 | 0.385 | 5 |  | --> | 0.38 | 0 | 0 | 0.40227 | 0 |  | --> | C14 ex MCDONAGH | Mcdonagh [T41,T42] | KILKENNY |  | 52.6569 | -7.2348
MV/LV Substation ST***165 |  | 10 kV | _ | LV | 1000 kVA :Building Structure | 1 | --> | 1 | 0.5 | 14.2 |  | --> | 0.95 | 0 | 0 | 0.5 | 0 |  | --> | C11 ex COOKSTOWN | Cookstown [T101,T102] | CARRICKMINES |  | 53.2829 | -6.3761
MV/LV Substation ST***165 |  | 20 kV | _ | LV | 50 kVA :Pole Substation | 0.05 | --> | 0.05 | 0 | 0 | Constrained,otherwise capacity available =28kVA. | --> | 0.0475 | 0 | 0.037346 | 0.053235 | 0 |  | --> | E15 ex WHITECHURCH | Whitechurch [T421,T422] | KILBARRY |  | 51.9509 | -8.5525
MV/LV Substation ST***168 |  | 10 kV | _ | LV | 400 kVA :Kiosk Substation | 0.4 | --> | 0.4 | 0 | 0 | Constrained,otherwise capacity available =252kVA. | --> | 0.38 | 0 | 0.045942 | 0.42187 | 0 |  | --> | C18 ex MALAHIDE | Malahide [T41,T42] | GLASMORE |  | 53.4467 | -6.1552
MV/LV Substation ST***168Z |  | 10 kV | _ | LV | 200 kVA :Kiosk Substation | 0.2 | --> | 0.2 | 0 | 0 | Constrained,otherwise capacity available =175kVA. | --> | 0.19 | 0 | 0 | 0.20376 | 0 |  | --> | C18 ex MOUNTGORRY | Mountgorry [T41,T42] | GRANGE (DR) |  | 53.4529 | -6.2052
MV/LV Substation ST***169X |  | 10 kV | _ | LV | 400 kVA :Kiosk Substation | 0.4 | --> | 0.4 | 0.369 | 2.3 |  | --> | 0.38 | 0 | 0 | 0.40468 | 0 |  | --> | E17 ex MOY | Moy [T421,T422] | MOY |  | 54.1152 | -9.1631
MV/LV Substation ST***170 |  | 20 kV | _ | LV | 200 kVA :Pole Substation | 0.2 | --> | 0.2 | 0 | 0 | Constrained,otherwise capacity available =140kVA. | --> | 0.19 | 0 | 0.025194 | 0.20891 | 0 |  | --> | E15 ex JULIANSTOWN | Julianstown [T421,T422] | DRYBRIDGE |  | 53.6267 | -6.2698
MV/LV Substation ST***172 |  | 20 kV | _ | LV | 50 kVA :Pole Substation | 0.05 | --> | 0.05 | 0.027 | 3 |  | --> | 0.0475 | 0 | 0 | 0 | 0 | Constrained,otherwise capacity available =53.4kW. | --> | E14 ex MOVILLE | Moville [T421,T422] | TRILLICK |  | 55.1512 | -7.1578
MV/LV Substation ST***175Y |  | 10 kV | _ | LV | 400 kVA :Kiosk Substation | 0.4 | --> | 0.4 | 0 | 0 | Constrained,otherwise capacity available =293kVA. | --> | 0.38 | 0 | 0.005928 | 0 | 0 | Constrained,otherwise capacity available =415.9kW. | --> | C16 ex PORTARLINGTON | Portarlington [T41,T42] | PORTLAOISE |  | 53.1464 | -7.1835
MV/LV Substation ST***176 |  | 10 kV | _ | LV | 400 kVA :Kiosk Substation | 0.4 | --> | 0.4 | 0 | 0 | Constrained,otherwise capacity available =291kVA. | --> | 0.38 | 0 | 0.019266 | 0.41622 | 0 |  | --> | C12 ex LEIXLIP | Leixlip [T41,T42] | GRIFFINRATH |  | 53.3675 | -6.4832
MV/LV Substation ST***176 |  | 10 kV | _ | LV | 630 kVA :Kiosk Substation | 0.63 | --> | 0.63 | 0.44 | 3 |  | --> | 0.5985 | 0 | 0.067431 | 0.5 | 0 |  | --> | C11 ex GREENHILLS | Greenhills [T42] | INCHICORE 220KV |  | 53.3131 | -6.3323
MV/LV Substation ST***176X |  | 10 kV | _ | LV | 400 kVA :Kiosk Substation | 0.4 | --> | 0.4 | 0 | 0 | Constrained,otherwise capacity available =278kVA. | --> | 0.38 | 0 | 0.003705 | 0.41811 | 0 |  | --> | C14 ex CLONDALKIN | Clondalkin [T41,T42,T44] | INCHICORE 220KV |  | 53.3394 | -6.405
MV/LV Substation ST***176Z |  | 10 kV | _ | LV | 1000 kVA :Building Structure | 1 | --> | 1 | 0 | 0 | Constrained,otherwise capacity available =500kVA. | --> | 0.95 | 0 | 0 | 0.5 | 0 |  | --> | C26 ex BALLYCOOLIN | Ballycoolin [T41,T42,T43] | FINGLAS |  | 53.4061 | -6.3725
MV/LV Substation ST***177 |  | 10 kV | _ | LV | 630 kVA :Building Structure | 0.63 | --> | 0.63 | 0 | 0 | Constrained,otherwise capacity available =500kVA. | --> | 0.5985 | 0 | 0 | 0.5 | 0 |  | --> | C12 ex GRANGE (SR) | Grange (sr) [T41,T42] | BUTLERSTOWN |  | 52.2394 | -7.118
MV/LV Substation ST***177X |  | 10 kV | _ | LV | 400 kVA :Kiosk Substation | 0.4 | --> | 0.4 | 0 | 0 | Constrained,otherwise capacity available =176kVA. | --> | 0.38 | 0 | 0.026676 | 0.43264 | 0 |  | --> | C14 ex CLONDALKIN | Clondalkin [T41,T42,T44] | INCHICORE 220KV |  | 53.3393 | -6.402
MV/LV Substation ST***177X |  | 10 kV | _ | LV | 630 kVA :Kiosk Substation | 0.63 | --> | 0.63 | 0 | 0 | Constrained,otherwise capacity available =419kVA. | --> | 0.5985 | 0 | 0.008151 | 0.5 | 0 |  | --> | C14 ex CRANMORE | Cranmore [T41,T42] | SLIGO |  | 54.2666 | -8.4703
MV/LV Substation ST***178 |  | 10 kV | _ | LV | 400 kVA :Kiosk Substation | 0.4 | --> | 0.4 | 0 | 0 | Constrained,otherwise capacity available =250kVA. | --> | 0.38 | 0 | 0.031122 | 0.42216 | 0 |  | --> | C11 ex HOWTH JUNCTION | Howth Junction [T41,T42] | GRANGE (DR) |  | 53.3811 | -6.1657
MV/LV Substation ST***182Z |  | 10 kV | _ | LV | 200 kVA :Pole Substation | 0.2 | --> | 0.2 | 0 | 0 | Constrained,otherwise capacity available =182kVA. | --> | 0.19 | 0 | 0 | 0.20271 | 0 |  | --> | C20 ex KILDARE | Kildare [T41,T42] | NEWBRIDGE |  | 53.169 | -6.8417
MV/LV Substation ST***183 |  | 20 kV | _ | LV | 100 kVA :Pole Substation | 0.1 | --> | 0.1 | 0 | 0 | Constrained,otherwise capacity available =94kVA. | --> | 0.095 | 0 | 0 | 0.10091 | 0 |  | --> | E11 ex KILCARRAGH | Kilcarragh [T421,T422] | BUTLERSTOWN |  | 52.2008 | -6.9797
MV/LV Substation ST***184X |  | 10 kV | _ | LV | 400 kVA :Kiosk Substation | 0.4 | --> | 0.4 | 0 | 0 | Constrained,otherwise capacity available =305kVA. | --> | 0.38 | 0 | 0.021489 | 0.41417 | 0 |  | --> | C14 ex SWORDS | Swords [T41,T42] | GLASMORE |  | 53.46 | -6.2398
MV/LV Substation ST***185 |  | 10 kV | _ | LV | 630 kVA :Building Structure | 0.63 | --> | 0.63 | 0.5 | 1.5 |  | --> | 0.5985 | 0 | 0.00741 | 0.5 | 0 |  | --> | C11 ex MONKSTOWN | Monkstown [T41,T42] | BLACKROCK |  | 53.2862 | -6.1922
MV/LV Substation ST***185Y |  | 10 kV | _ | LV | 50 kVA :Pole Substation | 0.05 | --> | 0.05 | 0 | 0 | Constrained,otherwise capacity available =49kVA. | --> | 0.0475 | 0 | 0 | 0 | 0 | Constrained,otherwise capacity available =50.2kW. | --> | C11 ex RATHDRUM | Rathdrum [T42] | ARKLOW |  | 52.9496 | -6.2243
MV/LV Substation ST***187Y |  | 20 kV | _ | LV | 200 kVA :Pole Substation | 0.2 | --> | 0.2 | 0 | 0 | Constrained,otherwise capacity available =169kVA. | --> | 0.19 | 0 | 0 | 0.20465 | 0 |  | --> | E17 ex CREAGH | Creagh [T421,T422] | ATHLONE |  | 53.287 | -8.24
MV/LV Substation ST***188X |  | 10 kV | _ | LV | 200 kVA :Building Structure | 0.2 | --> | 0.2 | 0 | 0 | Constrained,otherwise capacity available =172kVA. | --> | 0.19 | 0 | 0 | 0.20421 | 0 |  | --> | C17 ex PALMERSTOWN | Palmerstown [T41,T42] | FINGLAS |  | 53.339 | -6.3857
MV/LV Substation ST***190 |  | 10 kV | _ | LV | 200 kVA :Pole Substation | 0.2 | --> | 0.2 | 0 | 0 | Constrained,otherwise capacity available =172kVA. | --> | 0.19 | 0 | 0.002964 | 0.20421 | 0 |  | --> | C16 ex ENNISTYMON | Ennistymon [T41,T42] | ENNIS |  | 52.9352 | -9.3408
MV/LV Substation ST***191 |  | 10 kV | _ | LV | 400 kVA :Kiosk Substation | 0.4 | --> | 0.4 | 0.239 | 3 |  | --> | 0.38 | 0 | 0.017043 | 0.42374 | 0 |  | --> | C18 ex GREENHILLS | Greenhills [T42] | INCHICORE 220KV |  | 53.3114 | -6.3359
MV/LV Substation ST***193 |  | 10 kV | _ | LV | 100 kVA :Pole Substation | 0.1 | --> | 0.1 | 0.07 | 2.7 |  | --> | 0.095 | 0 | 0 | 0.10446 | 0 |  | --> | C12 ex MONFIN | Monfin [T41,T42] | WEXFORD |  | 52.4939 | -6.5743
MV/LV Substation ST***194X |  | 10 kV | _ | LV | 400 kVA :Kiosk Substation | 0.4 | --> | 0.4 | 0 | 0 | Constrained,otherwise capacity available =293kVA. | --> | 0.38 | 0 | 0.006669 | 0.41593 | 0 |  | --> | C11 ex LIFFEY VALLEY | Liffey Valley [T41,T42] | INCHICORE 220KV |  | 53.3439 | -6.4007
MV/LV Substation ST***196 |  | 10 kV | _ | LV | 200 kVA :Building Structure | 0.2 | --> | 0.2 | 0.115 | 13.2 |  | --> | 0.19 | 0 | 0.006669 | 0.21251 | 0 |  | --> | C22 ex ARTANE | Artane [T101,T102] | FINGLAS |  | 53.39 | -6.2178
MV/LV Substation ST***196X |  | 10 kV | _ | LV | 200 kVA :Kiosk Substation | 0.2 | --> | 0.2 | 0 | 0 | Constrained,otherwise capacity available =139kVA. | --> | 0.19 | 0 | 0.01482 | 0.20906 | 0 |  | --> | C19 ex SUTTON | Sutton [T41,T42] | GRANGE (DR) |  | 53.3758 | -6.0984
MV/LV Substation ST***197Y |  | 10 kV | _ | LV | 400 kVA :Kiosk Substation | 0.4 | --> | 0.4 | 0 | 0 | Constrained,otherwise capacity available =400kVA. | --> | 0.38 | 0 | 0.12226 | 0 | 0 | Constrained,otherwise capacity available =400kW. | --> | C19 ex ROSCREA | Roscrea [T41,T42] | IKERRIN |  | 52.9476 | -7.8089
MV/LV Substation ST***200X |  | 10 kV | _ | LV | 200 kVA :Kiosk Substation | 0.2 | --> | 0.2 | 0.179 | 13.2 |  | --> | 0.19 | 0 | 0.003705 | 0.20316 | 0 |  | --> | C28 ex ARTANE | Artane [T101,T102] | FINGLAS |  | 53.3788 | -6.2059
MV/LV Substation ST***201X |  | 10 kV | _ | LV | 400 kVA :Kiosk Substation | 0.4 | --> | 0.4 | 0 | 0 | Constrained,otherwise capacity available =194kVA. | --> | 0.38 | 0 | 0.005928 | 0.43012 | 0 |  | --> | C11 ex LIFFEY VALLEY | Liffey Valley [T41,T42] | INCHICORE 220KV |  | 53.3453 | -6.4003
MV/LV Substation ST***201X |  | 10 kV | _ | LV | 1000 kVA :Building Structure | 1 | --> | 1 | 0 | 0 | Constrained,otherwise capacity available =500kVA. | --> | 0.95 | 0 | 0 | 0.5 | 0 |  | --> | C17 ex BELFIELD | Belfield [T41,T42] | BLACKROCK |  | 53.3128 | -6.204
MV/LV Substation ST***202 |  | 10 kV | _ | LV | 630 kVA :Building Structure | 0.63 | --> | 0.63 | 0.27 | 1.9 |  | --> | 0.5985 | 0 | 0.050388 | 0.5 | 0 |  | --> | C17 ex FAIRVIEW | Fairview [T41] | MCDERMOTT |  | 53.3648 | -6.2158
MV/LV Substation ST***202Z |  | 10 kV | _ | LV | 400 kVA :Kiosk Substation | 0.4 | --> | 0.4 | 0 | 0 | Constrained,otherwise capacity available =282kVA. | --> | 0.38 | 0 | 0.027417 | 0.41753 | 0 |  | --> | C24 ex CELBRIDGE | Celbridge [T41,T42] | GRIFFINRATH |  | 53.3365 | -6.5321
MV/LV Substation ST***204 |  | 10 kV | _ | LV | 400 kVA :Building Structure | 0.4 | --> | 0.4 | 0 | 0 | Constrained,otherwise capacity available =306kVA. | --> | 0.38 | 0 | 0 | 0.41403 | 0 |  | --> | C17 ex RATHMULLAN | Rathmullan [T41,T42] | DRYBRIDGE |  | 53.7136 | -6.3792
MV/LV Substation ST***204X |  | 10 kV | _ | LV | 400 kVA :Kiosk Substation | 0.4 | --> | 0.4 | 0 | 0 | Constrained,otherwise capacity available =317kVA. | --> | 0.38 | 0 | 0.002964 | 0.41241 | 0 |  | --> | C14 ex SWORDS | Swords [T41,T42] | GLASMORE |  | 53.4618 | -6.2391
MV/LV Substation ST***204Z |  | 10 kV | _ | LV | 400 kVA :Kiosk Substation | 0.4 | --> | 0.4 | 0 | 0 | Constrained,otherwise capacity available =316kVA. | --> | 0.38 | 0 | 0 | 0.41256 | 0 |  | --> | C24 ex CELBRIDGE | Celbridge [T41,T42] | GRIFFINRATH |  | 53.3379 | -6.5314
MV/LV Substation ST***207Z |  | 10 kV | _ | LV | 400 kVA :Kiosk Substation | 0.4 | --> | 0.4 | 0 | 0 | Constrained,otherwise capacity available =371kVA. | --> | 0.38 | 0 | 0.010374 | 0.40438 | 0 |  | --> | C18 ex CELBRIDGE | Celbridge [T41,T42] | GRIFFINRATH |  | 53.3347 | -6.5311
MV/LV Substation ST***209Z |  | 10 kV | _ | LV | 400 kVA :Kiosk Substation | 0.4 | --> | 0.4 | 0.318 | 1.5 |  | --> | 0.38 | 0 | 0 | 0.41226 | 0 |  | --> | C11 ex SMEARLA | Smearla [T41,T42] | TRIEN |  | 52.4498 | -9.4712
MV/LV Substation ST***210 |  | 20 kV | _ | LV | 50 kVA :Pole Substation | 0.05 | --> | 0.05 | 0 | 0 | Constrained,otherwise capacity available =50kVA. | --> | 0.0475 | 0 | 0 | 0.05 | 0 |  | --> | E11 ex BEALNABLATH | Bealnablath [T421] | BANDON |  | 51.8456 | -8.7715
MV/LV Substation ST***210Z |  | 10 kV | _ | LV | 200 kVA :Kiosk Substation | 0.2 | --> | 0.2 | 0.191 | 1.8 |  | --> | 0.19 | 0 | 0 | 0.20136 | 0 |  | --> | C17 ex CAHERDAVIN | Caherdavin [T41,T42] | ARDNACRUSHA |  | 52.6669 | -8.6339
MV/LV Substation ST***211X |  | 10 kV | _ | LV | 100 kVA :Pole Substation | 0.1 | --> | 0.1 | 0 | 0 | Constrained,otherwise capacity available =99kVA. | --> | 0.095 | 0 | 0.004446 | 0.10015 | 0 |  | --> | C12 ex CRANMORE | Cranmore [T41,T42] | SLIGO |  | 54.238 | -8.4623
MV/LV Substation ST***211Y |  | 10 kV | _ | LV | 100 kVA :Pole Substation | 0.1 | --> | 0.1 | 0 | 0 | Constrained,otherwise capacity available =70kVA. | --> | 0.095 | 0 | 0 | 0.10446 | 0 |  | --> | C16 ex LEIXLIP | Leixlip [T41,T42] | GRIFFINRATH |  | 53.3355 | -6.5
MV/LV Substation ST***212 |  | 20 kV | _ | LV | 100 kVA :Pole Substation | 0.1 | --> | 0.1 | 0 | 0 | Constrained,otherwise capacity available =53kVA. | --> | 0.095 | 0 | 0.003705 | 0 | 0 | Constrained,otherwise capacity available =106.9kW. | --> | E16 ex KILMACTHOMAS | Kilmacthomas [T421,T422] | DUNGARVAN |  | 52.1321 | -7.4611
MV/LV Substation ST***212X |  | 20 kV | _ | LV | 200 kVA :Pole Substation | 0.2 | --> | 0.2 | 0 | 0 | Constrained,otherwise capacity available =116kVA. | --> | 0.19 | 0 | 0 | 0.21237 | 0 |  | --> | E11 ex BALLYHALE | Ballyhale [T42,T421] | KILKENNY |  | 52.5365 | -7.2262
MV/LV Substation ST***212Z |  | 20 kV | _ | LV | 200 kVA :Pole Substation | 0.2 | --> | 0.2 | 0 | 0 | Constrained,otherwise capacity available =164kVA. | --> | 0.19 | 0 | 0.02223 | 0.20539 | 0 |  | --> | E15 ex JULIANSTOWN | Julianstown [T421,T422] | DRYBRIDGE |  | 53.6219 | -6.2709
MV/LV Substation ST***214Z |  | 20 kV | _ | LV | 630 kVA :Kiosk Substation | 0.63 | --> | 0.63 | 0.5 | 1.4 |  | --> | 0.5985 | 0 | 0.011115 | 0.5 | 0 |  | --> | E12 ex KILLINICK | Killinick [T421,T422] | WEXFORD |  | 52.2354 | -6.3298
MV/LV Substation ST***216X |  | 10 kV | _ | LV | 25 kVA :Pole Substation | 0.025 | --> | 0.025 | 0.02 | 1.1 |  | --> | 0.02375 | 0 | 0 | 0.025748 | 0 |  | --> | C16 ex GILLOGUE | Gillogue [T41,T42] | ARDNACRUSHA |  | 52.7057 | -8.6218
MV/LV Substation ST***217 |  | 10 kV | _ | LV | 400 kVA :Building Structure | 0.4 | --> | 0.4 | 0.268 | 2.8 |  | --> | 0.38 | 0 | 0.03705 | 0.41956 | 0 |  | --> | C17 ex MOUNT MERRION | Mount Merrion [T41,T42] | CARRICKMINES |  | 53.2926 | -6.1959
MV/LV Substation ST***217X |  | 10 kV | _ | LV | 50 kVA :Pole Substation | 0.05 | --> | 0.05 | 0.035 | 1.1 |  | --> | 0.0475 | 0 | 0 | 0.052228 | 0 |  | --> | C17 ex GILLOGUE | Gillogue [T41,T42] | ARDNACRUSHA |  | 52.7076 | -8.6192
MV/LV Substation ST***218 |  | 20 kV | _ | LV | 50 kVA :Pole Substation | 0.05 | --> | 0.05 | 0.04 | 1.1 |  | --> | 0.0475 | 0 | 0.38903 | 0 | 0 | Constrained,otherwise capacity available =51.5kW. | --> | C16 ex NEWCASTLEWEST | Newcastlewest [T41,T42] | RATHKEALE |  | 52.5427 | -9.0772
MV/LV Substation ST***219Z |  | 20 kV | _ | LV | 50 kVA :Pole Substation | 0.05 | --> | 0.05 | 0 | 0 | Constrained,otherwise capacity available =47kVA. | --> | 0.0475 | 0 | 0 | 0.050453 | 0 |  | --> | E19 ex SLANE | Slane [T421] | DRYBRIDGE |  | 53.7016 | -6.6256
MV/LV Substation ST***221Z |  | 10 kV | _ | LV | 50 kVA :Pole Substation | 0.05 | --> | 0.05 | 0 | 0 | Constrained,otherwise capacity available =50kVA. | --> | 0.0475 | 0 | 0 | 0.05 | 0 |  | --> | C30 ex ACADEMY STREET | Academy Street [T421,T422,T44] | NAVAN |  | 53.6487 | -6.674
MV/LV Substation ST***222 |  | 10 kV | _ | LV | 400 kVA :Kiosk Substation | 0.4 | --> | 0.4 | 0 | 0 | Constrained,otherwise capacity available =357kVA. | --> | 0.38 | 0 | 0 | 0.40648 | 0 |  | --> | C22 ex TYMON | Tymon [T41,T42] | COOKSTOWN |  | 53.2951 | -6.3448
MV/LV Substation ST***222X |  | 10 kV | _ | LV | 400 kVA :Kiosk Substation | 0.4 | --> | 0.4 | 0 | 0 | Constrained,otherwise capacity available =221kVA. | --> | 0.38 | 0 | 0.015561 | 0.4263 | 0 |  | --> | C11 ex LIFFEY VALLEY | Liffey Valley [T41,T42] | INCHICORE 220KV |  | 53.3467 | -6.4014
MV/LV Substation ST***224X |  | 10 kV | _ | LV | 400 kVA :Kiosk Substation | 0.4 | --> | 0.4 | 0.282 | 3.5 |  | --> | 0.38 | 0 | 0.009633 | 0.41753 | 0 |  | --> | C19 ex TRIMMS LANE | Trimms Lane [T41,T42] | SALTHILL |  | 53.2702 | -9.0671
MV/LV Substation ST***227Z |  | 10 kV | _ | LV | 400 kVA :Building Structure | 0.4 | --> | 0.4 | 0 | 0 | Constrained,otherwise capacity available =370kVA. | --> | 0.38 | 0 | 0 | 0.40453 | 0 |  | --> | C11 ex HOWTH JUNCTION | Howth Junction [T41,T42] | GRANGE (DR) |  | 53.3749 | -6.1369
MV/LV Substation ST***228 |  | 10 kV | _ | LV | 400 kVA :Kiosk Substation | 0.4 | --> | 0.4 | 0.312 | 11.9 |  | --> | 0.38 | 0 | 0.008892 | 0.41315 | 0 |  | --> | C36 ex SALTHILL | Salthill [T101,T102] | SALTHILL |  | 53.2841 | -9.0667
MV/LV Substation ST***229 |  | 10 kV | _ | LV | 400 kVA :Building Structure | 0.4 | --> | 0.4 | 0 | 0 | Constrained,otherwise capacity available =400kVA. | --> | 0.38 | 0 | 0 | 0.4 | 0 |  | --> | C13 ex GARRYOWEN | Garryowen [T41,T42] | LIMERICK |  | 52.6571 | -8.6141
MV/LV Substation ST***229 |  | 10 kV | _ | LV | 630 kVA :Building Structure | 0.63 | --> | 0.63 | 0.5 | 4.6 |  | --> | 0.5985 | 0 | 0.002223 | 0.5 | 0 |  | --> | C19 ex DUN LAOGHAIRE | Dun Laoghaire [T41,T42] | BLACKROCK |  | 53.2943 | -6.1384
MV/LV Substation ST***229X |  | 10 kV | _ | LV | 400 kVA :Building Structure | 0.4 | --> | 0.4 | 0.292 | 6 |  | --> | 0.38 | 0 | 0 | 0.40886 | 0 |  | --> | C26 ex PELLETSTOWN | Pelletstown [T101,T102] | FINGLAS |  | 53.3954 | -6.3549
MV/LV Substation ST***231Y |  | 10 kV | _ | LV | 400 kVA :Kiosk Substation | 0.4 | --> | 0.4 | 0 | 0 | Constrained,otherwise capacity available =349kVA. | --> | 0.38 | 0 | 0.011115 | 0.40767 | 0 |  | --> | C17 ex BISHOPSTOWN | Bishopstown [T41,T42] | KILBARRY |  | 51.8895 | -8.5657
MV/LV Substation ST***232 |  | 10 kV | _ | LV | 400 kVA :Building Structure | 0.4 | --> | 0.4 | 0.398 | 2.2 |  | --> | 0.38 | 0 | 0 | 0.4003 | 0 |  | --> | C11 ex KINGSBRIDGE | Kingsbridge [T41,T42] | INCHICORE 220KV |  | 53.3454 | -6.2929
MV/LV Substation ST***233X |  | 20 kV | _ | LV | 400 kVA :Kiosk Substation | 0.4 | --> | 0.4 | 0.355 | 1.4 |  | --> | 0.38 | 0 | 0.003705 | 0.40677 | 0 |  | --> | E20 ex KILLINICK | Killinick [T421,T422] | WEXFORD |  | 52.2301 | -6.553
MV/LV Substation ST***234 |  | 10 kV | _ | LV | 50 kVA :Pole Substation | 0.05 | --> | 0.05 | 0 | 0 | Constrained,otherwise capacity available =47kVA. | --> | 0.0475 | 0 | 0 | 0.050453 | 0 |  | --> | C12 ex KILMEADEN | Kilmeaden [T42] | BUTLERSTOWN |  | 52.2535 | -7.2499
MV/LV Substation ST***235 |  | 20 kV | _ | LV | 50 kVA :Pole Substation | 0.05 | --> | 0.05 | 0.042 | 3 |  | --> | 0.0475 | 0 | 0 | 0 | 0 | Constrained,otherwise capacity available =51.2kW. | --> | E12 ex MOVILLE | Moville [T421,T422] | TRILLICK |  | 55.203 | -6.9911
MV/LV Substation ST***236X |  | 10 kV | _ | LV | 100 kVA :Pole Substation | 0.1 | --> | 0.1 | 0 | 0 | Constrained,otherwise capacity available =64kVA. | --> | 0.095 | 0 | 0.002223 | 0.10532 | 0 |  | --> | C15 ex MALAHIDE | Malahide [T41,T42] | GLASMORE |  | 53.4203 | -6.1425
MV/LV Substation ST***236X |  | 10 kV | _ | LV | 630 kVA :Kiosk Substation | 0.63 | --> | 0.63 | 0.5 | 5.3 |  | --> | 0.5985 | 0 | 0 | 0.5 | 0 |  | --> | C11 ex BALLYTIVNAN | Ballytivnan [T41,T42] | SLIGO |  | 54.2776 | -8.4601
MV/LV Substation ST***236X |  | 10 kV | _ | LV | 400 kVA :Kiosk Substation | 0.4 | --> | 0.4 | 0.202 | 6 |  | --> | 0.38 | 0 | 0.076323 | 0.42899 | 0 |  | --> | C26 ex PELLETSTOWN | Pelletstown [T101,T102] | FINGLAS |  | 53.3731 | -6.3566
MV/LV Substation ST***236X |  | 20 kV | _ | LV | 200 kVA :Kiosk Substation | 0.2 | --> | 0.2 | 0.137 | 1.3 |  | --> | 0.19 | 0 | 0.008151 | 0.20935 | 0 |  | --> | E23 ex ATHBOY | Athboy [T423] | NAVAN |  | 53.5323 | -6.959
MV/LV Substation ST***237 |  | 10 kV | _ | LV | 200 kVA :Pole Substation | 0.2 | --> | 0.2 | 0 | 0 | Constrained,otherwise capacity available =147kVA. | --> | 0.19 | 0 | 0.020748 | 0.20789 | 0 |  | --> | C23 ex SWORDS | Swords [T41,T42] | GLASMORE |  | 53.4563 | -6.2242
MV/LV Substation ST***237 |  | 20 kV | _ | LV | 100 kVA :Pole Substation | 0.1 | --> | 0.1 | 0.078 | 1.8 |  | --> | 0.095 | 0 | 0.003705 | 0.10329 | 0 |  | --> | E18 ex BIRDHILL | Birdhill [T421,T422] | ARDNACRUSHA |  | 52.7036 | -8.4969
MV/LV Substation ST***237X |  | 10 kV | _ | LV | 200 kVA :Kiosk Substation | 0.2 | --> | 0.2 | 0 | 0 | Constrained,otherwise capacity available =85kVA. | --> | 0.19 | 0 | 0.014079 | 0.21674 | 0 |  | --> | C19 ex CLONDALKIN | Clondalkin [T41,T42,T44] | INCHICORE 220KV |  | 53.3149 | -6.4045
MV/LV Substation ST***237X |  | 10 kV | _ | LV | 630 kVA :Kiosk Substation | 0.63 | --> | 0.63 | 0.5 | 5.3 |  | --> | 0.5985 | 0 | 0 | 0.5 | 0 |  | --> | C11 ex BALLYTIVNAN | Ballytivnan [T41,T42] | SLIGO |  | 54.2766 | -8.4595
MV/LV Substation ST***238 |  | 10 kV | _ | LV | 100 kVA :Pole Substation | 0.1 | --> | 0.1 | 0 | 0 | Constrained,otherwise capacity available =85kVA. | --> | 0.095 | 0 | 0 | 0.10225 | 0 |  | --> | C11 ex GRAIGUENAMANAGH | Graiguenamanagh [T41,T42] | KILKENNY |  | 52.4878 | -6.9295
MV/LV Substation ST***238 |  | 10 kV | _ | LV | 400 kVA :Kiosk Substation | 0.4 | --> | 0.4 | 0 | 0 | Constrained,otherwise capacity available =332kVA. | --> | 0.38 | 0 | 0.009633 | 0.4102 | 0 |  | --> | C20 ex SUTTON | Sutton [T41,T42] | GRANGE (DR) |  | 53.3756 | -6.0903
MV/LV Substation ST***240 |  | 10 kV | _ | LV | 200 kVA :Pole Substation | 0.2 | --> | 0.2 | 0.167 | 1.4 |  | --> | 0.19 | 0 | 0.002964 | 0.20495 | 0 |  | --> | C14 ex RINEANNA | Rineanna [T41,T42] | DRUMLINE |  | 52.7178 | -8.9109
MV/LV Substation ST***241 |  | 10 kV | _ | LV | 630 kVA :Kiosk Substation | 0.63 | --> | 0.63 | 0.5 | 0.8 |  | --> | 0.5985 | 0 | 0.005928 | 0.5 | 0 |  | --> | C20 ex DONNYBROOK | Donnybrook [T41,T42] | MILLTOWN (DR) |  | 53.3206 | -6.2309
MV/LV Substation ST***242 |  | 10 kV | _ | LV | 200 kVA :Pole Substation | 0.2 | --> | 0.2 | 0.174 | 1 |  | --> | 0.19 | 0 | 0 | 0 | 0 | Constrained,otherwise capacity available =203.9kW. | --> | C11 ex BOYLE | Boyle [T41,T42] | CARRICK ON SHANNON |  | 53.9685 | -8.2986
MV/LV Substation ST***244X |  | 20 kV | _ | LV | 50 kVA :Pole Substation | 0.05 | --> | 0.05 | 0.05 | 1.4 |  | --> | 0.0475 | 0 | 0 | 0.05 | 0 |  | --> | E12 ex KILLINICK | Killinick [T421,T422] | WEXFORD |  | 52.2463 | -6.3539
MV/LV Substation ST***245Z |  | 10 kV | _ | LV | 400 kVA :Building Structure | 0.4 | --> | 0.4 | 0 | 0 | Constrained,otherwise capacity available =349kVA. | --> | 0.38 | 0 | 0 | 0.40767 | 0 |  | --> | C20 ex POPPINTREE | Poppintree [T101,T102] | FINGLAS |  | 53.3993 | -6.2629
MV/LV Substation ST***247X |  | 10 kV | _ | LV | 50 kVA :Pole Substation | 0.05 | --> | 0.05 | 0 | 0 | Constrained,otherwise capacity available =26kVA. | --> | 0.0475 | 0 | 0 | 0.053518 | 0 |  | --> | C12 ex CASTLEKNOCK | Castleknock [T41,T42] | FINGLAS |  | 53.3626 | -6.3862
MV/LV Substation ST***248Z |  | 10 kV | _ | LV | 200 kVA :Kiosk Substation | 0.2 | --> | 0.2 | 0 | 0 | Constrained,otherwise capacity available =155kVA. | --> | 0.19 | 0 | 0 | 0.20672 | 0 |  | --> | C19 ex MALAHIDE | Malahide [T41,T42] | GLASMORE |  | 53.4523 | -6.1561
MV/LV Substation ST***250X |  | 20 kV | _ | LV | 200 kVA :Kiosk Substation | 0.2 | --> | 0.2 | 0.181 | 1.6 |  | --> | 0.19 | 0 | 0 | 0 | 0 | Constrained,otherwise capacity available =202.9kW. | --> | E17 ex BELMULLET | Belmullet [T421] | BELLACORICK |  | 54.237 | -9.996
MV/LV Substation ST***251X |  | 10 kV | _ | LV | 1000 kVA :Building Structure | 1 | --> | 1 | 0.5 | 4 |  | --> | 0.95 | 0 | 0 | 0.5 | 0 |  | --> | C28 ex WOLFE TONE STREET | Wolfe Tone Street [T101,T102] | FINGLAS |  | 53.3469 | -6.2654
MV/LV Substation ST***254 |  | 10 kV | _ | LV | 400 kVA :Kiosk Substation | 0.4 | --> | 0.4 | 0.259 | 3 |  | --> | 0.38 | 0 | 0.013338 | 0.42086 | 0 |  | --> | C20 ex GREENHILLS | Greenhills [T42] | INCHICORE 220KV |  | 53.3085 | -6.3392
MV/LV Substation ST***256Z |  | 10 kV | _ | LV | 50 kVA :Pole Substation | 0.05 | --> | 0.05 | 0 | 0 | Constrained,otherwise capacity available =50kVA. | --> | 0.0475 | 0 | 0 | 0.05 | 0 |  | --> | C13 ex MORNINGTON ROAD | Mornington Road [T41,T42] | DRYBRIDGE |  | 53.7171 | -6.3189
MV/LV Substation ST***257X |  | 10 kV | _ | LV | 400 kVA :Kiosk Substation | 0.4 | --> | 0.4 | 0 | 0 | Constrained,otherwise capacity available =307kVA. | --> | 0.38 | 0 | 0.010374 | 0.41388 | 0 |  | --> | C15 ex MOUNTGORRY | Mountgorry [T41,T42] | GRANGE (DR) |  | 53.4587 | -6.2179
MV/LV Substation ST***257Y |  | 10 kV | _ | LV | 200 kVA :Kiosk Substation | 0.2 | --> | 0.2 | 0.161 | 0.3 |  | --> | 0.19 | 0 | 0.017784 | 0.20584 | 0 |  | --> | C18 ex BALLYMOTE | Ballymote [T41] | SLIGO |  | 54.0932 | -8.5206
MV/LV Substation ST***260 |  | 10 kV | _ | LV | 1000 kVA :Building Structure | 1 | --> | 1 | 0.5 | 1.7 |  | --> | 0.95 | 0 | 0 | 0.5 | 0 |  | --> | C20 ex SOUTH KING STREET | South King Street [T41,T42] | FRANCIS STREET |  | 53.3395 | -6.2596
MV/LV Substation ST***262 |  | 10 kV | _ | LV | 400 kVA :Building Structure | 0.4 | --> | 0.4 | 0 | 0 | Constrained,otherwise capacity available =297kVA. | --> | 0.38 | 0 | 0.056316 | 0.41535 | 0 |  | --> | C19 ex SUTTON | Sutton [T41,T42] | GRANGE (DR) |  | 53.3768 | -6.0956
MV/LV Substation ST***262Z |  | 10 kV | _ | LV | 400 kVA :Kiosk Substation | 0.4 | --> | 0.4 | 0 | 0 | Constrained,otherwise capacity available =338kVA. | --> | 0.38 | 0 | 0.00741 | 0.40931 | 0 |  | --> | C22 ex MACETOWN | Macetown [T101,T102] | MACETOWN |  | 53.3933 | -6.4326
MV/LV Substation ST***263 |  | 10 kV | _ | LV | 400 kVA :Building Structure | 0.4 | --> | 0.4 | 0.15247 | 0.2 | Constrained,otherwise capacity available =287kVA. | --> | 0.38 | 0 | 0 | 0.41681 | 0 |  | --> | C18 ex SANDYFORD | Sandyford [T41,T42] | CARRICKMINES |  | 53.2748 | -6.2145
MV/LV Substation ST***263 |  | 10 kV | _ | LV | 400 kVA :Kiosk Substation | 0.4 | --> | 0.4 | 0 | 0 | Constrained,otherwise capacity available =291kVA. | --> | 0.38 | 0 | 0.028899 | 0.41622 | 0 |  | --> | C19 ex SUTTON | Sutton [T41,T42] | GRANGE (DR) |  | 53.3775 | -6.101
MV/LV Substation ST***263 |  | 10 kV | _ | LV | 200 kVA :Kiosk Substation | 0.2 | --> | 0.2 | 0.147 | 1 |  | --> | 0.19 | 0 | 0.035568 | 0 | 0 | Constrained,otherwise capacity available =207.9kW. | --> | C15 ex BOYLE | Boyle [T41,T42] | CARRICK ON SHANNON |  | 53.9704 | -8.2938
MV/LV Substation ST***263Z |  | 10 kV | _ | LV | 50 kVA :Pole Substation | 0.05 | --> | 0.05 | 0 | 0 | Constrained,otherwise capacity available =40kVA. | --> | 0.0475 | 0 | 0 | 0.051496 | 0 |  | --> | C19 ex CELBRIDGE | Celbridge [T41,T42] | GRIFFINRATH |  | 53.3194 | -6.6069
MV/LV Substation ST***264Z |  | 10 kV | _ | LV | 400 kVA :Kiosk Substation | 0.4 | --> | 0.4 | 0 | 0 | Constrained,otherwise capacity available =347kVA. | --> | 0.38 | 0 | 0 | 0.40797 | 0 |  | --> | C22 ex MACETOWN | Macetown [T101,T102] | MACETOWN |  | 53.3926 | -6.4322
MV/LV Substation ST***265 |  | 10 kV | _ | LV | 200 kVA :Kiosk Substation | 0.2 | --> | 0.2 | 0 | 0 | Constrained,otherwise capacity available =180kVA. | --> | 0.19 | 0 | 0 | 0.20301 | 0 |  | --> | C20 ex GARRYOWEN | Garryowen [T41,T42] | LIMERICK |  | 52.6464 | -8.5992
MV/LV Substation ST***268Y |  | 20 kV | _ | LV | 100 kVA :Pole Substation | 0.1 | --> | 0.1 | 0 | 0 | Constrained,otherwise capacity available =60kVA. | --> | 0.095 | 0 | 0 | 0.1059 | 0 |  | --> | C11 ex KILDARE | Kildare [T41,T42] | NEWBRIDGE |  | 53.1443 | -7.0628
MV/LV Substation ST***270Z |  | 20 kV | _ | LV | 400 kVA :Kiosk Substation | 0.4 | --> | 0.4 | 0 | 0 | Constrained,otherwise capacity available =238kVA. | --> | 0.38 | 0 | 0.03705 | 0.42388 | 0 |  | --> | C11 ex LOUGHSHINNY | Loughshinny [T41,T42] | GLASMORE |  | 53.5277 | -6.1626
MV/LV Substation ST***271Y |  | 10 kV | _ | LV | 200 kVA :Pole Substation | 0.2 | --> | 0.2 | 0 | 0 | Constrained,otherwise capacity available =165kVA. | --> | 0.19 | 0 | 0 | 0 | 0 | Constrained,otherwise capacity available =205.2kW. | --> | C20 ex DRUMBEAR | Drumbear [T41,T42] | LISDRUM |  | 54.192 | -6.9992
MV/LV Substation ST***274 |  | 10 kV | _ | LV | 630 kVA :Kiosk Substation | 0.63 | --> | 0.63 | 0 | 0 | Constrained,otherwise capacity available =451kVA. | --> | 0.5985 | 0 | 0.012597 | 0.5 | 0 |  | --> | C13 ex DRUMCONDRA | Drumcondra [T41,T42] | MCDERMOTT |  | 53.371 | -6.253
MV/LV Substation ST***275 |  | 20 kV | _ | LV | 200 kVA :Pole Substation | 0.2 | --> | 0.2 | 0.156 | 4.4 |  | --> | 0.19 | 0 | 0 | 0 | 0 | Constrained,otherwise capacity available =206.6kW. | --> | E19 ex STRANORLAR | Stranorlar [T421,T422] | LETTERKENNY |  | 54.8043 | -7.7758
MV/LV Substation ST***276 |  | 20 kV | _ | LV | 100 kVA :Pole Substation | 0.1 | --> | 0.1 | 0.093 | 1.4 |  | --> | 0.095 | 0 | 0.002964 | 0.10106 | 0 |  | --> | E20 ex KILLINICK | Killinick [T421,T422] | WEXFORD |  | 52.2437 | -6.5123
MV/LV Substation ST***276 |  | 10 kV | _ | LV | 200 kVA :Building Structure | 0.2 | --> | 0.2 | 0 | 0 | Constrained,otherwise capacity available =160kVA. | --> | 0.19 | 0 | 0.012597 | 0.20598 | 0 |  | --> | C12 ex LOUGHLINSTOWN | Loughlinstown [T41,T42] | CARRICKMINES |  | 53.2518 | -6.1388
MV/LV Substation ST***276Y |  | 20 kV | _ | LV | 100 kVA :Pole Substation | 0.1 | --> | 0.1 | 0 | 0 | Constrained,otherwise capacity available =61kVA. | --> | 0.095 | 0 | 0 | 0.10575 | 0 |  | --> | E17 ex JULIANSTOWN | Julianstown [T421,T422] | DRYBRIDGE |  | 53.6951 | -6.279
MV/LV Substation ST***278 |  | 10 kV | _ | LV | 630 kVA :Building Structure | 0.63 | --> | 0.63 | 0.361 | 1 |  | --> | 0.5985 | 0 | 0.011856 | 0.5 | 0 |  | --> | C14 ex NEWMARKET (DR) | Newmarket (dr) [T41] | FRANCIS STREET |  | 53.3306 | -6.2814
MV/LV Substation ST***278 |  | 10 kV | _ | LV | 200 kVA :Building Structure | 0.2 | --> | 0.2 | 0 | 0 | Constrained,otherwise capacity available =179kVA. | --> | 0.19 | 0 | 0.011115 | 0.20316 | 0 |  | --> | C20 ex POPPINTREE | Poppintree [T101,T102] | FINGLAS |  | 53.4007 | -6.2714
MV/LV Substation ST***278 |  | 10 kV | _ | LV | 400 kVA :Kiosk Substation | 0.4 | --> | 0.4 | 0 | 0 | Constrained,otherwise capacity available =243kVA. | --> | 0.38 | 0 | 0.021489 | 0.42316 | 0 |  | --> | C11 ex SUTTON | Sutton [T41,T42] | GRANGE (DR) |  | 53.3826 | -6.067
MV/LV Substation ST***279 |  | 10 kV | _ | LV | 630 kVA :Building Structure | 0.63 | --> | 0.63 | 0 | 0 | Constrained,otherwise capacity available =500kVA. | --> | 0.5985 | 0 | 0.2186 | 0.5 | 0 |  | --> | C11 ex PALMERSTOWN | Palmerstown [T41,T42] | FINGLAS |  | 53.3561 | -6.3682
MV/LV Substation ST***279X |  | 20 kV | _ | LV | 50 kVA :Pole Substation | 0.05 | --> | 0.05 | 0.049 | 2.8 |  | --> | 0.0475 | 0 | 0 | 0.050152 | 0 |  | --> | E13 ex BALLYRAGGET | Ballyragget [T421,T422] | BALLYRAGGET |  | 52.7823 | -7.3352
MV/LV Substation ST***280 |  | 10 kV | _ | LV | 630 kVA :Building Structure | 0.63 | --> | 0.63 | 0.5 | 13.9 |  | --> | 0.5985 | 0 | 0.011856 | 0.5 | 0 |  | --> | C21 ex CENTRAL PARK | Central Park [T101,T102] | CARRICKMINES |  | 53.2948 | -6.2026
MV/LV Substation ST***280 |  | 20 kV | _ | LV | 50 kVA :Pole Substation | 0.05 | --> | 0.05 | 0.05 | 0.6 |  | --> | 0.0475 | 0 | 0 | 0 | 0 | Constrained,otherwise capacity available =50kW. | --> | E19 ex LAWLESSTOWN | Lawlesstown [T42,T421] | DOON |  | 52.5232 | -7.6612
MV/LV Substation ST***281 |  | 10 kV | _ | LV | 100 kVA :Pole Substation | 0.1 | --> | 0.1 | 0 | 0 | Constrained,otherwise capacity available =42kVA. | --> | 0.095 | 0 | 0.002964 | 0.10844 | 0 |  | --> | C18 ex PALMERSTOWN | Palmerstown [T41,T42] | FINGLAS |  | 53.3494 | -6.3585
MV/LV Substation ST***281Y |  | 10 kV | _ | LV | 630 kVA :Kiosk Substation | 0.63 | --> | 0.63 | 0.5 | 0.8 |  | --> | 0.5985 | 0 | 0 | 0.5 | 0 |  | --> | C14 ex MANOR STREET | Manor Street [T41,T42] | WATERFORD |  | 52.2521 | -7.1088
MV/LV Substation ST***282Z |  | 10 kV | _ | LV | 100 kVA :Pole Substation | 0.1 | --> | 0.1 | 0 | 0 | Constrained,otherwise capacity available =85kVA. | --> | 0.095 | 0 | 0 | 0.10225 | 0 |  | --> | C17 ex ROSEHILL | Rosehill [T41,T42] | KILKENNY |  | 52.6334 | -7.2603
MV/LV Substation ST***283X |  | 10 kV | _ | LV | 50 kVA :Pole Substation | 0.05 | --> | 0.05 | 0 | 0 | Constrained,otherwise capacity available =44kVA. | --> | 0.0475 | 0 | 0 | 0.050903 | 0 |  | --> | C14 ex CARRICK ON SHANNON | Carrick On Shannon [T41,T42] | CARRICK ON SHANNON |  | 53.9482 | -8.0744
MV/LV Substation ST***283Y |  | 20 kV | _ | LV | 400 kVA :Kiosk Substation | 0.4 | --> | 0.4 | 0 | 0 | Constrained,otherwise capacity available =278kVA. | --> | 0.38 | 0 | 0.006669 | 0.41811 | 0 |  | --> | C11 ex KILDARE | Kildare [T41,T42] | NEWBRIDGE |  | 53.1453 | -7.058
MV/LV Substation ST***285 |  | 10 kV | _ | LV | 200 kVA :Pole Substation | 0.2 | --> | 0.2 | 0 | 0 | Constrained,otherwise capacity available =162kVA. | --> | 0.19 | 0 | 0.0741 | 0.20569 | 0 |  | --> | C14 ex DENNEHYS CROSS | Dennehys Cross [T41,T42] | TRABEG |  | 51.8991 | -8.5097
MV/LV Substation ST***285X |  | 10 kV | _ | LV | 630 kVA :Kiosk Substation | 0.63 | --> | 0.63 | 0 | 0 | Constrained,otherwise capacity available =500kVA. | --> | 0.5985 | 0 | 0.02964 | 0.5 | 0 |  | --> | C12 ex GLASNEVIN | Glasnevin [T41] | FINGLAS |  | 53.365 | -6.2601
MV/LV Substation ST***291Z |  | 10 kV | _ | LV | 400 kVA :Kiosk Substation | 0.4 | --> | 0.4 | 0 | 0 | Constrained,otherwise capacity available =375kVA. | --> | 0.38 | 0 | 0 | 0.40378 | 0 |  | --> | C17 ex BALLINACURRA | Ballinacurra [T41,T42] | LIMERICK |  | 52.6561 | -8.6382
MV/LV Substation ST***291Z |  | 10 kV | _ | LV | 400 kVA :Building Structure | 0.4 | --> | 0.4 | 0.39 | 1.1 |  | --> | 0.38 | 0 | 0 | 0 | 0 | Constrained,otherwise capacity available =401.5kW. | --> | C19 ex NEWCASTLEWEST | Newcastlewest [T41,T42] | RATHKEALE |  | 52.3775 | -9.0537
MV/LV Substation ST***293Y |  | 10 kV | _ | LV | 630 kVA :Kiosk Substation | 0.63 | --> | 0.63 | 0 | 0 | Constrained,otherwise capacity available =500kVA. | --> | 0.5985 | 0 | 0.020748 | 0.5 | 0 |  | --> | C16 ex MONEYCOOLEY | Moneycooley [T41,T42,T44] | GRIFFINRATH |  | 53.3722 | -6.5843
MV/LV Substation ST***293Z |  | 10 kV | _ | LV | 400 kVA :Kiosk Substation | 0.4 | --> | 0.4 | 0 | 0 | Constrained,otherwise capacity available =308kVA. | --> | 0.38 | 0 | 0.002964 | 0.41373 | 0 |  | --> | C11 ex COOLMINE | Coolmine [T41,T42] | FINGLAS |  | 53.3796 | -6.395
MV/LV Substation ST***295X |  | 10 kV | _ | LV | 1000 kVA :Building Structure | 1 | --> | 1 | 0.5 | 4 |  | --> | 0.95 | 0 | 0 | 0.5 | 0 |  | --> | C24 ex WOLFE TONE STREET | Wolfe Tone Street [T101,T102] | FINGLAS |  | 53.3467 | -6.2775
MV/LV Substation ST***295Y |  | 10 kV | _ | LV | 200 kVA :Pole Substation | 0.2 | --> | 0.2 | 0.171 | 3.3 |  | --> | 0.19 | 0 | 0 | 0.20436 | 0 |  | --> | C17 ex GLEBE | Glebe [T41,T42] | RICHMOND |  | 53.7325 | -7.7802
MV/LV Substation ST***296Z |  | 20 kV | _ | LV | 630 kVA :Kiosk Substation | 0.63 | --> | 0.63 | 0.5 | 1.4 |  | --> | 0.5985 | 0 | 0.020748 | 0.5 | 0 |  | --> | E12 ex KILLINICK | Killinick [T421,T422] | WEXFORD |  | 52.2354 | -6.3316
MV/LV Substation ST***298X |  | 10 kV | _ | LV | 200 kVA :Kiosk Substation | 0.2 | --> | 0.2 | 0.177 | 13.2 |  | --> | 0.19 | 0 | 0.03705 | 0.20346 | 0 |  | --> | C23 ex ARTANE | Artane [T101,T102] | FINGLAS |  | 53.3852 | -6.2163
MV/LV Substation ST***298Z |  | 20 kV | _ | LV | 400 kVA :Building Structure | 0.4 | --> | 0.4 | 0 | 0 | Constrained,otherwise capacity available =359kVA. | --> | 0.38 | 0 | 0 | 0.40618 | 0 |  | --> | E11 ex GLASMORE | Glasmore [T421,T422] | GLASMORE |  | 53.4925 | -6.1157
MV/LV Substation ST***300X |  | 10 kV | _ | LV | 630 kVA :Kiosk Substation | 0.63 | --> | 0.63 | 0.31329 | 0.3 | Constrained,otherwise capacity available =500kVA. | --> | 0.5985 | 0 | 0 | 0.5 | 0 |  | --> | C12 ex SANTRY | Santry [T41,T42] | FINGLAS |  | 53.3954 | -6.2471
MV/LV Substation ST***302Y |  | 20 kV | _ | LV | 100 kVA :Pole Substation | 0.1 | --> | 0.1 | 0 | 0 | Constrained,otherwise capacity available =83kVA. | --> | 0.095 | 0 | 0.003705 | 0.10255 | 0 |  | --> | C13 ex MORNINGTON ROAD | Mornington Road [T41,T42] | DRYBRIDGE |  | 53.7217 | -6.2534
MV/LV Substation ST***302Z |  | 10 kV | _ | LV | 200 kVA :Pole Substation | 0.2 | --> | 0.2 | 0 | 0 | Constrained,otherwise capacity available =200kVA. | --> | 0.19 | 0 | 0 | 0.2 | 0 |  | --> | C20 ex COLLINSTOWN | Collinstown [T41,T42] | GRANGE (DR) |  | 53.4284 | -6.2195
MV/LV Substation ST***303X |  | 10 kV | _ | LV | 630 kVA :Kiosk Substation | 0.63 | --> | 0.63 | 0 | 0 | Constrained,otherwise capacity available =500kVA. | --> | 0.5985 | 0 | 0.008892 | 0.5 | 0 |  | --> | C12 ex BALLAGHADERREEN | Ballaghaderreen [T41,T42] | TONROE |  | 53.9007 | -8.5793
MV/LV Substation ST***303Y |  | 20 kV | _ | LV | 630 kVA :Kiosk Substation | 0.63 | --> | 0.63 | 0.438 | 2.5 |  | --> | 0.5985 | 0 | 0 | 0.5 | 0 |  | --> | E12 ex BAGENALSTOWN | Bagenalstown [T421,T422] | CARLOW |  | 52.6958 | -6.9799
MV/LV Substation ST***306 |  | 10 kV | _ | LV | 630 kVA :Kiosk Substation | 0.63 | --> | 0.63 | 0.401 | 4.2 |  | --> | 0.5985 | 0 | 0.04446 | 0.5 | 0 |  | --> | C14 ex CRUMLIN | Crumlin [T41,T42] | INCHICORE 220KV |  | 53.3234 | -6.3199
MV/LV Substation ST***308 |  | 10 kV | _ | LV | 400 kVA :Building Structure | 0.4 | --> | 0.4 | 0 | 0 | Constrained,otherwise capacity available =349kVA. | --> | 0.38 | 0 | 0.011856 | 0.40767 | 0 |  | --> | C12 ex GRANGE (DR) | Grange (dr) [T41,T42] | GRANGE (DR) |  | 53.3979 | -6.1432
MV/LV Substation ST***309 |  | 10 kV | _ | LV | 400 kVA :Kiosk Substation | 0.4 | --> | 0.4 | 0 | 0 | Constrained,otherwise capacity available =355kVA. | --> | 0.38 | 0 | 0.008892 | 0.40677 | 0 |  | --> | C12 ex GRANGE (DR) | Grange (dr) [T41,T42] | GRANGE (DR) |  | 53.3999 | -6.1432
MV/LV Substation ST***312 |  | 10 kV | _ | LV | 400 kVA :Kiosk Substation | 0.4 | --> | 0.4 | 0.186 | 4.9 |  | --> | 0.38 | 0 | 0.057057 | 0.43124 | 0 |  | --> | C19 ex COOLOCK | Coolock [T41,T42] | FINGLAS |  | 53.3763 | -6.1735
MV/LV Substation ST***314 |  | 20 kV | _ | LV | 200 kVA :Pole Substation | 0.2 | --> | 0.2 | 0 | 0 | Constrained,otherwise capacity available =179kVA. | --> | 0.19 | 0 | 0 | 0.20316 | 0 |  | --> | E12 ex BALTINGLASS | Baltinglass [T421,T422] | STRATFORD |  | 52.9884 | -6.6749
MV/LV Substation ST***314 |  | 10 kV | _ | LV | 400 kVA :Kiosk Substation | 0.4 | --> | 0.4 | 0 | 0 | Constrained,otherwise capacity available =308kVA. | --> | 0.38 | 0 | 0.031863 | 0.41373 | 0 |  | --> | C13 ex DUNDRUM | Dundrum [T41,T42] | BLACKROCK |  | 53.2909 | -6.2299
MV/LV Substation ST***314 |  | 10 kV | _ | LV | 630 kVA :Kiosk Substation | 0.63 | --> | 0.63 | 0.5 | 2.2 |  | --> | 0.5985 | 0 | 0 | 0.5 | 0 |  | --> | C12 ex KINGSBRIDGE | Kingsbridge [T41,T42] | INCHICORE 220KV |  | 53.3436 | -6.2914
MV/LV Substation ST***315 |  | 10 kV | _ | LV | 400 kVA :Kiosk Substation | 0.4 | --> | 0.4 | 0.217 | 2.9 |  | --> | 0.38 | 0 | 0.045942 | 0.42687 | 0 |  | --> | C18 ex BREWERY ROAD | Brewery Road [T41,T42] | CARRICKMINES |  | 53.2869 | -6.204
MV/LV Substation ST***315X |  | 10 kV | _ | LV | 200 kVA :Pole Substation | 0.2 | --> | 0.2 | 0 | 0 | Constrained,otherwise capacity available =183kVA. | --> | 0.19 | 0 | 0 | 0 | 0 | Constrained,otherwise capacity available =202.6kW. | --> | C16 ex COOLCARRON | Coolcarron [T41,T42] | BARRYMORE |  | 52.132 | -8.2696
MV/LV Substation ST***318X |  | 20 kV | _ | LV | 400 kVA :Building Structure | 0.4 | --> | 0.4 | 0 | 0 | Constrained,otherwise capacity available =400kVA. | --> | 0.38 | 0 | 0 | 0 | 0 | Constrained,otherwise capacity available =400kW. | --> | E14 ex FOXHOLE | Foxhole [T421,T422] | DUNGARVAN |  | 51.9509 | -7.856
MV/LV Substation ST***321 |  | 10 kV | _ | LV | 50 kVA :Pole Substation | 0.05 | --> | 0.05 | 0.027 | 13.2 |  | --> | 0.0475 | 0 | 0.00741 | 0.053377 | 0 |  | --> | C24 ex ARTANE | Artane [T101,T102] | FINGLAS |  | 53.3881 | -6.227
MV/LV Substation ST***321 |  | 10 kV | _ | LV | 400 kVA :Kiosk Substation | 0.4 | --> | 0.4 | 0.303 | 3 |  | --> | 0.38 | 0 | 0.005187 | 0.41447 | 0 |  | --> | C20 ex GREENHILLS | Greenhills [T42] | INCHICORE 220KV |  | 53.3122 | -6.3393
MV/LV Substation ST***321X |  | 10 kV | _ | LV | 1000 kVA :Building Structure | 1 | --> | 1 | 0.38033 | 0.4 | Constrained,otherwise capacity available =500kVA. | --> | 0.95 | 0 | 0 | 0.5 | 0 |  | --> | C18 ex CARRICKMINES | Carrickmines [T41,T42] | CARRICKMINES |  | 53.2526 | -6.2142
MV/LV Substation ST***325X |  | 10 kV | _ | LV | 1000 kVA :Building Structure | 1 | --> | 1 | 0 | 0 | Constrained,otherwise capacity available =500kVA. | --> | 0.95 | 0 | 0 | 0.5 | 0 |  | --> | C14 ex GLOUCESTER PLACE | Gloucester Place [T41,T42] | MCDERMOTT |  | 53.3529 | -6.2599
MV/LV Substation ST***325Z |  | 20 kV | _ | LV | 200 kVA :Kiosk Substation | 0.2 | --> | 0.2 | 0 | 0 | Constrained,otherwise capacity available =139kVA. | --> | 0.19 | 0 | 0.00741 | 0.20906 | 0 |  | --> | E18 ex BALTRASNA | Baltrasna [T121,T122] | BALTRASNA |  | 53.5088 | -6.4664
MV/LV Substation ST***326 |  | 20 kV | _ | LV | 200 kVA :Pole Substation | 0.2 | --> | 0.2 | 0 | 0 | Constrained,otherwise capacity available =177kVA. | --> | 0.19 | 0 | 0 | 0.20346 | 0 |  | --> | E15 ex JULIANSTOWN | Julianstown [T421,T422] | DRYBRIDGE |  | 53.6267 | -6.2673
MV/LV Substation ST***328 |  | 20 kV | _ | LV | 100 kVA :Pole Substation | 0.1 | --> | 0.1 | 0 | 0 | Constrained,otherwise capacity available =51kVA. | --> | 0.095 | 0 | 0.008151 | 0.10718 | 0 |  | --> | E15 ex CREAGH | Creagh [T421,T422] | ATHLONE |  | 53.2782 | -8.0388
MV/LV Substation ST***331 |  | 20 kV | _ | LV | 50 kVA :Pole Substation | 0.05 | --> | 0.05 | 0.044 | 2.3 |  | --> | 0.0475 | 0 | 0 | 0.050903 | 0 |  | --> | E13 ex AGHADA | Aghada [T721] | N/A |  | 51.8028 | -8.2441
MV/LV Substation ST***333 |  | 10 kV | _ | LV | 400 kVA :Kiosk Substation | 0.4 | --> | 0.4 | 0.122 | 0.9 |  | --> | 0.38 | 0 | 0.025935 | 0.44011 | 0 |  | --> | C18 ex KIMMAGE | Kimmage [T41,T42] | INCHICORE 220KV |  | 53.3168 | -6.2941
MV/LV Substation ST***333 |  | 10 kV | _ | LV | 400 kVA :Building Structure | 0.4 | --> | 0.4 | 0 | 0 | Constrained,otherwise capacity available =262kVA. | --> | 0.38 | 0 | 0 | 0.42043 | 0 |  | --> | C19 ex FAIRHILL | Fairhill [T42] | KILBARRY |  | 51.9056 | -8.4843
MV/LV Substation ST***333X |  | 10 kV | _ | LV | 630 kVA :Kiosk Substation | 0.63 | --> | 0.63 | 0.5 | 5.3 |  | --> | 0.5985 | 0 | 0 | 0.5 | 0 |  | --> | C15 ex BALLYTIVNAN | Ballytivnan [T41,T42] | SLIGO |  | 54.2597 | -8.3831
MV/LV Substation ST***335 |  | 10 kV | _ | LV | 200 kVA :Pole Substation | 0.2 | --> | 0.2 | 0 | 0 | Constrained,otherwise capacity available =200kVA. | --> | 0.19 | 0 | 0 | 0.2 | 0 |  | --> | C22 ex UNIDARE | Unidare [T41,T42] | FINGLAS |  | 53.3872 | -6.3252
MV/LV Substation ST***336 |  | 20 kV | _ | LV | 100 kVA :Pole Substation | 0.1 | --> | 0.1 | 0.078 | 3.5 |  | --> | 0.095 | 0 | 0.02223 | 0.10329 | 0 |  | --> | E16 ex BUSH | Bush [T421,T422] | DUNDALK |  | 54.0086 | -6.1686
MV/LV Substation ST***339 |  | 10 kV | _ | LV | 1000 kVA :Building Structure | 1 | --> | 1 | 0 | 0 | Constrained,otherwise capacity available =500kVA. | --> | 0.95 | 0 | 0 | 0.5 | 0 |  | --> | C12 ex LEESON STREET | Leeson Street [T41,T42] | MILLTOWN (DR) |  | 53.3381 | -6.262
MV/LV Substation ST***340Y |  | 20 kV | _ | LV | 50 kVA :Pole Substation | 0.05 | --> | 0.05 | 0 | 0 | Constrained,otherwise capacity available =38kVA. | --> | 0.0475 | 0 | 0 | 0.05179 | 0 |  | --> | E15 ex DULEEK | Duleek [T421,T422] | DRYBRIDGE |  | 53.657 | -6.4148
MV/LV Substation ST***341X |  | 20 kV | _ | LV | 50 kVA :Pole Substation | 0.05 | --> | 0.05 | 0.05 | 2.9 |  | --> | 0.0475 | 0 | 0 | 0 | 0 | Constrained,otherwise capacity available =50kW. | --> | E19 ex TELAYDON | Telaydon [T42,T421] | LISDRUM |  | 54.3278 | -6.9107
MV/LV Substation ST***342X |  | 10 kV | _ | LV | 50 kVA :Pole Substation | 0.05 | --> | 0.05 | 0 | 0 | Constrained,otherwise capacity available =49kVA. | --> | 0.0475 | 0 | 0 | 0.050152 | 0 |  | --> | C15 ex TOOMEVARA | Toomevara [T42] | NENAGH |  | 52.9387 | -8.0119
MV/LV Substation ST***342X |  | 10 kV | _ | LV | 400 kVA :Kiosk Substation | 0.4 | --> | 0.4 | 0 | 0 | Constrained,otherwise capacity available =260kVA. | --> | 0.38 | 0 | 0.010374 | 0.42072 | 0 |  | --> | C16 ex LITTLE BRAY | Little Bray [T41,T42] | FASSAROE |  | 53.2343 | -6.1303
MV/LV Substation ST***344 |  | 10 kV | _ | LV | 630 kVA :Kiosk Substation | 0.63 | --> | 0.63 | 0 | 0 | Constrained,otherwise capacity available =418kVA. | --> | 0.5985 | 0 | 0.002964 | 0.5 | 0 |  | --> | C19 ex FAIRHILL | Fairhill [T42] | KILBARRY |  | 51.903 | -8.4836
MV/LV Substation ST***345X |  | 20 kV | _ | LV | 50 kVA :Pole Substation | 0.05 | --> | 0.05 | 0 | 0 | Constrained,otherwise capacity available =41kVA. | --> | 0.0475 | 0 | 0 | 0.051348 | 0 |  | --> | E17 ex CAVAN | Cavan [T42,T421] | SHANKILL |  | 54.0977 | -7.4506
MV/LV Substation ST***346 |  | 20 kV | _ | LV | 100 kVA :Pole Substation | 0.1 | --> | 0.1 | 0 | 0 | Constrained,otherwise capacity available =82kVA. | --> | 0.095 | 0 | 0.00741 | 0.1027 | 0 |  | --> | C21 ex MACETOWN | Macetown [T101,T102] | MACETOWN |  | 53.4486 | -6.4422
MV/LV Substation ST***347Y |  | 10 kV | _ | LV | 200 kVA :Pole Substation | 0.2 | --> | 0.2 | 0 | 0 | Constrained,otherwise capacity available =185kVA. | --> | 0.19 | 0 | 0 | 0.20226 | 0 |  | --> | C19 ex CELBRIDGE | Celbridge [T41,T42] | GRIFFINRATH |  | 53.3102 | -6.6098
MV/LV Substation ST***347Z |  | 10 kV | _ | LV | 630 kVA :Kiosk Substation | 0.63 | --> | 0.63 | 0 | 0 | Constrained,otherwise capacity available =453kVA. | --> | 0.5985 | 0 | 0.016302 | 0.5 | 0 |  | --> | C16 ex HOWTH JUNCTION | Howth Junction [T41,T42] | GRANGE (DR) |  | 53.3918 | -6.1608
MV/LV Substation ST***349 |  | 20 kV | _ | LV | 50 kVA :Pole Substation | 0.05 | --> | 0.05 | 0 | 0 | Constrained,otherwise capacity available =35kVA. | --> | 0.0475 | 0 | 0.004446 | 0.052228 | 0 |  | --> | E14 ex DALTON | Dalton [T421,T422] | DALTON |  | 53.733 | -8.9868
MV/LV Substation ST***349Y |  | 20 kV | _ | LV | 200 kVA :Kiosk Substation | 0.2 | --> | 0.2 | 0 | 0 | Constrained,otherwise capacity available =143kVA. | --> | 0.19 | 0 | 0.003705 | 0.20848 | 0 |  | --> | E11 ex EDENDERRY | Edenderry [T421,T422] | BLAKE |  | 53.3423 | -7.0659
MV/LV Substation ST***349Y |  | 10 kV | _ | LV | 400 kVA :Building Structure | 0.4 | --> | 0.4 | 0 | 0 | Constrained,otherwise capacity available =400kVA. | --> | 0.38 | 0 | 0 | 0.4 | 0 |  | --> | C19 ex CELBRIDGE | Celbridge [T41,T42] | GRIFFINRATH |  | 53.3074 | -6.6234
MV/LV Substation ST***351 |  | 10 kV | _ | LV | 400 kVA :Kiosk Substation | 0.4 | --> | 0.4 | 0.21 | 1.2 |  | --> | 0.38 | 0 | 0.050388 | 0.42786 | 0 |  | --> | C16 ex SALLYNOGGIN ROAD | Sallynoggin Road [T41,T42] | CHERRYWOOD |  | 53.2802 | -6.1201
MV/LV Substation ST***351 |  | 10 kV | _ | LV | 400 kVA :Kiosk Substation | 0.4 | --> | 0.4 | 0.145 | 3 |  | --> | 0.38 | 0 | 0.030381 | 0.43695 | 0 |  | --> | C12 ex GREENHILLS | Greenhills [T42] | INCHICORE 220KV |  | 53.3136 | -6.3284
MV/LV Substation ST***351X |  | 10 kV | _ | LV | 630 kVA :Building Structure | 0.63 | --> | 0.63 | 0.5 | 13.9 |  | --> | 0.5985 | 0 | 0 | 0.5 | 0 |  | --> | C26 ex CENTRAL PARK | Central Park [T101,T102] | CARRICKMINES |  | 53.2773 | -6.2043
MV/LV Substation ST***357Z |  | 20 kV | _ | LV | 200 kVA :Building Structure | 0.2 | --> | 0.2 | 0 | 0 | Constrained,otherwise capacity available =189kVA. | --> | 0.19 | 0 | 0.003705 | 0.20166 | 0 |  | --> | E17 ex BALTRASNA | Baltrasna [T121,T122] | BALTRASNA |  | 53.5093 | -6.5414
MV/LV Substation ST***358 |  | 10 kV | _ | LV | 400 kVA :Kiosk Substation | 0.4 | --> | 0.4 | 0.168 | 4.6 |  | --> | 0.38 | 0 | 0.033345 | 0.43376 | 0 |  | --> | C14 ex DUN LAOGHAIRE | Dun Laoghaire [T41,T42] | BLACKROCK |  | 53.2929 | -6.1417
MV/LV Substation ST***363Y |  | 10 kV | _ | LV | 50 kVA :Pole Substation | 0.05 | --> | 0.05 | 0.049 | 3 |  | --> | 0.0475 | 0 | 0 | 0.050152 | 0 |  | --> | C21 ex NENAGH | Nenagh [T41,T42] | NENAGH |  | 52.8776 | -8.2904
MV/LV Substation ST***365 |  | 10 kV | _ | LV | 630 kVA :Kiosk Substation | 0.63 | --> | 0.63 | 0.402 | 1.9 |  | --> | 0.5985 | 0 | 0.040755 | 0.5 | 0 |  | --> | C17 ex FAIRVIEW | Fairview [T41] | MCDERMOTT |  | 53.3656 | -6.2131
MV/LV Substation ST***365X |  | 10 kV | _ | LV | 630 kVA :Building Structure | 0.63 | --> | 0.63 | 0.5 | 20.8 |  | --> | 0.5985 | 0 | 0 | 0.5 | 0 |  | --> | C19 ex HEUSTON SQUARE | Heuston Square [T101,T102] | INCHICORE 220KV |  | 53.3435 | -6.2903
MV/LV Substation ST***371X |  | 10 kV | _ | LV | 1000 kVA :Building Structure | 1 | --> | 1 | 0.5 | 16.1 |  | --> | 0.95 | 0 | 0 | 0.5 | 0 |  | --> | C12 ex RINGSEND | Ringsend [T101,T102] | POOLBEG |  | 53.3403 | -6.194
MV/LV Substation ST***372 |  | 10 kV | _ | LV | 400 kVA :Kiosk Substation | 0.4 | --> | 0.4 | 0 | 0 | Constrained,otherwise capacity available =281kVA. | --> | 0.38 | 0 | 0.008151 | 0.41768 | 0 |  | --> | C16 ex CLONAKILTY | Clonakilty [T41,T42] | DUNMANWAY |  | 51.6223 | -8.8857
MV/LV Substation ST***372X |  | 20 kV | _ | LV | 200 kVA :Kiosk Substation | 0.2 | --> | 0.2 | 0.177 | 1.3 |  | --> | 0.19 | 0 | 0.004446 | 0.20346 | 0 |  | --> | E23 ex ATHBOY | Athboy [T423] | NAVAN |  | 53.5333 | -6.9722
MV/LV Substation ST***375 |  | 10 kV | _ | LV | 630 kVA :Kiosk Substation | 0.63 | --> | 0.63 | 0.434 | 1.5 |  | --> | 0.5985 | 0 | 0.028158 | 0.5 | 0 |  | --> | C12 ex MONKSTOWN | Monkstown [T41,T42] | BLACKROCK |  | 53.2835 | -6.1662
MV/LV Substation ST***379Z |  | 10 kV | _ | LV | 400 kVA :Kiosk Substation | 0.4 | --> | 0.4 | 0 | 0 | Constrained,otherwise capacity available =160kVA. | --> | 0.38 | 0 | 0.002964 | 0.43487 | 0 |  | --> | C12 ex GRANGE (DR) | Grange (dr) [T41,T42] | GRANGE (DR) |  | 53.3986 | -6.1451
MV/LV Substation ST***381X |  | 10 kV | _ | LV | 200 kVA :Pole Substation | 0.2 | --> | 0.2 | 0.141 | 5.5 |  | --> | 0.19 | 0 | 0 | 0 | 0 | Constrained,otherwise capacity available =208.8kW. | --> | C14 ex GORTLEE | Gortlee [T41,T42] | LETTERKENNY |  | 54.973 | -7.7627
MV/LV Substation ST***383X |  | 10 kV | _ | LV | 200 kVA :Kiosk Substation | 0.2 | --> | 0.2 | 0 | 0 | Constrained,otherwise capacity available =148kVA. | --> | 0.19 | 0 | 0.006669 | 0.20775 | 0 |  | --> | C17 ex SUTTON | Sutton [T41,T42] | GRANGE (DR) |  | 53.391 | -6.1246
MV/LV Substation ST***384 |  | 10 kV | _ | LV | 200 kVA :Pole Substation | 0.2 | --> | 0.2 | 0.2 | 2.9 |  | --> | 0.19 | 0 | 0 | 0.2 | 0 |  | --> | C17 ex ABBEYLAND | Abbeyland [T41,T42] | NAVAN |  | 53.663 | -6.6809
MV/LV Substation ST***384Y |  | 10 kV | _ | LV | 50 kVA :Pole Substation | 0.05 | --> | 0.05 | 0 | 0 | Constrained,otherwise capacity available =50kVA. | --> | 0.0475 | 0 | 0 | 0.05 | 0 |  | --> | C12 ex AGHAMORE | Aghamore [T41,T42] | LANESBORO |  | 53.7692 | -8.0747
MV/LV Substation ST***384Z |  | 10 kV | _ | LV | 200 kVA :Kiosk Substation | 0.2 | --> | 0.2 | 0 | 0 | Constrained,otherwise capacity available =43kVA. | --> | 0.19 | 0 | 0.002964 | 0.2225 | 0 |  | --> | C28 ex KILMORE | Kilmore [T101,T102,T103] | FINGLAS |  | 53.4072 | -6.1734
MV/LV Substation ST***385Y |  | 10 kV | _ | LV | 100 kVA :Pole Substation | 0.1 | --> | 0.1 | 0.019092 | 0 | Constrained,otherwise capacity available =98kVA. | --> | 0.095 | 0 | 0 | 0 | 0 | Constrained,otherwise capacity available =100.3kW. | --> | C18 ex BALLYBAY | Ballybay [T41,T42] | LISDRUM |  | 54.182 | -7.0054
MV/LV Substation ST***385Z |  | 10 kV | _ | LV | 200 kVA :Kiosk Substation | 0.2 | --> | 0.2 | 0 | 0 | Constrained,otherwise capacity available =185kVA. | --> | 0.19 | 0 | 0 | 0.20226 | 0 |  | --> | C28 ex KILMORE | Kilmore [T101,T102,T103] | FINGLAS |  | 53.4091 | -6.172
MV/LV Substation ST***386X |  | 10 kV | _ | LV | 100 kVA :Pole Substation | 0.1 | --> | 0.1 | 0.078 | 4.2 |  | --> | 0.095 | 0 | 0 | 0.10329 | 0 |  | --> | C19 ex ERRIGAL | Errigal [T41,T422] | SHANKILL |  | 54.0709 | -7.0682
MV/LV Substation ST***390X |  | 20 kV | _ | LV | 50 kVA :Pole Substation | 0.05 | --> | 0.05 | 0.048 | 1.4 |  | --> | 0.0475 | 0 | 0 | 0.050303 | 0 |  | --> | C12 ex CROSSMOLINA | Crossmolina [T41,T42] | MOY |  | 54.2993 | -9.3934
MV/LV Substation ST***391 |  | 10 kV | _ | LV | 50 kVA :Pole Substation | 0.05 | --> | 0.05 | 0 | 0 | Constrained,otherwise capacity available =43kVA. | --> | 0.0475 | 0 | 0 | 0.051052 | 0 |  | --> | C11 ex GRAIGUENAMANAGH | Graiguenamanagh [T41,T42] | KILKENNY |  | 52.4925 | -6.93
MV/LV Substation ST***392 |  | 10 kV | _ | LV | 200 kVA :Pole Substation | 0.2 | --> | 0.2 | 0.131 | 3.1 |  | --> | 0.19 | 0 | 0.013338 | 0.21022 | 0 |  | --> | C12 ex PURCELLS INCH | Purcells Inch [T41,T42] | KILKENNY |  | 52.5897 | -7.18
MV/LV Substation ST***393 |  | 10 kV | _ | LV | 630 kVA :Kiosk Substation | 0.63 | --> | 0.63 | 0.5 | 4.5 |  | --> | 0.5985 | 0 | 0 | 0.5 | 0 |  | --> | C22 ex MALLOW | Mallow [T41,T42] | MALLOW |  | 52.1364 | -8.6443
MV/LV Substation ST***394Z |  | 10 kV | _ | LV | 400 kVA :Building Structure | 0.4 | --> | 0.4 | 0 | 0 | Constrained,otherwise capacity available =346kVA. | --> | 0.38 | 0 | 0 | 0.40812 | 0 |  | --> | C20 ex MERVILLE | Merville [T41,T42] | FINGLAS |  | 53.3872 | -6.3004
MV/LV Substation ST***394Z |  | 10 kV | _ | LV | 630 kVA :Building Structure | 0.63 | --> | 0.63 | 0 | 0 | Constrained,otherwise capacity available =500kVA. | --> | 0.5985 | 0 | 0.02964 | 0.5 | 0 |  | --> | C31 ex STEPHENSTOWN | Stephenstown [T101,T102] | FINGLAS |  | 53.6007 | -6.1932
MV/LV Substation ST***398Y |  | 20 kV | _ | LV | 200 kVA :Kiosk Substation | 0.2 | --> | 0.2 | 0 | 0 | Constrained,otherwise capacity available =109kVA. | --> | 0.19 | 0 | 0.006669 | 0.21336 | 0 |  | --> | E11 ex EDENDERRY | Edenderry [T421,T422] | BLAKE |  | 53.3413 | -7.0655
MV/LV Substation ST***4001 |  | 10 kV | _ | LV | 400 kVA :Building Structure | 0.4 | --> | 0.4 | 0 | 0 | Constrained,otherwise capacity available =400kVA. | --> | 0.38 | 0 | 0 | 0.4 | 0 |  | --> | C20 ex COLLEGE PARK | College Park [T101,T102,T103] | COLLEGE PARK |  | 53.3886 | -6.3639
MV/LV Substation ST***4002 |  | 10 kV | _ | LV | 400 kVA :Building Structure | 0.4 | --> | 0.4 | 0.38033 | 0.4 | Constrained,otherwise capacity available =385kVA. | --> | 0.38 | 0 | 0 | 0.40227 | 0 |  | --> | C18 ex CARRICKMINES | Carrickmines [T41,T42] | CARRICKMINES |  | 53.2493 | -6.2158
MV/LV Substation ST***4003 |  | 10 kV | _ | LV | 50 kVA :Pole Substation | 0.05 | --> | 0.05 | 0.046 | 4.2 |  | --> | 0.0475 | 0 | 0.004446 | 0.050604 | 0 |  | --> | C15 ex NEWMARKET (SR) | Newmarket (sr) [T41,T42] | GLENLARA |  | 52.2859 | -9.1582
MV/LV Substation ST***4003 |  | 10 kV | _ | LV | 630 kVA :Building Structure | 0.63 | --> | 0.63 | 0.5 | 3 |  | --> | 0.5985 | 0 | 0.00741 | 0.5 | 0 |  | --> | C37 ex INCHICORE CENTRAL | Inchicore Central [T43,T45] | INCHICORE 220KV |  | 53.3389 | -6.3152
MV/LV Substation ST***400X |  | 10 kV | _ | LV | 400 kVA :Kiosk Substation | 0.4 | --> | 0.4 | 0 | 0 | Constrained,otherwise capacity available =390kVA. | --> | 0.38 | 0 | 0 | 0.40151 | 0 |  | --> | C11 ex LUCAN EAST | Lucan East [T41,T42] | GRANGE CASTLE |  | 53.3604 | -6.4362
MV/LV Substation ST***401 |  | 10 kV | _ | LV | 100 kVA :Pole Substation | 0.1 | --> | 0.1 | 0 | 0 | Constrained,otherwise capacity available =63kVA. | --> | 0.095 | 0 | 0.004446 | 0 | 0 | Constrained,otherwise capacity available =105.5kW. | --> | E19 ex FOXHOLE | Foxhole [T421,T422] | DUNGARVAN |  | 52.0675 | -7.8753
MV/LV Substation ST***401 |  | 20 kV | _ | LV | 200 kVA :Kiosk Substation | 0.2 | --> | 0.2 | 0.18 | 2.3 |  | --> | 0.19 | 0 | 0 | 0.20301 | 0 |  | --> | E13 ex MOY | Moy [T421,T422] | MOY |  | 53.9828 | -9.1226
MV/LV Substation ST***4012 |  | 10 kV | _ | LV | 400 kVA :Kiosk Substation | 0.4 | --> | 0.4 | 0 | 0 | Constrained,otherwise capacity available =284kVA. | --> | 0.38 | 0 | 0.01482 | 0.41724 | 0 |  | --> | C23 ex MACETOWN | Macetown [T101,T102] | MACETOWN |  | 53.4166 | -6.4663
MV/LV Substation ST***4016 |  | 10 kV | _ | LV | 400 kVA :Kiosk Substation | 0.4 | --> | 0.4 | 0.309 | 1.1 |  | --> | 0.38 | 0 | 0 | 0.41359 | 0 |  | --> | C17 ex BIRR | Birr [T41,T422] | DALLOW |  | 53.0919 | -7.9079
MV/LV Substation ST***4017 |  | 10 kV | _ | LV | 1000 kVA :Building Structure | 1 | --> | 1 | 0.5 | 1.9 |  | --> | 0.95 | 0 | 0 | 0.5 | 0 |  | --> | C20 ex FAIRVIEW | Fairview [T41] | MCDERMOTT |  | 53.368 | -6.2426
MV/LV Substation ST***401Z |  | 10 kV | _ | LV | 200 kVA :Kiosk Substation | 0.2 | --> | 0.2 | 0 | 0 | Constrained,otherwise capacity available =132kVA. | --> | 0.19 | 0 | 0.030381 | 0.21007 | 0 |  | --> | C19 ex CELBRIDGE | Celbridge [T41,T42] | GRIFFINRATH |  | 53.3139 | -6.6056
MV/LV Substation ST***402 |  | 20 kV | _ | LV | 100 kVA :Pole Substation | 0.1 | --> | 0.1 | 0.081 | 2.3 |  | --> | 0.095 | 0 | 0.008151 | 0.10284 | 0 |  | --> | E13 ex MOY | Moy [T421,T422] | MOY |  | 53.983 | -9.1293
MV/LV Substation ST***4020 |  | 20 kV | _ | LV | 200 kVA :Kiosk Substation | 0.2 | --> | 0.2 | 0.2 | 4.4 |  | --> | 0.19 | 0 | 0 | 0 | 0 | Constrained,otherwise capacity available =200kW. | --> | E18 ex STRANORLAR | Stranorlar [T421,T422] | LETTERKENNY |  | 54.8044 | -7.755
MV/LV Substation ST***4021 |  | 10 kV | _ | LV | 100 kVA :Pole Substation | 0.1 | --> | 0.1 | 0 | 0 | Constrained,otherwise capacity available =82kVA. | --> | 0.095 | 0 | 0 | 0.1027 | 0 |  | --> | C14 ex ATHGARVAN | Athgarvan [T41,T44] | NEWBRIDGE |  | 53.1496 | -6.7971
MV/LV Substation ST***4025 |  | 20 kV | _ | LV | 400 kVA :Kiosk Substation | 0.4 | --> | 0.4 | 0.4 | 4.4 |  | --> | 0.38 | 0 | 0 | 0 | 0 | Constrained,otherwise capacity available =400kW. | --> | E21 ex STRANORLAR | Stranorlar [T421,T422] | LETTERKENNY |  | 54.8034 | -7.7712
MV/LV Substation ST***4029 |  | 10 kV | _ | LV | 400 kVA :Building Structure | 0.4 | --> | 0.4 | 0.378 | 6 |  | --> | 0.38 | 0 | 0 | 0.40333 | 0 |  | --> | C23 ex PELLETSTOWN | Pelletstown [T101,T102] | FINGLAS |  | 53.386 | -6.3767
MV/LV Substation ST***402X |  | 10 kV | _ | LV | 400 kVA :Kiosk Substation | 0.4 | --> | 0.4 | 0.37 | 2.3 |  | --> | 0.38 | 0 | 0 | 0.40453 | 0 |  | --> | E17 ex MOY | Moy [T421,T422] | MOY |  | 54.1171 | -9.1672
MV/LV Substation ST***4031 |  | 10 kV | _ | LV | 50 kVA :Pole Substation | 0.05 | --> | 0.05 | 0 | 0 | Constrained,otherwise capacity available =37kVA. | --> | 0.0475 | 0 | 0 | 0.051937 | 0 |  | --> | C20 ex CELBRIDGE | Celbridge [T41,T42] | GRIFFINRATH |  | 53.298 | -6.5757
MV/LV Substation ST***4037 |  | 10 kV | _ | LV | 400 kVA :Building Structure | 0.4 | --> | 0.4 | 0.309 | 4.5 |  | --> | 0.38 | 0 | 0 | 0.41359 | 0 |  | --> | C21 ex BOGHALL ROAD | Boghall Road [T41,T42] | FASSAROE |  | 53.2005 | -6.0974
MV/LV Substation ST***4038 |  | 20 kV | _ | LV | 50 kVA :Pole Substation | 0.05 | --> | 0.05 | 0.05 | 6.4 |  | --> | 0.0475 | 0 | 0 | 0.05 | 0 |  | --> | C22 ex BUSHFIELD | Bushfield [T41,T42] | ATHLONE |  | 53.494 | -7.7865
MV/LV Substation ST***4038 |  | 10 kV | _ | LV | 1000 kVA :Building Structure | 1 | --> | 1 | 0.5 | 1.7 |  | --> | 0.95 | 0 | 0 | 0.5 | 0 |  | --> | C18 ex SOUTH KING STREET | South King Street [T41,T42] | FRANCIS STREET |  | 53.3422 | -6.2654
MV/LV Substation ST***4038 |  | 10 kV | _ | LV | 630 kVA :Building Structure | 0.63 | --> | 0.63 | 0 | 0 | Constrained,otherwise capacity available =500kVA. | --> | 0.5985 | 0 | 0.004446 | 0.5 | 0 |  | --> | C14 ex COOLMINE | Coolmine [T41,T42] | FINGLAS |  | 53.389 | -6.4307
MV/LV Substation ST***4039 |  | 10 kV | _ | LV | 200 kVA :Kiosk Substation | 0.2 | --> | 0.2 | 0 | 0 | Constrained,otherwise capacity available =93kVA. | --> | 0.19 | 0 | 0.008892 | 0.21562 | 0 |  | --> | C18 ex TRIM | Trim [T41,T42] | NAVAN |  | 53.5516 | -6.7915
MV/LV Substation ST***403Y |  | 10 kV | _ | LV | 400 kVA :Kiosk Substation | 0.4 | --> | 0.4 | 0.26 | 1.1 |  | --> | 0.38 | 0 | 0.025194 | 0.42072 | 0 |  | --> | C16 ex GILLOGUE | Gillogue [T41,T42] | ARDNACRUSHA |  | 52.682 | -8.5972
MV/LV Substation ST***403Z |  | 20 kV | _ | LV | 200 kVA :Kiosk Substation | 0.2 | --> | 0.2 | 0 | 0 | Constrained,otherwise capacity available =150kVA. | --> | 0.19 | 0 | 0 | 0.20745 | 0 |  | --> | E18 ex BALTRASNA | Baltrasna [T121,T122] | BALTRASNA |  | 53.5011 | -6.4722
MV/LV Substation ST***4040 |  | 10 kV | _ | LV | 50 kVA :Pole Substation | 0.05 | --> | 0.05 | 0.05 | 0.4 |  | --> | 0.0475 | 0 | 0 | 0.05 | 0 |  | --> | C17 ex CARRICKMINES | Carrickmines [T41,T42] | CARRICKMINES |  | 53.2202 | -6.228
MV/LV Substation ST***4040 |  | 10 kV | _ | LV | 100 kVA :Pole Substation | 0.1 | --> | 0.1 | 0 | 0 | Constrained,otherwise capacity available =60kVA. | --> | 0.095 | 0 | 0 | 0.1059 | 0 |  | --> | C12 ex KILSARAN | Kilsaran [T42] | DRYBRIDGE |  | 53.899 | -6.3924
MV/LV Substation ST***4043 |  | 10 kV | _ | LV | 400 kVA :Kiosk Substation | 0.4 | --> | 0.4 | 0.324 | 3.5 |  | --> | 0.38 | 0 | 0 | 0.41138 | 0 |  | --> | C19 ex TRIMMS LANE | Trimms Lane [T41,T42] | SALTHILL |  | 53.2725 | -9.0661
MV/LV Substation ST***4044 |  | 10 kV | _ | LV | 400 kVA :Kiosk Substation | 0.4 | --> | 0.4 | 0 | 0 | Constrained,otherwise capacity available =335kVA. | --> | 0.38 | 0 | 0.069654 | 0.40975 | 0 |  | --> | C28 ex KILMORE | Kilmore [T101,T102,T103] | FINGLAS |  | 53.409 | -6.1739
MV/LV Substation ST***4046 |  | 10 kV | _ | LV | 400 kVA :Kiosk Substation | 0.4 | --> | 0.4 | 0.397 | 6 |  | --> | 0.38 | 0 | 0.004446 | 0.40046 | 0 |  | --> | C23 ex PELLETSTOWN | Pelletstown [T101,T102] | FINGLAS |  | 53.3845 | -6.3745
MV/LV Substation ST***4048 |  | 10 kV | _ | LV | 630 kVA :Building Structure | 0.63 | --> | 0.63 | 0.437 | 11.1 |  | --> | 0.5985 | 0 | 0.010374 | 0.5 | 0 |  | --> | C11 ex CABRA | Cabra [T101,T102] | FINGLAS |  | 53.3642 | -6.302
MV/LV Substation ST***4051 |  | 10 kV | _ | LV | 100 kVA :Pole Substation | 0.1 | --> | 0.1 | 0.091 | 1.5 |  | --> | 0.095 | 0 | 0 | 0.10136 | 0 |  | --> | C13 ex SMEARLA | Smearla [T41,T42] | TRIEN |  | 52.4533 | -9.4912
MV/LV Substation ST***4051 |  | 10 kV | _ | LV | 400 kVA :Building Structure | 0.4 | --> | 0.4 | 0 | 0 | Constrained,otherwise capacity available =327kVA. | --> | 0.38 | 0 | 0 | 0.41094 | 0 |  | --> | C15 ex DUNDRUM | Dundrum [T41,T42] | BLACKROCK |  | 53.284 | -6.205
MV/LV Substation ST***4053 |  | 20 kV | _ | LV | 100 kVA :Pole Substation | 0.1 | --> | 0.1 | 0.081 | 1.4 |  | --> | 0.095 | 0 | 0.011856 | 0.10284 | 0 |  | --> | E12 ex KILLINICK | Killinick [T421,T422] | WEXFORD |  | 52.2365 | -6.3311
MV/LV Substation ST***4055 |  | 10 kV | _ | LV | 400 kVA :Kiosk Substation | 0.4 | --> | 0.4 | 0.392 | 4.6 |  | --> | 0.38 | 0 | 0 | 0.40121 | 0 |  | --> | C26 ex CASTLEVIEW | Castleview [T101,T102] | CASTLEVIEW |  | 51.8959 | -8.3985
MV/LV Substation ST***406 |  | 10 kV | _ | LV | 630 kVA :Kiosk Substation | 0.63 | --> | 0.63 | 0 | 0 | Constrained,otherwise capacity available =496kVA. | --> | 0.5985 | 0 | 0.043719 | 0.5 | 0 |  | --> | C11 ex CLONTARF | Clontarf [T42] | FINGLAS |  | 53.3749 | -6.1964
MV/LV Substation ST***4060 |  | 10 kV | _ | LV | 200 kVA :Pole Substation | 0.2 | --> | 0.2 | 0 | 0 | Constrained,otherwise capacity available =177kVA. | --> | 0.19 | 0 | 0.003705 | 0.20346 | 0 |  | --> | C20 ex COOLCORCORAN | Coolcorcoran [T41,T42] | KNOCKEARAGH |  | 52.0811 | -9.5025
MV/LV Substation ST***4061 |  | 10 kV | _ | LV | 50 kVA :Pole Substation | 0.05 | --> | 0.05 | 0 | 0 | Constrained,otherwise capacity available =50kVA. | --> | 0.0475 | 0 | 0 | 0.05 | 0 |  | --> | C20 ex CELBRIDGE | Celbridge [T41,T42] | GRIFFINRATH |  | 53.2977 | -6.5817
MV/LV Substation ST***4062 |  | 10 kV | _ | LV | 400 kVA :Kiosk Substation | 0.4 | --> | 0.4 | 0.361 | 13.2 |  | --> | 0.38 | 0 | 0 | 0.40588 | 0 |  | --> | C30 ex ARTANE | Artane [T101,T102] | FINGLAS |  | 53.375 | -6.1812
MV/LV Substation ST***4063 |  | 10 kV | _ | LV | 100 kVA :Pole Substation | 0.1 | --> | 0.1 | 0.088 | 0.2 |  | --> | 0.095 | 0 | 0 | 0 | 0 | Constrained,otherwise capacity available =101.8kW. | --> | C11 ex ROSSGEIR | Rossgeir [T41,T42] | LETTERKENNY |  | 54.834 | -7.4743
MV/LV Substation ST***4066 |  | 20 kV | _ | LV | 100 kVA :Pole Substation | 0.1 | --> | 0.1 | 0.1 | 3 |  | --> | 0.095 | 0 | 0 | 0 | 0 | Constrained,otherwise capacity available =100kW. | --> | E12 ex MOVILLE | Moville [T421,T422] | TRILLICK |  | 55.2309 | -6.9424
MV/LV Substation ST***4069 |  | 10 kV | _ | LV | 630 kVA :Building Structure | 0.63 | --> | 0.63 | 0 | 0 | Constrained,otherwise capacity available =500kVA. | --> | 0.5985 | 0 | 0 | 0.5 | 0 |  | --> | C15 ex KINSALE | Kinsale [T41,T42] | BANDON |  | 51.7127 | -8.5154
MV/LV Substation ST***407 |  | 20 kV | _ | LV | 100 kVA :Pole Substation | 0.1 | --> | 0.1 | 0 | 0 | Constrained,otherwise capacity available =52kVA. | --> | 0.095 | 0 | 0.003705 | 0 | 0 | Constrained,otherwise capacity available =107kW. | --> | E12 ex KILLYBEGS | Killybegs [T422] | BINBANE |  | 54.6321 | -8.3642
MV/LV Substation ST***4072 |  | 10 kV | _ | LV | 100 kVA :Pole Substation | 0.1 | --> | 0.1 | 0.07 | 3 |  | --> | 0.095 | 0 | 0 | 0 | 0 | Constrained,otherwise capacity available =104.5kW. | --> | C12 ex BALLYRAINE | Ballyraine [T41,T42] | LETTERKENNY |  | 54.9492 | -7.7117
MV/LV Substation ST***4073 |  | 10 kV | _ | LV | 400 kVA :Building Structure | 0.4 | --> | 0.4 | 0 | 0 | Constrained,otherwise capacity available =400kVA. | --> | 0.38 | 0 | 0 | 0.4 | 0 |  | --> | C18 ex BALGADDY | Balgaddy [T41,T42] | GRANGE CASTLE |  | 53.342 | -6.4194
MV/LV Substation ST***4075 |  | 10 kV | _ | LV | 100 kVA :Pole Substation | 0.1 | --> | 0.1 | 0 | 0 | Constrained,otherwise capacity available =98kVA. | --> | 0.095 | 0 | 0 | 0.1003 | 0 |  | --> | C13 ex POPPINTREE | Poppintree [T101,T102] | FINGLAS |  | 53.4346 | -6.2938
MV/LV Substation ST***4075 |  | 10 kV | _ | LV | 400 kVA :Kiosk Substation | 0.4 | --> | 0.4 | 0 | 0 | Constrained,otherwise capacity available =386kVA. | --> | 0.38 | 0 | 0 | 0.40212 | 0 |  | --> | C17 ex BALLYBODEN | Ballyboden [T41,T42] | COOKSTOWN |  | 53.2748 | -6.3101
MV/LV Substation ST***4076 |  | 10 kV | _ | LV | 630 kVA :Building Structure | 0.63 | --> | 0.63 | 0.5 | 1.5 |  | --> | 0.5985 | 0 | 0 | 0.5 | 0 |  | --> | C14 ex MARROWBONE LANE | Marrowbone Lane [T42] | INCHICORE 220KV |  | 53.3427 | -6.2811
MV/LV Substation ST***4076 |  | 10 kV | _ | LV | 1000 kVA :Building Structure | 1 | --> | 1 | 0.5 | 0.9 |  | --> | 0.95 | 0 | 0.082992 | 0.5 | 0 |  | --> | C18 ex GARVILLE AVENUE | Garville Avenue [T42] | MILLTOWN (DR) |  | 53.3162 | -6.2821
MV/LV Substation ST***4077 |  | 10 kV | _ | LV | 630 kVA :Kiosk Substation | 0.63 | --> | 0.63 | 0 | 0 | Constrained,otherwise capacity available =352kVA. | --> | 0.5985 | 0 | 0.04446 | 0.5 | 0 |  | --> | C14 ex BALLYBODEN | Ballyboden [T41,T42] | COOKSTOWN |  | 53.2731 | -6.3133
MV/LV Substation ST***4078 |  | 10 kV | _ | LV | 1000 kVA :Building Structure | 1 | --> | 1 | 0.5 | 10 |  | --> | 0.95 | 0 | 0 | 0.5 | 0 |  | --> | C16 ex HAROLDS CROSS | Harolds Cross [T101,T102] | POOLBEG |  | 53.326 | -6.2777
MV/LV Substation ST***4085 |  | 10 kV | _ | LV | 1000 kVA :Building Structure | 1 | --> | 1 | 0.5 | 0.9 |  | --> | 0.95 | 0 | 0 | 0.5 | 0 |  | --> | C18 ex GARVILLE AVENUE | Garville Avenue [T42] | MILLTOWN (DR) |  | 53.3163 | -6.2821
MV/LV Substation ST***4088 |  | 10 kV | _ | LV | 630 kVA :Building Structure | 0.63 | --> | 0.63 | 0.367 | 13.2 |  | --> | 0.5985 | 0 | 0 | 0.5 | 0 |  | --> | C22 ex ARTANE | Artane [T101,T102] | FINGLAS |  | 53.3903 | -6.2167
MV/LV Substation ST***4089 |  | 10 kV | _ | LV | 100 kVA :Pole Substation | 0.1 | --> | 0.1 | 0.08 | 1.6 |  | --> | 0.095 | 0 | 0.00741 | 0 | 0 | Constrained,otherwise capacity available =103kW. | --> | C17 ex BALLYSHANNON | Ballyshannon [T41,T42] | CATHALEENS FALL |  | 54.4981 | -8.1806
MV/LV Substation ST***408Y |  | 10 kV | _ | LV | 200 kVA :Kiosk Substation | 0.2 | --> | 0.2 | 0 | 0 | Constrained,otherwise capacity available =140kVA. | --> | 0.19 | 0 | 0.02223 | 0.20891 | 0 |  | --> | C17 ex POLLERTON | Pollerton [T41,T42] | CARLOW |  | 52.8463 | -6.9261
MV/LV Substation ST***4090 |  | 10 kV | _ | LV | 630 kVA :Building Structure | 0.63 | --> | 0.63 | 0 | 0 | Constrained,otherwise capacity available =500kVA. | --> | 0.5985 | 0 | 0 | 0.5 | 0 |  | --> | C13 ex DRUMCONDRA | Drumcondra [T41,T42] | MCDERMOTT |  | 53.3722 | -6.2557
MV/LV Substation ST***4090 |  | 10 kV | _ | LV | 1000 kVA :Building Structure | 1 | --> | 1 | 0.5 | 0.9 |  | --> | 0.95 | 0 | 0 | 0.5 | 0 |  | --> | C16 ex KIMMAGE | Kimmage [T41,T42] | INCHICORE 220KV |  | 53.3183 | -6.307
MV/LV Substation ST***4092 |  | 10 kV | _ | LV | 100 kVA :Pole Substation | 0.1 | --> | 0.1 | 0 | 0 | Constrained,otherwise capacity available =97kVA. | --> | 0.095 | 0 | 0 | 0.10045 | 0 |  | --> | C15 ex STICKILLEN | Stickillen [T41,T42] | DRYBRIDGE |  | 53.8436 | -6.5454
MV/LV Substation ST***4092 |  | 10 kV | _ | LV | 50 kVA :Pole Substation | 0.05 | --> | 0.05 | 0 | 0 | Constrained,otherwise capacity available =42kVA. | --> | 0.0475 | 0 | 0 | 0 | 0 | Constrained,otherwise capacity available =51.2kW. | --> | C20 ex MOUNTMELLICK | Mountmellick [T41,T42] | PORTLAOISE |  | 53.0704 | -7.2612
MV/LV Substation ST***4097 |  | 10 kV | _ | LV | 400 kVA :Kiosk Substation | 0.4 | --> | 0.4 | 0.4 | 0.9 |  | --> | 0.38 | 0 | 0 | 0.4 | 0 |  | --> | C16 ex KIMMAGE | Kimmage [T41,T42] | INCHICORE 220KV |  | 53.3184 | -6.3067
MV/LV Substation ST***4097 |  | 20 kV | _ | LV | 100 kVA :Pole Substation | 0.1 | --> | 0.1 | 0 | 0 | Constrained,otherwise capacity available =100kVA. | --> | 0.095 | 0 | 0 | 0.1 | 0 |  | --> | E11 ex CREAGH | Creagh [T421,T422] | ATHLONE |  | 53.471 | -8.2723
MV/LV Substation ST***4098 |  | 20 kV | _ | LV | 100 kVA :Pole Substation | 0.1 | --> | 0.1 | 0.077 | 0.3 |  | --> | 0.095 | 0 | 0.001482 | 0.10343 | 0 |  | --> | E31 ex TRIM | Trim [T421] | NAVAN |  | 53.5742 | -6.9053
MV/LV Substation ST***410 |  | 20 kV | _ | LV | 100 kVA :Pole Substation | 0.1 | --> | 0.1 | 0 | 0 | Constrained,otherwise capacity available =61kVA. | --> | 0.095 | 0 | 0 | 0.10575 | 0 |  | --> | E16 ex GURRANEBANE | Gurranebane [T421,T422] | OUGHTRAGH |  | 51.8507 | -10.1698
MV/LV Substation ST***4101 |  | 20 kV | _ | LV | 100 kVA :Pole Substation | 0.1 | --> | 0.1 | 0 | 0 | Constrained,otherwise capacity available =86kVA. | --> | 0.095 | 0 | 0 | 0 | 0 | Constrained,otherwise capacity available =102.1kW. | --> | E16 ex KILMACTHOMAS | Kilmacthomas [T421,T422] | DUNGARVAN |  | 52.1277 | -7.4546
MV/LV Substation ST***4104 |  | 10 kV | _ | LV | 50 kVA :Pole Substation | 0.05 | --> | 0.05 | 0.05 | 2.9 |  | --> | 0.0475 | 0 | 0 | 0 | 0 | Constrained,otherwise capacity available =50kW. | --> | C12 ex TELAYDON | Telaydon [T42,T421] | LISDRUM |  | 54.2803 | -6.9451
MV/LV Substation ST***4104 |  | 20 kV | _ | LV | 400 kVA :Kiosk Substation | 0.4 | --> | 0.4 | 0 | 0 | Constrained,otherwise capacity available =352kVA. | --> | 0.38 | 0 | 0.015561 | 0.40722 | 0 |  | --> | C17 ex TULLA | Tulla [T41,T42] | ENNIS |  | 52.8633 | -8.7623
MV/LV Substation ST***4107 |  | 10 kV | _ | LV | 400 kVA :Kiosk Substation | 0.4 | --> | 0.4 | 0.4 | 1.2 |  | --> | 0.38 | 0 | 0 | 0.4 | 0 |  | --> | C16 ex SALLYNOGGIN ROAD | Sallynoggin Road [T41,T42] | CHERRYWOOD |  | 53.2833 | -6.125
MV/LV Substation ST***4109 |  | 10 kV | _ | LV | 630 kVA :Building Structure | 0.63 | --> | 0.63 | 0 | 0 | Constrained,otherwise capacity available =500kVA. | --> | 0.5985 | 0 | 0 | 0.5 | 0 |  | --> | C31 ex STEPHENSTOWN | Stephenstown [T101,T102] | FINGLAS |  | 53.5996 | -6.2018
MV/LV Substation ST***4110 |  | 10 kV | _ | LV | 50 kVA :Pole Substation | 0.05 | --> | 0.05 | 0.038 | 2.4 |  | --> | 0.0475 | 0 | 0 | 0.05179 | 0 |  | --> | C18 ex GRAIGUE | Graigue [T41,T42] | CARLOW |  | 52.8552 | -6.9287
MV/LV Substation ST***4110 |  | 20 kV | _ | LV | 50 kVA :Pole Substation | 0.05 | --> | 0.05 | 0.048 | 3.5 |  | --> | 0.0475 | 0 | 0 | 0.050303 | 0 |  | --> | E17 ex BUSH | Bush [T421,T422] | DUNDALK |  | 54.0565 | -6.2008
MV/LV Substation ST***4112 |  | 10 kV | _ | LV | 400 kVA :Kiosk Substation | 0.4 | --> | 0.4 | 0 | 0 | Constrained,otherwise capacity available =361kVA. | --> | 0.38 | 0 | 0.008151 | 0.40588 | 0 |  | --> | C15 ex STICKILLEN | Stickillen [T41,T42] | DRYBRIDGE |  | 53.8496 | -6.5415
MV/LV Substation ST***4115 |  | 20 kV | _ | LV | 400 kVA :Kiosk Substation | 0.4 | --> | 0.4 | 0 | 0 | Constrained,otherwise capacity available =362kVA. | --> | 0.38 | 0 | 0 | 0.40573 | 0 |  | --> | C26 ex STEPHENSTOWN | Stephenstown [T101,T102] | FINGLAS |  | 53.6068 | -6.2066
MV/LV Substation ST***4116 |  | 20 kV | _ | LV | 50 kVA :Pole Substation | 0.05 | --> | 0.05 | 0 | 0 | Constrained,otherwise capacity available =50kVA. | --> | 0.0475 | 0 | 0 | 0.05 | 0 |  | --> | E12 ex GURRANEBANE | Gurranebane [T421,T422] | OUGHTRAGH |  | 52.0966 | -9.9022
MV/LV Substation ST***4119 |  | 20 kV | _ | LV | 50 kVA :Pole Substation | 0.05 | --> | 0.05 | 0 | 0 | Constrained,otherwise capacity available =38kVA. | --> | 0.0475 | 0 | 0 | 0.05179 | 0 |  | --> | E18 ex GURRANEBANE | Gurranebane [T421,T422] | OUGHTRAGH |  | 51.8472 | -10.3347
MV/LV Substation ST***412 |  | 20 kV | _ | LV | 630 kVA :Kiosk Substation | 0.63 | --> | 0.63 | 0 | 0 | Constrained,otherwise capacity available =469kVA. | --> | 0.5985 | 0 | 0 | 0 | 0 | Constrained,otherwise capacity available =500kW. | --> | E14 ex CARNDONAGH | Carndonagh [T421,T422] | TRILLICK |  | 55.2512 | -7.2641
MV/LV Substation ST***4120 |  | 10 kV | _ | LV | 100 kVA :Pole Substation | 0.1 | --> | 0.1 | 0.073 | 0.7 |  | --> | 0.095 | 0 | 0 | 0.10402 | 0 |  | --> | C24 ex MULLAGH | Mullagh [T44] | MEATH HILL |  | 53.8141 | -6.9592
MV/LV Substation ST***4122 |  | 10 kV | _ | LV | 50 kVA :Pole Substation | 0.05 | --> | 0.05 | 0 | 0 | Constrained,otherwise capacity available =16kVA. | --> | 0.0475 | 0 | 0.002964 | 0.05491 | 0 |  | --> | C18 ex NAAS | Naas [T41,T42] | KILTEEL |  | 53.1672 | -6.6997
MV/LV Substation ST***4124 |  | 20 kV | _ | LV | 400 kVA :Kiosk Substation | 0.4 | --> | 0.4 | 0 | 0 | Constrained,otherwise capacity available =351kVA. | --> | 0.38 | 0 | 0.069654 | 0.40737 | 0 |  | --> | E20 ex ADAMSTOWN | Adamstown [T121,T122] | INCHICORE 220KV |  | 53.3376 | -6.4671
MV/LV Substation ST***4124 |  | 10 kV | _ | LV | 400 kVA :Kiosk Substation | 0.4 | --> | 0.4 | 0.4 | 4.4 |  | --> | 0.38 | 0 | 0 | 0.4 | 0 |  | --> | C18 ex KINGSCOURT | Kingscourt [T41,T42] | MEATH HILL |  | 53.9019 | -6.8056
MV/LV Substation ST***4127 |  | 20 kV | _ | LV | 50 kVA :Pole Substation | 0.05 | --> | 0.05 | 0 | 0 | Constrained,otherwise capacity available =50kVA. | --> | 0.0475 | 0 | 0 | 0.05 | 0 |  | --> | E11 ex CREAGH | Creagh [T421,T422] | ATHLONE |  | 53.3365 | -8.1946
MV/LV Substation ST***4128 |  | 10 kV | _ | LV | 100 kVA :Pole Substation | 0.1 | --> | 0.1 | 0.1 | 0.7 |  | --> | 0.095 | 0 | 0 | 0.1 | 0 |  | --> | C24 ex MULLAGH | Mullagh [T44] | MEATH HILL |  | 53.7749 | -6.7962
MV/LV Substation ST***412Y |  | 10 kV | _ | LV | 50 kVA :Pole Substation | 0.05 | --> | 0.05 | 0 | 0 | Constrained,otherwise capacity available =25kVA. | --> | 0.0475 | 0 | 0 | 0.053659 | 0 |  | --> | E11 ex SLANE | Slane [T421] | DRYBRIDGE |  | 53.7626 | -6.4938
MV/LV Substation ST***4130 |  | 10 kV | _ | LV | 200 kVA :Kiosk Substation | 0.2 | --> | 0.2 | 0 | 0 | Constrained,otherwise capacity available =186kVA. | --> | 0.19 | 0 | 0 | 0.20211 | 0 |  | --> | C12 ex ORANMORE | Oranmore [T41,T44] | GALWAY 110KV |  | 53.2771 | -8.9864
MV/LV Substation ST***4132 |  | 10 kV | _ | LV | 400 kVA :Kiosk Substation | 0.4 | --> | 0.4 | 0 | 0 | Constrained,otherwise capacity available =400kVA. | --> | 0.38 | 0 | 0 | 0.4 | 0 |  | --> | C13 ex INCHICORE NORTH | Inchicore North [T41] | INCHICORE 220KV |  | 53.3439 | -6.346
MV/LV Substation ST***4133 |  | 20 kV | _ | LV | 50 kVA :Pole Substation | 0.05 | --> | 0.05 | 0 | 0 | Constrained,otherwise capacity available =50kVA. | --> | 0.0475 | 0 | 0 | 0.05 | 0 |  | --> | C17 ex CLONES | Clones [T41,T42] | SHANKILL |  | 54.2029 | -7.1667
MV/LV Substation ST***4133 |  | 10 kV | _ | LV | 50 kVA :Pole Substation | 0.05 | --> | 0.05 | 0 | 0 | Constrained,otherwise capacity available =50kVA. | --> | 0.0475 | 0 | 0.003705 | 0 | 0 | Constrained,otherwise capacity available =50kW. | --> | C11 ex DONEGAL | Donegal [T41,T42] | CATHALEENS FALL |  | 54.6458 | -8.2216
MV/LV Substation ST***413X |  | 20 kV | _ | LV | 50 kVA :Pole Substation | 0.05 | --> | 0.05 | 0 | 0 | Constrained,otherwise capacity available =49kVA. | --> | 0.0475 | 0 | 0 | 0.050152 | 0 |  | --> | E47 ex CLAREGALWAY | Claregalway [T42,T421] | GALWAY 110KV |  | 53.3795 | -8.8582
MV/LV Substation ST***414 |  | 20 kV | _ | LV | 50 kVA :Pole Substation | 0.05 | --> | 0.05 | 0.039 | 8.1 |  | --> | 0.0475 | 0 | 0.002964 | 0 | 0 | Constrained,otherwise capacity available =51.6kW. | --> | E12 ex WESTPORT | Westport [T421,T422] | CASTLEBAR |  | 53.7821 | -9.4429
MV/LV Substation ST***4143 |  | 10 kV | _ | LV | 630 kVA :Kiosk Substation | 0.63 | --> | 0.63 | 0 | 0 | Constrained,otherwise capacity available =380kVA. | --> | 0.5985 | 0 | 0 | 0.5 | 0 |  | --> | C13 ex LIFFEY VALLEY | Liffey Valley [T41,T42] | INCHICORE 220KV |  | 53.3564 | -6.4111
MV/LV Substation ST***4143 |  | 10 kV | _ | LV | 400 kVA :Kiosk Substation | 0.4 | --> | 0.4 | 0 | 0 | Constrained,otherwise capacity available =258kVA. | --> | 0.38 | 0 | 0.028158 | 0.42101 | 0 |  | --> | C15 ex MALAHIDE | Malahide [T41,T42] | GLASMORE |  | 53.4158 | -6.1491
MV/LV Substation ST***4143 |  | 10 kV | _ | LV | 400 kVA :Kiosk Substation | 0.4 | --> | 0.4 | 0 | 0 | Constrained,otherwise capacity available =400kVA. | --> | 0.38 | 0 | 0 | 0.4 | 0 |  | --> | C13 ex LOUGHLINSTOWN | Loughlinstown [T41,T42] | CARRICKMINES |  | 53.259 | -6.1178
MV/LV Substation ST***4144 |  | 10 kV | _ | LV | 400 kVA :Kiosk Substation | 0.4 | --> | 0.4 | 0.4 | 4.1 |  | --> | 0.38 | 0 | 0 | 0.4 | 0 |  | --> | C20 ex BALLYMUN | Ballymun [T41,T42] | FINGLAS |  | 53.3888 | -6.2536
MV/LV Substation ST***4145 |  | 20 kV | _ | LV | 200 kVA :Kiosk Substation | 0.2 | --> | 0.2 | 0 | 0 | Constrained,otherwise capacity available =148kVA. | --> | 0.19 | 0 | 0.000741 | 0.20775 | 0 |  | --> | E18 ex BALTRASNA | Baltrasna [T121,T122] | BALTRASNA |  | 53.5095 | -6.4571
MV/LV Substation ST***4146 |  | 10 kV | _ | LV | 400 kVA :Kiosk Substation | 0.4 | --> | 0.4 | 0 | 0 | Constrained,otherwise capacity available =383kVA. | --> | 0.38 | 0 | 0.013338 | 0.40257 | 0 |  | --> | C13 ex MOUNTGORRY | Mountgorry [T41,T42] | GRANGE (DR) |  | 53.4507 | -6.2089
MV/LV Substation ST***4146 |  | 10 kV | _ | LV | 200 kVA :Pole Substation | 0.2 | --> | 0.2 | 0 | 0 | Constrained,otherwise capacity available =200kVA. | --> | 0.19 | 0 | 0 | 0 | 0 | Constrained,otherwise capacity available =200kW. | --> | C17 ex TEMPLEMORE | Templemore [T41,T42] | IKERRIN |  | 52.7935 | -7.8396
MV/LV Substation ST***4148 |  | 20 kV | _ | LV | 50 kVA :Pole Substation | 0.05 | --> | 0.05 | 0.05 | 2.3 |  | --> | 0.0475 | 0 | 0 | 0.05 | 0 |  | --> | E14 ex MOY | Moy [T421,T422] | MOY |  | 54.2548 | -9.2439
MV/LV Substation ST***4148 |  | 10 kV | _ | LV | 400 kVA :Kiosk Substation | 0.4 | --> | 0.4 | 0 | 0 | Constrained,otherwise capacity available =371kVA. | --> | 0.38 | 0 | 0 | 0.40438 | 0 |  | --> | C18 ex ATHBOY | Athboy [T42] | NAVAN |  | 53.6216 | -6.9189
MV/LV Substation ST***415 |  | 10 kV | _ | LV | 50 kVA :Pole Substation | 0.05 | --> | 0.05 | 0 | 0 | Constrained,otherwise capacity available =24kVA. | --> | 0.0475 | 0 | 0.008151 | 0.0538 | 0 |  | --> | C22 ex GREYSTONES | Greystones [T41,T42] | FASSAROE |  | 53.129 | -6.0941
MV/LV Substation ST***4152 |  | 10 kV | _ | LV | 400 kVA :Kiosk Substation | 0.4 | --> | 0.4 | 0 | 0 | Constrained,otherwise capacity available =330kVA. | --> | 0.38 | 0 | 0.085956 | 0.41049 | 0 |  | --> | C15 ex MALAHIDE | Malahide [T41,T42] | GLASMORE |  | 53.4192 | -6.1495
MV/LV Substation ST***4153 |  | 20 kV | _ | LV | 200 kVA :Kiosk Substation | 0.2 | --> | 0.2 | 0.134 | 3.5 |  | --> | 0.19 | 0 | 0 | 0 | 0 | Constrained,otherwise capacity available =209.8kW. | --> | E12 ex DUNFIRTH | Dunfirth [T122] | DUNFIRTH |  | 53.4526 | -6.9186
MV/LV Substation ST***4155 |  | 10 kV | _ | LV | 630 kVA :Kiosk Substation | 0.63 | --> | 0.63 | 0 | 0 | Constrained,otherwise capacity available =500kVA. | --> | 0.5985 | 0 | 0 | 0.5 | 0 |  | --> | C16 ex LITTLE BRAY | Little Bray [T41,T42] | FASSAROE |  | 53.2351 | -6.129
MV/LV Substation ST***4155 |  | 10 kV | _ | LV | 400 kVA :Kiosk Substation | 0.4 | --> | 0.4 | 0 | 0 | Constrained,otherwise capacity available =327kVA. | --> | 0.38 | 0 | 0 | 0.41094 | 0 |  | --> | C16 ex RATHMULLAN | Rathmullan [T41,T42] | DRYBRIDGE |  | 53.7109 | -6.3752
MV/LV Substation ST***4157 |  | 10 kV | _ | LV | 400 kVA :Kiosk Substation | 0.4 | --> | 0.4 | 0 | 0 | Constrained,otherwise capacity available =400kVA. | --> | 0.38 | 0 | 0 | 0 | 0 | Constrained,otherwise capacity available =400kW. | --> | C14 ex DRUMBEAR | Drumbear [T41,T42] | LISDRUM |  | 54.2512 | -6.9627
MV/LV Substation ST***4157 |  | 20 kV | _ | LV | 100 kVA :Pole Substation | 0.1 | --> | 0.1 | 0 | 0 | Constrained,otherwise capacity available =100kVA. | --> | 0.095 | 0 | 0 | 0.1 | 0 |  | --> | E11 ex BALLYHALE | Ballyhale [T42,T421] | KILKENNY |  | 52.5289 | -7.1308
MV/LV Substation ST***4158 |  | 20 kV | _ | LV | 50 kVA :Pole Substation | 0.05 | --> | 0.05 | 0.007 | 4.2 |  | --> | 0.0475 | 0 | 0 | 0.056126 | 0 |  | --> | E15 ex JENKINSTOWN | Jenkinstown [T421,T422] | DUNDALK |  | 54.0322 | -6.3806
MV/LV Substation ST***4160 |  | 20 kV | _ | LV | 400 kVA :Kiosk Substation | 0.4 | --> | 0.4 | 0 | 0 | Constrained,otherwise capacity available =288kVA. | --> | 0.38 | 0 | 0.10744 | 0.41666 | 0 |  | --> | E20 ex ADAMSTOWN | Adamstown [T121,T122] | INCHICORE 220KV |  | 53.3406 | -6.466
MV/LV Substation ST***4161 |  | 20 kV | _ | LV | 400 kVA :Kiosk Substation | 0.4 | --> | 0.4 | 0 | 0 | Constrained,otherwise capacity available =275kVA. | --> | 0.38 | 0 | 0.06669 | 0.41855 | 0 |  | --> | E20 ex ADAMSTOWN | Adamstown [T121,T122] | INCHICORE 220KV |  | 53.3421 | -6.4657
MV/LV Substation ST***4164 |  | 20 kV | _ | LV | 100 kVA :Pole Substation | 0.1 | --> | 0.1 | 0 | 0 | Constrained,otherwise capacity available =100kVA. | --> | 0.095 | 0 | 0 | 0.1 | 0 |  | --> | E11 ex BALLYHALE | Ballyhale [T42,T421] | KILKENNY |  | 52.5352 | -7.2235
MV/LV Substation ST***4164 |  | 10 kV | _ | LV | 630 kVA :Building Structure | 0.63 | --> | 0.63 | 0 | 0 | Constrained,otherwise capacity available =500kVA. | --> | 0.5985 | 0 | 0.008151 | 0.5 | 0 |  | --> | C17 ex CAMDEN ROW | Camden Row [T41] | FRANCIS STREET |  | 53.3424 | -6.2809
MV/LV Substation ST***4169 |  | 10 kV | _ | LV | 400 kVA :Kiosk Substation | 0.4 | --> | 0.4 | 0.4 | 19.8 |  | --> | 0.38 | 0 | 0 | 0.4 | 0 |  | --> | C30 ex TANEY | Taney [T101,T102] | CARRICKMINES |  | 53.2826 | -6.24
MV/LV Substation ST***416Z |  | 10 kV | _ | LV | 400 kVA :Kiosk Substation | 0.4 | --> | 0.4 | 0 | 0 | Constrained,otherwise capacity available =322kVA. | --> | 0.38 | 0 | 0.008892 | 0.41167 | 0 |  | --> | C11 ex MONEYCOOLEY | Moneycooley [T41,T42,T44] | GRIFFINRATH |  | 53.3701 | -6.5934
MV/LV Substation ST***417 |  | 10 kV | _ | LV | 400 kVA :Kiosk Substation | 0.4 | --> | 0.4 | 0 | 0 | Constrained,otherwise capacity available =336kVA. | --> | 0.38 | 0 | 0.1482 | 0.4096 | 0 |  | --> | C22 ex TERMONFECKIN ROAD | Termonfeckin Road [T41,T42] | DRYBRIDGE |  | 53.7321 | -6.3481
MV/LV Substation ST***4178 |  | 20 kV | _ | LV | 50 kVA :Pole Substation | 0.05 | --> | 0.05 | 0.046 | 3.5 |  | --> | 0.0475 | 0 | 0 | 0.050604 | 0 |  | --> | E17 ex BUSH | Bush [T421,T422] | DUNDALK |  | 54.0377 | -6.1828
MV/LV Substation ST***417Y |  | 10 kV | _ | LV | 200 kVA :Kiosk Substation | 0.2 | --> | 0.2 | 0 | 0 | Constrained,otherwise capacity available =167kVA. | --> | 0.19 | 0 | 0 | 0.20495 | 0 |  | --> | C16 ex CREGG ROAD | Cregg Road [T41,T42] | BALLYDINE |  | 52.3493 | -7.3275
MV/LV Substation ST***417Z |  | 10 kV | _ | LV | 400 kVA :Kiosk Substation | 0.4 | --> | 0.4 | 0 | 0 | Constrained,otherwise capacity available =320kVA. | --> | 0.38 | 0 | 0 | 0.41197 | 0 |  | --> | C11 ex MONEYCOOLEY | Moneycooley [T41,T42,T44] | GRIFFINRATH |  | 53.3699 | -6.5951
MV/LV Substation ST***4182 |  | 20 kV | _ | LV | 400 kVA :Kiosk Substation | 0.4 | --> | 0.4 | 0 | 0 | Constrained,otherwise capacity available =340kVA. | --> | 0.38 | 0 | 0.097812 | 0.40901 | 0 |  | --> | E15 ex BATTER LANE TEMPORARY | Batter Lane Temporary 38kv [T421] | GLASMORE |  | 53.5256 | -6.1621
MV/LV Substation ST***4186 |  | 10 kV | _ | LV | 1000 kVA :Building Structure | 1 | --> | 1 | 0.5 | 13.9 |  | --> | 0.95 | 0 | 0 | 0.5 | 0 |  | --> | C21 ex CENTRAL PARK | Central Park [T101,T102] | CARRICKMINES |  | 53.2818 | -6.1941
MV/LV Substation ST***4187 |  | 10 kV | _ | LV | 200 kVA :Pole Substation | 0.2 | --> | 0.2 | 0 | 0 | Constrained,otherwise capacity available =200kVA. | --> | 0.19 | 0 | 0 | 0.2 | 0 |  | --> | C19 ex CELBRIDGE | Celbridge [T41,T42] | GRIFFINRATH |  | 53.3115 | -6.6176
MV/LV Substation ST***4188 |  | 10 kV | _ | LV | 1000 kVA :Building Structure | 1 | --> | 1 | 0.5 | 13.9 |  | --> | 0.95 | 0 | 0 | 0.5 | 0 |  | --> | C21 ex CENTRAL PARK | Central Park [T101,T102] | CARRICKMINES |  | 53.2895 | -6.1975
MV/LV Substation ST***418Z |  | 10 kV | _ | LV | 400 kVA :Kiosk Substation | 0.4 | --> | 0.4 | 0 | 0 | Constrained,otherwise capacity available =276kVA. | --> | 0.38 | 0 | 0.003705 | 0.4184 | 0 |  | --> | C19 ex CELBRIDGE | Celbridge [T41,T42] | GRIFFINRATH |  | 53.31 | -6.6098
MV/LV Substation ST***419 |  | 10 kV | _ | LV | 400 kVA :Kiosk Substation | 0.4 | --> | 0.4 | 0 | 0 | Constrained,otherwise capacity available =300kVA. | --> | 0.38 | 0 | 0.018525 | 0.41491 | 0 |  | --> | C17 ex CARRIGALINE | Carrigaline [T41,T42] | BARNAHELY |  | 51.8027 | -8.3016
MV/LV Substation ST***4190 |  | 20 kV | _ | LV | 630 kVA :Kiosk Substation | 0.63 | --> | 0.63 | 0 | 0 | Constrained,otherwise capacity available =430kVA. | --> | 0.5985 | 0 | 0.003705 | 0.5 | 0 |  | --> | E19 ex ADAMSTOWN | Adamstown [T121,T122] | INCHICORE 220KV |  | 53.3404 | -6.4686
MV/LV Substation ST***4193 |  | 10 kV | _ | LV | 1000 kVA :Building Structure | 1 | --> | 1 | 0.5 | 3.4 |  | --> | 0.95 | 0 | 0 | 0.5 | 0 |  | --> | C20 ex MERRION SQUARE | Merrion Square [T41,T42] | RINGSEND |  | 53.3352 | -6.2554
MV/LV Substation ST***4195 |  | 10 kV | _ | LV | 630 kVA :Kiosk Substation | 0.63 | --> | 0.63 | 0.5 | 1.7 |  | --> | 0.5985 | 0 | 0.02223 | 0.5 | 0 |  | --> | C20 ex ATHY | Athy [T101,T102] | ATHY |  | 52.9944 | -6.9802
MV/LV Substation ST***4195 |  | 10 kV | _ | LV | 400 kVA :Building Structure | 0.4 | --> | 0.4 | 0.348 | 2.3 |  | --> | 0.38 | 0 | 0.02223 | 0.40782 | 0 |  | --> | E18 ex MOY | Moy [T421,T422] | MOY |  | 54.1186 | -9.1669
MV/LV Substation ST***4195 |  | 10 kV | _ | LV | 50 kVA :Pole Substation | 0.05 | --> | 0.05 | 0.05 | 4.2 |  | --> | 0.0475 | 0 | 0 | 0.05 | 0 |  | --> | C19 ex ERRIGAL | Errigal [T41,T422] | SHANKILL |  | 54.0748 | -7.0697
MV/LV Substation ST***4195 |  | 10 kV | _ | LV | 1000 kVA :Building Structure | 1 | --> | 1 | 0.5 | 3 |  | --> | 0.95 | 0 | 0 | 0.5 | 0 |  | --> | C11 ex GREENHILLS | Greenhills [T42] | INCHICORE 220KV |  | 53.3177 | -6.3387
MV/LV Substation ST***4197 |  | 10 kV | _ | LV | 400 kVA :Kiosk Substation | 0.4 | --> | 0.4 | 0.39 | 3.3 |  | --> | 0.38 | 0 | 0 | 0.40151 | 0 |  | --> | C17 ex GLEBE | Glebe [T41,T42] | RICHMOND |  | 53.7276 | -7.7972
MV/LV Substation ST***4198 |  | 10 kV | _ | LV | 630 kVA :Kiosk Substation | 0.63 | --> | 0.63 | 0 | 0 | Constrained,otherwise capacity available =481kVA. | --> | 0.5985 | 0 | 0.077805 | 0.5 | 0 |  | --> | C14 ex COOLMINE | Coolmine [T41,T42] | FINGLAS |  | 53.3868 | -6.429
MV/LV Substation ST***4199 |  | 10 kV | _ | LV | 630 kVA :Building Structure | 0.63 | --> | 0.63 | 0 | 0 | Constrained,otherwise capacity available =500kVA. | --> | 0.5985 | 0 | 0 | 0.5 | 0 |  | --> | C14 ex COOLMINE | Coolmine [T41,T42] | FINGLAS |  | 53.3852 | -6.4306
MV/LV Substation ST***419Y |  | 20 kV | _ | LV | 100 kVA :Pole Substation | 0.1 | --> | 0.1 | 0 | 0 | Constrained,otherwise capacity available =84kVA. | --> | 0.095 | 0 | 0.008151 | 0 | 0 | Constrained,otherwise capacity available =102.4kW. | --> | E16 ex KILMACTHOMAS | Kilmacthomas [T421,T422] | DUNGARVAN |  | 52.1293 | -7.4542
MV/LV Substation ST***4200 |  | 10 kV | _ | LV | 400 kVA :Kiosk Substation | 0.4 | --> | 0.4 | 0 | 0 | Constrained,otherwise capacity available =237kVA. | --> | 0.38 | 0 | 0.018525 | 0.42402 | 0 |  | --> | C11 ex NAAS | Naas [T41,T42] | KILTEEL |  | 53.2083 | -6.6476
MV/LV Substation ST***4203 |  | 20 kV | _ | LV | 50 kVA :Pole Substation | 0.05 | --> | 0.05 | 0 | 0 | Constrained,otherwise capacity available =50kVA. | --> | 0.0475 | 0 | 0 | 0.05 | 0 |  | --> | E11 ex CAVAN | Cavan [T42,T421] | SHANKILL |  | 54.0851 | -7.3149
MV/LV Substation ST***4205 |  | 20 kV | _ | LV | 50 kVA :Pole Substation | 0.05 | --> | 0.05 | 0.05 | 3.5 |  | --> | 0.0475 | 0 | 0 | 0.05 | 0 |  | --> | E16 ex BELVIEW | Belview [T421,T422] | WATERFORD |  | 52.2717 | -7.0381
MV/LV Substation ST***4207 |  | 20 kV | _ | LV | 630 kVA :Kiosk Substation | 0.63 | --> | 0.63 | 0 | 0 | Constrained,otherwise capacity available =500kVA. | --> | 0.5985 | 0 | 0.11782 | 0.5 | 0 |  | --> | C11 ex LOUGHSHINNY | Loughshinny [T41,T42] | GLASMORE |  | 53.5253 | -6.1587
MV/LV Substation ST***4208 |  | 10 kV | _ | LV | 50 kVA :Pole Substation | 0.05 | --> | 0.05 | 0 | 0 | Constrained,otherwise capacity available =42kVA. | --> | 0.0475 | 0 | 0 | 0.0512 | 0 |  | --> | C19 ex SALLINS | Sallins [T41,T42] | GRIFFINRATH |  | 53.2492 | -6.7506
MV/LV Substation ST***4209 |  | 10 kV | _ | LV | 630 kVA :Kiosk Substation | 0.63 | --> | 0.63 | 0 | 0 | Constrained,otherwise capacity available =500kVA. | --> | 0.5985 | 0 | 0 | 0.5 | 0 |  | --> | C23 ex TRAMORE | Tramore [T41,T42] | BUTLERSTOWN |  | 52.1705 | -7.145
MV/LV Substation ST***4209 |  | 10 kV | _ | LV | 1000 kVA :Building Structure | 1 | --> | 1 | 0 | 0 | Constrained,otherwise capacity available =500kVA. | --> | 0.95 | 0 | 0.023712 | 0.5 | 0 |  | --> | C14 ex COOLMINE | Coolmine [T41,T42] | FINGLAS |  | 53.3865 | -6.4397
MV/LV Substation ST***4210 |  | 10 kV | _ | LV | 1000 kVA :Building Structure | 1 | --> | 1 | 0 | 0 | Constrained,otherwise capacity available =500kVA. | --> | 0.95 | 0 | 0.01482 | 0.5 | 0 |  | --> | C14 ex COOLMINE | Coolmine [T41,T42] | FINGLAS |  | 53.386 | -6.4376
MV/LV Substation ST***4216 |  | 10 kV | _ | LV | 400 kVA :Building Structure | 0.4 | --> | 0.4 | 0 | 0 | Constrained,otherwise capacity available =327kVA. | --> | 0.38 | 0 | 0 | 0.41094 | 0 |  | --> | C13 ex MALAHIDE | Malahide [T41,T42] | GLASMORE |  | 53.4146 | -6.1756
MV/LV Substation ST***4219 |  | 10 kV | _ | LV | 50 kVA :Pole Substation | 0.05 | --> | 0.05 | 0 | 0 | Constrained,otherwise capacity available =50kVA. | --> | 0.0475 | 0 | 0 | 0.05 | 0 |  | --> | C18 ex GORT | Gort [T41,T42] | ENNIS |  | 53.0478 | -8.8504
MV/LV Substation ST***422 |  | 10 kV | _ | LV | 100 kVA :Pole Substation | 0.1 | --> | 0.1 | 0.068 | 1.6 |  | --> | 0.095 | 0 | 0.003705 | 0 | 0 | Constrained,otherwise capacity available =104.7kW. | --> | C15 ex DERRYBEG | Derrybeg [T41,T42] | ARDNAGAPPARY |  | 55.0938 | -8.2817
MV/LV Substation ST***422 |  | 10 kV | _ | LV | 200 kVA :Pole Substation | 0.2 | --> | 0.2 | 0 | 0 | Constrained,otherwise capacity available =98kVA. | --> | 0.19 | 0 | 0.011856 | 0.21492 | 0 |  | --> | C21 ex OLDBAWN | Oldbawn [T41,T42] | COOKSTOWN |  | 53.2698 | -6.3567
MV/LV Substation ST***4220 |  | 10 kV | _ | LV | 630 kVA :Kiosk Substation | 0.63 | --> | 0.63 | 0 | 0 | Constrained,otherwise capacity available =495kVA. | --> | 0.5985 | 0 | 0.041496 | 0.5 | 0 |  | --> | C11 ex LIFFEY VALLEY | Liffey Valley [T41,T42] | INCHICORE 220KV |  | 53.3446 | -6.4051
MV/LV Substation ST***4220 |  | 10 kV | _ | LV | 400 kVA :Kiosk Substation | 0.4 | --> | 0.4 | 0 | 0 | Constrained,otherwise capacity available =214kVA. | --> | 0.38 | 0 | 0.028158 | 0.4273 | 0 |  | --> | C15 ex MALAHIDE | Malahide [T41,T42] | GLASMORE |  | 53.4173 | -6.1482
MV/LV Substation ST***422X |  | 10 kV | _ | LV | 200 kVA :Pole Substation | 0.2 | --> | 0.2 | 0 | 0 | Constrained,otherwise capacity available =126kVA. | --> | 0.19 | 0 | 0 | 0 | 0 | Constrained,otherwise capacity available =210.9kW. | --> | C11 ex COLLIGAN | Colligan [T41,T42] | DUNGARVAN |  | 52.1003 | -7.594
MV/LV Substation ST***4231 |  | 10 kV | _ | LV | 400 kVA :Kiosk Substation | 0.4 | --> | 0.4 | 0 | 0 | Constrained,otherwise capacity available =389kVA. | --> | 0.38 | 0 | 0 | 0.40167 | 0 |  | --> | C15 ex MALAHIDE | Malahide [T41,T42] | GLASMORE |  | 53.4162 | -6.1455
MV/LV Substation ST***4233 |  | 10 kV | _ | LV | 630 kVA :Kiosk Substation | 0.63 | --> | 0.63 | 0 | 0 | Constrained,otherwise capacity available =500kVA. | --> | 0.5985 | 0 | 0.00741 | 0.5 | 0 |  | --> | C17 ex GRANGE (DR) | Grange (dr) [T41,T42] | GRANGE (DR) |  | 53.4016 | -6.1441
MV/LV Substation ST***4238 |  | 10 kV | _ | LV | 400 kVA :Building Structure | 0.4 | --> | 0.4 | 0.4 | 10.9 |  | --> | 0.38 | 0 | 0 | 0.4 | 0 |  | --> | C19 ex MULLINGAR | Mullingar [T101,T102] | MULLINGAR |  | 53.533 | -7.3233
MV/LV Substation ST***4238 |  | 10 kV | _ | LV | 630 kVA :Kiosk Substation | 0.63 | --> | 0.63 | 0 | 0 | Constrained,otherwise capacity available =500kVA. | --> | 0.5985 | 0 | 0 | 0.5 | 0 |  | --> | C11 ex HOWTH JUNCTION | Howth Junction [T41,T42] | GRANGE (DR) |  | 53.3834 | -6.1473
MV/LV Substation ST***4241 |  | 10 kV | _ | LV | 630 kVA :Building Structure | 0.63 | --> | 0.63 | 0.5 | 0.8 |  | --> | 0.5985 | 0 | 0 | 0.5 | 0 |  | --> | C16 ex MANOR STREET | Manor Street [T41,T42] | WATERFORD |  | 52.25 | -7.1041
MV/LV Substation ST***4247 |  | 10 kV | _ | LV | 400 kVA :Kiosk Substation | 0.4 | --> | 0.4 | 0.14262 | 0.1 | Constrained,otherwise capacity available =361kVA. | --> | 0.38 | 0 | 0.004446 | 0.40588 | 0 |  | --> | C15 ex CARRIGLAWN | Carriglawn [T41,T42] | WEXFORD |  | 52.3412 | -6.4733
MV/LV Substation ST***4252 |  | 10 kV | _ | LV | 400 kVA :Kiosk Substation | 0.4 | --> | 0.4 | 0 | 0 | Constrained,otherwise capacity available =400kVA. | --> | 0.38 | 0 | 0 | 0 | 0 | Constrained,otherwise capacity available =400kW. | --> | C14 ex GARDEN CITY | Garden City [T41,T42] | ARKLOW |  | 52.6754 | -6.2847
MV/LV Substation ST***4255 |  | 10 kV | _ | LV | 200 kVA :Kiosk Substation | 0.2 | --> | 0.2 | 0.17 | 0.9 |  | --> | 0.19 | 0 | 0.03705 | 0.2045 | 0 |  | --> | C12 ex COES ROAD | Coes Road [T41,T42] | DUNDALK |  | 54.0037 | -6.389
MV/LV Substation ST***425X |  | 10 kV | _ | LV | 100 kVA :Pole Substation | 0.1 | --> | 0.1 | 0 | 0 | Constrained,otherwise capacity available =100kVA. | --> | 0.095 | 0 | 0 | 0.1 | 0 |  | --> | C11 ex LUCAN EAST | Lucan East [T41,T42] | GRANGE CASTLE |  | 53.3619 | -6.438
MV/LV Substation ST***4261 |  | 10 kV | _ | LV | 400 kVA :Kiosk Substation | 0.4 | --> | 0.4 | 0 | 0 | Constrained,otherwise capacity available =304kVA. | --> | 0.38 | 0 | 0 | 0.41432 | 0 |  | --> | C26 ex MONEYCOOLEY | Moneycooley [T41,T42,T44] | GRIFFINRATH |  | 53.3829 | -6.5947
MV/LV Substation ST***4262 |  | 10 kV | _ | LV | 630 kVA :Building Structure | 0.63 | --> | 0.63 | 0 | 0 | Constrained,otherwise capacity available =492kVA. | --> | 0.5985 | 0 | 0.027417 | 0.5 | 0 |  | --> | C14 ex SWORDS | Swords [T41,T42] | GLASMORE |  | 53.4646 | -6.2246
MV/LV Substation ST***4264 |  | 10 kV | _ | LV | 630 kVA :Building Structure | 0.63 | --> | 0.63 | 0 | 0 | Constrained,otherwise capacity available =500kVA. | --> | 0.5985 | 0 | 0 | 0.5 | 0 |  | --> | C17 ex BALLYCOOLIN | Ballycoolin [T41,T42,T43] | FINGLAS |  | 53.399 | -6.3357
MV/LV Substation ST***4264 |  | 10 kV | _ | LV | 630 kVA :Kiosk Substation | 0.63 | --> | 0.63 | 0 | 0 | Constrained,otherwise capacity available =500kVA. | --> | 0.5985 | 0 | 0.013338 | 0.5 | 0 |  | --> | C12 ex LIFFEY VALLEY | Liffey Valley [T41,T42] | INCHICORE 220KV |  | 53.3549 | -6.4048
MV/LV Substation ST***4266 |  | 10 kV | _ | LV | 400 kVA :Kiosk Substation | 0.4 | --> | 0.4 | 0 | 0 | Constrained,otherwise capacity available =391kVA. | --> | 0.38 | 0 | 0 | 0.40136 | 0 |  | --> | C19 ex DRYBRIDGE | Drybridge [T41,T42] | DRYBRIDGE |  | 53.7283 | -6.3556
MV/LV Substation ST***4267 |  | 10 kV | _ | LV | 630 kVA :Kiosk Substation | 0.63 | --> | 0.63 | 0 | 0 | Constrained,otherwise capacity available =430kVA. | --> | 0.5985 | 0 | 0.012597 | 0.5 | 0 |  | --> | C15 ex MORRISTOWN | Morristown [T41,T42] | NEWBRIDGE |  | 53.1903 | -6.8145
MV/LV Substation ST***4274 |  | 20 kV | _ | LV | 50 kVA :Pole Substation | 0.05 | --> | 0.05 | 0 | 0 | Constrained,otherwise capacity available =50kVA. | --> | 0.0475 | 0 | 0 | 0 | 0 | Constrained,otherwise capacity available =50kW. | --> | E16 ex KILMACTHOMAS | Kilmacthomas [T421,T422] | DUNGARVAN |  | 52.1338 | -7.4542
MV/LV Substation ST***4282 |  | 10 kV | _ | LV | 400 kVA :Kiosk Substation | 0.4 | --> | 0.4 | 0.4 | 12.2 |  | --> | 0.38 | 0 | 0 | 0.4 | 0 |  | --> | C21 ex BALLYBEG | Ballybeg [T101,T102] | CARRICKMINES |  | 52.9881 | -6.0867
MV/LV Substation ST***4291 |  | 10 kV | _ | LV | 630 kVA :Building Structure | 0.63 | --> | 0.63 | 0 | 0 | Constrained,otherwise capacity available =500kVA. | --> | 0.5985 | 0 | 0.056316 | 0.5 | 0 |  | --> | C12 ex GLOUCESTER PLACE | Gloucester Place [T41,T42] | MCDERMOTT |  | 53.3531 | -6.2527
MV/LV Substation ST***4301 |  | 10 kV | _ | LV | 630 kVA :Kiosk Substation | 0.63 | --> | 0.63 | 0 | 0 | Constrained,otherwise capacity available =498kVA. | --> | 0.5985 | 0 | 0.017784 | 0.5 | 0 |  | --> | C15 ex MALAHIDE | Malahide [T41,T42] | GLASMORE |  | 53.4143 | -6.1481
MV/LV Substation ST***4302 |  | 20 kV | _ | LV | 400 kVA :Kiosk Substation | 0.4 | --> | 0.4 | 0 | 0 | Constrained,otherwise capacity available =367kVA. | --> | 0.38 | 0 | 0.004446 | 0.40498 | 0 |  | --> | E21 ex SLANE | Slane [T421] | DRYBRIDGE |  | 53.7109 | -6.5378
MV/LV Substation ST***4302 |  | 10 kV | _ | LV | 630 kVA :Kiosk Substation | 0.63 | --> | 0.63 | 0 | 0 | Constrained,otherwise capacity available =500kVA. | --> | 0.5985 | 0 | 0.005928 | 0.5 | 0 |  | --> | C15 ex MALAHIDE | Malahide [T41,T42] | GLASMORE |  | 53.4176 | -6.1488
MV/LV Substation ST***430Z |  | 10 kV | _ | LV | 630 kVA :Building Structure | 0.63 | --> | 0.63 | 0 | 0 | Constrained,otherwise capacity available =500kVA. | --> | 0.5985 | 0 | 0.055575 | 0.5 | 0 |  | --> | C17 ex BALLYCOOLIN | Ballycoolin [T41,T42,T43] | FINGLAS |  | 53.4 | -6.336
MV/LV Substation ST***4312 |  | 10 kV | _ | LV | 1000 kVA :Building Structure | 1 | --> | 1 | 0 | 0 | Constrained,otherwise capacity available =500kVA. | --> | 0.95 | 0 | 0.008892 | 0.5 | 0 |  | --> | C12 ex LIFFEY VALLEY | Liffey Valley [T41,T42] | INCHICORE 220KV |  | 53.3545 | -6.4049
MV/LV Substation ST***4316 |  | 10 kV | _ | LV | 1000 kVA :Building Structure | 1 | --> | 1 | 0 | 0 | Constrained,otherwise capacity available =500kVA. | --> | 0.95 | 0 | 0.00741 | 0.5 | 0 |  | --> | C14 ex COOLMINE | Coolmine [T41,T42] | FINGLAS |  | 53.3865 | -6.4396
MV/LV Substation ST***4319 |  | 10 kV | _ | LV | 50 kVA :Pole Substation | 0.05 | --> | 0.05 | 0 | 0 | Constrained,otherwise capacity available =46kVA. | --> | 0.0475 | 0 | 0 | 0 | 0 | Constrained,otherwise capacity available =50.6kW. | --> | C17 ex ROSCREA | Roscrea [T41,T42] | IKERRIN |  | 52.9509 | -7.7753
MV/LV Substation ST***4319 |  | 10 kV | _ | LV | 400 kVA :Kiosk Substation | 0.4 | --> | 0.4 | 0 | 0 | Constrained,otherwise capacity available =335kVA. | --> | 0.38 | 0 | 0.02964 | 0.40975 | 0 |  | --> | C12 ex KILLACLOYNE | Killacloyne [T41,T42] | MIDLETON |  | 51.9137 | -8.2619
MV/LV Substation ST***4323 |  | 20 kV | _ | LV | 50 kVA :Pole Substation | 0.05 | --> | 0.05 | 0 | 0 | Constrained,otherwise capacity available =31kVA. | --> | 0.0475 | 0 | 0 | 0.052806 | 0 |  | --> | E15 ex JULIANSTOWN | Julianstown [T421,T422] | DRYBRIDGE |  | 53.6259 | -6.2677
MV/LV Substation ST***4325 |  | 20 kV | _ | LV | 200 kVA :Pole Substation | 0.2 | --> | 0.2 | 0.176 | 3 |  | --> | 0.19 | 0 | 0 | 0 | 0 | Constrained,otherwise capacity available =203.6kW. | --> | E12 ex CHARLEVILLE | Charleville [T421,T422] | CHARLEVILLE |  | 52.3481 | -8.6701
MV/LV Substation ST***4326 |  | 10 kV | _ | LV | 400 kVA :Kiosk Substation | 0.4 | --> | 0.4 | 0 | 0 | Constrained,otherwise capacity available =324kVA. | --> | 0.38 | 0 | 0.003705 | 0.41138 | 0 |  | --> | C17 ex DRYBRIDGE | Drybridge [T41,T42] | DRYBRIDGE |  | 53.6911 | -6.4205
MV/LV Substation ST***4327 |  | 10 kV | _ | LV | 50 kVA :Pole Substation | 0.05 | --> | 0.05 | 0 | 0 | Constrained,otherwise capacity available =45kVA. | --> | 0.0475 | 0 | 0 | 0.050753 | 0 |  | --> | C26 ex MONEYCOOLEY | Moneycooley [T41,T42,T44] | GRIFFINRATH |  | 53.3875 | -6.5977
MV/LV Substation ST***432Z |  | 20 kV | _ | LV | 630 kVA :Kiosk Substation | 0.63 | --> | 0.63 | 0.5 | 1.4 |  | --> | 0.5985 | 0 | 0.01482 | 0.5 | 0 |  | --> | E12 ex KILLINICK | Killinick [T421,T422] | WEXFORD |  | 52.2363 | -6.3326
MV/LV Substation ST***4330 |  | 20 kV | _ | LV | 400 kVA :Kiosk Substation | 0.4 | --> | 0.4 | 0 | 0 | Constrained,otherwise capacity available =400kVA. | --> | 0.38 | 0 | 0 | 0.4 | 0 |  | --> | C17 ex MONEYCOOLEY | Moneycooley [T41,T42,T44] | GRIFFINRATH |  | 53.4143 | -6.4751
MV/LV Substation ST***4337 |  | 10 kV | _ | LV | 630 kVA :Kiosk Substation | 0.63 | --> | 0.63 | 0.5 | 0.8 |  | --> | 0.5985 | 0 | 0 | 0.5 | 0 |  | --> | C21 ex MANOR STREET | Manor Street [T41,T42] | WATERFORD |  | 52.2548 | -7.1182
MV/LV Substation ST***434Y |  | 10 kV | _ | LV | 200 kVA :Pole Substation | 0.2 | --> | 0.2 | 0 | 0 | Constrained,otherwise capacity available =170kVA. | --> | 0.19 | 0 | 0 | 0.2045 | 0 |  | --> | C14 ex HEADFORD | Headford [T41,T42] | CLOON |  | 53.487 | -9.0265
MV/LV Substation ST***4353 |  | 10 kV | _ | LV | 630 kVA :Kiosk Substation | 0.63 | --> | 0.63 | 0 | 0 | Constrained,otherwise capacity available =500kVA. | --> | 0.5985 | 0 | 0.003705 | 0.5 | 0 |  | --> | C11 ex NAAS | Naas [T41,T42] | KILTEEL |  | 53.2113 | -6.6445
MV/LV Substation ST***4354 |  | 10 kV | _ | LV | 630 kVA :Kiosk Substation | 0.63 | --> | 0.63 | 0 | 0 | Constrained,otherwise capacity available =500kVA. | --> | 0.5985 | 0 | 0 | 0.5 | 0 |  | --> | C11 ex NAAS | Naas [T41,T42] | KILTEEL |  | 53.2121 | -6.6428
MV/LV Substation ST***4355 |  | 10 kV | _ | LV | 630 kVA :Kiosk Substation | 0.63 | --> | 0.63 | 0 | 0 | Constrained,otherwise capacity available =500kVA. | --> | 0.5985 | 0 | 0 | 0.5 | 0 |  | --> | C11 ex NAAS | Naas [T41,T42] | KILTEEL |  | 53.2136 | -6.6477
MV/LV Substation ST***4356 |  | 20 kV | _ | LV | 100 kVA :Pole Substation | 0.1 | --> | 0.1 | 0 | 0 | Constrained,otherwise capacity available =85kVA. | --> | 0.095 | 0 | 0 | 0.10225 | 0 |  | --> | E19 ex EDENDERRY | Edenderry [T421,T422] | BLAKE |  | 53.5049 | -7.132
MV/LV Substation ST***4356 |  | 10 kV | _ | LV | 630 kVA :Kiosk Substation | 0.63 | --> | 0.63 | 0.5 | 2.9 |  | --> | 0.5985 | 0 | 0 | 0 | 0 | Constrained,otherwise capacity available =500kW. | --> | E21 ex TELAYDON | Telaydon [T42,T421] | LISDRUM |  | 54.2529 | -6.9722
MV/LV Substation ST***4356 |  | 10 kV | _ | LV | 630 kVA :Kiosk Substation | 0.63 | --> | 0.63 | 0 | 0 | Constrained,otherwise capacity available =500kVA. | --> | 0.5985 | 0 | 0 | 0.5 | 0 |  | --> | C11 ex NAAS | Naas [T41,T42] | KILTEEL |  | 53.2137 | -6.6449
MV/LV Substation ST***4358 |  | 10 kV | _ | LV | 100 kVA :Pole Substation | 0.1 | --> | 0.1 | 0.098 | 11 |  | --> | 0.095 | 0 | 0 | 0.1003 | 0 |  | --> | C22 ex CLOON | Cloon [T42,T421] | CLOON |  | 53.5158 | -8.8441
MV/LV Substation ST***4361 |  | 20 kV | _ | LV | 400 kVA :Kiosk Substation | 0.4 | --> | 0.4 | 0.363 | 1.7 |  | --> | 0.38 | 0 | 0 | 0.40558 | 0 |  | --> | C12 ex ATHY | Athy [T101,T102] | ATHY |  | 53.0083 | -6.8176
MV/LV Substation ST***4361 |  | 10 kV | _ | LV | 400 kVA :Kiosk Substation | 0.4 | --> | 0.4 | 0 | 0 | Constrained,otherwise capacity available =400kVA. | --> | 0.38 | 0 | 0 | 0.4 | 0 |  | --> | C11 ex NAAS | Naas [T41,T42] | KILTEEL |  | 53.2169 | -6.6452
MV/LV Substation ST***4369 |  | 20 kV | _ | LV | 400 kVA :Building Structure | 0.4 | --> | 0.4 | 0 | 0 | Constrained,otherwise capacity available =351kVA. | --> | 0.38 | 0 | 0.018525 | 0.40737 | 0 |  | --> | C11 ex KILDARE | Kildare [T41,T42] | NEWBRIDGE |  | 53.1349 | -7.0532
MV/LV Substation ST***4371 |  | 20 kV | _ | LV | 630 kVA :Kiosk Substation | 0.63 | --> | 0.63 | 0 | 0 | Constrained,otherwise capacity available =480kVA. | --> | 0.5985 | 0 | 0 | 0.5 | 0 |  | --> | E20 ex ADAMSTOWN | Adamstown [T121,T122] | INCHICORE 220KV |  | 53.3453 | -6.4828
MV/LV Substation ST***4384 |  | 10 kV | _ | LV | 400 kVA :Kiosk Substation | 0.4 | --> | 0.4 | 0 | 0 | Constrained,otherwise capacity available =266kVA. | --> | 0.38 | 0 | 0.00741 | 0.41985 | 0 |  | --> | C15 ex MORRISTOWN | Morristown [T41,T42] | NEWBRIDGE |  | 53.1926 | -6.8123
MV/LV Substation ST***4385 |  | 10 kV | _ | LV | 630 kVA :Kiosk Substation | 0.63 | --> | 0.63 | 0 | 0 | Constrained,otherwise capacity available =500kVA. | --> | 0.5985 | 0 | 0 | 0.5 | 0 |  | --> | C15 ex MORRISTOWN | Morristown [T41,T42] | NEWBRIDGE |  | 53.1936 | -6.8105
MV/LV Substation ST***4387 |  | 10 kV | _ | LV | 1000 kVA :Building Structure | 1 | --> | 1 | 0 | 0 | Constrained,otherwise capacity available =500kVA. | --> | 0.95 | 0 | 0.018525 | 0.5 | 0 |  | --> | C13 ex INCHICORE NORTH | Inchicore North [T41] | INCHICORE 220KV |  | 53.3425 | -6.3417
MV/LV Substation ST***4388 |  | 10 kV | _ | LV | 1000 kVA :Building Structure | 1 | --> | 1 | 0 | 0 | Constrained,otherwise capacity available =500kVA. | --> | 0.95 | 0 | 0 | 0.5 | 0 |  | --> | C13 ex INCHICORE NORTH | Inchicore North [T41] | INCHICORE 220KV |  | 53.3428 | -6.3404
MV/LV Substation ST***4393 |  | 10 kV | _ | LV | 1000 kVA :Building Structure | 1 | --> | 1 | 0.5 | 1.7 |  | --> | 0.95 | 0 | 0 | 0.5 | 0 |  | --> | C18 ex SOUTH KING STREET | South King Street [T41,T42] | FRANCIS STREET |  | 53.3414 | -6.265
MV/LV Substation ST***4399 |  | 10 kV | _ | LV | 200 kVA :Kiosk Substation | 0.2 | --> | 0.2 | 0.138 | 2.9 |  | --> | 0.19 | 0 | 0.004446 | 0.2092 | 0 |  | --> | C16 ex ABBEYLAND | Abbeyland [T41,T42] | NAVAN |  | 53.6518 | -6.6986
MV/LV Substation ST***4399 |  | 10 kV | _ | LV | 1000 kVA :Building Structure | 1 | --> | 1 | 0.5 | 4 |  | --> | 0.95 | 0 | 0 | 0.5 | 0 |  | --> | C24 ex WOLFE TONE STREET | Wolfe Tone Street [T101,T102] | FINGLAS |  | 53.3473 | -6.2725
MV/LV Substation ST***439Z |  | 10 kV | _ | LV | 400 kVA :Kiosk Substation | 0.4 | --> | 0.4 | 0 | 0 | Constrained,otherwise capacity available =380kVA. | --> | 0.38 | 0 | 0.012597 | 0.40302 | 0 |  | --> | C20 ex SUTTON | Sutton [T41,T42] | GRANGE (DR) |  | 53.3741 | -6.09
MV/LV Substation ST***440 |  | 20 kV | _ | LV | 200 kVA :Pole Substation | 0.2 | --> | 0.2 | 0 | 0 | Constrained,otherwise capacity available =159kVA. | --> | 0.19 | 0 | 0 | 0.20613 | 0 |  | --> | E18 ex GARRANACANTY | Garranacanty [T421,T422] | TIPPERARY |  | 52.561 | -8.0491
MV/LV Substation ST***4403 |  | 10 kV | _ | LV | 200 kVA :Pole Substation | 0.2 | --> | 0.2 | 0 | 0 | Constrained,otherwise capacity available =190kVA. | --> | 0.19 | 0 | 0 | 0 | 0 | Constrained,otherwise capacity available =201.5kW. | --> | C18 ex RATHDOWNEY | Rathdowney [T42] | IKERRIN |  | 52.8565 | -7.68
MV/LV Substation ST***440X |  | 10 kV | _ | LV | 400 kVA :Kiosk Substation | 0.4 | --> | 0.4 | 0 | 0 | Constrained,otherwise capacity available =210kVA. | --> | 0.38 | 0 | 0 | 0 | 0 | Constrained,otherwise capacity available =427.9kW. | --> | E20 ex BLESSINGTON | Blessington [T421,T422] | KILTEEL |  | 53.1724 | -6.5319
MV/LV Substation ST***441 |  | 10 kV | _ | LV | 630 kVA :Building Structure | 0.63 | --> | 0.63 | 0 | 0 | Constrained,otherwise capacity available =500kVA. | --> | 0.5985 | 0 | 0 | 0.5 | 0 |  | --> | C23 ex PHIBSBORO | Phibsboro [T41,T42] | FINGLAS |  | 53.351 | -6.28
MV/LV Substation ST***441 |  | 10 kV | _ | LV | 100 kVA :Pole Substation | 0.1 | --> | 0.1 | 0.093 | 6.2 |  | --> | 0.095 | 0 | 0 | 0.10106 | 0 |  | --> | C24 ex CAHIR | Cahir [T41,T42] | CAHIR |  | 52.4626 | -7.8978
MV/LV Substation ST***4414 |  | 10 kV | _ | LV | 400 kVA :Kiosk Substation | 0.4 | --> | 0.4 | 0 | 0 | Constrained,otherwise capacity available =376kVA. | --> | 0.38 | 0 | 0 | 0.40363 | 0 |  | --> | C13 ex MALAHIDE | Malahide [T41,T42] | GLASMORE |  | 53.4181 | -6.1517
MV/LV Substation ST***4419 |  | 20 kV | _ | LV | 400 kVA :Kiosk Substation | 0.4 | --> | 0.4 | 0 | 0 | Constrained,otherwise capacity available =400kVA. | --> | 0.38 | 0 | 0 | 0.4 | 0 |  | --> | E15 ex JULIANSTOWN | Julianstown [T421,T422] | DRYBRIDGE |  | 53.6304 | -6.2605
MV/LV Substation ST***4426 |  | 10 kV | _ | LV | 1000 kVA :Building Structure | 1 | --> | 1 | 0 | 0 | Constrained,otherwise capacity available =500kVA. | --> | 0.95 | 0 | 0.00741 | 0.5 | 0 |  | --> | C20 ex ROSEHILL | Rosehill [T41,T42] | KILKENNY |  | 52.6363 | -7.2395
MV/LV Substation ST***4426 |  | 10 kV | _ | LV | 1000 kVA :Building Structure | 1 | --> | 1 | 0.5 | 4.6 |  | --> | 0.95 | 0 | 0 | 0.5 | 0 |  | --> | C16 ex WATLING STREET | Watling Street [T41,T42] | FRANCIS STREET |  | 53.3513 | -6.282
MV/LV Substation ST***4431 |  | 10 kV | _ | LV | 630 kVA :Building Structure | 0.63 | --> | 0.63 | 0.389 | 6 |  | --> | 0.5985 | 0 | 0 | 0.5 | 0 |  | --> | C11 ex TRABEG | Trabeg [T101,T102] | TRABEG |  | 51.8885 | -8.4625
MV/LV Substation ST***443Y |  | 20 kV | _ | LV | 100 kVA :Pole Substation | 0.1 | --> | 0.1 | 0 | 0 | Constrained,otherwise capacity available =99kVA. | --> | 0.095 | 0 | 0 | 0.10015 | 0 |  | --> | E11 ex CREAGH | Creagh [T421,T422] | ATHLONE |  | 53.3383 | -8.2046
MV/LV Substation ST***4443 |  | 10 kV | _ | LV | 50 kVA :Pole Substation | 0.05 | --> | 0.05 | 0 | 0 | Constrained,otherwise capacity available =50kVA. | --> | 0.0475 | 0 | 0 | 0 | 0 | Constrained,otherwise capacity available =50kW. | --> | C17 ex ROSCREA | Roscrea [T41,T42] | IKERRIN |  | 52.9487 | -7.7761
MV/LV Substation ST***444X |  | 10 kV | _ | LV | 100 kVA :Pole Substation | 0.1 | --> | 0.1 | 0 | 0 | Constrained,otherwise capacity available =71kVA. | --> | 0.095 | 0 | 0.05928 | 0.10431 | 0 |  | --> | C26 ex STEPHENSTOWN | Stephenstown [T101,T102] | FINGLAS |  | 53.5928 | -6.2075
MV/LV Substation ST***444Y |  | 10 kV | _ | LV | 200 kVA :Kiosk Substation | 0.2 | --> | 0.2 | 0 | 0 | Constrained,otherwise capacity available =159kVA. | --> | 0.19 | 0 | 0 | 0 | 0 | Constrained,otherwise capacity available =206.1kW. | --> | C19 ex COLLIGAN | Colligan [T41,T42] | DUNGARVAN |  | 52.0912 | -7.6285
MV/LV Substation ST***445 |  | 10 kV | _ | LV | 400 kVA :Kiosk Substation | 0.4 | --> | 0.4 | 0 | 0 | Constrained,otherwise capacity available =275kVA. | --> | 0.38 | 0 | 0.013338 | 0.41855 | 0 |  | --> | C13 ex BALLYBODEN | Ballyboden [T41,T42] | COOKSTOWN |  | 53.2912 | -6.2839
MV/LV Substation ST***4450 |  | 10 kV | _ | LV | 630 kVA :Kiosk Substation | 0.63 | --> | 0.63 | 0 | 0 | Constrained,otherwise capacity available =500kVA. | --> | 0.5985 | 0 | 0 | 0.5 | 0 |  | --> | C15 ex MALAHIDE | Malahide [T41,T42] | GLASMORE |  | 53.4132 | -6.1496
MV/LV Substation ST***4451 |  | 10 kV | _ | LV | 630 kVA :Kiosk Substation | 0.63 | --> | 0.63 | 0 | 0 | Constrained,otherwise capacity available =500kVA. | --> | 0.5985 | 0 | 0 | 0.5 | 0 |  | --> | C15 ex MALAHIDE | Malahide [T41,T42] | GLASMORE |  | 53.4137 | -6.1467
MV/LV Substation ST***4452 |  | 20 kV | _ | LV | 50 kVA :Pole Substation | 0.05 | --> | 0.05 | 0 | 0 | Constrained,otherwise capacity available =50kVA. | --> | 0.0475 | 0 | 0 | 0.05 | 0 |  | --> | E14 ex BALLINDERRY | Ballinderry [T41,T422] | MULLINGAR |  | 53.4178 | -7.3011
MV/LV Substation ST***4455 |  | 20 kV | _ | LV | 100 kVA :Pole Substation | 0.1 | --> | 0.1 | 0 | 0 | Constrained,otherwise capacity available =100kVA. | --> | 0.095 | 0 | 0 | 0.1 | 0 |  | --> | E15 ex ASHBOURNE | Ashbourne [T421,T422] | FINGLAS |  | 53.4977 | -6.388
MV/LV Substation ST***446X |  | 10 kV | _ | LV | 200 kVA :Kiosk Substation | 0.2 | --> | 0.2 | 0 | 0 | Constrained,otherwise capacity available =121kVA. | --> | 0.19 | 0 | 0.008892 | 0.21165 | 0 |  | --> | C15 ex LUCAN EAST | Lucan East [T41,T42] | GRANGE CASTLE |  | 53.3488 | -6.4422
MV/LV Substation ST***447 |  | 10 kV | _ | LV | 400 kVA :Building Structure | 0.4 | --> | 0.4 | 0 | 0 | Constrained,otherwise capacity available =400kVA. | --> | 0.38 | 0 | 0 | 0.4 | 0 |  | --> | C17 ex DUNLEER | Dunleer [T41,T42] | DRYBRIDGE |  | 53.8631 | -6.3797
MV/LV Substation ST***448 |  | 10 kV | _ | LV | 630 kVA :Kiosk Substation | 0.63 | --> | 0.63 | 0.235 | 18.8 |  | --> | 0.5985 | 0 | 0.004446 | 0.5 | 0 |  | --> | C04 ex BEDFORD ROW | Bedford Row [T41,T42,T43,T44] | FRANCIS STREET |  | 53.3422 | -6.2623
MV/LV Substation ST***4486 |  | 10 kV | _ | LV | 100 kVA :Pole Substation | 0.1 | --> | 0.1 | 0 | 0 | Constrained,otherwise capacity available =97kVA. | --> | 0.095 | 0 | 0 | 0.10045 | 0 |  | --> | C17 ex MULGANNON | Mulgannon [T41,T42] | WEXFORD |  | 52.3279 | -6.4537
MV/LV Substation ST***4491 |  | 10 kV | _ | LV | 50 kVA :Pole Substation | 0.05 | --> | 0.05 | 0 | 0 | Constrained,otherwise capacity available =50kVA. | --> | 0.0475 | 0 | 0 | 0.05 | 0 |  | --> | C11 ex LOUGHTAGALLA | Loughtagalla [T41,T42] | THURLES |  | 52.6929 | -7.7649
MV/LV Substation ST***4498 |  | 10 kV | _ | LV | 400 kVA :Kiosk Substation | 0.4 | --> | 0.4 | 0 | 0 | Constrained,otherwise capacity available =400kVA. | --> | 0.38 | 0 | 0 | 0.4 | 0 |  | --> | C19 ex MULGANNON | Mulgannon [T41,T42] | WEXFORD |  | 52.3285 | -6.452
MV/LV Substation ST***4500 |  | 10 kV | _ | LV | 200 kVA :Pole Substation | 0.2 | --> | 0.2 | 0 | 0 | Constrained,otherwise capacity available =190kVA. | --> | 0.19 | 0 | 0 | 0.20151 | 0 |  | --> | C11 ex LOUGHTAGALLA | Loughtagalla [T41,T42] | THURLES |  | 52.6928 | -7.7642
MV/LV Substation ST***450X |  | 10 kV | _ | LV | 50 kVA :Pole Substation | 0.05 | --> | 0.05 | 0 | 0 | Constrained,otherwise capacity available =46kVA. | --> | 0.0475 | 0 | 0 | 0.050604 | 0 |  | --> | C16 ex LOUGHSHINNY | Loughshinny [T41,T42] | GLASMORE |  | 53.5814 | -6.1744
MV/LV Substation ST***4512 |  | 10 kV | _ | LV | 400 kVA :Kiosk Substation | 0.4 | --> | 0.4 | 0 | 0 | Constrained,otherwise capacity available =400kVA. | --> | 0.38 | 0 | 0 | 0.4 | 0 |  | --> | C15 ex LOUGHTAGALLA | Loughtagalla [T41,T42] | THURLES |  | 52.6793 | -7.7992
MV/LV Substation ST***4519 |  | 10 kV | _ | LV | 1000 kVA :Kiosk Substation | 1 | --> | 1 | 0.5 | 11.1 |  | --> | 0.95 | 0 | 0.018525 | 0.5 | 0 |  | --> | C24 ex CABRA | Cabra [T101,T102] | FINGLAS |  | 53.3691 | -6.2961
MV/LV Substation ST***452 |  | 10 kV | _ | LV | 200 kVA :Pole Substation | 0.2 | --> | 0.2 | 0 | 0 | Constrained,otherwise capacity available =196kVA. | --> | 0.19 | 0 | 0 | 0.20061 | 0 |  | --> | C16 ex STICKILLEN | Stickillen [T41,T42] | DRYBRIDGE |  | 53.8593 | -6.5048
MV/LV Substation ST***452 |  | 20 kV | _ | LV | 100 kVA :Pole Substation | 0.1 | --> | 0.1 | 0 | 0 | Constrained,otherwise capacity available =94kVA. | --> | 0.095 | 0 | 0.004446 | 0.10091 | 0 |  | --> | E16 ex MANORHAMILTON | Manorhamilton [T422] | SLIGO |  | 54.3021 | -8.1705
MV/LV Substation ST***4531 |  | 10 kV | _ | LV | 630 kVA :Kiosk Substation | 0.63 | --> | 0.63 | 0.5 | 16.1 |  | --> | 0.5985 | 0 | 0 | 0.5 | 0 |  | --> | E19 ex WEXFORD | Wexford [T121,T122] | WEXFORD |  | 52.3371 | -6.5104
MV/LV Substation ST***454 |  | 20 kV | _ | LV | 50 kVA :Pole Substation | 0.05 | --> | 0.05 | 0 | 0 | Constrained,otherwise capacity available =40kVA. | --> | 0.0475 | 0 | 0.003705 | 0.051496 | 0 |  | --> | E12 ex GURRANEBANE | Gurranebane [T421,T422] | OUGHTRAGH |  | 51.9629 | -10.1775
MV/LV Substation ST***4541 |  | 20 kV | _ | LV | 50 kVA :Pole Substation | 0.05 | --> | 0.05 | 0 | 0 | Constrained,otherwise capacity available =32kVA. | --> | 0.0475 | 0 | 0 | 0.052662 | 0 |  | --> | C18 ex NEWBROOK | Newbrook [T42] | MULLINGAR |  | 53.5011 | -7.4424
MV/LV Substation ST***455 |  | 20 kV | _ | LV | 100 kVA :Pole Substation | 0.1 | --> | 0.1 | 0.093 | 1.6 |  | --> | 0.095 | 0 | 0.00741 | 0 | 0 | Constrained,otherwise capacity available =101.1kW. | --> | C17 ex BALLYSHANNON | Ballyshannon [T41,T42] | CATHALEENS FALL |  | 54.5848 | -8.1209
MV/LV Substation ST***455 |  | 20 kV | _ | LV | 100 kVA :Pole Substation | 0.1 | --> | 0.1 | 0 | 0 | Constrained,otherwise capacity available =60kVA. | --> | 0.095 | 0 | 0.012597 | 0.1059 | 0 |  | --> | E20 ex COLLOONEY | Collooney [T421,T422] | SLIGO |  | 54.2108 | -8.5174
MV/LV Substation ST***455 |  | 20 kV | _ | LV | 200 kVA :Pole Substation | 0.2 | --> | 0.2 | 0.173 | 16.1 |  | --> | 0.19 | 0 | 0 | 0.20406 | 0 |  | --> | E21 ex WEXFORD | Wexford [T121,T122] | WEXFORD |  | 52.3894 | -6.372
MV/LV Substation ST***4604 |  | 10 kV | _ | LV | 630 kVA :Kiosk Substation | 0.63 | --> | 0.63 | 0.5 | 1 |  | --> | 0.5985 | 0 | 0 | 0.5 | 0 |  | --> | C14 ex NEWMARKET (DR) | Newmarket (dr) [T41] | FRANCIS STREET |  | 53.3312 | -6.2863
MV/LV Substation ST***463X |  | 20 kV | _ | LV | 630 kVA :Building Structure | 0.63 | --> | 0.63 | 0 | 0 | Constrained,otherwise capacity available =500kVA. | --> | 0.5985 | 0 | 0 | 0.5 | 0 |  | --> | E15 ex DULEEK | Duleek [T421,T422] | DRYBRIDGE |  | 53.6863 | -6.4259
MV/LV Substation ST***465X |  | 10 kV | _ | LV | 200 kVA :Pole Substation | 0.2 | --> | 0.2 | 0.149 | 4 |  | --> | 0.19 | 0 | 0 | 0.2076 | 0 |  | --> | C14 ex BALLYJAMESDUFF | Ballyjamesduff [T41,T42] | SHANKILL |  | 53.8332 | -7.1204
MV/LV Substation ST***467 |  | 10 kV | _ | LV | 50 kVA :Pole Substation | 0.05 | --> | 0.05 | 0 | 0 | Constrained,otherwise capacity available =31kVA. | --> | 0.0475 | 0 | 0 | 0.052806 | 0 |  | --> | C20 ex CAVAN | Cavan [T42,T421] | SHANKILL |  | 53.9843 | -7.2379
MV/LV Substation ST***468 |  | 20 kV | _ | LV | 50 kVA :Pole Substation | 0.05 | --> | 0.05 | 0.036 | 1.8 |  | --> | 0.0475 | 0 | 0.002964 | 0.052083 | 0 |  | --> | E14 ex BIRDHILL | Birdhill [T421,T422] | ARDNACRUSHA |  | 52.802 | -8.3501
MV/LV Substation ST***468 |  | 10 kV | _ | LV | 100 kVA :Pole Substation | 0.1 | --> | 0.1 | 0.008 | 5.3 |  | --> | 0.095 | 0 | 0 | 0.11305 | 0 |  | --> | C15 ex BALLYTIVNAN | Ballytivnan [T41,T42] | SLIGO |  | 54.2589 | -8.3857
MV/LV Substation ST***468 |  | 10 kV | _ | LV | 400 kVA :Building Structure | 0.4 | --> | 0.4 | 0.37 | 1.4 |  | --> | 0.38 | 0 | 0 | 0.40453 | 0 |  | --> | C15 ex RINEANNA | Rineanna [T41,T42] | DRUMLINE |  | 52.7055 | -8.8622
MV/LV Substation ST***468 |  | 10 kV | _ | LV | 30 kVA :Pole Substation | 0.03 | --> | 0.03 | 0 | 0 | Constrained,otherwise capacity available =29kVA. | --> | 0.0285 | 0 | 0 | 0.030151 | 0 |  | --> | C17 ex ROSEHILL | Rosehill [T41,T42] | KILKENNY |  | 52.6439 | -7.2743
MV/LV Substation ST***468 |  | 10 kV | _ | LV | 50 kVA :Pole Substation | 0.05 | --> | 0.05 | 0 | 0 | Constrained,otherwise capacity available =9kVA. | --> | 0.0475 | 0 | 0.015561 | 0.055859 | 0 |  | --> | C20 ex CAVAN | Cavan [T42,T421] | SHANKILL |  | 53.9817 | -7.2356
MV/LV Substation ST***469 |  | 10 kV | _ | LV | 100 kVA :Pole Substation | 0.1 | --> | 0.1 | 0 | 0 | Constrained,otherwise capacity available =90kVA. | --> | 0.095 | 0 | 0 | 0.10151 | 0 |  | --> | E11 ex ASHBOURNE | Ashbourne [T421,T422] | FINGLAS |  | 53.4351 | -6.298
MV/LV Substation ST***469X |  | 20 kV | _ | LV | 50 kVA :Pole Substation | 0.05 | --> | 0.05 | 0 | 0 | Constrained,otherwise capacity available =34kVA. | --> | 0.0475 | 0 | 0.011856 | 0.052373 | 0 |  | --> | C13 ex MORNINGTON ROAD | Mornington Road [T41,T42] | DRYBRIDGE |  | 53.7124 | -6.2971
MV/LV Substation ST***470 |  | 20 kV | _ | LV | 50 kVA :Pole Substation | 0.05 | --> | 0.05 | 0 | 0 | Constrained,otherwise capacity available =30kVA. | --> | 0.0475 | 0 | 0 | 0 | 0 | Constrained,otherwise capacity available =52.9kW. | --> | C26 ex GLENTIES | Glenties [T41,T42] | BINBANE |  | 54.8246 | -8.2487
MV/LV Substation ST***471X |  | 20 kV | _ | LV | 200 kVA :Pole Substation | 0.2 | --> | 0.2 | 0 | 0 | Constrained,otherwise capacity available =166kVA. | --> | 0.19 | 0 | 0 | 0.2051 | 0 |  | --> | C16 ex HOLYCROSS ROAD | Holycross Road [T41,T42] | THURLES |  | 52.6033 | -7.9583
MV/LV Substation ST***472X |  | 20 kV | _ | LV | 400 kVA :Kiosk Substation | 0.4 | --> | 0.4 | 0.306 | 1.7 |  | --> | 0.38 | 0 | 0.004446 | 0 | 0 | Constrained,otherwise capacity available =414kW. | --> | E15 ex GWEEDORE | Gweedore [T421] | ARDNAGAPPARY |  | 55.1329 | -8.1017
MV/LV Substation ST***472Y |  | 10 kV | _ | LV | 50 kVA :Pole Substation | 0.05 | --> | 0.05 | 0 | 0 | Constrained,otherwise capacity available =50kVA. | --> | 0.0475 | 0 | 0 | 0.05 | 0 |  | --> | C17 ex AGHAMORE | Aghamore [T41,T42] | LANESBORO |  | 53.691 | -7.8853
MV/LV Substation ST***472Z |  | 10 kV | _ | LV | 1000 kVA :Kiosk Substation | 1 | --> | 1 | 0 | 0 | Constrained,otherwise capacity available =500kVA. | --> | 0.95 | 0 | 0 | 0.5 | 0 |  | --> | C21 ex GRANGE (DR) | Grange (dr) [T41,T42] | GRANGE (DR) |  | 53.4025 | -6.1495
MV/LV Substation ST***476 |  | 10 kV | _ | LV | 200 kVA :Pole Substation | 0.2 | --> | 0.2 | 0.184 | 7.8 |  | --> | 0.19 | 0 | 0 | 0.20241 | 0 |  | --> | C12 ex CARROWBEG | Carrowbeg [T41,T42] | CARROWBEG |  | 53.8047 | -9.5088
MV/LV Substation ST***4789 |  | 10 kV | _ | LV | 630 kVA :Kiosk Substation | 0.63 | --> | 0.63 | 0.5 | 10.9 |  | --> | 0.5985 | 0 | 0 | 0.5 | 0 |  | --> | C13 ex MULLINGAR | Mullingar [T101,T102] | MULLINGAR |  | 53.5411 | -7.354
MV/LV Substation ST***480X |  | 20 kV | _ | LV | 200 kVA :Pole Substation | 0.2 | --> | 0.2 | 0 | 0 | Constrained,otherwise capacity available =165kVA. | --> | 0.19 | 0 | 0.002964 | 0.20525 | 0 |  | --> | E21 ex FINEA | Finea [T421,T422] | SHANKILL |  | 53.8623 | -7.3185
MV/LV Substation ST***481X |  | 10 kV | _ | LV | 200 kVA :Kiosk Substation | 0.2 | --> | 0.2 | 0 | 0 | Constrained,otherwise capacity available =177kVA. | --> | 0.19 | 0 | 0.013338 | 0.20346 | 0 |  | --> | C18 ex LITTLE MILLS | Little Mills [T41] | DUNDALK |  | 53.9332 | -6.4092
MV/LV Substation ST***482 |  | 20 kV | _ | LV | 100 kVA :Pole Substation | 0.1 | --> | 0.1 | 0 | 0 | Constrained,otherwise capacity available =68kVA. | --> | 0.095 | 0 | 0 | 0.10475 | 0 |  | --> | E17 ex INCH | Inch [T421,T422] | OUGHTRAGH |  | 52.2443 | -10.0648
MV/LV Substation ST***484X |  | 20 kV | _ | LV | 50 kVA :Pole Substation | 0.05 | --> | 0.05 | 0.044 | 1.7 |  | --> | 0.0475 | 0 | 0 | 0 | 0 | Constrained,otherwise capacity available =50.9kW. | --> | E15 ex GWEEDORE | Gweedore [T421] | ARDNAGAPPARY |  | 55.1305 | -8.0967
MV/LV Substation ST***484Z |  | 10 kV | _ | LV | 400 kVA :Kiosk Substation | 0.4 | --> | 0.4 | 0 | 0 | Constrained,otherwise capacity available =301kVA. | --> | 0.38 | 0 | 0.002964 | 0.41476 | 0 |  | --> | C21 ex MONEYCOOLEY | Moneycooley [T41,T42,T44] | GRIFFINRATH |  | 53.3877 | -6.5966
MV/LV Substation ST***485 |  | 10 kV | _ | LV | 400 kVA :Kiosk Substation | 0.4 | --> | 0.4 | 0 | 0 | Constrained,otherwise capacity available =265kVA. | --> | 0.38 | 0 | 0.061503 | 0.42 | 0 |  | --> | C15 ex DUNDRUM | Dundrum [T41,T42] | BLACKROCK |  | 53.2827 | -6.2108
MV/LV Substation ST***486X |  | 10 kV | _ | LV | 200 kVA :Pole Substation | 0.2 | --> | 0.2 | 0.138 | 1.9 |  | --> | 0.19 | 0 | 0 | 0 | 0 | Constrained,otherwise capacity available =209.2kW. | --> | C15 ex MILFORD (MWR) | Milford (mwr) [T41] | CHARLEVILLE |  | 52.3149 | -8.801
MV/LV Substation ST***488 |  | 10 kV | _ | LV | 200 kVA :Pole Substation | 0.2 | --> | 0.2 | 0.103 | 0.2 |  | --> | 0.19 | 0 | 0 | 0 | 0 | Constrained,otherwise capacity available =214.2kW. | --> | C16 ex ROSSGEIR | Rossgeir [T41,T42] | LETTERKENNY |  | 54.9353 | -7.4629
MV/LV Substation ST***489Y |  | 10 kV | _ | LV | 630 kVA :Kiosk Substation | 0.63 | --> | 0.63 | 0.5 | 5.7 |  | --> | 0.5985 | 0 | 0 | 0.5 | 0 |  | --> | C19 ex RAMPARTS | Ramparts [T41,T42] | DUNDALK |  | 54.0092 | -6.3925
MV/LV Substation ST***490X |  | 10 kV | _ | LV | 1000 kVA :Building Structure | 1 | --> | 1 | 0 | 0 | Constrained,otherwise capacity available =500kVA. | --> | 0.95 | 0 | 0 | 0 | 0 | Constrained,otherwise capacity available =500kW. | --> | C13 ex CULLION | Cullion [T41,T42] | LETTERKENNY |  | 54.949 | -7.72
MV/LV Substation ST***490X |  | 20 kV | _ | LV | 50 kVA :Pole Substation | 0.05 | --> | 0.05 | 0 | 0 | Constrained,otherwise capacity available =41kVA. | --> | 0.0475 | 0 | 0 | 0 | 0 | Constrained,otherwise capacity available =51.3kW. | --> | C21 ex MILFORD (NR) | Milford (nr) [T41,T42] | LETTERKENNY |  | 55.1658 | -7.8188
MV/LV Substation ST***491Z |  | 10 kV | _ | LV | 630 kVA :Building Structure | 0.63 | --> | 0.63 | 0 | 0 | Constrained,otherwise capacity available =500kVA. | --> | 0.5985 | 0 | 0 | 0.5 | 0 |  | --> | C21 ex GRANGE (DR) | Grange (dr) [T41,T42] | GRANGE (DR) |  | 53.4041 | -6.15
MV/LV Substation ST***492Z |  | 10 kV | _ | LV | 630 kVA :Building Structure | 0.63 | --> | 0.63 | 0 | 0 | Constrained,otherwise capacity available =500kVA. | --> | 0.5985 | 0 | 0 | 0.5 | 0 |  | --> | C21 ex GRANGE (DR) | Grange (dr) [T41,T42] | GRANGE (DR) |  | 53.4041 | -6.15
MV/LV Substation ST***495 |  | 20 kV | _ | LV | 50 kVA :Pole Substation | 0.05 | --> | 0.05 | 0 | 0 | Constrained,otherwise capacity available =22kVA. | --> | 0.0475 | 0 | 0.005187 | 0.05408 | 0 |  | --> | E13 ex SHILLELAGH | Shillelagh [T421,T422] | CARLOW |  | 52.7636 | -6.4559
MV/LV Substation ST***497Y |  | 10 kV | _ | LV | 630 kVA :Building Structure | 0.63 | --> | 0.63 | 0.5 | 3.1 |  | --> | 0.5985 | 0 | 0 | 0.5 | 0 |  | --> | C11 ex BELLFIELD | Bellfield [T41,T42] | CRANE |  | 52.4963 | -6.5754
MV/LV Substation ST***505Z |  | 10 kV | _ | LV | 100 kVA :Pole Substation | 0.1 | --> | 0.1 | 0 | 0 | Constrained,otherwise capacity available =68kVA. | --> | 0.095 | 0 | 0 | 0.10475 | 0 |  | --> | C17 ex BALLYCOOLIN | Ballycoolin [T41,T42,T43] | FINGLAS |  | 53.3955 | -6.329
MV/LV Substation ST***506 |  | 10 kV | _ | LV | 630 kVA :Kiosk Substation | 0.63 | --> | 0.63 | 0 | 0 | Constrained,otherwise capacity available =96kVA. | --> | 0.5985 | 0 | 0.013338 | 0.5 | 0 |  | --> | C16 ex DRUMCONDRA | Drumcondra [T41,T42] | MCDERMOTT |  | 53.3639 | -6.2585
MV/LV Substation ST***507Z |  | 10 kV | _ | LV | 200 kVA :Building Structure | 0.2 | --> | 0.2 | 0 | 0 | Constrained,otherwise capacity available =164kVA. | --> | 0.19 | 0 | 0 | 0.20539 | 0 |  | --> | C19 ex KILMORE | Kilmore [T101,T102,T103] | FINGLAS |  | 53.4095 | -6.238
MV/LV Substation ST***508X |  | 10 kV | _ | LV | 400 kVA :Kiosk Substation | 0.4 | --> | 0.4 | 0.259 | 4.5 |  | --> | 0.38 | 0 | 0.012597 | 0.42086 | 0 |  | --> | C11 ex MALLOW | Mallow [T41,T42] | MALLOW |  | 52.136 | -8.6387
MV/LV Substation ST***509 |  | 20 kV | _ | LV | 100 kVA :Pole Substation | 0.1 | --> | 0.1 | 0 | 0 | Constrained,otherwise capacity available =59kVA. | --> | 0.095 | 0 | 0.008151 | 0.10604 | 0 |  | --> | E11 ex KILCOLGAN | Kilcolgan [T42,T421] | GALWAY 110KV |  | 53.1393 | -8.955
MV/LV Substation ST***509Y |  | 10 kV | _ | LV | 630 kVA :Building Structure | 0.63 | --> | 0.63 | 0.469 | 0.8 |  | --> | 0.5985 | 0 | 0 | 0.5 | 0 |  | --> | C11 ex MANOR STREET | Manor Street [T41,T42] | WATERFORD |  | 52.2485 | -7.1135
MV/LV Substation ST***510 |  | 10 kV | _ | LV | 100 kVA :Pole Substation | 0.1 | --> | 0.1 | 0 | 0 | Constrained,otherwise capacity available =63kVA. | --> | 0.095 | 0 | 0.018525 | 0.10547 | 0 |  | --> | C18 ex NAAS | Naas [T41,T42] | KILTEEL |  | 53.1691 | -6.7018
MV/LV Substation ST***510 |  | 20 kV | _ | LV | 100 kVA :Pole Substation | 0.1 | --> | 0.1 | 0 | 0 | Constrained,otherwise capacity available =79kVA. | --> | 0.095 | 0 | 0.003705 | 0 | 0 | Constrained,otherwise capacity available =103.1kW. | --> | C15 ex CLOONLOUGH | Cloonlough [T41,T42] | BARRYMORE |  | 52.2468 | -8.4178
MV/LV Substation ST***510Y |  | 10 kV | _ | LV | 630 kVA :Building Structure | 0.63 | --> | 0.63 | 0.5 | 0.8 |  | --> | 0.5985 | 0 | 0 | 0.5 | 0 |  | --> | C11 ex MANOR STREET | Manor Street [T41,T42] | WATERFORD |  | 52.249 | -7.1134
MV/LV Substation ST***511Y |  | 10 kV | _ | LV | 630 kVA :Building Structure | 0.63 | --> | 0.63 | 0.5 | 0.8 |  | --> | 0.5985 | 0 | 0 | 0.5 | 0 |  | --> | C11 ex MANOR STREET | Manor Street [T41,T42] | WATERFORD |  | 52.2486 | -7.1155
MV/LV Substation ST***513X |  | 20 kV | _ | LV | 100 kVA :Pole Substation | 0.1 | --> | 0.1 | 0 | 0 | Constrained,otherwise capacity available =46kVA. | --> | 0.095 | 0 | 0.027417 | 0.10788 | 0 |  | --> | C13 ex MORNINGTON ROAD | Mornington Road [T41,T42] | DRYBRIDGE |  | 53.7153 | -6.2532
MV/LV Substation ST***513Z |  | 20 kV | _ | LV | 50 kVA :Pole Substation | 0.05 | --> | 0.05 | 0.05 | 0.4 |  | --> | 0.0475 | 0 | 0 | 0.05 | 0 |  | --> | E19 ex TULLOW | Tullow [T421,T422] | CARLOW |  | 52.7842 | -6.5253
MV/LV Substation ST***517X |  | 10 kV | _ | LV | 50 kVA :Pole Substation | 0.05 | --> | 0.05 | 0.046 | 5.9 |  | --> | 0.0475 | 0 | 0 | 0.050604 | 0 |  | --> | C20 ex CASHEL | Cashel [T41,T42] | CAHIR |  | 52.5178 | -7.8842
MV/LV Substation ST***517X |  | 10 kV | _ | LV | 400 kVA :Kiosk Substation | 0.4 | --> | 0.4 | 0 | 0 | Constrained,otherwise capacity available =283kVA. | --> | 0.38 | 0 | 0.002223 | 0.41739 | 0 |  | --> | C19 ex CLONDALKIN | Clondalkin [T41,T42,T44] | INCHICORE 220KV |  | 53.3154 | -6.4072
MV/LV Substation ST***519X |  | 10 kV | _ | LV | 630 kVA :Building Structure | 0.63 | --> | 0.63 | 0 | 0 | Constrained,otherwise capacity available =500kVA. | --> | 0.5985 | 0 | 0 | 0 | 0 | Constrained,otherwise capacity available =500kW. | --> | C18 ex CULLION | Cullion [T41,T42] | LETTERKENNY |  | 54.9458 | -7.7402
MV/LV Substation ST***522 |  | 10 kV | _ | LV | 50 kVA :Pole Substation | 0.05 | --> | 0.05 | 0 | 0 | Constrained,otherwise capacity available =49kVA. | --> | 0.0475 | 0 | 0 | 0.050152 | 0 |  | --> | C26 ex KYLEERAGH | Kyleeragh [T41,T42] | NENAGH |  | 52.9383 | -8.2806
MV/LV Substation ST***522Z |  | 10 kV | _ | LV | 200 kVA :Kiosk Substation | 0.2 | --> | 0.2 | 0 | 0 | Constrained,otherwise capacity available =166kVA. | --> | 0.19 | 0 | 0 | 0.2051 | 0 |  | --> | C22 ex LEIXLIP | Leixlip [T41,T42] | GRIFFINRATH |  | 53.3654 | -6.5213
MV/LV Substation ST***524 |  | 20 kV | _ | LV | 100 kVA :Pole Substation | 0.1 | --> | 0.1 | 0 | 0 | Constrained,otherwise capacity available =85kVA. | --> | 0.095 | 0 | 0 | 0 | 0 | Constrained,otherwise capacity available =102.3kW. | --> | E17 ex WINDSOR | Windsor [T421,T422] | CASTLEBAR |  | 53.8074 | -9.1377
MV/LV Substation ST***525X |  | 10 kV | _ | LV | 200 kVA :Pole Substation | 0.2 | --> | 0.2 | 0 | 0 | Constrained,otherwise capacity available =138kVA. | --> | 0.19 | 0 | 0 | 0.2092 | 0 |  | --> | C18 ex LOUGHSHINNY | Loughshinny [T41,T42] | GLASMORE |  | 53.5319 | -6.1094
MV/LV Substation ST***526 |  | 10 kV | _ | LV | 200 kVA :Building Structure | 0.2 | --> | 0.2 | 0 | 0 | Constrained,otherwise capacity available =152kVA. | --> | 0.19 | 0 | 0 | 0.20716 | 0 |  | --> | C15 ex SCARTEEN | Scarteen [T41,T42] | MALLOW |  | 52.1247 | -8.6851
MV/LV Substation ST***529 |  | 10 kV | _ | LV | 400 kVA :Building Structure | 0.4 | --> | 0.4 | 0.059 | 7 |  | --> | 0.38 | 0 | 0.011856 | 0.44861 | 0 |  | --> | C14 ex NORTH QUAYS | North Quays [T101,T102,T103] | POOLBEG |  | 53.3538 | -6.2367
MV/LV Substation ST***530 |  | 20 kV | _ | LV | 100 kVA :Pole Substation | 0.1 | --> | 0.1 | 0.07 | 2 |  | --> | 0.095 | 0 | 0.013338 | 0 | 0 | Constrained,otherwise capacity available =104.5kW. | --> | E17 ex BALLYMACARRY | Ballymacarry [T421] | TRILLICK |  | 55.0665 | -7.4348
MV/LV Substation ST***530Z |  | 10 kV | _ | LV | 400 kVA :Kiosk Substation | 0.4 | --> | 0.4 | 0.343 | 6 |  | --> | 0.38 | 0 | 0 | 0.40856 | 0 |  | --> | C26 ex PELLETSTOWN | Pelletstown [T101,T102] | FINGLAS |  | 53.3776 | -6.3509
MV/LV Substation ST***533 |  | 10 kV | _ | LV | 200 kVA :Kiosk Substation | 0.2 | --> | 0.2 | 0 | 0 | Constrained,otherwise capacity available =111kVA. | --> | 0.19 | 0 | 0.00741 | 0.21308 | 0 |  | --> | C15 ex COOLMINE | Coolmine [T41,T42] | FINGLAS |  | 53.3908 | -6.4233
MV/LV Substation ST***535 |  | 20 kV | _ | LV | 50 kVA :Pole Substation | 0.05 | --> | 0.05 | 0.047 | 8.1 |  | --> | 0.0475 | 0 | 0.003705 | 0 | 0 | Constrained,otherwise capacity available =50.5kW. | --> | E11 ex WESTPORT | Westport [T421,T422] | CASTLEBAR |  | 53.7886 | -9.5688
MV/LV Substation ST***535 |  | 10 kV | _ | LV | 200 kVA :Pole Substation | 0.2 | --> | 0.2 | 0.173 | 1.5 |  | --> | 0.19 | 0 | 0.006669 | 0.20406 | 0 |  | --> | C13 ex SMEARLA | Smearla [T41,T42] | TRIEN |  | 52.4511 | -9.4643
MV/LV Substation ST***535 |  | 20 kV | _ | LV | 200 kVA :Pole Substation | 0.2 | --> | 0.2 | 0.137 | 1.4 |  | --> | 0.19 | 0 | 0.00741 | 0.20935 | 0 |  | --> | E17 ex CONG | Cong [T421,T422] | CLOON |  | 53.5352 | -9.2734
MV/LV Substation ST***536 |  | 20 kV | _ | LV | 200 kVA :Pole Substation | 0.2 | --> | 0.2 | 0.2 | 4.4 |  | --> | 0.19 | 0 | 0 | 0 | 0 | Constrained,otherwise capacity available =200kW. | --> | E18 ex STRANORLAR | Stranorlar [T421,T422] | LETTERKENNY |  | 54.8064 | -7.7503
MV/LV Substation ST***541 |  | 10 kV | _ | LV | 400 kVA :Kiosk Substation | 0.4 | --> | 0.4 | 0.319 | 0.9 |  | --> | 0.38 | 0 | 0.013338 | 0.41212 | 0 |  | --> | C14 ex KIMMAGE | Kimmage [T41,T42] | INCHICORE 220KV |  | 53.3114 | -6.305
MV/LV Substation ST***542Y |  | 20 kV | _ | LV | 200 kVA :Kiosk Substation | 0.2 | --> | 0.2 | 0.116 | 1.4 |  | --> | 0.19 | 0 | 0.016302 | 0.21237 | 0 |  | --> | E12 ex KILLINICK | Killinick [T421,T422] | WEXFORD |  | 52.2459 | -6.3331
MV/LV Substation ST***543 |  | 10 kV | _ | LV | 400 kVA :Building Structure | 0.4 | --> | 0.4 | 0.27 | 3.4 |  | --> | 0.38 | 0 | 0 | 0.41927 | 0 |  | --> | C13 ex MERRION SQUARE | Merrion Square [T41,T42] | RINGSEND |  | 53.3416 | -6.253
MV/LV Substation ST***544Y |  | 10 kV | _ | LV | 200 kVA :Kiosk Substation | 0.2 | --> | 0.2 | 0 | 0 | Constrained,otherwise capacity available =119kVA. | --> | 0.19 | 0 | 0.002223 | 0.21194 | 0 |  | --> | C21 ex PORTARLINGTON | Portarlington [T43] | BLAKE |  | 53.1522 | -7.1805
MV/LV Substation ST***546X |  | 10 kV | _ | LV | 630 kVA :Building Structure | 0.63 | --> | 0.63 | 0.5 | 10 |  | --> | 0.5985 | 0 | 0 | 0.5 | 0 |  | --> | C25 ex HAROLDS CROSS | Harolds Cross [T101,T102] | POOLBEG |  | 53.3317 | -6.2776
MV/LV Substation ST***547 |  | 10 kV | _ | LV | 1000 kVA :Building Structure | 1 | --> | 1 | 0.5 | 1.7 |  | --> | 0.95 | 0 | 0 | 0.5 | 0 |  | --> | C11 ex SOUTH KING STREET | South King Street [T41,T42] | FRANCIS STREET |  | 53.3398 | -6.2577
MV/LV Substation ST***551Y |  | 10 kV | _ | LV | 400 kVA :Kiosk Substation | 0.4 | --> | 0.4 | 0 | 0 | Constrained,otherwise capacity available =368kVA. | --> | 0.38 | 0 | 0.00741 | 0.40483 | 0 |  | --> | C22 ex CAVAN | Cavan [T42,T421] | SHANKILL |  | 53.9923 | -7.3555
MV/LV Substation ST***552Z |  | 20 kV | _ | LV | 200 kVA :Kiosk Substation | 0.2 | --> | 0.2 | 0 | 0 | Constrained,otherwise capacity available =143kVA. | --> | 0.19 | 0 | 0.010374 | 0.20848 | 0 |  | --> | E18 ex BALTRASNA | Baltrasna [T121,T122] | BALTRASNA |  | 53.5124 | -6.4669
MV/LV Substation ST***553Z |  | 20 kV | _ | LV | 400 kVA :Kiosk Substation | 0.4 | --> | 0.4 | 0 | 0 | Constrained,otherwise capacity available =294kVA. | --> | 0.38 | 0 | 0.002964 | 0.41578 | 0 |  | --> | E18 ex BALTRASNA | Baltrasna [T121,T122] | BALTRASNA |  | 53.5117 | -6.4701
MV/LV Substation ST***554X |  | 20 kV | _ | LV | 50 kVA :Pole Substation | 0.05 | --> | 0.05 | 0 | 0 | Constrained,otherwise capacity available =50kVA. | --> | 0.0475 | 0 | 0 | 0.05 | 0 |  | --> | E12 ex GURRANEBANE | Gurranebane [T421,T422] | OUGHTRAGH |  | 51.9593 | -10.1845
MV/LV Substation ST***554Z |  | 10 kV | _ | LV | 200 kVA :Kiosk Substation | 0.2 | --> | 0.2 | 0.036794 | 0 | Constrained,otherwise capacity available =173kVA. | --> | 0.19 | 0 | 0 | 0.20406 | 0 |  | --> | C11 ex CALLAN | Callan [T41,T42] | KILKENNY |  | 52.55 | -7.383
MV/LV Substation ST***554Z |  | 20 kV | _ | LV | 400 kVA :Kiosk Substation | 0.4 | --> | 0.4 | 0 | 0 | Constrained,otherwise capacity available =316kVA. | --> | 0.38 | 0 | 0 | 0.41256 | 0 |  | --> | E18 ex BALTRASNA | Baltrasna [T121,T122] | BALTRASNA |  | 53.5107 | -6.4685
MV/LV Substation ST***555Z |  | 20 kV | _ | LV | 630 kVA :Kiosk Substation | 0.63 | --> | 0.63 | 0 | 0 | Constrained,otherwise capacity available =500kVA. | --> | 0.5985 | 0 | 0.035568 | 0.5 | 0 |  | --> | E18 ex BALTRASNA | Baltrasna [T121,T122] | BALTRASNA |  | 53.51 | -6.4709
MV/LV Substation ST***558 |  | 20 kV | _ | LV | 100 kVA :Pole Substation | 0.1 | --> | 0.1 | 0.052 | 3 |  | --> | 0.095 | 0 | 0 | 0 | 0 | Constrained,otherwise capacity available =107kW. | --> | E13 ex MOVILLE | Moville [T421,T422] | TRILLICK |  | 55.2882 | -7.1662
MV/LV Substation ST***558 |  | 20 kV | _ | LV | 50 kVA :Pole Substation | 0.05 | --> | 0.05 | 0.016 | 1.6 |  | --> | 0.0475 | 0 | 0 | 0 | 0 | Constrained,otherwise capacity available =54.9kW. | --> | C17 ex BALLYSHANNON | Ballyshannon [T41,T42] | CATHALEENS FALL |  | 54.5322 | -8.1101
MV/LV Substation ST***562X |  | 10 kV | _ | LV | 100 kVA :Pole Substation | 0.1 | --> | 0.1 | 0 | 0 | Constrained,otherwise capacity available =60kVA. | --> | 0.095 | 0 | 0.003705 | 0 | 0 | Constrained,otherwise capacity available =105.9kW. | --> | C16 ex COOLCARRON | Coolcarron [T41,T42] | BARRYMORE |  | 52.1311 | -8.2669
MV/LV Substation ST***563X |  | 20 kV | _ | LV | 50 kVA :Pole Substation | 0.05 | --> | 0.05 | 0 | 0 | Constrained,otherwise capacity available =50kVA. | --> | 0.0475 | 0 | 0 | 0.05 | 0 |  | --> | E12 ex GURRANEBANE | Gurranebane [T421,T422] | OUGHTRAGH |  | 51.962 | -10.1817
MV/LV Substation ST***563X |  | 10 kV | _ | LV | 1000 kVA :Building Structure | 1 | --> | 1 | 0.5 | 1.9 |  | --> | 0.95 | 0 | 0.02964 | 0.5 | 0 |  | --> | C14 ex FAIRVIEW | Fairview [T41] | MCDERMOTT |  | 53.3743 | -6.2353
MV/LV Substation ST***564 |  | 10 kV | _ | LV | 400 kVA :Kiosk Substation | 0.4 | --> | 0.4 | 0 | 0 | Constrained,otherwise capacity available =340kVA. | --> | 0.38 | 0 | 0 | 0.40901 | 0 |  | --> | C13 ex LOUGHLINSTOWN | Loughlinstown [T41,T42] | CARRICKMINES |  | 53.2603 | -6.1176
MV/LV Substation ST***564X |  | 10 kV | _ | LV | 200 kVA :Kiosk Substation | 0.2 | --> | 0.2 | 0 | 0 | Constrained,otherwise capacity available =160kVA. | --> | 0.19 | 0 | 0.005928 | 0.20598 | 0 |  | --> | C14 ex INCHICORE NORTH | Inchicore North [T41] | INCHICORE 220KV |  | 53.3429 | -6.3286
MV/LV Substation ST***565X |  | 10 kV | _ | LV | 1000 kVA :Building Structure | 1 | --> | 1 | 0.5 | 1.7 |  | --> | 0.95 | 0 | 0 | 0.5 | 0 |  | --> | C18 ex SOUTH KING STREET | South King Street [T41,T42] | FRANCIS STREET |  | 53.3422 | -6.2654
MV/LV Substation ST***567X |  | 10 kV | _ | LV | 50 kVA :Pole Substation | 0.05 | --> | 0.05 | 0 | 0 | Constrained,otherwise capacity available =33kVA. | --> | 0.0475 | 0 | 0.017043 | 0.052518 | 0 |  | --> | C17 ex DRYBRIDGE | Drybridge [T41,T42] | DRYBRIDGE |  | 53.6922 | -6.4232
MV/LV Substation ST***569Y |  | 20 kV | _ | LV | 50 kVA :Pole Substation | 0.05 | --> | 0.05 | 0.047 | 1.4 |  | --> | 0.0475 | 0 | 0 | 0.050453 | 0 |  | --> | E12 ex KILLINICK | Killinick [T421,T422] | WEXFORD |  | 52.2444 | -6.3362
MV/LV Substation ST***571 |  | 10 kV | _ | LV | 200 kVA :Pole Substation | 0.2 | --> | 0.2 | 0.123 | 1.6 |  | --> | 0.19 | 0 | 0 | 0 | 0 | Constrained,otherwise capacity available =211.4kW. | --> | C13 ex DERRYBEG | Derrybeg [T41,T42] | ARDNAGAPPARY |  | 55.0214 | -8.3198
MV/LV Substation ST***572 |  | 20 kV | _ | LV | 50 kVA :Pole Substation | 0.05 | --> | 0.05 | 0.009 | 1.3 |  | --> | 0.0475 | 0 | 0 | 0.055859 | 0 |  | --> | C24 ex CLIFDEN | Clifden [T41,T42] | SCREEB |  | 53.507 | -9.9371
MV/LV Substation ST***572 |  | 20 kV | _ | LV | 50 kVA :Pole Substation | 0.05 | --> | 0.05 | 0 | 0 | Constrained,otherwise capacity available =50kVA. | --> | 0.0475 | 0 | 0 | 0.05 | 0 |  | --> | E15 ex MANORHAMILTON | Manorhamilton [T422] | SLIGO |  | 54.2938 | -8.0586
MV/LV Substation ST***575 |  | 10 kV | _ | LV | 100 kVA :Pole Substation | 0.1 | --> | 0.1 | 0 | 0 | Constrained,otherwise capacity available =72kVA. | --> | 0.095 | 0 | 0.011115 | 0.10417 | 0 |  | --> | C17 ex CAHIRCALLA | Cahircalla [T41,T42] | ENNIS |  | 52.8324 | -8.9865
MV/LV Substation ST***580Y |  | 10 kV | _ | LV | 400 kVA :Building Structure | 0.4 | --> | 0.4 | 0 | 0 | Constrained,otherwise capacity available =400kVA. | --> | 0.38 | 0 | 0 | 0.4 | 0 |  | --> | C19 ex CELBRIDGE | Celbridge [T41,T42] | GRIFFINRATH |  | 53.3116 | -6.6281
MV/LV Substation ST***583 |  | 20 kV | _ | LV | 400 kVA :Kiosk Substation | 0.4 | --> | 0.4 | 0.334 | 1.3 |  | --> | 0.38 | 0 | 0.006669 | 0.4099 | 0 |  | --> | E16 ex BALLYCROSSAUN | Ballycrossaun [T421,T422] | SOMERSET |  | 53.0966 | -8.2216
MV/LV Substation ST***585Y |  | 20 kV | _ | LV | 50 kVA :Pole Substation | 0.05 | --> | 0.05 | 0 | 0 | Constrained,otherwise capacity available =37kVA. | --> | 0.0475 | 0 | 0.001482 | 0.051937 | 0 |  | --> | C20 ex ROSCOMMON | Roscommon [T41,T42] | LANESBORO |  | 53.7757 | -8.242
MV/LV Substation ST***585Z |  | 10 kV | _ | LV | 50 kVA :Pole Substation | 0.05 | --> | 0.05 | 0 | 0 | Constrained,otherwise capacity available =39kVA. | --> | 0.0475 | 0 | 0 | 0.051643 | 0 |  | --> | C12 ex LEIXLIP | Leixlip [T41,T42] | GRIFFINRATH |  | 53.3668 | -6.4633
MV/LV Substation ST***587 |  | 10 kV | _ | LV | 630 kVA :Kiosk Substation | 0.63 | --> | 0.63 | 0.471 | 1.4 |  | --> | 0.5985 | 0 | 0.00741 | 0.5 | 0 |  | --> | C11 ex DODDER ROAD | Dodder Road [T42] | MILLTOWN (DR) |  | 53.3108 | -6.2731
MV/LV Substation ST***588X |  | 10 kV | _ | LV | 400 kVA :Kiosk Substation | 0.4 | --> | 0.4 | 0 | 0 | Constrained,otherwise capacity available =365kVA. | --> | 0.38 | 0 | 0 | 0.40528 | 0 |  | --> | C16 ex COOLCORCORAN | Coolcorcoran [T41,T42] | KNOCKEARAGH |  | 52.0648 | -9.5154
MV/LV Substation ST***589X |  | 20 kV | _ | LV | 50 kVA :Pole Substation | 0.05 | --> | 0.05 | 0.044 | 1.5 |  | --> | 0.0475 | 0 | 0 | 0.050903 | 0 |  | --> | E17 ex ACHILL | Achill [T422] | CARROWBEG |  | 53.9293 | -9.9304
MV/LV Substation ST***593Y |  | 10 kV | _ | LV | 50 kVA :Pole Substation | 0.05 | --> | 0.05 | 0 | 0 | Constrained,otherwise capacity available =47kVA. | --> | 0.0475 | 0 | 0 | 0 | 0 | Constrained,otherwise capacity available =50.5kW. | --> | C20 ex MOUNTMELLICK | Mountmellick [T41,T42] | PORTLAOISE |  | 53.0743 | -7.2641
MV/LV Substation ST***594Y |  | 10 kV | _ | LV | 200 kVA :Building Structure | 0.2 | --> | 0.2 | 0 | 0 | Constrained,otherwise capacity available =193kVA. | --> | 0.19 | 0 | 0 | 0.20106 | 0 |  | --> | C19 ex CELBRIDGE | Celbridge [T41,T42] | GRIFFINRATH |  | 53.3115 | -6.6006
MV/LV Substation ST***598Z |  | 10 kV | _ | LV | 630 kVA :Building Structure | 0.63 | --> | 0.63 | 0.5 | 13.2 |  | --> | 0.5985 | 0 | 0 | 0.5 | 0 |  | --> | C17 ex ARTANE | Artane [T101,T102] | FINGLAS |  | 53.3834 | -6.1824
MV/LV Substation ST***601 |  | 10 kV | _ | LV | 100 kVA :Pole Substation | 0.1 | --> | 0.1 | 0 | 0 | Constrained,otherwise capacity available =58kVA. | --> | 0.095 | 0 | 0.005187 | 0.10618 | 0 |  | --> | C16 ex VIRGINIA | Virginia [T41,T42] | MEATH HILL |  | 53.7972 | -7.032
MV/LV Substation ST***603X |  | 10 kV | _ | LV | 200 kVA :Pole Substation | 0.2 | --> | 0.2 | 0.155 | 9.5 |  | --> | 0.19 | 0 | 0.037791 | 0.20672 | 0 |  | --> | C14 ex BANDON | Bandon [T101,T42] | BANDON |  | 51.7512 | -8.7178
MV/LV Substation ST***603Y |  | 10 kV | _ | LV | 100 kVA :Pole Substation | 0.1 | --> | 0.1 | 0 | 0 | Constrained,otherwise capacity available =64kVA. | --> | 0.095 | 0 | 0 | 0.10532 | 0 |  | --> | C12 ex PORTLAW | Portlaw [T41,T42] | BUTLERSTOWN |  | 52.2714 | -7.2982
MV/LV Substation ST***603Z |  | 10 kV | _ | LV | 400 kVA :Kiosk Substation | 0.4 | --> | 0.4 | 0 | 0 | Constrained,otherwise capacity available =345kVA. | --> | 0.38 | 0 | 0.002964 | 0.40827 | 0 |  | --> | C18 ex CASTLEKNOCK | Castleknock [T41,T42] | FINGLAS |  | 53.3755 | -6.3618
MV/LV Substation ST***604Y |  | 10 kV | _ | LV | 200 kVA :Pole Substation | 0.2 | --> | 0.2 | 0 | 0 | Constrained,otherwise capacity available =200kVA. | --> | 0.19 | 0 | 0 | 0 | 0 | Constrained,otherwise capacity available =200kW. | --> | C20 ex MOUNTMELLICK | Mountmellick [T41,T42] | PORTLAOISE |  | 53.0734 | -7.277
MV/LV Substation ST***606Y |  | 10 kV | _ | LV | 100 kVA :Pole Substation | 0.1 | --> | 0.1 | 0 | 0 | Constrained,otherwise capacity available =91kVA. | --> | 0.095 | 0 | 0 | 0.10136 | 0 |  | --> | C20 ex CAVAN | Cavan [T42,T421] | SHANKILL |  | 53.9838 | -7.2357
MV/LV Substation ST***609 |  | 10 kV | _ | LV | 200 kVA :Pole Substation | 0.2 | --> | 0.2 | 0.15247 | 0.2 | Constrained,otherwise capacity available =200kVA. | --> | 0.19 | 0 | 0 | 0.2 | 0 |  | --> | C13 ex SANDYFORD | Sandyford [T41,T42] | CARRICKMINES |  | 53.2498 | -6.2546
MV/LV Substation ST***611 |  | 10 kV | _ | LV | 400 kVA :Kiosk Substation | 0.4 | --> | 0.4 | 0.314 | 0.8 |  | --> | 0.38 | 0 | 0.005187 | 0.41285 | 0 |  | --> | C17 ex DONNYBROOK | Donnybrook [T41,T42] | MILLTOWN (DR) |  | 53.321 | -6.2075
MV/LV Substation ST***613 |  | 20 kV | _ | LV | 100 kVA :Pole Substation | 0.1 | --> | 0.1 | 0 | 0 | Constrained,otherwise capacity available =85kVA. | --> | 0.095 | 0 | 0 | 0.10225 | 0 |  | --> | E16 ex MILLTOWN (SR) | Milltown (sr) [T421,T422] | OUGHTRAGH |  | 52.1173 | -9.7643
MV/LV Substation ST***615 |  | 20 kV | _ | LV | 50 kVA :Pole Substation | 0.05 | --> | 0.05 | 0 | 0 | Constrained,otherwise capacity available =40kVA. | --> | 0.0475 | 0 | 0 | 0.051496 | 0 |  | --> | E16 ex MILLTOWN (SR) | Milltown (sr) [T421,T422] | OUGHTRAGH |  | 52.1152 | -9.7663
MV/LV Substation ST***617 |  | 10 kV | _ | LV | 400 kVA :Kiosk Substation | 0.4 | --> | 0.4 | 0.363 | 1.5 |  | --> | 0.38 | 0 | 0.025935 | 0.40558 | 0 |  | --> | C11 ex MONKSTOWN | Monkstown [T41,T42] | BLACKROCK |  | 53.2919 | -6.1844
MV/LV Substation ST***617X |  | 10 kV | _ | LV | 200 kVA :Pole Substation | 0.2 | --> | 0.2 | 0 | 0 | Constrained,otherwise capacity available =200kVA. | --> | 0.19 | 0 | 0 | 0.2 | 0 |  | --> | C17 ex ROSEHILL | Rosehill [T41,T42] | KILKENNY |  | 52.633 | -7.2636
MV/LV Substation ST***620 |  | 10 kV | _ | LV | 50 kVA :Pole Substation | 0.05 | --> | 0.05 | 0 | 0 | Constrained,otherwise capacity available =41kVA. | --> | 0.0475 | 0 | 0 | 0 | 0 | Constrained,otherwise capacity available =51.3kW. | --> | C19 ex MILFORD (NR) | Milford (nr) [T41,T42] | LETTERKENNY |  | 55.0972 | -7.5388
MV/LV Substation ST***622 |  | 20 kV | _ | LV | 200 kVA :Kiosk Substation | 0.2 | --> | 0.2 | 0.154 | 2.3 |  | --> | 0.19 | 0 | 0.010374 | 0.20687 | 0 |  | --> | E13 ex MOY | Moy [T421,T422] | MOY |  | 53.9817 | -9.1234
MV/LV Substation ST***622Y |  | 20 kV | _ | LV | 200 kVA :Pole Substation | 0.2 | --> | 0.2 | 0 | 0 | Constrained,otherwise capacity available =133kVA. | --> | 0.19 | 0 | 0 | 0.20993 | 0 |  | --> | E17 ex ACADEMY STREET | Academy Street [T421,T422,T44] | NAVAN |  | 53.5644 | -6.6671
MV/LV Substation ST***623Z |  | 20 kV | _ | LV | 400 kVA :Kiosk Substation | 0.4 | --> | 0.4 | 0 | 0 | Constrained,otherwise capacity available =374kVA. | --> | 0.38 | 0 | 0 | 0.40393 | 0 |  | --> | E19 ex ADAMSTOWN | Adamstown [T121,T122] | INCHICORE 220KV |  | 53.338 | -6.4635
MV/LV Substation ST***624Z |  | 20 kV | _ | LV | 630 kVA :Kiosk Substation | 0.63 | --> | 0.63 | 0 | 0 | Constrained,otherwise capacity available =489kVA. | --> | 0.5985 | 0 | 0.010374 | 0.5 | 0 |  | --> | E19 ex ADAMSTOWN | Adamstown [T121,T122] | INCHICORE 220KV |  | 53.3378 | -6.4653
MV/LV Substation ST***624Z |  | 20 kV | _ | LV | 400 kVA :Kiosk Substation | 0.4 | --> | 0.4 | 0.365 | 1.4 |  | --> | 0.38 | 0 | 0 | 0.40528 | 0 |  | --> | E12 ex KILLINICK | Killinick [T421,T422] | WEXFORD |  | 52.2361 | -6.3307
MV/LV Substation ST***625Z |  | 20 kV | _ | LV | 400 kVA :Kiosk Substation | 0.4 | --> | 0.4 | 0 | 0 | Constrained,otherwise capacity available =399kVA. | --> | 0.38 | 0 | 0 | 0.40015 | 0 |  | --> | E19 ex ADAMSTOWN | Adamstown [T121,T122] | INCHICORE 220KV |  | 53.3389 | -6.4652
MV/LV Substation ST***626Z |  | 20 kV | _ | LV | 50 kVA :Pole Substation | 0.05 | --> | 0.05 | 0 | 0 | Constrained,otherwise capacity available =44kVA. | --> | 0.0475 | 0 | 0 | 0.050903 | 0 |  | --> | E12 ex BALTINGLASS | Baltinglass [T421,T422] | STRATFORD |  | 52.9829 | -6.6714
MV/LV Substation ST***630 |  | 10 kV | _ | LV | 50 kVA :Pole Substation | 0.05 | --> | 0.05 | 0 | 0 | Constrained,otherwise capacity available =49kVA. | --> | 0.0475 | 0 | 0 | 0.050152 | 0 |  | --> | C17 ex DUNLEER | Dunleer [T41,T42] | DRYBRIDGE |  | 53.8716 | -6.3451
MV/LV Substation ST***631 |  | 20 kV | _ | LV | 100 kVA :Pole Substation | 0.1 | --> | 0.1 | 0 | 0 | Constrained,otherwise capacity available =33kVA. | --> | 0.095 | 0 | 0 | 0.10968 | 0 |  | --> | E15 ex JULIANSTOWN | Julianstown [T421,T422] | DRYBRIDGE |  | 53.6279 | -6.2645
MV/LV Substation ST***632Y |  | 10 kV | _ | LV | 400 kVA :Kiosk Substation | 0.4 | --> | 0.4 | 0 | 0 | Constrained,otherwise capacity available =339kVA. | --> | 0.38 | 0 | 0 | 0.40916 | 0 |  | --> | C15 ex DERRYCRAMPH | Derrycramph [T41,T42] | SHANKILL |  | 53.9902 | -7.3648
MV/LV Substation ST***633 |  | 10 kV | _ | LV | 50 kVA :Pole Substation | 0.05 | --> | 0.05 | 0 | 0 | Constrained,otherwise capacity available =40kVA. | --> | 0.0475 | 0 | 0 | 0.051496 | 0 |  | --> | C16 ex LOUGHSHINNY | Loughshinny [T41,T42] | GLASMORE |  | 53.5783 | -6.1668
MV/LV Substation ST***635 |  | 10 kV | _ | LV | 400 kVA :Kiosk Substation | 0.4 | --> | 0.4 | 0 | 0 | Constrained,otherwise capacity available =215kVA. | --> | 0.38 | 0 | 0.052611 | 0.42715 | 0 |  | --> | C13 ex BALLYBODEN | Ballyboden [T41,T42] | COOKSTOWN |  | 53.2911 | -6.277
MV/LV Substation ST***638Z |  | 10 kV | _ | LV | 50 kVA :Pole Substation | 0.05 | --> | 0.05 | 0 | 0 | Constrained,otherwise capacity available =42kVA. | --> | 0.0475 | 0 | 0 | 0.0512 | 0 |  | --> | C18 ex CELBRIDGE | Celbridge [T41,T42] | GRIFFINRATH |  | 53.3327 | -6.5291
MV/LV Substation ST***640 |  | 10 kV | _ | LV | 630 kVA :Kiosk Substation | 0.63 | --> | 0.63 | 0 | 0 | Constrained,otherwise capacity available =245kVA. | --> | 0.5985 | 0 | 0.014079 | 0.5 | 0 |  | --> | C14 ex DRUMCONDRA | Drumcondra [T41,T42] | MCDERMOTT |  | 53.3617 | -6.2481
MV/LV Substation ST***640Z |  | 10 kV | _ | LV | 200 kVA :Kiosk Substation | 0.2 | --> | 0.2 | 0 | 0 | Constrained,otherwise capacity available =183kVA. | --> | 0.19 | 0 | 0 | 0.20256 | 0 |  | --> | C11 ex COOLMINE | Coolmine [T41,T42] | FINGLAS |  | 53.3712 | -6.4052
MV/LV Substation ST***641Z |  | 10 kV | _ | LV | 400 kVA :Building Structure | 0.4 | --> | 0.4 | 0.334 | 4.6 |  | --> | 0.38 | 0 | 0 | 0.4099 | 0 |  | --> | C11 ex RINGASKIDDY 110KV | Ringaskiddy 110kv [T42] | BARNAHELY |  | 51.8715 | -8.3352
MV/LV Substation ST***645 |  | 10 kV | _ | LV | 400 kVA :Kiosk Substation | 0.4 | --> | 0.4 | 0 | 0 | Constrained,otherwise capacity available =147kVA. | --> | 0.38 | 0 | 0.042237 | 0.43667 | 0 |  | --> | C14 ex CLONTARF | Clontarf [T42] | FINGLAS |  | 53.3654 | -6.1837
MV/LV Substation ST***645X |  | 10 kV | _ | LV | 400 kVA :Kiosk Substation | 0.4 | --> | 0.4 | 0 | 0 | Constrained,otherwise capacity available =350kVA. | --> | 0.38 | 0 | 0 | 0.40752 | 0 |  | --> | C15 ex LUCAN EAST | Lucan East [T41,T42] | GRANGE CASTLE |  | 53.3484 | -6.4447
MV/LV Substation ST***648X |  | 10 kV | _ | LV | 400 kVA :Kiosk Substation | 0.4 | --> | 0.4 | 0 | 0 | Constrained,otherwise capacity available =309kVA. | --> | 0.38 | 0 | 0.021489 | 0.41359 | 0 |  | --> | C18 ex BALGADDY | Balgaddy [T41,T42] | GRANGE CASTLE |  | 53.3534 | -6.4233
MV/LV Substation ST***649Z |  | 10 kV | _ | LV | 400 kVA :Kiosk Substation | 0.4 | --> | 0.4 | 0.4 | 13.1 |  | --> | 0.38 | 0 | 0 | 0.4 | 0 |  | --> | C12 ex MONREAD | Monread [T101,T102] | MONREAD |  | 53.211 | -6.6595
MV/LV Substation ST***653Y |  | 10 kV | _ | LV | 200 kVA :Pole Substation | 0.2 | --> | 0.2 | 0.163 | 2.2 |  | --> | 0.19 | 0 | 0 | 0.20554 | 0 |  | --> | C11 ex BALLINASLOE | Ballinasloe [T41,T42] | SOMERSET |  | 53.336 | -8.2394
MV/LV Substation ST***653Z |  | 20 kV | _ | LV | 50 kVA :Pole Substation | 0.05 | --> | 0.05 | 0 | 0 | Constrained,otherwise capacity available =44kVA. | --> | 0.0475 | 0 | 0.004446 | 0.050903 | 0 |  | --> | C21 ex MACETOWN | Macetown [T101,T102] | MACETOWN |  | 53.4453 | -6.4358
MV/LV Substation ST***654Z |  | 10 kV | _ | LV | 630 kVA :Building Structure | 0.63 | --> | 0.63 | 0.5 | 9.1 |  | --> | 0.5985 | 0 | 0 | 0.5 | 0 |  | --> | C24 ex CENTRE PARK ROAD | Marina [T105,T106] | MARINA |  | 51.8937 | -8.4678
MV/LV Substation ST***656 |  | 20 kV | _ | LV | 50 kVA :Pole Substation | 0.05 | --> | 0.05 | 0.022 | 1.3 |  | --> | 0.0475 | 0 | 0 | 0.05408 | 0 |  | --> | E23 ex ATHBOY | Athboy [T423] | NAVAN |  | 53.5245 | -6.897
MV/LV Substation ST***656 |  | 10 kV | _ | LV | 200 kVA :Pole Substation | 0.2 | --> | 0.2 | 0 | 0 | Constrained,otherwise capacity available =167kVA. | --> | 0.19 | 0 | 0.004446 | 0.20495 | 0 |  | --> | C17 ex POLLERTON | Pollerton [T41,T42] | CARLOW |  | 52.8485 | -6.9258
MV/LV Substation ST***656X |  | 10 kV | _ | LV | 200 kVA :Pole Substation | 0.2 | --> | 0.2 | 0.182 | 0.7 |  | --> | 0.19 | 0 | 0.03705 | 0.20271 | 0 |  | --> | C24 ex MULLAGH | Mullagh [T44] | MEATH HILL |  | 53.7736 | -6.7948
MV/LV Substation ST***659Z |  | 20 kV | _ | LV | 200 kVA :Kiosk Substation | 0.2 | --> | 0.2 | 0.18 | 2.5 |  | --> | 0.19 | 0 | 0 | 0.20301 | 0 |  | --> | E13 ex BAGENALSTOWN | Bagenalstown [T421,T422] | CARLOW |  | 52.6889 | -6.7806
MV/LV Substation ST***663Y |  | 20 kV | _ | LV | 200 kVA :Pole Substation | 0.2 | --> | 0.2 | 0 | 0 | Constrained,otherwise capacity available =196kVA. | --> | 0.19 | 0 | 0 | 0 | 0 | Constrained,otherwise capacity available =200.6kW. | --> | C20 ex KNOCKMULLEN | Knockmullen [T42,T421] | GREAT ISLAND |  | 52.3664 | -6.9693
MV/LV Substation ST***664X |  | 10 kV | _ | LV | 630 kVA :Kiosk Substation | 0.63 | --> | 0.63 | 0.5 | 3 |  | --> | 0.5985 | 0 | 0 | 0 | 0 | Constrained,otherwise capacity available =500kW. | --> | C15 ex BALLYRAINE | Ballyraine [T41,T42] | LETTERKENNY |  | 54.9537 | -7.7299
MV/LV Substation ST***666X |  | 10 kV | _ | LV | 200 kVA :Kiosk Substation | 0.2 | --> | 0.2 | 0 | 0 | Constrained,otherwise capacity available =164kVA. | --> | 0.19 | 0 | 0.004446 | 0.20539 | 0 |  | --> | E11 ex ASHBOURNE | Ashbourne [T421,T422] | FINGLAS |  | 53.452 | -6.3039
MV/LV Substation ST***667 |  | 20 kV | _ | LV | 200 kVA :Pole Substation | 0.2 | --> | 0.2 | 0.144 | 1.8 |  | --> | 0.19 | 0 | 0.022971 | 0.20833 | 0 |  | --> | E18 ex BIRDHILL | Birdhill [T421,T422] | ARDNACRUSHA |  | 52.705 | -8.5062
MV/LV Substation ST***670X |  | 20 kV | _ | LV | 200 kVA :Kiosk Substation | 0.2 | --> | 0.2 | 0 | 0 | Constrained,otherwise capacity available =135kVA. | --> | 0.19 | 0 | 0.036309 | 0 | 0 | Constrained,otherwise capacity available =209.6kW. | --> | E19 ex PORTLAOISE | Portlaoise [T423,T424] | PORTLAOISE |  | 53.0313 | -7.2718
MV/LV Substation ST***670Y |  | 20 kV | _ | LV | 100 kVA :Pole Substation | 0.1 | --> | 0.1 | 0.086 | 2 |  | --> | 0.095 | 0 | 0.004446 | 0 | 0 | Constrained,otherwise capacity available =102.1kW. | --> | E11 ex RATHKEALE | Rathkeale [T421,T422] | RATHKEALE |  | 52.5435 | -8.9483
MV/LV Substation ST***671X |  | 10 kV | _ | LV | 400 kVA :Kiosk Substation | 0.4 | --> | 0.4 | 0.383 | 11.9 |  | --> | 0.38 | 0 | 0 | 0.40257 | 0 |  | --> | C34 ex SALTHILL | Salthill [T101,T102] | SALTHILL |  | 53.2808 | -9.0668
MV/LV Substation ST***673X |  | 10 kV | _ | LV | 50 kVA :Pole Substation | 0.05 | --> | 0.05 | 0 | 0 | Constrained,otherwise capacity available =36kVA. | --> | 0.0475 | 0 | 0 | 0.052083 | 0 |  | --> | C13 ex MORNINGTON ROAD | Mornington Road [T41,T42] | DRYBRIDGE |  | 53.7181 | -6.3128
MV/LV Substation ST***674X |  | 10 kV | _ | LV | 100 kVA :Pole Substation | 0.1 | --> | 0.1 | 0 | 2.9 |  | --> | 0.095 | 0 | 0 | 0 | 0 | Constrained,otherwise capacity available =120.5kW. | --> | C12 ex TELAYDON | Telaydon [T42,T421] | LISDRUM |  | 54.264 | -6.9589
MV/LV Substation ST***674X |  | 10 kV | _ | LV | 630 kVA :Kiosk Substation | 0.63 | --> | 0.63 | 0.5 | 1.5 |  | --> | 0.5985 | 0 | 0 | 0.5 | 0 |  | --> | C11 ex MARROWBONE LANE | Marrowbone Lane [T42] | INCHICORE 220KV |  | 53.3371 | -6.2947
MV/LV Substation ST***679Y |  | 10 kV | _ | LV | 400 kVA :Kiosk Substation | 0.4 | --> | 0.4 | 0 | 0 | Constrained,otherwise capacity available =342kVA. | --> | 0.38 | 0 | 0.00741 | 0.40871 | 0 |  | --> | C16 ex MONEYCOOLEY | Moneycooley [T41,T42,T44] | GRIFFINRATH |  | 53.3766 | -6.5873
MV/LV Substation ST***680 |  | 10 kV | _ | LV | 630 kVA :Kiosk Substation | 0.63 | --> | 0.63 | 0.315 | 11.1 |  | --> | 0.5985 | 0 | 0.005928 | 0.5 | 0 |  | --> | C24 ex CABRA | Cabra [T101,T102] | FINGLAS |  | 53.3665 | -6.2861
MV/LV Substation ST***682X |  | 10 kV | _ | LV | 1000 kVA :Building Structure | 1 | --> | 1 | 0.5 | 11 |  | --> | 0.95 | 0 | 0 | 0.5 | 0 |  | --> | C20 ex MISERY HILL | Misery Hill [T101,T102] | POOLBEG |  | 53.3409 | -6.2595
MV/LV Substation ST***683X |  | 20 kV | _ | LV | 200 kVA :Pole Substation | 0.2 | --> | 0.2 | 0 | 0 | Constrained,otherwise capacity available =200kVA. | --> | 0.19 | 0 | 0 | 0.2 | 0 |  | --> | E14 ex BALLINROBE | Ballinrobe [T421,T422] | DALTON |  | 53.7358 | -9.1756
MV/LV Substation ST***684X |  | 20 kV | _ | LV | 50 kVA :Pole Substation | 0.05 | --> | 0.05 | 0 | 0 | Constrained,otherwise capacity available =50kVA. | --> | 0.0475 | 0 | 0 | 0.05 | 0 |  | --> | C22 ex ENNISTYMON | Ennistymon [T41,T42] | ENNIS |  | 52.9856 | -9.4108
MV/LV Substation ST***686 |  | 20 kV | _ | LV | 100 kVA :Pole Substation | 0.1 | --> | 0.1 | 0.097 | 1.7 |  | --> | 0.095 | 0 | 0 | 0 | 0 | Constrained,otherwise capacity available =100.5kW. | --> | E15 ex GWEEDORE | Gweedore [T421] | ARDNAGAPPARY |  | 55.135 | -8.1006
MV/LV Substation ST***687 |  | 20 kV | _ | LV | 200 kVA :Pole Substation | 0.2 | --> | 0.2 | 0.03 | 1.7 |  | --> | 0.19 | 0 | 0.008151 | 0 | 0 | Constrained,otherwise capacity available =224.2kW. | --> | E15 ex GWEEDORE | Gweedore [T421] | ARDNAGAPPARY |  | 55.1364 | -8.1004
MV/LV Substation ST***688X |  | 10 kV | _ | LV | 400 kVA :Building Structure | 0.4 | --> | 0.4 | 0.371 | 4.5 |  | --> | 0.38 | 0 | 0 | 0.40438 | 0 |  | --> | C13 ex MALLOW | Mallow [T41,T42] | MALLOW |  | 52.1418 | -8.6418
MV/LV Substation ST***689 |  | 10 kV | _ | LV | 200 kVA :Pole Substation | 0.2 | --> | 0.2 | 0.148 | 2.1 |  | --> | 0.19 | 0 | 0.03705 | 0 | 0 | Constrained,otherwise capacity available =207.7kW. | --> | C17 ex KILCAR | Kilcar [T41] | BINBANE |  | 54.6557 | -8.6148
MV/LV Substation ST***689Y |  | 10 kV | _ | LV | 400 kVA :Kiosk Substation | 0.4 | --> | 0.4 | 0 | 0 | Constrained,otherwise capacity available =276kVA. | --> | 0.38 | 0 | 0.022971 | 0.4184 | 0 |  | --> | C22 ex CELBRIDGE | Celbridge [T41,T42] | GRIFFINRATH |  | 53.3365 | -6.5491
MV/LV Substation ST***690 |  | 10 kV | _ | LV | 200 kVA :Pole Substation | 0.2 | --> | 0.2 | 0.183 | 0.6 |  | --> | 0.19 | 0 | 0 | 0 | 0 | Constrained,otherwise capacity available =202.6kW. | --> | E25 ex LAWLESSTOWN | Lawlesstown [T42,T421] | DOON |  | 52.3605 | -7.6724
MV/LV Substation ST***691 |  | 10 kV | _ | LV | 400 kVA :Kiosk Substation | 0.4 | --> | 0.4 | 0.233 | 1 |  | --> | 0.38 | 0 | 0 | 0.42459 | 0 |  | --> | C13 ex CORBALLY | Corbally [T41,T42] | ARDNACRUSHA |  | 52.6708 | -8.6244
MV/LV Substation ST***692Y |  | 10 kV | _ | LV | 200 kVA :Kiosk Substation | 0.2 | --> | 0.2 | 0 | 0 | Constrained,otherwise capacity available =185kVA. | --> | 0.19 | 0 | 0.003705 | 0.20226 | 0 |  | --> | C22 ex ROSCOMMON | Roscommon [T41,T42] | LANESBORO |  | 53.6763 | -8.0091
MV/LV Substation ST***694 |  | 20 kV | _ | LV | 50 kVA :Pole Substation | 0.05 | --> | 0.05 | 0.037 | 0.4 |  | --> | 0.0475 | 0 | 0 | 0.051937 | 0 |  | --> | C16 ex CARRAROE | Carraroe [T42] | SCREEB |  | 53.2589 | -9.6065
MV/LV Substation ST***694X |  | 10 kV | _ | LV | 400 kVA :Kiosk Substation | 0.4 | --> | 0.4 | 0 | 0 | Constrained,otherwise capacity available =227kVA. | --> | 0.38 | 0 | 0 | 0.42545 | 0 |  | --> | C12 ex GRANGE (SR) | Grange (sr) [T41,T42] | BUTLERSTOWN |  | 52.2389 | -7.1123
MV/LV Substation ST***695Y |  | 20 kV | _ | LV | 50 kVA :Pole Substation | 0.05 | --> | 0.05 | 0 | 0 | Constrained,otherwise capacity available =42kVA. | --> | 0.0475 | 0 | 0 | 0.0512 | 0 |  | --> | E15 ex DULEEK | Duleek [T421,T422] | DRYBRIDGE |  | 53.693 | -6.4476
MV/LV Substation ST***696X |  | 10 kV | _ | LV | 400 kVA :Kiosk Substation | 0.4 | --> | 0.4 | 0 | 0 | Constrained,otherwise capacity available =352kVA. | --> | 0.38 | 0 | 0.018525 | 0 | 0 | Constrained,otherwise capacity available =407.2kW. | --> | C14 ex COLLIGAN | Colligan [T41,T42] | DUNGARVAN |  | 52.0938 | -7.6154
MV/LV Substation ST***697X |  | 20 kV | _ | LV | 100 kVA :Pole Substation | 0.1 | --> | 0.1 | 0 | 0 | Constrained,otherwise capacity available =89kVA. | --> | 0.095 | 0 | 0 | 0.10166 | 0 |  | --> | C22 ex ATHLONE | Athlone [T41,T42] | ATHLONE |  | 53.4857 | -8.0283
MV/LV Substation ST***698 |  | 10 kV | _ | LV | 100 kVA :Pole Substation | 0.1 | --> | 0.1 | 0.1 | 2.1 |  | --> | 0.095 | 0 | 0 | 0.1 | 0 |  | --> | C13 ex BUTTEVANT | Buttevant [T41,T42] | MALLOW |  | 52.2696 | -8.5992
MV/LV Substation ST***700X |  | 10 kV | _ | LV | 50 kVA :Pole Substation | 0.05 | --> | 0.05 | 0.025 | 5 |  | --> | 0.0475 | 0 | 0.00741 | 0.053659 | 0 |  | --> | C13 ex MCDONAGH | Mcdonagh [T41,T42] | KILKENNY |  | 52.6649 | -7.2419
MV/LV Substation ST***700Y |  | 20 kV | _ | LV | 200 kVA :Pole Substation | 0.2 | --> | 0.2 | 0 | 0 | Constrained,otherwise capacity available =167kVA. | --> | 0.19 | 0 | 0.00741 | 0.20495 | 0 |  | --> | E15 ex DULEEK | Duleek [T421,T422] | DRYBRIDGE |  | 53.6578 | -6.4251
MV/LV Substation ST***704Z |  | 10 kV | _ | LV | 200 kVA :Kiosk Substation | 0.2 | --> | 0.2 | 0 | 0 | Constrained,otherwise capacity available =141kVA. | --> | 0.19 | 0 | 0.020007 | 0.20877 | 0 |  | --> | C18 ex NAAS | Naas [T41,T42] | KILTEEL |  | 53.1693 | -6.706
MV/LV Substation ST***709 |  | 10 kV | _ | LV | 630 kVA :Building Structure | 0.63 | --> | 0.63 | 0.15247 | 0.2 | Constrained,otherwise capacity available =500kVA. | --> | 0.5985 | 0 | 0.2223 | 0.5 | 0 |  | --> | C13 ex SANDYFORD | Sandyford [T41,T42] | CARRICKMINES |  | 53.267 | -6.2685
MV/LV Substation ST***709X |  | 10 kV | _ | LV | 100 kVA :Pole Substation | 0.1 | --> | 0.1 | 0.071 | 6.2 |  | --> | 0.095 | 0 | 0 | 0 | 0 | Constrained,otherwise capacity available =104.3kW. | --> | E24 ex MILFORD (MWR) | Milford (mwr) [T422] | CHARLEVILLE |  | 52.3385 | -8.9
MV/LV Substation ST***716 |  | 10 kV | _ | LV | 100 kVA :Pole Substation | 0.1 | --> | 0.1 | 0 | 0 | Constrained,otherwise capacity available =49kVA. | --> | 0.095 | 0 | 0.002964 | 0.10746 | 0 |  | --> | C20 ex CLONSHAUGH | Clonshaugh [T41,T42] | FINGLAS |  | 53.4255 | -6.2132
MV/LV Substation ST***717Z |  | 10 kV | _ | LV | 630 kVA :Building Structure | 0.63 | --> | 0.63 | 0 | 0 | Constrained,otherwise capacity available =500kVA. | --> | 0.5985 | 0 | 0 | 0.5 | 0 |  | --> | C17 ex SWORDS | Swords [T41,T42] | GLASMORE |  | 53.4635 | -6.2181
MV/LV Substation ST***718Z |  | 10 kV | _ | LV | 1000 kVA :Building Structure | 1 | --> | 1 | 0.5 | 9.1 |  | --> | 0.95 | 0 | 0 | 0.5 | 0 |  | --> | C26 ex CENTRE PARK ROAD | Marina [T105,T106] | MARINA |  | 51.8948 | -8.4671
MV/LV Substation ST***718Z |  | 10 kV | _ | LV | 630 kVA :Kiosk Substation | 0.63 | --> | 0.63 | 0 | 0 | Constrained,otherwise capacity available =500kVA. | --> | 0.5985 | 0 | 0 | 0.5 | 0 |  | --> | C12 ex FAIRHILL | Fairhill [T42] | KILBARRY |  | 51.902 | -8.4682
MV/LV Substation ST***722 |  | 20 kV | _ | LV | 200 kVA :Pole Substation | 0.2 | --> | 0.2 | 0 | 0 |  | --> | 0.19 | 0 | 0.020007 | 0.22871 | 0 |  | --> | E14 ex COLLOONEY | Collooney [T421,T422] | SLIGO |  | 54.1822 | -8.4915
MV/LV Substation ST***722 |  | 10 kV | _ | LV | 200 kVA :Kiosk Substation | 0.2 | --> | 0.2 | 0.156 | 4.3 |  | --> | 0.19 | 0 | 0.002964 | 0.20657 | 0 |  | --> | C17 ex DEANSGRANGE | Deansgrange [T41,T42] | CARRICKMINES |  | 53.2854 | -6.1625
MV/LV Substation ST***722X |  | 10 kV | _ | LV | 400 kVA :Building Structure | 0.4 | --> | 0.4 | 0.337 | 10.9 |  | --> | 0.38 | 0 | 0 | 0.40945 | 0 |  | --> | C14 ex MULLINGAR | Mullingar [T101,T102] | MULLINGAR |  | 53.5388 | -7.3568
MV/LV Substation ST***723 |  | 10 kV | _ | LV | 200 kVA :Pole Substation | 0.2 | --> | 0.2 | 0.147 | 4.6 |  | --> | 0.19 | 0 | 0.002964 | 0.20789 | 0 |  | --> | C14 ex CASTLEVIEW | Castleview [T101,T102] | CASTLEVIEW |  | 51.9004 | -8.365
MV/LV Substation ST***723 |  | 10 kV | _ | LV | 630 kVA :Building Structure | 0.63 | --> | 0.63 | 0.5 | 8.1 |  | --> | 0.5985 | 0 | 0 | 0.5 | 0 |  | --> | C24 ex MILLTOWN (DR) | Milltown (dr) [T101,T102] | INCHICORE 220KV |  | 53.3128 | -6.2488
MV/LV Substation ST***723X |  | 10 kV | _ | LV | 630 kVA :Building Structure | 0.63 | --> | 0.63 | 0 | 0 | Constrained,otherwise capacity available =500kVA. | --> | 0.5985 | 0 | 0 | 0.5 | 0 |  | --> | C12 ex LEESON STREET | Leeson Street [T41,T42] | MILLTOWN (DR) |  | 53.3367 | -6.2607
MV/LV Substation ST***729X |  | 10 kV | _ | LV | 630 kVA :Building Structure | 0.63 | --> | 0.63 | 0.5 | 20.8 |  | --> | 0.5985 | 0 | 0 | 0.5 | 0 |  | --> | C14 ex HEUSTON SQUARE | Heuston Square [T101,T102] | INCHICORE 220KV |  | 53.3415 | -6.2983
MV/LV Substation ST***731X |  | 20 kV | _ | LV | 200 kVA :Kiosk Substation | 0.2 | --> | 0.2 | 0.187 | 1.7 |  | --> | 0.19 | 0 | 0 | 0.20196 | 0 |  | --> | E18 ex NEWPORT | Newport [T421] | CARROWBEG |  | 53.8859 | -9.5419
MV/LV Substation ST***732 |  | 10 kV | _ | LV | 200 kVA :Pole Substation | 0.2 | --> | 0.2 | 0 | 0 | Constrained,otherwise capacity available =164kVA. | --> | 0.19 | 0 | 0.02223 | 0.20539 | 0 |  | --> | C12 ex DUNLEER | Dunleer [T41,T42] | DRYBRIDGE |  | 53.7992 | -6.3938
MV/LV Substation ST***733 |  | 20 kV | _ | LV | 100 kVA :Pole Substation | 0.1 | --> | 0.1 | 0 | 0 | Constrained,otherwise capacity available =72kVA. | --> | 0.095 | 0 | 0 | 0.10417 | 0 |  | --> | E16 ex MILLTOWN (SR) | Milltown (sr) [T421,T422] | OUGHTRAGH |  | 52.1156 | -9.7812
MV/LV Substation ST***733Z |  | 10 kV | _ | LV | 630 kVA :Kiosk Substation | 0.63 | --> | 0.63 | 0.5 | 7.2 |  | --> | 0.5985 | 0 | 0 | 0.5 | 0 |  | --> | C22 ex LIBERTY STREET | Liberty Street [T101,T102] | LIBERTY STREET |  | 51.8948 | -8.4743
MV/LV Substation ST***734 |  | 20 kV | _ | LV | 50 kVA :Pole Substation | 0.05 | --> | 0.05 | 0 | 0 | Constrained,otherwise capacity available =35kVA. | --> | 0.0475 | 0 | 0 | 0 | 0 | Constrained,otherwise capacity available =52.2kW. | --> | E16 ex KILMACTHOMAS | Kilmacthomas [T421,T422] | DUNGARVAN |  | 52.1339 | -7.4893
MV/LV Substation ST***734Z |  | 10 kV | _ | LV | 1000 kVA :Building Structure | 1 | --> | 1 | 0 | 0 | Constrained,otherwise capacity available =500kVA. | --> | 0.95 | 0 | 0 | 0.5 | 0 |  | --> | C19 ex ROSEHILL | Rosehill [T41,T42] | KILKENNY |  | 52.641 | -7.241
MV/LV Substation ST***737 |  | 10 kV | _ | LV | 30 kVA :Pole Substation | 0.03 | --> | 0.03 | 0 | 0 | Constrained,otherwise capacity available =22kVA. | --> | 0.0285 | 0 | 0 | 0.031191 | 0 |  | --> | C23 ex MACETOWN | Macetown [T101,T102] | MACETOWN |  | 53.4028 | -6.4564
MV/LV Substation ST***738 |  | 10 kV | _ | LV | 400 kVA :Kiosk Substation | 0.4 | --> | 0.4 | 0.289 | 4.5 |  | --> | 0.38 | 0 | 0.002223 | 0.41651 | 0 |  | --> | C21 ex BOGHALL ROAD | Boghall Road [T41,T42] | FASSAROE |  | 53.2019 | -6.1063
MV/LV Substation ST***738 |  | 20 kV | _ | LV | 50 kVA :Pole Substation | 0.05 | --> | 0.05 | 0 | 0 | Constrained,otherwise capacity available =45kVA. | --> | 0.0475 | 0 | 0 | 0 | 0 | Constrained,otherwise capacity available =50.8kW. | --> | E20 ex KILLYBEGS | Killybegs [T422] | BINBANE |  | 54.6485 | -8.4385
MV/LV Substation ST***739Y |  | 10 kV | _ | LV | 100 kVA :Pole Substation | 0.1 | --> | 0.1 | 0 | 0 | Constrained,otherwise capacity available =96kVA. | --> | 0.095 | 0 | 0 | 0.10061 | 0 |  | --> | C20 ex TERMONFECKIN ROAD | Termonfeckin Road [T41,T42] | DRYBRIDGE |  | 53.7356 | -6.3013
MV/LV Substation ST***742X |  | 20 kV | _ | LV | 100 kVA :Pole Substation | 0.1 | --> | 0.1 | 0.078 | 1 |  | --> | 0.095 | 0 | 0.003705 | 0.10329 | 0 |  | --> | E21 ex LONGFORD | Longford [T421,T422] | RICHMOND |  | 53.7677 | -7.8316
MV/LV Substation ST***743X |  | 10 kV | _ | LV | 50 kVA :Pole Substation | 0.05 | --> | 0.05 | 0 | 0 | Constrained,otherwise capacity available =39kVA. | --> | 0.0475 | 0 | 0 | 0.051643 | 0 |  | --> | C15 ex LOUGHTAGALLA | Loughtagalla [T41,T42] | THURLES |  | 52.6796 | -7.7886
MV/LV Substation ST***744 |  | 10 kV | _ | LV | 1000 kVA :Building Structure | 1 | --> | 1 | 0.5 | 1.5 |  | --> | 0.95 | 0 | 0.005928 | 0.5 | 0 |  | --> | C17 ex MONKSTOWN | Monkstown [T41,T42] | BLACKROCK |  | 53.2995 | -6.1753
MV/LV Substation ST***749 |  | 20 kV | _ | LV | 200 kVA :Pole Substation | 0.2 | --> | 0.2 | 0 | 0 | Constrained,otherwise capacity available =152kVA. | --> | 0.19 | 0 | 0.008151 | 0 | 0 | Constrained,otherwise capacity available =207.2kW. | --> | E16 ex KILMACTHOMAS | Kilmacthomas [T421,T422] | DUNGARVAN |  | 52.1307 | -7.463
MV/LV Substation ST***749 |  | 20 kV | _ | LV | 100 kVA :Pole Substation | 0.1 | --> | 0.1 | 0.093 | 7.9 |  | --> | 0.095 | 0 | 0 | 0.10106 | 0 |  | --> | E12 ex DUNMANWAY | Dunmanway [T422,T43] | DUNMANWAY |  | 51.6636 | -9.2529
MV/LV Substation ST***749X |  | 10 kV | _ | LV | 200 kVA :Pole Substation | 0.2 | --> | 0.2 | 0 | 0 | Constrained,otherwise capacity available =143kVA. | --> | 0.19 | 0 | 0 | 0.20848 | 0 |  | --> | C11 ex KANTURK | Kanturk [T41,T42] | GLENLARA |  | 52.1767 | -8.898
MV/LV Substation ST***749Y |  | 10 kV | _ | LV | 50 kVA :Pole Substation | 0.05 | --> | 0.05 | 0.044 | 1 |  | --> | 0.0475 | 0 | 0 | 0.050903 | 0 |  | --> | C25 ex TYCOR | Tycor [T41,T42] | WATERFORD |  | 52.2681 | -7.1504
MV/LV Substation ST***750 |  | 10 kV | _ | LV | 400 kVA :Kiosk Substation | 0.4 | --> | 0.4 | 0.288 | 2.8 |  | --> | 0.38 | 0 | 0.005928 | 0.41666 | 0 |  | --> | C17 ex MOUNT MERRION | Mount Merrion [T41,T42] | CARRICKMINES |  | 53.2919 | -6.1879
MV/LV Substation ST***750 |  | 20 kV | _ | LV | 100 kVA :Pole Substation | 0.1 | --> | 0.1 | 0 | 0 | Constrained,otherwise capacity available =74kVA. | --> | 0.095 | 0 | 0 | 0 | 0 | Constrained,otherwise capacity available =103.9kW. | --> | E16 ex KILMACTHOMAS | Kilmacthomas [T421,T422] | DUNGARVAN |  | 52.1329 | -7.462
MV/LV Substation ST***750 |  | 10 kV | _ | LV | 630 kVA :Building Structure | 0.63 | --> | 0.63 | 0.5 | 8.1 |  | --> | 0.5985 | 0 | 0 | 0.5 | 0 |  | --> | C26 ex MILLTOWN (DR) | Milltown (dr) [T101,T102] | INCHICORE 220KV |  | 53.2885 | -6.2663
MV/LV Substation ST***750X |  | 20 kV | _ | LV | 200 kVA :Pole Substation | 0.2 | --> | 0.2 | 0 | 0 | Constrained,otherwise capacity available =184kVA. | --> | 0.19 | 0 | 0 | 0.20241 | 0 |  | --> | C21 ex TERMONFECKIN ROAD | Termonfeckin Road [T41,T42] | DRYBRIDGE |  | 53.7584 | -6.2517
MV/LV Substation ST***750X |  | 10 kV | _ | LV | 200 kVA :Pole Substation | 0.2 | --> | 0.2 | 0.162 | 2.5 |  | --> | 0.19 | 0 | 0.013338 | 0.20569 | 0 |  | --> | E12 ex BAGENALSTOWN | Bagenalstown [T421,T422] | CARLOW |  | 52.6995 | -6.9663
MV/LV Substation ST***752X |  | 10 kV | _ | LV | 50 kVA :Pole Substation | 0.05 | --> | 0.05 | 0 | 0 | Constrained,otherwise capacity available =50kVA. | --> | 0.0475 | 0 | 0 | 0.05 | 0 |  | --> | C17 ex HOLYCROSS ROAD | Holycross Road [T41,T42] | THURLES |  | 52.7512 | -7.9527
MV/LV Substation ST***752Y |  | 20 kV | _ | LV | 50 kVA :Pole Substation | 0.05 | --> | 0.05 | 0 | 0 | Constrained,otherwise capacity available =50kVA. | --> | 0.0475 | 0 | 0 | 0.05 | 0 |  | --> | E12 ex BALTINGLASS | Baltinglass [T421,T422] | STRATFORD |  | 52.9978 | -6.6706
MV/LV Substation ST***753X |  | 10 kV | _ | LV | 630 kVA :Kiosk Substation | 0.63 | --> | 0.63 | 0 | 0 | Constrained,otherwise capacity available =427kVA. | --> | 0.5985 | 0 | 0.005187 | 0.5 | 0 |  | --> | C17 ex MIDLETON | Midleton [T101,T102] | MIDLETON |  | 51.9106 | -8.166
MV/LV Substation ST***755Z |  | 20 kV | _ | LV | 400 kVA :Kiosk Substation | 0.4 | --> | 0.4 | 0.359 | 0.4 |  | --> | 0.38 | 0 | 0 | 0.40618 | 0 |  | --> | E12 ex TULLOW | Tullow [T421,T422] | CARLOW |  | 52.8068 | -6.7256
MV/LV Substation ST***756X |  | 10 kV | _ | LV | 400 kVA :Building Structure | 0.4 | --> | 0.4 | 0 | 0 | Constrained,otherwise capacity available =344kVA. | --> | 0.38 | 0 | 0 | 0.40841 | 0 |  | --> | C12 ex KANTURK | Kanturk [T41,T42] | GLENLARA |  | 52.1756 | -8.9047
MV/LV Substation ST***757 |  | 10 kV | _ | LV | 400 kVA :Kiosk Substation | 0.4 | --> | 0.4 | 0 | 0 | Constrained,otherwise capacity available =350kVA. | --> | 0.38 | 0 | 0.005928 | 0.40752 | 0 |  | --> | C11 ex LOUGHLINSTOWN | Loughlinstown [T41,T42] | CARRICKMINES |  | 53.2477 | -6.1228
MV/LV Substation ST***757Y |  | 10 kV | _ | LV | 200 kVA :Kiosk Substation | 0.2 | --> | 0.2 | 0.175 | 1 |  | --> | 0.19 | 0 | 0.002964 | 0.20376 | 0 |  | --> | E14 ex LONGFORD | Longford [T421,T422] | RICHMOND |  | 53.7342 | -7.801
MV/LV Substation ST***757Z |  | 10 kV | _ | LV | 400 kVA :Building Structure | 0.4 | --> | 0.4 | 0 | 0 | Constrained,otherwise capacity available =356kVA. | --> | 0.38 | 0 | 0 | 0.40663 | 0 |  | --> | C13 ex MALAHIDE | Malahide [T41,T42] | GLASMORE |  | 53.4255 | -6.1758
MV/LV Substation ST***758 |  | 10 kV | _ | LV | 400 kVA :Kiosk Substation | 0.4 | --> | 0.4 | 0.168 | 7 |  | --> | 0.38 | 0 | 0.008151 | 0.43376 | 0 |  | --> | C18 ex NORTH QUAYS | North Quays [T101,T102,T103] | POOLBEG |  | 53.3585 | -6.2362
MV/LV Substation ST***758X |  | 10 kV | _ | LV | 400 kVA :Kiosk Substation | 0.4 | --> | 0.4 | 0 | 0 | Constrained,otherwise capacity available =198kVA. | --> | 0.38 | 0 | 0.013338 | 0.42956 | 0 |  | --> | C12 ex DENNEHYS CROSS | Dennehys Cross [T41,T42] | TRABEG |  | 51.8852 | -8.5011
MV/LV Substation ST***760 |  | 10 kV | _ | LV | 100 kVA :Pole Substation | 0.1 | --> | 0.1 | 0 | 0 | Constrained,otherwise capacity available =90kVA. | --> | 0.095 | 0 | 0.00741 | 0.10151 | 0 |  | --> | C16 ex STICKILLEN | Stickillen [T41,T42] | DRYBRIDGE |  | 53.8228 | -6.4702
MV/LV Substation ST***761 |  | 10 kV | _ | LV | 400 kVA :Kiosk Substation | 0.4 | --> | 0.4 | 0.307 | 2.4 |  | --> | 0.38 | 0 | 0.017043 | 0.41388 | 0 |  | --> | C14 ex BRAY | Bray [T41,T42] | FASSAROE |  | 53.1863 | -6.1286
MV/LV Substation ST***762 |  | 10 kV | _ | LV | 400 kVA :Kiosk Substation | 0.4 | --> | 0.4 | 0.389 | 2.9 |  | --> | 0.38 | 0 | 0 | 0.40167 | 0 |  | --> | C21 ex BREWERY ROAD | Brewery Road [T41,T42] | CARRICKMINES |  | 53.2831 | -6.2231
MV/LV Substation ST***765Y |  | 10 kV | _ | LV | 100 kVA :Pole Substation | 0.1 | --> | 0.1 | 0 | 0 | Constrained,otherwise capacity available =59kVA. | --> | 0.095 | 0 | 0 | 0 | 0 | Constrained,otherwise capacity available =106kW. | --> | C14 ex KNOCKMULLEN | Knockmullen [T42,T421] | GREAT ISLAND |  | 52.4003 | -6.9314
MV/LV Substation ST***768X |  | 10 kV | _ | LV | 50 kVA :Pole Substation | 0.05 | --> | 0.05 | 0 | 0 | Constrained,otherwise capacity available =28kVA. | --> | 0.0475 | 0 | 0.00741 | 0.053235 | 0 |  | --> | C16 ex STICKILLEN | Stickillen [T41,T42] | DRYBRIDGE |  | 53.8238 | -6.4715
MV/LV Substation ST***770 |  | 10 kV | _ | LV | 630 kVA :Building Structure | 0.63 | --> | 0.63 | 0 | 0 | Constrained,otherwise capacity available =500kVA. | --> | 0.5985 | 0 | 0 | 0.5 | 0 |  | --> | C11 ex BALLYBODEN | Ballyboden [T41,T42] | COOKSTOWN |  | 53.2776 | -6.2639
MV/LV Substation ST***776Y |  | 20 kV | _ | LV | 100 kVA :Pole Substation | 0.1 | --> | 0.1 | 0.083 | 1.7 |  | --> | 0.095 | 0 | 0 | 0.10255 | 0 |  | --> | E62 ex ATHY | Athy [T101,T102] | ATHY |  | 53.0409 | -6.8592
MV/LV Substation ST***777 |  | 20 kV | _ | LV | 50 kVA :Pole Substation | 0.05 | --> | 0.05 | 0 | 0 | Constrained,otherwise capacity available =14kVA. | --> | 0.0475 | 0 | 0.003705 | 0.055184 | 0 |  | --> | E15 ex BATTER LANE TEMPORARY | Batter Lane Temporary 38kv [T421] | GLASMORE |  | 53.5159 | -6.1905
MV/LV Substation ST***779 |  | 10 kV | _ | LV | 630 kVA :Kiosk Substation | 0.63 | --> | 0.63 | 0.5 | 8.1 |  | --> | 0.5985 | 0 | 0 | 0.5 | 0 |  | --> | C24 ex MILLTOWN (DR) | Milltown (dr) [T101,T102] | INCHICORE 220KV |  | 53.3124 | -6.2485
MV/LV Substation ST***780 |  | 10 kV | _ | LV | 400 kVA :Kiosk Substation | 0.4 | --> | 0.4 | 0 | 0 | Constrained,otherwise capacity available =358kVA. | --> | 0.38 | 0 | 0 | 0.40633 | 0 |  | --> | C15 ex LEESON STREET | Leeson Street [T41,T42] | MILLTOWN (DR) |  | 53.3297 | -6.268
MV/LV Substation ST***780Z |  | 20 kV | _ | LV | 400 kVA :Kiosk Substation | 0.4 | --> | 0.4 | 0 | 0 | Constrained,otherwise capacity available =392kVA. | --> | 0.38 | 0 | 0 | 0.40121 | 0 |  | --> | E11 ex GLASMORE | Glasmore [T421,T422] | GLASMORE |  | 53.4868 | -6.1478
MV/LV Substation ST***785 |  | 10 kV | _ | LV | 200 kVA :Kiosk Substation | 0.2 | --> | 0.2 | 0 | 0 | Constrained,otherwise capacity available =155kVA. | --> | 0.19 | 0 | 0.045201 | 0.20672 | 0 |  | --> | C15 ex GREYSTONES | Greystones [T41,T42] | FASSAROE |  | 53.1573 | -6.08
MV/LV Substation ST***786 |  | 20 kV | _ | LV | 200 kVA :Kiosk Substation | 0.2 | --> | 0.2 | 0 | 0 | Constrained,otherwise capacity available =156kVA. | --> | 0.19 | 0 | 0 | 0 | 0 | Constrained,otherwise capacity available =206.6kW. | --> | E20 ex KILLYBEGS | Killybegs [T422] | BINBANE |  | 54.6371 | -8.4485
MV/LV Substation ST***787 |  | 10 kV | _ | LV | 200 kVA :Pole Substation | 0.2 | --> | 0.2 | 0 | 0 | Constrained,otherwise capacity available =141kVA. | --> | 0.19 | 0 | 0 | 0.20877 | 0 |  | --> | C18 ex KILCOLGAN | Kilcolgan [T42,T421] | GALWAY 110KV |  | 53.2182 | -8.8722
MV/LV Substation ST***790X |  | 10 kV | _ | LV | 630 kVA :Building Structure | 0.63 | --> | 0.63 | 0 | 0 | Constrained,otherwise capacity available =500kVA. | --> | 0.5985 | 0 | 0 | 0.5 | 0 |  | --> | C16 ex OLDBAWN | Oldbawn [T41,T42] | COOKSTOWN |  | 53.2882 | -6.3645
MV/LV Substation ST***791X |  | 20 kV | _ | LV | 200 kVA :Kiosk Substation | 0.2 | --> | 0.2 | 0.116 | 2 |  | --> | 0.19 | 0 | 0 | 0 | 0 | Constrained,otherwise capacity available =212.4kW. | --> | E14 ex RATHKEALE | Rathkeale [T421,T422] | RATHKEALE |  | 52.5235 | -8.7164
MV/LV Substation ST***794X |  | 10 kV | _ | LV | 200 kVA :Building Structure | 0.2 | --> | 0.2 | 0 | 0 | Constrained,otherwise capacity available =157kVA. | --> | 0.19 | 0 | 0 | 0.20643 | 0 |  | --> | C15 ex TUAM NORTH | Tuam North [T41,T42] | CLOON |  | 53.5073 | -8.8709
MV/LV Substation ST***796Y |  | 20 kV | _ | LV | 200 kVA :Pole Substation | 0.2 | --> | 0.2 | 0 | 0 | Constrained,otherwise capacity available =200kVA. | --> | 0.19 | 0 | 0 | 0.2 | 0 |  | --> | C18 ex NEWBROOK | Newbrook [T42] | MULLINGAR |  | 53.4342 | -7.5863
MV/LV Substation ST***800X |  | 10 kV | _ | LV | 630 kVA :Kiosk Substation | 0.63 | --> | 0.63 | 0 | 0 | Constrained,otherwise capacity available =500kVA. | --> | 0.5985 | 0 | 0.002964 | 0.5 | 0 |  | --> | C22 ex POLLERTON | Pollerton [T41,T42] | CARLOW |  | 52.8367 | -6.9215
MV/LV Substation ST***802 |  | 20 kV | _ | LV | 100 kVA :Pole Substation | 0.1 | --> | 0.1 | 0 | 0 | Constrained,otherwise capacity available =92kVA. | --> | 0.095 | 0 | 0 | 0 | 0 | Constrained,otherwise capacity available =101.2kW. | --> | E14 ex CASTLELYONS | Castlelyons [T421,T422] | BARRYMORE |  | 52.0836 | -8.227
MV/LV Substation ST***807 |  | 10 kV | _ | LV | 630 kVA :Kiosk Substation | 0.63 | --> | 0.63 | 0 | 0 | Constrained,otherwise capacity available =470kVA. | --> | 0.5985 | 0 | 0.020007 | 0.5 | 0 |  | --> | C15 ex LOUGHSHINNY | Loughshinny [T41,T42] | GLASMORE |  | 53.5368 | -6.0966
MV/LV Substation ST***807 |  | 20 kV | _ | LV | 50 kVA :Pole Substation | 0.05 | --> | 0.05 | 0.04 | 0.6 |  | --> | 0.0475 | 0 | 0.005928 | 0.051496 | 0 |  | --> | E12 ex FERNS | Ferns [T421] | CRANE |  | 52.5775 | -6.5161
MV/LV Substation ST***808Y |  | 10 kV | _ | LV | 200 kVA :Pole Substation | 0.2 | --> | 0.2 | 0.036794 | 0 | Constrained,otherwise capacity available =197kVA. | --> | 0.19 | 0 | 0 | 0.20045 | 0 |  | --> | C16 ex CALLAN | Callan [T41,T42] | KILKENNY |  | 52.5425 | -7.2311
MV/LV Substation ST***811Y |  | 10 kV | _ | LV | 50 kVA :Pole Substation | 0.05 | --> | 0.05 | 0.036 | 1.6 |  | --> | 0.0475 | 0 | 0 | 0 | 0 | Constrained,otherwise capacity available =52.1kW. | --> | C18 ex FOYNES | Foynes [T41,T42] | RATHKEALE |  | 52.5863 | -9.0669
MV/LV Substation ST***815X |  | 10 kV | _ | LV | 200 kVA :Building Structure | 0.2 | --> | 0.2 | 0 | 0 | Constrained,otherwise capacity available =114kVA. | --> | 0.19 | 0 | 0.046683 | 0.21265 | 0 |  | --> | C12 ex MORNINGTON ROAD | Mornington Road [T41,T42] | DRYBRIDGE |  | 53.7063 | -6.3153
MV/LV Substation ST***818X |  | 20 kV | _ | LV | 50 kVA :Pole Substation | 0.05 | --> | 0.05 | 0 | 0 | Constrained,otherwise capacity available =12kVA. | --> | 0.0475 | 0 | 0.003705 | 0.055455 | 0 |  | --> | E14 ex DALTON | Dalton [T421,T422] | DALTON |  | 53.7345 | -8.9797
MV/LV Substation ST***818Y |  | 10 kV | _ | LV | 50 kVA :Pole Substation | 0.05 | --> | 0.05 | 0 | 0 | Constrained,otherwise capacity available =50kVA. | --> | 0.0475 | 0 | 0 | 0 | 0 | Constrained,otherwise capacity available =50kW. | --> | C11 ex KILMALLOCK | Kilmallock [T41,T42] | CHARLEVILLE |  | 52.4434 | -8.4931
MV/LV Substation ST***821 |  | 10 kV | _ | LV | 400 kVA :Kiosk Substation | 0.4 | --> | 0.4 | 0.282 | 2.8 |  | --> | 0.38 | 0 | 0.009633 | 0.41753 | 0 |  | --> | C21 ex MOUNT MERRION | Mount Merrion [T41,T42] | CARRICKMINES |  | 53.3023 | -6.2007
MV/LV Substation ST***825 |  | 10 kV | _ | LV | 200 kVA :Pole Substation | 0.2 | --> | 0.2 | 0.119 | 7.2 |  | --> | 0.19 | 0 | 0.003705 | 0 | 0 | Constrained,otherwise capacity available =211.9kW. | --> | C18 ex CONVOY | Convoy [T41,T42] | LETTERKENNY |  | 54.8715 | -7.6039
MV/LV Substation ST***825Y |  | 10 kV | _ | LV | 400 kVA :Kiosk Substation | 0.4 | --> | 0.4 | 0 | 0 | Constrained,otherwise capacity available =346kVA. | --> | 0.38 | 0 | 0.017043 | 0.40812 | 0 |  | --> | C15 ex KINSALE | Kinsale [T41,T42] | BANDON |  | 51.7108 | -8.5273
MV/LV Substation ST***825Y |  | 20 kV | _ | LV | 50 kVA :Pole Substation | 0.05 | --> | 0.05 | 0 | 3.5 |  | --> | 0.0475 | 0 | 0 | 0.057177 | 0 |  | --> | E16 ex BELVIEW | Belview [T421,T422] | WATERFORD |  | 52.2708 | -7.0368
MV/LV Substation ST***826X |  | 10 kV | _ | LV | 100 kVA :Pole Substation | 0.1 | --> | 0.1 | 0 | 0 |  | --> | 0.095 | 0 | 0 | 0 | 0 | Constrained,otherwise capacity available =116.5kW. | --> | C22 ex TEMPLEMORE | Templemore [T41,T42] | IKERRIN |  | 52.7947 | -7.8304
MV/LV Substation ST***826Y |  | 10 kV | _ | LV | 630 kVA :Building Structure | 0.63 | --> | 0.63 | 0 | 0 | Constrained,otherwise capacity available =500kVA. | --> | 0.5985 | 0 | 0.005928 | 0.5 | 0 |  | --> | C19 ex CASTLETROY | Castletroy [T41,T42] | ARDNACRUSHA |  | 52.6715 | -8.5512
MV/LV Substation ST***826Z |  | 10 kV | _ | LV | 400 kVA :Kiosk Substation | 0.4 | --> | 0.4 | 0 | 0 | Constrained,otherwise capacity available =347kVA. | --> | 0.38 | 0 | 0.016302 | 0.40797 | 0 |  | --> | C13 ex MALAHIDE | Malahide [T41,T42] | GLASMORE |  | 53.4374 | -6.1806
MV/LV Substation ST***827 |  | 10 kV | _ | LV | 1000 kVA :Kiosk Substation | 1 | --> | 1 | 0 | 0 | Constrained,otherwise capacity available =500kVA. | --> | 0.95 | 0 | 0.009633 | 0.5 | 0 |  | --> | C17 ex BALLYBODEN | Ballyboden [T41,T42] | COOKSTOWN |  | 53.2746 | -6.3063
MV/LV Substation ST***829Y |  | 10 kV | _ | LV | 50 kVA :Pole Substation | 0.05 | --> | 0.05 | 0 | 0 | Constrained,otherwise capacity available =41kVA. | --> | 0.0475 | 0 | 0 | 0.051348 | 0 |  | --> | C20 ex CAVAN | Cavan [T42,T421] | SHANKILL |  | 53.9802 | -7.2377
MV/LV Substation ST***830 |  | 10 kV | _ | LV | 630 kVA :Building Structure | 0.63 | --> | 0.63 | 0 | 0 | Constrained,otherwise capacity available =364kVA. | --> | 0.5985 | 0 | 0 | 0.5 | 0 |  | --> | C21 ex BELFIELD | Belfield [T41,T42] | BLACKROCK |  | 53.3026 | -6.2169
MV/LV Substation ST***834Y |  | 20 kV | _ | LV | 100 kVA :Pole Substation | 0.1 | --> | 0.1 | 0.087 | 2 |  | --> | 0.095 | 0 | 0 | 0 | 0 | Constrained,otherwise capacity available =102kW. | --> | E12 ex RATHKEALE | Rathkeale [T421,T422] | RATHKEALE |  | 52.4757 | -8.8644
MV/LV Substation ST***837Y |  | 10 kV | _ | LV | 200 kVA :Building Structure | 0.2 | --> | 0.2 | 0 | 0 | Constrained,otherwise capacity available =144kVA. | --> | 0.19 | 0 | 0 | 0.20833 | 0 |  | --> | C19 ex DRYBRIDGE | Drybridge [T41,T42] | DRYBRIDGE |  | 53.7279 | -6.3578
MV/LV Substation ST***837Z |  | 10 kV | _ | LV | 200 kVA :Kiosk Substation | 0.2 | --> | 0.2 | 0 | 0 | Constrained,otherwise capacity available =148kVA. | --> | 0.19 | 0 | 0.084474 | 0.20775 | 0 |  | --> | C18 ex MOUNTGORRY | Mountgorry [T41,T42] | GRANGE (DR) |  | 53.4524 | -6.1839
MV/LV Substation ST***838X |  | 20 kV | _ | LV | 400 kVA :Kiosk Substation | 0.4 | --> | 0.4 | 0 | 0 | Constrained,otherwise capacity available =316kVA. | --> | 0.38 | 0 | 0.019266 | 0.41256 | 0 |  | --> | E11 ex MILLTOWN (SR) | Milltown (sr) [T421,T422] | OUGHTRAGH |  | 52.1423 | -9.7131
MV/LV Substation ST***840 |  | 10 kV | _ | LV | 50 kVA :Pole Substation | 0.05 | --> | 0.05 | 0.044 | 4.1 |  | --> | 0.0475 | 0 | 0 | 0.050903 | 0 |  | --> | C18 ex AGHAGAD | Aghagad [T41,T42] | SLIGO |  | 54.3956 | -8.5645
MV/LV Substation ST***841 |  | 10 kV | _ | LV | 50 kVA :Building Structure | 0.05 | --> | 0.05 | 0.03 | 4.1 |  | --> | 0.0475 | 0 | 0.016302 | 0.052949 | 0 |  | --> | C18 ex AGHAGAD | Aghagad [T41,T42] | SLIGO |  | 54.4023 | -8.5655
MV/LV Substation ST***848 |  | 10 kV | _ | LV | 1000 kVA :Building Structure | 1 | --> | 1 | 0.5 | 11.1 |  | --> | 0.95 | 0 | 0.018525 | 0.5 | 0 |  | --> | C24 ex CABRA | Cabra [T101,T102] | FINGLAS |  | 53.375 | -6.3026
MV/LV Substation ST***848 |  | 10 kV | _ | LV | 50 kVA :Pole Substation | 0.05 | --> | 0.05 | 0 | 0 | Constrained,otherwise capacity available =27kVA. | --> | 0.0475 | 0 | 0 | 0.053377 | 0 |  | --> | C25 ex GARRYSPILLANE | Garryspillane [T41] | TIPPERARY |  | 52.4304 | -8.4065
MV/LV Substation ST***848Y |  | 10 kV | _ | LV | 100 kVA :Pole Substation | 0.1 | --> | 0.1 | 0 | 0 | Constrained,otherwise capacity available =93kVA. | --> | 0.095 | 0 | 0 | 0.10106 | 0 |  | --> | C17 ex AGHAMORE | Aghamore [T41,T42] | LANESBORO |  | 53.7434 | -7.925
MV/LV Substation ST***849 |  | 20 kV | _ | LV | 200 kVA :Pole Substation | 0.2 | --> | 0.2 | 0 | 0 | Constrained,otherwise capacity available =200kVA. | --> | 0.19 | 0 | 0.10152 | 0.2 | 0 |  | --> | E17 ex BALTINGLASS | Baltinglass [T421,T422] | STRATFORD |  | 52.9026 | -6.5589
MV/LV Substation ST***851X |  | 20 kV | _ | LV | 50 kVA :Pole Substation | 0.05 | --> | 0.05 | 0 | 0 | Constrained,otherwise capacity available =50kVA. | --> | 0.0475 | 0 | 0 | 0.05 | 0 |  | --> | E16 ex CURRALEIGH | Curraleigh [T421,T422] | KILBARRY |  | 51.9952 | -8.7584
MV/LV Substation ST***853 |  | 10 kV | _ | LV | 630 kVA :Kiosk Substation | 0.63 | --> | 0.63 | 0.453 | 1.9 |  | --> | 0.5985 | 0 | 0.003705 | 0.5 | 0 |  | --> | C17 ex FAIRVIEW | Fairview [T41] | MCDERMOTT |  | 53.3646 | -6.2196
MV/LV Substation ST***856X |  | 10 kV | _ | LV | 400 kVA :Kiosk Substation | 0.4 | --> | 0.4 | 0 | 0 | Constrained,otherwise capacity available =350kVA. | --> | 0.38 | 0 | 0 | 0.40752 | 0 |  | --> | C12 ex WHITESTOWN | Whitestown [T41,T42] | COOKSTOWN |  | 53.2768 | -6.4016
MV/LV Substation ST***859X |  | 10 kV | _ | LV | 1000 kVA :Building Structure | 1 | --> | 1 | 0.5 | 4 |  | --> | 0.95 | 0 | 0 | 0.5 | 0 |  | --> | C28 ex WOLFE TONE STREET | Wolfe Tone Street [T101,T102] | FINGLAS |  | 53.3469 | -6.2654
MV/LV Substation ST***860 |  | 10 kV | _ | LV | 200 kVA :Pole Substation | 0.2 | --> | 0.2 | 0 | 0 | Constrained,otherwise capacity available =152kVA. | --> | 0.19 | 0 | 0 | 0 | 0 | Constrained,otherwise capacity available =207.2kW. | --> | C26 ex GLENTIES | Glenties [T41,T42] | BINBANE |  | 54.8387 | -8.4447
MV/LV Substation ST***861X |  | 10 kV | _ | LV | 400 kVA :Building Structure | 0.4 | --> | 0.4 | 0 | 0 | Constrained,otherwise capacity available =393kVA. | --> | 0.38 | 0 | 0 | 0.40106 | 0 |  | --> | C23 ex BALLINDERRY | Ballinderry [T41,T422] | MULLINGAR |  | 53.5341 | -7.3144
MV/LV Substation ST***862 |  | 10 kV | _ | LV | 400 kVA :Building Structure | 0.4 | --> | 0.4 | 0 | 0 | Constrained,otherwise capacity available =299kVA. | --> | 0.38 | 0 | 0.003705 | 0.41505 | 0 |  | --> | C17 ex PHIBSBORO | Phibsboro [T41,T42] | FINGLAS |  | 53.3615 | -6.2703
MV/LV Substation ST***863 |  | 10 kV | _ | LV | 400 kVA :Kiosk Substation | 0.4 | --> | 0.4 | 0.28 | 2.9 |  | --> | 0.38 | 0 | 0.039273 | 0.41782 | 0 |  | --> | C18 ex BREWERY ROAD | Brewery Road [T41,T42] | CARRICKMINES |  | 53.2815 | -6.2066
MV/LV Substation ST***864 |  | 20 kV | _ | LV | 100 kVA :Pole Substation | 0.1 | --> | 0.1 | 0.039 | 2.1 |  | --> | 0.095 | 0 | 0.002964 | 0 | 0 | Constrained,otherwise capacity available =108.9kW. | --> | C18 ex NEWTOWNCUNNINGHAM | Newtowncunningham [T41,T42] | LETTERKENNY |  | 55.0392 | -7.3808
MV/LV Substation ST***867 |  | 10 kV | _ | LV | 630 kVA :Kiosk Substation | 0.63 | --> | 0.63 | 0 | 0 | Constrained,otherwise capacity available =488kVA. | --> | 0.5985 | 0 | 0.005928 | 0.5 | 0 |  | --> | C22 ex TYMON | Tymon [T41,T42] | COOKSTOWN |  | 53.2972 | -6.3431
MV/LV Substation ST***868 |  | 10 kV | _ | LV | 400 kVA :Kiosk Substation | 0.4 | --> | 0.4 | 0.296 | 1.5 |  | --> | 0.38 | 0 | 0.019266 | 0.41549 | 0 |  | --> | C11 ex MONKSTOWN | Monkstown [T41,T42] | BLACKROCK |  | 53.2881 | -6.1842
MV/LV Substation ST***869 |  | 20 kV | _ | LV | 630 kVA :Building Structure | 0.63 | --> | 0.63 | 0 | 0 | Constrained,otherwise capacity available =363kVA. | --> | 0.5985 | 0 | 0 | 0.5 | 0 |  | --> | E25 ex TALBOTS INCH | Talbots Inch [T41,T42] | KILKENNY |  | 52.7253 | -7.4048
MV/LV Substation ST***872 |  | 10 kV | _ | LV | 50 kVA :Pole Substation | 0.05 | --> | 0.05 | 0 | 0 | Constrained,otherwise capacity available =21kVA. | --> | 0.0475 | 0 | 0.013338 | 0.05422 | 0 |  | --> | C16 ex LOUGHSHINNY | Loughshinny [T41,T42] | GLASMORE |  | 53.5782 | -6.1582
MV/LV Substation ST***872Y |  | 10 kV | _ | LV | 200 kVA :Pole Substation | 0.2 | --> | 0.2 | 0 | 0 | Constrained,otherwise capacity available =182kVA. | --> | 0.19 | 0 | 0 | 0.20271 | 0 |  | --> | C20 ex TERMONFECKIN ROAD | Termonfeckin Road [T41,T42] | DRYBRIDGE |  | 53.7377 | -6.2994
MV/LV Substation ST***881Y |  | 20 kV | _ | LV | 400 kVA :Kiosk Substation | 0.4 | --> | 0.4 | 0.337 | 1.4 |  | --> | 0.38 | 0 | 0.005928 | 0.40945 | 0 |  | --> | E13 ex KILLINICK | Killinick [T421,T422] | WEXFORD |  | 52.2312 | -6.3275
MV/LV Substation ST***882X |  | 10 kV | _ | LV | 400 kVA :Building Structure | 0.4 | --> | 0.4 | 0.377 | 0.6 |  | --> | 0.38 | 0 | 0.008151 | 0 | 0 | Constrained,otherwise capacity available =403.5kW. | --> | C16 ex LAWLESSTOWN | Lawlesstown [T42,T421] | DOON |  | 52.3561 | -7.7146
MV/LV Substation ST***884 |  | 20 kV | _ | LV | 200 kVA :Kiosk Substation | 0.2 | --> | 0.2 | 0 | 0 | Constrained,otherwise capacity available =127kVA. | --> | 0.19 | 0 | 0.008892 | 0.21079 | 0 |  | --> | E18 ex BALTRASNA | Baltrasna [T121,T122] | BALTRASNA |  | 53.5007 | -6.4701
MV/LV Substation ST***889Z |  | 10 kV | _ | LV | 100 kVA :Pole Substation | 0.1 | --> | 0.1 | 0 | 0 | Constrained,otherwise capacity available =64kVA. | --> | 0.095 | 0 | 0.002223 | 0.10532 | 0 |  | --> | C17 ex DELVIN | Delvin [T41,T42] | MULLINGAR |  | 53.6176 | -7.0938
MV/LV Substation ST***890X |  | 10 kV | _ | LV | 100 kVA :Pole Substation | 0.1 | --> | 0.1 | 0 | 0 | Constrained,otherwise capacity available =89kVA. | --> | 0.095 | 0 | 0 | 0.10166 | 0 |  | --> | C17 ex POLLERTON | Pollerton [T41,T42] | CARLOW |  | 52.8482 | -6.9266
MV/LV Substation ST***892 |  | 10 kV | _ | LV | 630 kVA :Kiosk Substation | 0.63 | --> | 0.63 | 0 | 0 | Constrained,otherwise capacity available =500kVA. | --> | 0.5985 | 0 | 0.002223 | 0.5 | 0 |  | --> | C14 ex BALLYBODEN | Ballyboden [T41,T42] | COOKSTOWN |  | 53.2729 | -6.319
MV/LV Substation ST***892Y |  | 10 kV | _ | LV | 630 kVA :Building Structure | 0.63 | --> | 0.63 | 0 | 0 | Constrained,otherwise capacity available =500kVA. | --> | 0.5985 | 0 | 0 | 0 | 0 | Constrained,otherwise capacity available =500kW. | --> | C23 ex PORTLAOISE | Portlaoise [T41,T42] | PORTLAOISE |  | 53.0355 | -7.2894
MV/LV Substation ST***894X |  | 10 kV | _ | LV | 630 kVA :Kiosk Substation | 0.63 | --> | 0.63 | 0 | 0 | Constrained,otherwise capacity available =500kVA. | --> | 0.5985 | 0 | 0 | 0 | 0 | Constrained,otherwise capacity available =500kW. | --> | C20 ex COLLIGAN | Colligan [T41,T42] | DUNGARVAN |  | 52.0873 | -7.6357
MV/LV Substation ST***895X |  | 20 kV | _ | LV | 200 kVA :Pole Substation | 0.2 | --> | 0.2 | 0 | 0 | Constrained,otherwise capacity available =158kVA. | --> | 0.19 | 0 | 0.00741 | 0.20628 | 0 |  | --> | E12 ex BALTINGLASS | Baltinglass [T421,T422] | STRATFORD |  | 52.9892 | -6.6747
MV/LV Substation ST***897 |  | 10 kV | _ | LV | 400 kVA :Kiosk Substation | 0.4 | --> | 0.4 | 0 | 0 | Constrained,otherwise capacity available =397kVA. | --> | 0.38 | 0 | 0 | 0.40046 | 0 |  | --> | C17 ex BALLYBODEN | Ballyboden [T41,T42] | COOKSTOWN |  | 53.2738 | -6.308
MV/LV Substation ST***897Y |  | 20 kV | _ | LV | 50 kVA :Pole Substation | 0.05 | --> | 0.05 | 0.038 | 1.4 |  | --> | 0.0475 | 0 | 0 | 0.05179 | 0 |  | --> | E13 ex KILLINICK | Killinick [T421,T422] | WEXFORD |  | 52.2194 | -6.3855
MV/LV Substation ST***898 |  | 10 kV | _ | LV | 200 kVA :Kiosk Substation | 0.2 | --> | 0.2 | 0 | 0 | Constrained,otherwise capacity available =123kVA. | --> | 0.19 | 0 | 0.009633 | 0.21137 | 0 |  | --> | C19 ex CLONDALKIN | Clondalkin [T41,T42,T44] | INCHICORE 220KV |  | 53.3183 | -6.4001
MV/LV Substation ST***899 |  | 20 kV | _ | LV | 200 kVA :Pole Substation | 0.2 | --> | 0.2 | 0 | 0 | Constrained,otherwise capacity available =157kVA. | --> | 0.19 | 0 | 0.008892 | 0 | 0 | Constrained,otherwise capacity available =206.4kW. | --> | E14 ex BUNCRANA | Buncrana [T421,T422] | TRILLICK |  | 55.1521 | -7.4408
MV/LV Substation ST***906 |  | 20 kV | _ | LV | 50 kVA :Pole Substation | 0.05 | --> | 0.05 | 0 | 0 | Constrained,otherwise capacity available =37kVA. | --> | 0.0475 | 0 | 0 | 0.051937 | 0 |  | --> | E16 ex CURRALEIGH | Curraleigh [T421,T422] | KILBARRY |  | 51.9923 | -8.7551
MV/LV Substation ST***907 |  | 20 kV | _ | LV | 200 kVA :Pole Substation | 0.2 | --> | 0.2 | 0 | 0 | Constrained,otherwise capacity available =141kVA. | --> | 0.19 | 0 | 0.015561 | 0 | 0 | Constrained,otherwise capacity available =208.8kW. | --> | E15 ex BUNCRANA | Buncrana [T421,T422] | TRILLICK |  | 55.1263 | -7.4465
MV/LV Substation ST***910 |  | 10 kV | _ | LV | 200 kVA :Pole Substation | 0.2 | --> | 0.2 | 0.131 | 5.3 |  | --> | 0.19 | 0 | 0.038532 | 0.21022 | 0 |  | --> | C17 ex BALLYTIVNAN | Ballytivnan [T41,T42] | SLIGO |  | 54.3079 | -8.5547
MV/LV Substation ST***912 |  | 10 kV | _ | LV | 400 kVA :Building Structure | 0.4 | --> | 0.4 | 0.341 | 1.7 |  | --> | 0.38 | 0 | 0 | 0.40886 | 0 |  | --> | C20 ex SOUTH KING STREET | South King Street [T41,T42] | FRANCIS STREET |  | 53.3423 | -6.2571
MV/LV Substation ST***912 |  | 10 kV | _ | LV | 200 kVA :Building Structure | 0.2 | --> | 0.2 | 0.145 | 14.2 |  | --> | 0.19 | 0 | 0 | 0.20818 | 0 |  | --> | C23 ex COOKSTOWN | Cookstown [T101,T102] | CARRICKMINES |  | 53.2916 | -6.3878
MV/LV Substation ST***920X |  | 10 kV | _ | LV | 1000 kVA :Building Structure | 1 | --> | 1 | 0.5 | 1.5 |  | --> | 0.95 | 0 | 0 | 0.5 | 0 |  | --> | C15 ex MARROWBONE LANE | Marrowbone Lane [T42] | INCHICORE 220KV |  | 53.3378 | -6.2938
MV/LV Substation ST***921 |  | 20 kV | _ | LV | 200 kVA :Kiosk Substation | 0.2 | --> | 0.2 | 0.137 | 4.4 |  | --> | 0.19 | 0 | 0 | 0 | 0 | Constrained,otherwise capacity available =209.3kW. | --> | E21 ex STRANORLAR | Stranorlar [T421,T422] | LETTERKENNY |  | 54.8031 | -7.7677
MV/LV Substation ST***921Y |  | 20 kV | _ | LV | 200 kVA :Kiosk Substation | 0.2 | --> | 0.2 | 0.184 | 13.8 |  | --> | 0.19 | 0 | 0.004446 | 0.20241 | 0 |  | --> | C14 ex SINGLAND | Singland [T101,T102] | SINGLAND |  | 52.6015 | -8.6035
MV/LV Substation ST***921Y |  | 20 kV | _ | LV | 100 kVA :Pole Substation | 0.1 | --> | 0.1 | 0 | 0 |  | --> | 0.095 | 0 | 0.003705 | 0.11525 | 0 |  | --> | E13 ex BALTINGLASS | Baltinglass [T421,T422] | STRATFORD |  | 52.9145 | -6.8341
MV/LV Substation ST***923 |  | 10 kV | _ | LV | 630 kVA :Building Structure | 0.63 | --> | 0.63 | 0.5 | 1.7 |  | --> | 0.5985 | 0 | 0 | 0.5 | 0 |  | --> | C12 ex SOUTH KING STREET | South King Street [T41,T42] | FRANCIS STREET |  | 53.34 | -6.2626
MV/LV Substation ST***925 |  | 10 kV | _ | LV | 1000 kVA :Building Structure | 1 | --> | 1 | 0.5 | 1.7 |  | --> | 0.95 | 0 | 0 | 0.5 | 0 |  | --> | C22 ex SOUTH KING STREET | South King Street [T41,T42] | FRANCIS STREET |  | 53.3397 | -6.2616
MV/LV Substation ST***925 |  | 10 kV | _ | LV | 200 kVA :Pole Substation | 0.2 | --> | 0.2 | 0 | 0 | Constrained,otherwise capacity available =150kVA. | --> | 0.19 | 0 | 0.01482 | 0.20745 | 0 |  | --> | C15 ex LOUGHSHINNY | Loughshinny [T41,T42] | GLASMORE |  | 53.5346 | -6.096
MV/LV Substation ST***927 |  | 10 kV | _ | LV | 400 kVA :Kiosk Substation | 0.4 | --> | 0.4 | 0 | 0 | Constrained,otherwise capacity available =230kVA. | --> | 0.38 | 0 | 0.026676 | 0.42502 | 0 |  | --> | C16 ex OLDBAWN | Oldbawn [T41,T42] | COOKSTOWN |  | 53.2828 | -6.3625
MV/LV Substation ST***929 |  | 10 kV | _ | LV | 50 kVA :Pole Substation | 0.05 | --> | 0.05 | 0 | 0 |  | --> | 0.0475 | 0 | 0.011115 | 0.059557 | 0 |  | --> | C15 ex CAHIRCALLA | Cahircalla [T41,T42] | ENNIS |  | 52.8199 | -8.9725
MV/LV Substation ST***929 |  | 10 kV | _ | LV | 400 kVA :Kiosk Substation | 0.4 | --> | 0.4 | 0 | 0 | Constrained,otherwise capacity available =269kVA. | --> | 0.38 | 0 | 0.01482 | 0.41942 | 0 |  | --> | C19 ex CLONDALKIN | Clondalkin [T41,T42,T44] | INCHICORE 220KV |  | 53.3172 | -6.4012
MV/LV Substation ST***930 |  | 20 kV | _ | LV | 50 kVA :Pole Substation | 0.05 | --> | 0.05 | 0.043 | 1.8 |  | --> | 0.0475 | 0 | 0.002223 | 0.051052 | 0 |  | --> | E18 ex BIRDHILL | Birdhill [T421,T422] | ARDNACRUSHA |  | 52.7052 | -8.5019
MV/LV Substation ST***930 |  | 10 kV | _ | LV | 200 kVA :Kiosk Substation | 0.2 | --> | 0.2 | 0 | 0 | Constrained,otherwise capacity available =161kVA. | --> | 0.19 | 0 | 0.010374 | 0.20584 | 0 |  | --> | C15 ex GREYSTONES | Greystones [T41,T42] | FASSAROE |  | 53.1488 | -6.0803
MV/LV Substation ST***933X |  | 10 kV | _ | LV | 630 kVA :Kiosk Substation | 0.63 | --> | 0.63 | 0 | 0 | Constrained,otherwise capacity available =356kVA. | --> | 0.5985 | 0 | 0 | 0.5 | 0 |  | --> | C14 ex NAAS | Naas [T41,T42] | KILTEEL |  | 53.2186 | -6.6627
MV/LV Substation ST***939 |  | 20 kV | _ | LV | 100 kVA :Pole Substation | 0.1 | --> | 0.1 | 0.092 | 3 |  | --> | 0.095 | 0 | 0 | 0 | 0 | Constrained,otherwise capacity available =101.2kW. | --> | E12 ex CHARLEVILLE | Charleville [T421,T422] | CHARLEVILLE |  | 52.3487 | -8.6648
MV/LV Substation ST***939Z |  | 20 kV | _ | LV | 100 kVA :Pole Substation | 0.1 | --> | 0.1 | 0.096 | 1.4 |  | --> | 0.095 | 0 | 0 | 0.10061 | 0 |  | --> | E12 ex KILLINICK | Killinick [T421,T422] | WEXFORD |  | 52.245 | -6.4001
MV/LV Substation ST***945 |  | 20 kV | _ | LV | 50 kVA :Pole Substation | 0.05 | --> | 0.05 | 0.047 | 2.5 |  | --> | 0.0475 | 0 | 0 | 0.050453 | 0 |  | --> | E13 ex EDGEWORTHSTOWN | Edgeworthstown [T421,T422] | RICHMOND |  | 53.7735 | -7.5205
MV/LV Substation ST***946X |  | 10 kV | _ | LV | 400 kVA :Kiosk Substation | 0.4 | --> | 0.4 | 0 | 0 | Constrained,otherwise capacity available =354kVA. | --> | 0.38 | 0 | 0 | 0.40692 | 0 |  | --> | C16 ex TRAMORE | Tramore [T41,T42] | BUTLERSTOWN |  | 52.1597 | -7.1486
MV/LV Substation ST***949 |  | 20 kV | _ | LV | 200 kVA :Kiosk Substation | 0.2 | --> | 0.2 | 0.167 | 1.3 |  | --> | 0.19 | 0 | 0 | 0.20495 | 0 |  | --> | E16 ex BALLYCROSSAUN | Ballycrossaun [T421,T422] | SOMERSET |  | 53.0987 | -8.221
MV/LV Substation ST***950 |  | 10 kV | _ | LV | 200 kVA :Pole Substation | 0.2 | --> | 0.2 | 0.159 | 1 |  | --> | 0.19 | 0 | 0.02223 | 0 | 0 | Constrained,otherwise capacity available =206.1kW. | --> | C16 ex BOYLE | Boyle [T41,T42] | CARRICK ON SHANNON |  | 53.9733 | -8.3057
MV/LV Substation ST***951X |  | 10 kV | _ | LV | 200 kVA :Kiosk Substation | 0.2 | --> | 0.2 | 0 | 0 | Constrained,otherwise capacity available =148kVA. | --> | 0.19 | 0 | 0 | 0.20775 | 0 |  | --> | C17 ex GRANGE (SR) | Grange (sr) [T41,T42] | BUTLERSTOWN |  | 52.2432 | -7.0977
MV/LV Substation ST***953 |  | 10 kV | _ | LV | 630 kVA :Kiosk Substation | 0.63 | --> | 0.63 | 0 | 0 | Constrained,otherwise capacity available =500kVA. | --> | 0.5985 | 0 | 0.009633 | 0.5 | 0 |  | --> | C23 ex PHIBSBORO | Phibsboro [T41,T42] | FINGLAS |  | 53.3524 | -6.2801
MV/LV Substation ST***955Z |  | 10 kV | _ | LV | 400 kVA :Kiosk Substation | 0.4 | --> | 0.4 | 0.398 | 4.6 |  | --> | 0.38 | 0 | 0 | 0.4003 | 0 |  | --> | C26 ex CASTLEVIEW | Castleview [T101,T102] | CASTLEVIEW |  | 51.8884 | -8.3937
MV/LV Substation ST***955Z |  | 10 kV | _ | LV | 400 kVA :Kiosk Substation | 0.4 | --> | 0.4 | 0 | 0 | Constrained,otherwise capacity available =400kVA. | --> | 0.38 | 0 | 0.003705 | 0 | 0 | Constrained,otherwise capacity available =400kW. | --> | E20 ex BLESSINGTON | Blessington [T421,T422] | KILTEEL |  | 53.1734 | -6.531
MV/LV Substation ST***957Y |  | 20 kV | _ | LV | 100 kVA :Pole Substation | 0.1 | --> | 0.1 | 0 | 0 | Constrained,otherwise capacity available =98kVA. | --> | 0.095 | 0 | 0 | 0.1003 | 0 |  | --> | E20 ex CLONMINCH | Clonminch [T41,T422] | THORNSBERRY |  | 53.3364 | -7.2804
MV/LV Substation ST***958X |  | 10 kV | _ | LV | 200 kVA :Kiosk Substation | 0.2 | --> | 0.2 | 0 | 0 | Constrained,otherwise capacity available =168kVA. | --> | 0.19 | 0 | 0 | 0.2048 | 0 |  | --> | C16 ex OLDBAWN | Oldbawn [T41,T42] | COOKSTOWN |  | 53.2828 | -6.3604
MV/LV Substation ST***960X |  | 10 kV | _ | LV | 630 kVA :Building Structure | 0.63 | --> | 0.63 | 0.5 | 3.9 |  | --> | 0.5985 | 0 | 0 | 0.5 | 0 |  | --> | C27 ex GALWAY 110KV | Galway 110kv [T102,T103] | GALWAY 110KV |  | 53.2715 | -9.0516
MV/LV Substation ST***962Y |  | 10 kV | _ | LV | 200 kVA :Kiosk Substation | 0.2 | --> | 0.2 | 0 | 0 | Constrained,otherwise capacity available =130kVA. | --> | 0.19 | 0 | 0.006669 | 0 | 0 | Constrained,otherwise capacity available =210.4kW. | --> | C14 ex KNOCKMULLEN | Knockmullen [T42,T421] | GREAT ISLAND |  | 52.389 | -6.932
MV/LV Substation ST***963X |  | 10 kV | _ | LV | 200 kVA :Pole Substation | 0.2 | --> | 0.2 | 0.192 | 1 |  | --> | 0.19 | 0 | 0 | 0.20121 | 0 |  | --> | E19 ex LONGFORD | Longford [T421,T422] | RICHMOND |  | 53.698 | -7.8205
MV/LV Substation ST***970 |  | 20 kV | _ | LV | 200 kVA :Pole Substation | 0.2 | --> | 0.2 | 0.139 | 2.8 |  | --> | 0.19 | 0 | 0.003705 | 0.20906 | 0 |  | --> | E13 ex BALLYRAGGET | Ballyragget [T421,T422] | BALLYRAGGET |  | 52.7918 | -7.3309
MV/LV Substation ST***970 |  | 10 kV | _ | LV | 200 kVA :Kiosk Substation | 0.2 | --> | 0.2 | 0 | 0 | Constrained,otherwise capacity available =110kVA. | --> | 0.19 | 0 | 0.020748 | 0.21322 | 0 |  | --> | C17 ex WHITEHALL | Whitehall [T41] | FINGLAS |  | 53.3839 | -6.2718
MV/LV Substation ST***974 |  | 10 kV | _ | LV | 50 kVA :Pole Substation | 0.05 | --> | 0.05 | 0 | 0 | Constrained,otherwise capacity available =35kVA. | --> | 0.0475 | 0 | 0 | 0.052228 | 0 |  | --> | C18 ex LOUGHSHINNY | Loughshinny [T41,T42] | GLASMORE |  | 53.5292 | -6.103
MV/LV Substation ST***974Y |  | 10 kV | _ | LV | 400 kVA :Kiosk Substation | 0.4 | --> | 0.4 | 0.378 | 13.8 |  | --> | 0.38 | 0 | 0.002964 | 0.40333 | 0 |  | --> | C20 ex SINGLAND | Singland [T101,T102] | SINGLAND |  | 52.6629 | -8.6042
MV/LV Substation ST***975Y |  | 10 kV | _ | LV | 200 kVA :Kiosk Substation | 0.2 | --> | 0.2 | 0.156 | 3.9 |  | --> | 0.19 | 0 | 0 | 0.20657 | 0 |  | --> | C21 ex MARSHES | Marshes [T41,T42] | DUNDALK |  | 53.9685 | -6.386
MV/LV Substation ST***976X |  | 10 kV | _ | LV | 400 kVA :Kiosk Substation | 0.4 | --> | 0.4 | 0 | 0 | Constrained,otherwise capacity available =308kVA. | --> | 0.38 | 0 | 0.015561 | 0.41373 | 0 |  | --> | C18 ex MAYFIELD | Mayfield [T41,T42] | KILBARRY |  | 51.9081 | -8.4478
MV/LV Substation ST***977Z |  | 10 kV | _ | LV | 400 kVA :Kiosk Substation | 0.4 | --> | 0.4 | 0 | 0 | Constrained,otherwise capacity available =329kVA. | --> | 0.38 | 0 | 0.01482 | 0.41064 | 0 |  | --> | C18 ex MULGANNON | Mulgannon [T41,T42] | WEXFORD |  | 52.3138 | -6.4526
MV/LV Substation ST***978X |  | 10 kV | _ | LV | 50 kVA :Pole Substation | 0.05 | --> | 0.05 | 0 | 0 | Constrained,otherwise capacity available =16kVA. | --> | 0.0475 | 0 | 0.00741 | 0.05491 | 0 |  | --> | C19 ex SALLINS | Sallins [T41,T42] | GRIFFINRATH |  | 53.2453 | -6.7392
MV/LV Substation ST***985Y |  | 10 kV | _ | LV | 100 kVA :Pole Substation | 0.1 | --> | 0.1 | 0.1 | 1.7 |  | --> | 0.095 | 0 | 0 | 0.1 | 0 |  | --> | C21 ex ATHY | Athy [T101,T102] | ATHY |  | 52.9896 | -7.092
MV/LV Substation ST***987X |  | 10 kV | _ | LV | 100 kVA :Pole Substation | 0.1 | --> | 0.1 | 0.081 | 1 |  | --> | 0.095 | 0 | 0.005928 | 0.10284 | 0 |  | --> | E19 ex LONGFORD | Longford [T421,T422] | RICHMOND |  | 53.6952 | -7.8178
MV/LV Substation ST***989X |  | 10 kV | _ | LV | 200 kVA :Pole Substation | 0.2 | --> | 0.2 | 0 | 0 | Constrained,otherwise capacity available =192kVA. | --> | 0.19 | 0 | 0 | 0 | 0 | Constrained,otherwise capacity available =201.2kW. | --> | C17 ex ROSCREA | Roscrea [T41,T42] | IKERRIN |  | 52.9512 | -7.774
MV/LV Substation ST***989X |  | 10 kV | _ | LV | 400 kVA :Kiosk Substation | 0.4 | --> | 0.4 | 0 | 0 | Constrained,otherwise capacity available =360kVA. | --> | 0.38 | 0 | 0 | 0.40603 | 0 |  | --> | C16 ex SAGGART | Saggart [T41,T42] | GRANGE CASTLE |  | 53.2798 | -6.4683
MV/LV Substation ST***991X |  | 10 kV | _ | LV | 50 kVA :Pole Substation | 0.05 | --> | 0.05 | 0 | 0 | Constrained,otherwise capacity available =38kVA. | --> | 0.0475 | 0 | 0 | 0.05179 | 0 |  | --> | C12 ex GRANGE (SR) | Grange (sr) [T41,T42] | BUTLERSTOWN |  | 52.2407 | -7.1021
MV/LV Substation ST***992Z |  | 20 kV | _ | LV | 50 kVA :Pole Substation | 0.05 | --> | 0.05 | 0 | 0 | Constrained,otherwise capacity available =50kVA. | --> | 0.0475 | 0 | 0 | 0.05 | 0 |  | --> | E12 ex BALTINGLASS | Baltinglass [T421,T422] | STRATFORD |  | 52.9869 | -6.6785
MV/LV Substation ST***995 |  | 20 kV | _ | LV | 100 kVA :Pole Substation | 0.1 | --> | 0.1 | 0.065 | 17.8 |  | --> | 0.095 | 0 | 0.003705 | 0.10518 | 0 |  | --> | E13 ex BANOGE | Banoge [T121,T122] | BANOGE |  | 52.569 | -6.2028
MV/LV Substation ST***998X |  | 10 kV | _ | LV | 200 kVA :Pole Substation | 0.2 | --> | 0.2 | 0 | 0 | Constrained,otherwise capacity available =180kVA. | --> | 0.19 | 0 | 0 | 0.20301 | 0 |  | --> | C25 ex GARRYSPILLANE | Garryspillane [T41] | TIPPERARY |  | 52.4377 | -8.4078
MV/LV Substation ST***998Y |  | 20 kV | _ | LV | 100 kVA :Pole Substation | 0.1 | --> | 0.1 | 0 | 0 | Constrained,otherwise capacity available =95kVA. | --> | 0.095 | 0 | 0 | 0 | 0 | Constrained,otherwise capacity available =100.8kW. | --> | E13 ex BLESSINGTON | Blessington [T421,T422] | KILTEEL |  | 53.1416 | -6.643
MV/LV Substation SU***002 |  | 10 kV | _ | LV | 630 kVA :Building Structure | 0.63 | --> | 0.63 | 0 | 0 | Constrained,otherwise capacity available =334kVA. | --> | 0.5985 | 0 | 0.016302 | 0.5 | 0 |  | --> | C14 ex FAIRHILL | Fairhill [T42] | KILBARRY |  | 51.901 | -8.4871
MV/LV Substation SU***003 |  | 10 kV | _ | LV | 200 kVA :Pole Substation | 0.2 | --> | 0.2 | 0 | 0 | Constrained,otherwise capacity available =200kVA. | --> | 0.19 | 0 | 0 | 0.2 | 0 |  | --> | E13 ex DALTON | Dalton [T421,T422] | DALTON |  | 53.7192 | -8.9957
MV/LV Substation SU***004Y |  | 20 kV | _ | LV | 400 kVA :Kiosk Substation | 0.4 | --> | 0.4 | 0.395 | 2.8 |  | --> | 0.38 | 0 | 0 | 0.40015 | 0 |  | --> | E13 ex BALLYRAGGET | Ballyragget [T421,T422] | BALLYRAGGET |  | 52.788 | -7.333
MV/LV Substation SU***008 |  | 20 kV | _ | LV | 50 kVA :Pole Substation | 0.05 | --> | 0.05 | 0 | 0 | Constrained,otherwise capacity available =50kVA. | --> | 0.0475 | 0 | 0 | 0.05 | 0 |  | --> | E14 ex KILCOCK | Kilcock [T421,T422] | GRIFFINRATH |  | 53.4846 | -6.7252
MV/LV Substation SU***010 |  | 10 kV | _ | LV | 100 kVA :Pole Substation | 0.1 | --> | 0.1 | 0.083 | 6.2 |  | --> | 0.095 | 0 | 0.006669 | 0.10255 | 0 |  | --> | C17 ex CAHIR | Cahir [T41,T42] | CAHIR |  | 52.384 | -7.9153
MV/LV Substation SU***011Z |  | 10 kV | _ | LV | 400 kVA :Kiosk Substation | 0.4 | --> | 0.4 | 0 | 0 | Constrained,otherwise capacity available =400kVA. | --> | 0.38 | 0 | 0 | 0.4 | 0 |  | --> | C11 ex SUTTON | Sutton [T41,T42] | GRANGE (DR) |  | 53.3891 | -6.1073
MV/LV Substation SU***012Y |  | 10 kV | _ | LV | 1000 kVA :Building Structure | 1 | --> | 1 | 0 | 0 | Constrained,otherwise capacity available =500kVA. | --> | 0.95 | 0 | 0 | 0.5 | 0 |  | --> | C16 ex CLONAKILTY | Clonakilty [T41,T42] | DUNMANWAY |  | 51.625 | -8.8826
MV/LV Substation SU***015 |  | 10 kV | _ | LV | 400 kVA :Kiosk Substation | 0.4 | --> | 0.4 | 0 | 0 | Constrained,otherwise capacity available =219kVA. | --> | 0.38 | 0 | 0.027417 | 0.42659 | 0 |  | --> | C19 ex SUTTON | Sutton [T41,T42] | GRANGE (DR) |  | 53.3895 | -6.111
MV/LV Substation SU***018Z |  | 10 kV | _ | LV | 200 kVA :Kiosk Substation | 0.2 | --> | 0.2 | 0 | 0 | Constrained,otherwise capacity available =177kVA. | --> | 0.19 | 0 | 0.016302 | 0.20346 | 0 |  | --> | C12 ex COOLMINE | Coolmine [T41,T42] | FINGLAS |  | 53.3864 | -6.3935
MV/LV Substation SU***021 |  | 10 kV | _ | LV | 200 kVA :Pole Substation | 0.2 | --> | 0.2 | 0 | 0 | Constrained,otherwise capacity available =2kVA. | --> | 0.19 | 0 | 0.041496 | 0.22793 | 0 |  | --> | C20 ex SUTTON | Sutton [T41,T42] | GRANGE (DR) |  | 53.3728 | -6.0585
MV/LV Substation SU***022 |  | 10 kV | _ | LV | 100 kVA :Pole Substation | 0.1 | --> | 0.1 | 0.043 | 3.1 |  | --> | 0.095 | 0 | 0.014079 | 0.1083 | 0 |  | --> | C14 ex BELLFIELD | Bellfield [T41,T42] | CRANE |  | 52.5079 | -6.5727
MV/LV Substation SU***026 |  | 10 kV | _ | LV | 630 kVA :Building Structure | 0.63 | --> | 0.63 | 0.425 | 10 |  | --> | 0.5985 | 0 | 0.01482 | 0.5 | 0 |  | --> | C21 ex HAROLDS CROSS | Harolds Cross [T101,T102] | POOLBEG |  | 53.3295 | -6.2984
MV/LV Substation SU***026Y |  | 10 kV | _ | LV | 400 kVA :Kiosk Substation | 0.4 | --> | 0.4 | 0.278 | 13.1 |  | --> | 0.38 | 0 | 0.028899 | 0.41811 | 0 |  | --> | C12 ex MONREAD | Monread [T101,T102] | MONREAD |  | 53.2162 | -6.656
MV/LV Substation SU***030X |  | 10 kV | _ | LV | 630 kVA :Kiosk Substation | 0.63 | --> | 0.63 | 0 | 0 | Constrained,otherwise capacity available =500kVA. | --> | 0.5985 | 0 | 0.002964 | 0.5 | 0 |  | --> | C13 ex CARRICK ON SHANNON | Carrick On Shannon [T41,T42] | CARRICK ON SHANNON |  | 53.9475 | -8.0869
MV/LV Substation SU***033 |  | 10 kV | _ | LV | 200 kVA :Kiosk Substation | 0.2 | --> | 0.2 | 0 | 0 | Constrained,otherwise capacity available =165kVA. | --> | 0.19 | 0 | 0 | 0.20525 | 0 |  | --> | C18 ex TRIM | Trim [T41,T42] | NAVAN |  | 53.5493 | -6.7937
MV/LV Substation SU***035 |  | 10 kV | _ | LV | 100 kVA :Pole Substation | 0.1 | --> | 0.1 | 0 | 0 | Constrained,otherwise capacity available =58kVA. | --> | 0.095 | 0 | 0.002964 | 0.10618 | 0 |  | --> | C16 ex CLONES | Clones [T41,T42] | SHANKILL |  | 54.1865 | -7.2289
MV/LV Substation SU***037 |  | 10 kV | _ | LV | 400 kVA :Kiosk Substation | 0.4 | --> | 0.4 | 0.261 | 0.8 |  | --> | 0.38 | 0 | 0.023712 | 0.42058 | 0 |  | --> | C19 ex MANOR STREET | Manor Street [T41,T42] | WATERFORD |  | 52.2485 | -7.0969
MV/LV Substation SU***037Y |  | 10 kV | _ | LV | 400 kVA :Building Structure | 0.4 | --> | 0.4 | 0 | 0 | Constrained,otherwise capacity available =348kVA. | --> | 0.38 | 0 | 0 | 0.40782 | 0 |  | --> | C20 ex SUTTON | Sutton [T41,T42] | GRANGE (DR) |  | 53.3721 | -6.094
MV/LV Substation SU***039X |  | 10 kV | _ | LV | 400 kVA :Kiosk Substation | 0.4 | --> | 0.4 | 0.225 | 9.1 |  | --> | 0.38 | 0 | 0.003705 | 0.42573 | 0 |  | --> | C17 ex CENTRE PARK ROAD | Marina [T105,T106] | MARINA |  | 51.9021 | -8.4633
MV/LV Substation SU***042X |  | 10 kV | _ | LV | 400 kVA :Kiosk Substation | 0.4 | --> | 0.4 | 0 | 0 | Constrained,otherwise capacity available =210kVA. | --> | 0.38 | 0 | 0.003705 | 0.42786 | 0 |  | --> | C18 ex TRIM | Trim [T41,T42] | NAVAN |  | 53.5601 | -6.7903
MV/LV Substation SU***042X |  | 10 kV | _ | LV | 1000 kVA :Building Structure | 1 | --> | 1 | 0 | 0 | Constrained,otherwise capacity available =500kVA. | --> | 0.95 | 0 | 0 | 0.5 | 0 |  | --> | C19 ex LOUGHLINSTOWN | Loughlinstown [T41,T42] | CARRICKMINES |  | 53.2501 | -6.1428
MV/LV Substation SU***042Y |  | 20 kV | _ | LV | 400 kVA :Kiosk Substation | 0.4 | --> | 0.4 | 0 | 0 | Constrained,otherwise capacity available =292kVA. | --> | 0.38 | 0 | 0.016302 | 0.41608 | 0 |  | --> | E17 ex BALTRASNA | Baltrasna [T121,T122] | BALTRASNA |  | 53.511 | -6.5411
MV/LV Substation SU***043Y |  | 20 kV | _ | LV | 400 kVA :Kiosk Substation | 0.4 | --> | 0.4 | 0 | 0 | Constrained,otherwise capacity available =273kVA. | --> | 0.38 | 0 | 0.05187 | 0.41884 | 0 |  | --> | E17 ex BALTRASNA | Baltrasna [T121,T122] | BALTRASNA |  | 53.5094 | -6.5445
MV/LV Substation SU***050Y |  | 10 kV | _ | LV | 400 kVA :Kiosk Substation | 0.4 | --> | 0.4 | 0 | 0 | Constrained,otherwise capacity available =369kVA. | --> | 0.38 | 0 | 0.003705 | 0.40468 | 0 |  | --> | C22 ex COBH | Cobh [T41,T42] | COW CROSS |  | 51.8535 | -8.305
MV/LV Substation SU***052 |  | 10 kV | _ | LV | 50 kVA :Pole Substation | 0.05 | --> | 0.05 | 0 | 0 | Constrained,otherwise capacity available =48kVA. | --> | 0.0475 | 0 | 0.002223 | 0.050303 | 0 |  | --> | C15 ex KYLEERAGH | Kyleeragh [T41,T42] | NENAGH |  | 52.8673 | -8.1897
MV/LV Substation SU***054 |  | 20 kV | _ | LV | 200 kVA :Pole Substation | 0.2 | --> | 0.2 | 0 | 0 | Constrained,otherwise capacity available =195kVA. | --> | 0.19 | 0 | 0.026676 | 0.20076 | 0 |  | --> | E15 ex GLENAMADDY | Glenamaddy [T422] | ATHLONE |  | 53.6053 | -8.5585
MV/LV Substation SU***060 |  | 20 kV | _ | LV | 200 kVA :Kiosk Substation | 0.2 | --> | 0.2 | 0 | 0 | Constrained,otherwise capacity available =136kVA. | --> | 0.19 | 0 | 0.005928 | 0.20949 | 0 |  | --> | E25 ex PATRICKSWELL | Patrickswell [T421,T422] | LIMERICK |  | 52.6481 | -8.8679
MV/LV Substation SU***066 |  | 10 kV | _ | LV | 400 kVA :Building Structure | 0.4 | --> | 0.4 | 0.329 | 9.1 |  | --> | 0.38 | 0 | 0 | 0.41064 | 0 |  | --> | C11 ex CENTRE PARK ROAD | Marina [T105,T106] | MARINA |  | 51.8973 | -8.4413
MV/LV Substation SU***072 |  | 10 kV | _ | LV | 400 kVA :Kiosk Substation | 0.4 | --> | 0.4 | 0.332 | 5.8 |  | --> | 0.38 | 0 | 0 | 0.4102 | 0 |  | --> | C11 ex OAKFIELD | Oakfield [T41,T42] | SLIGO |  | 54.2658 | -8.4751
MV/LV Substation SU***073Y |  | 10 kV | _ | LV | 630 kVA :Building Structure | 0.63 | --> | 0.63 | 0.5 | 5.7 |  | --> | 0.5985 | 0 | 0 | 0.5 | 0 |  | --> | C23 ex RAMPARTS | Ramparts [T41,T42] | DUNDALK |  | 54.0081 | -6.4049
MV/LV Substation SU***086 |  | 10 kV | _ | LV | 630 kVA :Kiosk Substation | 0.63 | --> | 0.63 | 0.5 | 5.8 |  | --> | 0.5985 | 0 | 0 | 0.5 | 0 |  | --> | C12 ex OAKFIELD | Oakfield [T41,T42] | SLIGO |  | 54.2653 | -8.4799
MV/LV Substation SU***094 |  | 10 kV | _ | LV | 400 kVA :Kiosk Substation | 0.4 | --> | 0.4 | 0 | 0 | Constrained,otherwise capacity available =382kVA. | --> | 0.38 | 0 | 0 | 0.40272 | 0 |  | --> | E15 ex WHITECHURCH | Whitechurch [T421,T422] | KILBARRY |  | 51.9348 | -8.5704
MV/LV Substation SU***096Z |  | 10 kV | _ | LV | 400 kVA :Building Structure | 0.4 | --> | 0.4 | 0 | 0 | Constrained,otherwise capacity available =393kVA. | --> | 0.38 | 0 | 0 | 0 | 0 | Constrained,otherwise capacity available =401.1kW. | --> | C15 ex PORTARLINGTON | Portarlington [T41,T42] | PORTLAOISE |  | 53.1608 | -7.1923
MV/LV Substation SU***097 |  | 10 kV | _ | LV | 400 kVA :Kiosk Substation | 0.4 | --> | 0.4 | 0 | 0 | Constrained,otherwise capacity available =281kVA. | --> | 0.38 | 0 | 0.002223 | 0.41768 | 0 |  | --> | C13 ex LITTLE BRAY | Little Bray [T41,T42] | FASSAROE |  | 53.2072 | -6.1143
MV/LV Substation SU***107 |  | 10 kV | _ | LV | 630 kVA :Kiosk Substation | 0.63 | --> | 0.63 | 0.478 | 5.3 |  | --> | 0.5985 | 0 | 0.024453 | 0.5 | 0 |  | --> | C14 ex BALLYTIVNAN | Ballytivnan [T41,T42] | SLIGO |  | 54.2803 | -8.4821
MV/LV Substation SU***111X |  | 10 kV | _ | LV | 400 kVA :Kiosk Substation | 0.4 | --> | 0.4 | 0 | 0 | Constrained,otherwise capacity available =400kVA. | --> | 0.38 | 0 | 0 | 0.4 | 0 |  | --> | C18 ex DUNLEER | Dunleer [T41,T42] | DRYBRIDGE |  | 53.8283 | -6.4026
MV/LV Substation SU***118 |  | 20 kV | _ | LV | 50 kVA :Pole Substation | 0.05 | --> | 0.05 | 0 | 0 | Constrained,otherwise capacity available =36kVA. | --> | 0.0475 | 0 | 0 | 0.052083 | 0 |  | --> | E18 ex GURRANEBANE | Gurranebane [T421,T422] | OUGHTRAGH |  | 51.862 | -10.2824
MV/LV Substation SU***123 |  | 10 kV | _ | LV | 50 kVA :Pole Substation | 0.05 | --> | 0.05 | 0 | 0 | Constrained,otherwise capacity available =14kVA. | --> | 0.0475 | 0 | 0 | 0.055184 | 0 |  | --> | C16 ex CREGG ROAD | Cregg Road [T41,T42] | BALLYDINE |  | 52.3506 | -7.3874
MV/LV Substation SU***124 |  | 10 kV | _ | LV | 630 kVA :Kiosk Substation | 0.63 | --> | 0.63 | 0 | 0 | Constrained,otherwise capacity available =383kVA. | --> | 0.5985 | 0 | 0.019266 | 0.5 | 0 |  | --> | C23 ex UNIDARE | Unidare [T41,T42] | FINGLAS |  | 53.3909 | -6.2991
MV/LV Substation SU***125 |  | 10 kV | _ | LV | 400 kVA :Kiosk Substation | 0.4 | --> | 0.4 | 0 | 0 | Constrained,otherwise capacity available =378kVA. | --> | 0.38 | 0 | 0 | 0.40333 | 0 |  | --> | C16 ex BALBRIGGAN | Balbriggan [T42] | GLASMORE |  | 53.6119 | -6.1854
MV/LV Substation SU***131 |  | 10 kV | _ | LV | 400 kVA :Kiosk Substation | 0.4 | --> | 0.4 | 0.276 | 2.4 |  | --> | 0.38 | 0 | 0.008151 | 0.4184 | 0 |  | --> | C19 ex BRAY | Bray [T41,T42] | FASSAROE |  | 53.1929 | -6.1112
MV/LV Substation SU***134X |  | 10 kV | _ | LV | 630 kVA :Building Structure | 0.63 | --> | 0.63 | 0.5 | 4.3 |  | --> | 0.5985 | 0 | 0 | 0.5 | 0 |  | --> | C19 ex DEANSGRANGE | Deansgrange [T41,T42] | CARRICKMINES |  | 53.2779 | -6.1625
MV/LV Substation SU***136 |  | 10 kV | _ | LV | 630 kVA :Kiosk Substation | 0.63 | --> | 0.63 | 0 | 0 | Constrained,otherwise capacity available =449kVA. | --> | 0.5985 | 0 | 0.023712 | 0.5 | 0 |  | --> | C19 ex LOUGHSHINNY | Loughshinny [T41,T42] | GLASMORE |  | 53.5777 | -6.1079
MV/LV Substation SU***147 |  | 10 kV | _ | LV | 200 kVA :Pole Substation | 0.2 | --> | 0.2 | 0.153 | 6.2 |  | --> | 0.19 | 0 | 0.037791 | 0.20701 | 0 |  | --> | C24 ex CAHIR | Cahir [T41,T42] | CAHIR |  | 52.3713 | -7.8168
MV/LV Substation SU***149 |  | 10 kV | _ | LV | 400 kVA :Building Structure | 0.4 | --> | 0.4 | 0.304 | 6 |  | --> | 0.38 | 0 | 0.011115 | 0.41432 | 0 |  | --> | C13 ex TRABEG | Trabeg [T101,T102] | TRABEG |  | 51.8796 | -8.4726
MV/LV Substation SU***150X |  | 10 kV | _ | LV | 100 kVA :Pole Substation | 0.1 | --> | 0.1 | 0 | 0 | Constrained,otherwise capacity available =62kVA. | --> | 0.095 | 0 | 0.014079 | 0.10561 | 0 |  | --> | C16 ex KILLACLOYNE | Killacloyne [T41,T42] | MIDLETON |  | 51.9184 | -8.3299
MV/LV Substation SU***150Z |  | 10 kV | _ | LV | 400 kVA :Building Structure | 0.4 | --> | 0.4 | 0 | 0 | Constrained,otherwise capacity available =297kVA. | --> | 0.38 | 0 | 0.003705 | 0.41535 | 0 |  | --> | C20 ex SUTTON | Sutton [T41,T42] | GRANGE (DR) |  | 53.376 | -6.0944
MV/LV Substation SU***178Y |  | 10 kV | _ | LV | 630 kVA :Building Structure | 0.63 | --> | 0.63 | 0 | 0 | Constrained,otherwise capacity available =461kVA. | --> | 0.5985 | 0 | 0 | 0.5 | 0 |  | --> | C12 ex MIDLETON | Midleton [T101,T102] | MIDLETON |  | 51.9182 | -8.1747
MV/LV Substation SU***198 |  | 10 kV | _ | LV | 400 kVA :Kiosk Substation | 0.4 | --> | 0.4 | 0.216 | 1.8 |  | --> | 0.38 | 0 | 0.04446 | 0.42701 | 0 |  | --> | C12 ex CAHERDAVIN | Caherdavin [T41,T42] | ARDNACRUSHA |  | 52.664 | -8.6532
MV/LV Substation SU***198Z |  | 10 kV | _ | LV | 630 kVA :Building Structure | 0.63 | --> | 0.63 | 0.5 | 3.3 |  | --> | 0.5985 | 0 | 0.01482 | 0.5 | 0 |  | --> | C12 ex GLEBE | Glebe [T41,T42] | RICHMOND |  | 53.7238 | -7.8025
MV/LV Substation SU***200Y |  | 10 kV | _ | LV | 630 kVA :Building Structure | 0.63 | --> | 0.63 | 0.5 | 0.8 |  | --> | 0.5985 | 0 | 0 | 0.5 | 0 |  | --> | C20 ex MANOR STREET | Manor Street [T41,T42] | WATERFORD |  | 52.2468 | -7.1215
MV/LV Substation SU***238X |  | 10 kV | _ | LV | 400 kVA :Building Structure | 0.4 | --> | 0.4 | 0.4 | 1.3 |  | --> | 0.38 | 0 | 0 | 0.4 | 0 |  | --> | C18 ex CASTLEREA | Castlerea [T41,T42] | CARRICK ON SHANNON |  | 53.7693 | -8.492
MV/LV Substation SU***243 |  | 10 kV | _ | LV | 200 kVA :Kiosk Substation | 0.2 | --> | 0.2 | 0 | 0 | Constrained,otherwise capacity available =181kVA. | --> | 0.19 | 0 | 0 | 0.20286 | 0 |  | --> | E15 ex WHITECHURCH | Whitechurch [T421,T422] | KILBARRY |  | 51.9339 | -8.5692
MV/LV Substation SU***244 |  | 20 kV | _ | LV | 200 kVA :Kiosk Substation | 0.2 | --> | 0.2 | 0 | 0 | Constrained,otherwise capacity available =115kVA. | --> | 0.19 | 0 | 0.015561 | 0 | 0 | Constrained,otherwise capacity available =212.5kW. | --> | C11 ex TIMOLEAGUE | Timoleague [T41] | BANDON |  | 51.6318 | -8.6968
MV/LV Substation SU***248Z |  | 10 kV | _ | LV | 200 kVA :Kiosk Substation | 0.2 | --> | 0.2 | 0 | 0 | Constrained,otherwise capacity available =186kVA. | --> | 0.19 | 0 | 0.008151 | 0.20211 | 0 |  | --> | C15 ex LOUGHSHINNY | Loughshinny [T41,T42] | GLASMORE |  | 53.5191 | -6.0997
MV/LV Substation SU***253X |  | 10 kV | _ | LV | 100 kVA :Pole Substation | 0.1 | --> | 0.1 | 0.099 | 3.7 |  | --> | 0.095 | 0 | 0 | 0.10015 | 0 |  | --> | C12 ex KILFLYNN | Kilflynn [T41,T42] | TRALEE |  | 52.4125 | -9.6971
MV/LV Substation SU***256Y |  | 10 kV | _ | LV | 1000 kVA :Building Structure | 1 | --> | 1 | 0.5 | 14.2 |  | --> | 0.95 | 0 | 0 | 0.5 | 0 |  | --> | C18 ex COOKSTOWN | Cookstown [T101,T102] | CARRICKMINES |  | 53.2859 | -6.3739
MV/LV Substation SU***257 |  | 10 kV | _ | LV | 400 kVA :Kiosk Substation | 0.4 | --> | 0.4 | 0 | 0 | Constrained,otherwise capacity available =236kVA. | --> | 0.38 | 0 | 0.048906 | 0.42417 | 0 |  | --> | C17 ex SUTTON | Sutton [T41,T42] | GRANGE (DR) |  | 53.3911 | -6.1351
MV/LV Substation SU***258 |  | 10 kV | _ | LV | 400 kVA :Kiosk Substation | 0.4 | --> | 0.4 | 0 | 0 | Constrained,otherwise capacity available =274kVA. | --> | 0.38 | 0 | 0.013338 | 0.41869 | 0 |  | --> | C14 ex SUTTON | Sutton [T41,T42] | GRANGE (DR) |  | 53.3891 | -6.1329
MV/LV Substation SU***259 |  | 10 kV | _ | LV | 400 kVA :Kiosk Substation | 0.4 | --> | 0.4 | 0 | 0 | Constrained,otherwise capacity available =257kVA. | --> | 0.38 | 0 | 0.040014 | 0.42115 | 0 |  | --> | C14 ex SUTTON | Sutton [T41,T42] | GRANGE (DR) |  | 53.3895 | -6.1292
MV/LV Substation SU***259Z |  | 10 kV | _ | LV | 200 kVA :Pole Substation | 0.2 | --> | 0.2 | 0.14764 | 0.1 | Constrained,otherwise capacity available =151kVA. | --> | 0.19 | 0 | 0 | 0.20731 | 0 |  | --> | C16 ex KILCULLEN | Kilcullen [T41,T42,T424] | STRATFORD |  | 53.1075 | -6.8598
MV/LV Substation SU***266X |  | 20 kV | _ | LV | 630 kVA :Building Structure | 0.63 | --> | 0.63 | 0 | 0 | Constrained,otherwise capacity available =500kVA. | --> | 0.5985 | 0 | 0 | 0 | 0 | Constrained,otherwise capacity available =500kW. | --> | E18 ex CARNDONAGH | Carndonagh [T421,T422] | TRILLICK |  | 55.2523 | -7.2594
MV/LV Substation SU***276X |  | 10 kV | _ | LV | 400 kVA :Kiosk Substation | 0.4 | --> | 0.4 | 0.302 | 5.7 |  | --> | 0.38 | 0 | 0 | 0.41461 | 0 |  | --> | C21 ex RAMPARTS | Ramparts [T41,T42] | DUNDALK |  | 54.005 | -6.4013
MV/LV Substation SU***286X |  | 20 kV | _ | LV | 400 kVA :Building Structure | 0.4 | --> | 0.4 | 0.374 | 1.8 |  | --> | 0.38 | 0 | 0 | 0.40393 | 0 |  | --> | E12 ex BIRDHILL | Birdhill [T421,T422] | ARDNACRUSHA |  | 52.8062 | -8.4423
MV/LV Substation SU***294X |  | 10 kV | _ | LV | 400 kVA :Kiosk Substation | 0.4 | --> | 0.4 | 0.275 | 14.2 |  | --> | 0.38 | 0 | 0.021489 | 0.41855 | 0 |  | --> | C23 ex COOKSTOWN | Cookstown [T101,T102] | CARRICKMINES |  | 53.2819 | -6.4062
MV/LV Substation SU***298Y |  | 20 kV | _ | LV | 50 kVA :Pole Substation | 0.05 | --> | 0.05 | 0.05 | 19.8 |  | --> | 0.0475 | 0 | 0 | 0.05 | 0 |  | --> | E19 ex MULLAGHARLIN | Mullagharlin [T121,T122] | MULLAGHARLIN |  | 53.9584 | -6.5158
MV/LV Substation SU***306 |  | 10 kV | _ | LV | 400 kVA :Kiosk Substation | 0.4 | --> | 0.4 | 0 | 0 | Constrained,otherwise capacity available =59kVA. | --> | 0.38 | 0 | 0.051129 | 0.44861 | 0 |  | --> | C19 ex DUNDRUM | Dundrum [T41,T42] | BLACKROCK |  | 53.2975 | -6.2472
MV/LV Substation SU***308X |  | 10 kV | _ | LV | 400 kVA :Kiosk Substation | 0.4 | --> | 0.4 | 0.391 | 0.9 |  | --> | 0.38 | 0 | 0 | 0.40136 | 0 |  | --> | C12 ex COES ROAD | Coes Road [T41,T42] | DUNDALK |  | 54.0052 | -6.3891
MV/LV Substation SU***309 |  | 10 kV | _ | LV | 630 kVA :Building Structure | 0.63 | --> | 0.63 | 0.329 | 6 |  | --> | 0.5985 | 0 | 0 | 0.5 | 0 |  | --> | C23 ex PELLETSTOWN | Pelletstown [T101,T102] | FINGLAS |  | 53.3863 | -6.3782
MV/LV Substation SU***313Z |  | 10 kV | _ | LV | 400 kVA :Kiosk Substation | 0.4 | --> | 0.4 | 0 | 0 | Constrained,otherwise capacity available =329kVA. | --> | 0.38 | 0 | 0 | 0.41064 | 0 |  | --> | C18 ex MACETOWN | Macetown [T101,T102] | MACETOWN |  | 53.4097 | -6.4391
MV/LV Substation SU***327X |  | 10 kV | _ | LV | 630 kVA :Building Structure | 0.63 | --> | 0.63 | 0 | 0 | Constrained,otherwise capacity available =500kVA. | --> | 0.5985 | 0 | 0 | 0.5 | 0 |  | --> | C11 ex SUTTON | Sutton [T41,T42] | GRANGE (DR) |  | 53.3898 | -6.1105
MV/LV Substation SU***338 |  | 10 kV | _ | LV | 630 kVA :Building Structure | 0.63 | --> | 0.63 | 0.245 | 13.9 |  | --> | 0.5985 | 0 | 0.002964 | 0.5 | 0 |  | --> | C21 ex CENTRAL PARK | Central Park [T101,T102] | CARRICKMINES |  | 53.2896 | -6.2
MV/LV Substation SU***339 |  | 10 kV | _ | LV | 400 kVA :Kiosk Substation | 0.4 | --> | 0.4 | 0.263 | 1.7 |  | --> | 0.38 | 0 | 0 | 0.42029 | 0 |  | --> | C19 ex ATHY | Athy [T101,T102] | ATHY |  | 52.9928 | -6.9847
MV/LV Substation SU***343X |  | 10 kV | _ | LV | 50 kVA :Pole Substation | 0.05 | --> | 0.05 | 0 | 0 | Constrained,otherwise capacity available =16kVA. | --> | 0.0475 | 0 | 0.004446 | 0.05491 | 0 |  | --> | C11 ex SUTTON | Sutton [T41,T42] | GRANGE (DR) |  | 53.392 | -6.1129
MV/LV Substation SU***355Z |  | 20 kV | _ | LV | 630 kVA :Building Structure | 0.63 | --> | 0.63 | 0 | 0 | Constrained,otherwise capacity available =461kVA. | --> | 0.5985 | 0 | 0.043719 | 0.5 | 0 |  | --> | E18 ex BALTRASNA | Baltrasna [T121,T122] | BALTRASNA |  | 53.5069 | -6.4656
MV/LV Substation SU***358 |  | 10 kV | _ | LV | 630 kVA :Building Structure | 0.63 | --> | 0.63 | 0 | 0 | Constrained,otherwise capacity available =500kVA. | --> | 0.5985 | 0 | 0 | 0 | 0 | Constrained,otherwise capacity available =500kW. | --> | C14 ex DONEGAL | Donegal [T41,T42] | CATHALEENS FALL |  | 54.6505 | -8.1109
MV/LV Substation SU***360 |  | 10 kV | _ | LV | 200 kVA :Kiosk Substation | 0.2 | --> | 0.2 | 0.143 | 4.5 |  | --> | 0.19 | 0 | 0.003705 | 0.20848 | 0 |  | --> | C11 ex MALLOW | Mallow [T41,T42] | MALLOW |  | 52.1258 | -8.6394
MV/LV Substation SU***362 |  | 10 kV | _ | LV | 1000 kVA :Building Structure | 1 | --> | 1 | 0 | 0 | Constrained,otherwise capacity available =500kVA. | --> | 0.95 | 0 | 0 | 0.5 | 0 |  | --> | C20 ex LEESON STREET | Leeson Street [T41,T42] | MILLTOWN (DR) |  | 53.3355 | -6.2567
MV/LV Substation SU***365 |  | 10 kV | _ | LV | 400 kVA :Kiosk Substation | 0.4 | --> | 0.4 | 0.266 | 4.5 |  | --> | 0.38 | 0 | 0.023712 | 0.41985 | 0 |  | --> | C11 ex MALLOW | Mallow [T41,T42] | MALLOW |  | 52.1272 | -8.642
MV/LV Substation SU***367Y |  | 10 kV | _ | LV | 400 kVA :Building Structure | 0.4 | --> | 0.4 | 0.368 | 1.1 |  | --> | 0.38 | 0 | 0.00741 | 0.40483 | 0 |  | --> | C17 ex BIRR | Birr [T41,T422] | DALLOW |  | 53.0946 | -7.911
MV/LV Substation SU***382 |  | 20 kV | _ | LV | 100 kVA :Pole Substation | 0.1 | --> | 0.1 | 0.081 | 7.6 |  | --> | 0.095 | 0 | 0 | 0 | 0 | Constrained,otherwise capacity available =102.8kW. | --> | E14 ex BELLACORICK | Bellacorick [T122] | BELLACORICK |  | 54.2216 | -9.842
MV/LV Substation SU***382 |  | 10 kV | _ | LV | 630 kVA :Building Structure | 0.63 | --> | 0.63 | 0.5 | 0.9 |  | --> | 0.5985 | 0 | 0.00741 | 0 | 0 | Constrained,otherwise capacity available =500kW. | --> | C16 ex SPA ROAD | Spa Road [T41,T42] | DOON |  | 52.3551 | -7.7001
MV/LV Substation SU***384 |  | 10 kV | _ | LV | 400 kVA :Kiosk Substation | 0.4 | --> | 0.4 | 0 | 0 | Constrained,otherwise capacity available =255kVA. | --> | 0.38 | 0 | 0.017784 | 0.42144 | 0 |  | --> | C20 ex DENNEHYS CROSS | Dennehys Cross [T41,T42] | TRABEG |  | 51.8812 | -8.5058
MV/LV Substation SU***387X |  | 10 kV | _ | LV | 100 kVA :Pole Substation | 0.1 | --> | 0.1 | 0.072 | 4.6 |  | --> | 0.095 | 0 | 0.010374 | 0.10417 | 0 |  | --> | C19 ex RINGASKIDDY 110KV | Ringaskiddy 110kv [T42] | BARNAHELY |  | 51.8508 | -8.3386
MV/LV Substation SU***397Z |  | 20 kV | _ | LV | 50 kVA :Pole Substation | 0.05 | --> | 0.05 | 0.048 | 2 |  | --> | 0.0475 | 0 | 0 | 0 | 0 | Constrained,otherwise capacity available =50.3kW. | --> | E12 ex RATHKEALE | Rathkeale [T421,T422] | RATHKEALE |  | 52.4745 | -8.9944
MV/LV Substation SU***4002 |  | 10 kV | _ | LV | 630 kVA :Building Structure | 0.63 | --> | 0.63 | 0.5 | 2.8 |  | --> | 0.5985 | 0 | 0 | 0.5 | 0 |  | --> | C13 ex CASTLEBLAYNEY | Castleblayney [T41,T42] | DUNDALK |  | 54.1189 | -6.7379
MV/LV Substation SU***4003 |  | 10 kV | _ | LV | 1000 kVA :Building Structure | 1 | --> | 1 | 0.5 | 2.8 |  | --> | 0.95 | 0 | 0 | 0.5 | 0 |  | --> | C13 ex CASTLEBLAYNEY | Castleblayney [T41,T42] | DUNDALK |  | 54.1189 | -6.7378
MV/LV Substation SU***4007 |  | 10 kV | _ | LV | 400 kVA :Building Structure | 0.4 | --> | 0.4 | 0.4 | 2.9 |  | --> | 0.38 | 0 | 0 | 0.4 | 0 |  | --> | C19 ex BREWERY ROAD | Brewery Road [T41,T42] | CARRICKMINES |  | 53.2736 | -6.1956
MV/LV Substation SU***4008 |  | 10 kV | _ | LV | 400 kVA :Kiosk Substation | 0.4 | --> | 0.4 | 0.388 | 2.4 |  | --> | 0.38 | 0 | 0 | 0.40182 | 0 |  | --> | C19 ex BRAY | Bray [T41,T42] | FASSAROE |  | 53.1937 | -6.1107
MV/LV Substation SU***4011 |  | 10 kV | _ | LV | 400 kVA :Building Structure | 0.4 | --> | 0.4 | 0 | 0 | Constrained,otherwise capacity available =280kVA. | --> | 0.38 | 0 | 0 | 0.41782 | 0 |  | --> | C23 ex MACETOWN | Macetown [T101,T102] | MACETOWN |  | 53.4208 | -6.4738
MV/LV Substation SU***4013 |  | 20 kV | _ | LV | 200 kVA :Building Structure | 0.2 | --> | 0.2 | 0 | 0 | Constrained,otherwise capacity available =173kVA. | --> | 0.19 | 0 | 0 | 0.20406 | 0 |  | --> | E14 ex KILCOCK | Kilcock [T421,T422] | GRIFFINRATH |  | 53.4873 | -6.7217
MV/LV Substation SU***4022 |  | 20 kV | _ | LV | 630 kVA :Building Structure | 0.63 | --> | 0.63 | 0 | 0 | Constrained,otherwise capacity available =500kVA. | --> | 0.5985 | 0 | 0 | 0.5 | 0 |  | --> | E18 ex GLASMORE | Glasmore [T421,T422] | GLASMORE |  | 53.5407 | -6.2106
MV/LV Substation SU***4023 |  | 20 kV | _ | LV | 630 kVA :Building Structure | 0.63 | --> | 0.63 | 0 | 0 | Constrained,otherwise capacity available =500kVA. | --> | 0.5985 | 0 | 0 | 0.5 | 0 |  | --> | E18 ex GLASMORE | Glasmore [T421,T422] | GLASMORE |  | 53.5367 | -6.2158
MV/LV Substation SU***4030 |  | 10 kV | _ | LV | 630 kVA :Building Structure | 0.63 | --> | 0.63 | 0.5 | 1.9 |  | --> | 0.5985 | 0 | 0 | 0.5 | 0 |  | --> | C15 ex FAIRVIEW | Fairview [T41] | MCDERMOTT |  | 53.3698 | -6.2062
MV/LV Substation SU***4041 |  | 10 kV | _ | LV | 200 kVA :Kiosk Substation | 0.2 | --> | 0.2 | 0 | 0 | Constrained,otherwise capacity available =199kVA. | --> | 0.19 | 0 | 0 | 0.20015 | 0 |  | --> | C12 ex CHARLESTOWN | Charlestown [T41] | TONROE |  | 53.9602 | -8.7939
MV/LV Substation SU***4042 |  | 10 kV | _ | LV | 400 kVA :Building Structure | 0.4 | --> | 0.4 | 0.35 | 0.8 |  | --> | 0.38 | 0 | 0.002223 | 0.40752 | 0 |  | --> | C18 ex MILLTOWN MALBAY | Milltown Malbay [T42] | TULLABRACK |  | 52.8547 | -9.399
MV/LV Substation SU***4046 |  | 20 kV | _ | LV | 630 kVA :Building Structure | 0.63 | --> | 0.63 | 0.5 | 3.5 |  | --> | 0.5985 | 0 | 0 | 0 | 0 | Constrained,otherwise capacity available =500kW. | --> | E12 ex DUNFIRTH | Dunfirth [T122] | DUNFIRTH |  | 53.4131 | -6.8824
MV/LV Substation SU***4047 |  | 20 kV | _ | LV | 630 kVA :Building Structure | 0.63 | --> | 0.63 | 0.5 | 3.5 |  | --> | 0.5985 | 0 | 0 | 0 | 0 | Constrained,otherwise capacity available =500kW. | --> | E12 ex DUNFIRTH | Dunfirth [T122] | DUNFIRTH |  | 53.411 | -6.8764
MV/LV Substation SU***4058 |  | 10 kV | _ | LV | 200 kVA :Kiosk Substation | 0.2 | --> | 0.2 | 0.2 | 4.4 |  | --> | 0.19 | 0 | 0 | 0.2 | 0 |  | --> | C18 ex KINGSCOURT | Kingscourt [T41,T42] | MEATH HILL |  | 53.9011 | -6.8098
MV/LV Substation SU***4067 |  | 20 kV | _ | LV | 400 kVA :Building Structure | 0.4 | --> | 0.4 | 0 | 0 | Constrained,otherwise capacity available =400kVA. | --> | 0.38 | 0 | 0 | 0.4 | 0 |  | --> | E14 ex KILCOCK | Kilcock [T421,T422] | GRIFFINRATH |  | 53.4849 | -6.7272
MV/LV Substation SU***4091 |  | 20 kV | _ | LV | 400 kVA :Building Structure | 0.4 | --> | 0.4 | 0.394 | 9.1 |  | --> | 0.38 | 0 | 0 | 0.40091 | 0 |  | --> | E17 ex ARDNAREE | Ardnaree [T42,T421] | MOY |  | 54.1152 | -9.1411
MV/LV Substation SU***4095 |  | 10 kV | _ | LV | 630 kVA :Building Structure | 0.63 | --> | 0.63 | 0 | 0 | Constrained,otherwise capacity available =500kVA. | --> | 0.5985 | 0 | 0 | 0 | 0 | Constrained,otherwise capacity available =500kW. | --> | C11 ex DONEGAL | Donegal [T41,T42] | CATHALEENS FALL |  | 54.659 | -8.0889
MV/LV Substation SU***4099 |  | 20 kV | _ | LV | 400 kVA :Kiosk Substation | 0.4 | --> | 0.4 | 0.365 | 0.9 |  | --> | 0.38 | 0 | 0.003705 | 0.40528 | 0 |  | --> | E11 ex KILGARVAN | Kilgarvan [T421] | KNOCKEARAGH |  | 51.9053 | -9.44
MV/LV Substation SU***4103 |  | 10 kV | _ | LV | 400 kVA :Building Structure | 0.4 | --> | 0.4 | 0.4 | 2.8 |  | --> | 0.38 | 0 | 0 | 0.4 | 0 |  | --> | C16 ex KILROSS ROAD | Kilross Road [T42] | TIPPERARY |  | 52.4795 | -8.1758
MV/LV Substation SU***4105 |  | 10 kV | _ | LV | 400 kVA :Building Structure | 0.4 | --> | 0.4 | 0 | 0 | Constrained,otherwise capacity available =400kVA. | --> | 0.38 | 0 | 0.008151 | 0 | 0 | Constrained,otherwise capacity available =400kW. | --> | C13 ex ROSCREA | Roscrea [T41,T42] | IKERRIN |  | 52.9562 | -7.8004
MV/LV Substation SU***4115 |  | 10 kV | _ | LV | 630 kVA :Building Structure | 0.63 | --> | 0.63 | 0 | 0 | Constrained,otherwise capacity available =500kVA. | --> | 0.5985 | 0 | 0 | 0.5 | 0 |  | --> | C15 ex KINSALE | Kinsale [T41,T42] | BANDON |  | 51.7076 | -8.5217
MV/LV Substation SU***4138 |  | 20 kV | _ | LV | 400 kVA :Building Structure | 0.4 | --> | 0.4 | 0 | 0 | Constrained,otherwise capacity available =270kVA. | --> | 0.38 | 0 | 0.0741 | 0.41927 | 0 |  | --> | E23 ex ATHENRY | Athenry [T423] | GALWAY 110KV |  | 53.2645 | -8.6073
MV/LV Substation SU***4143 |  | 20 kV | _ | LV | 400 kVA :Building Structure | 0.4 | --> | 0.4 | 0 | 0 | Constrained,otherwise capacity available =391kVA. | --> | 0.38 | 0 | 0 | 0.40136 | 0 |  | --> | E19 ex KILCOCK | Kilcock [T421,T422] | GRIFFINRATH |  | 53.4011 | -6.6662
MV/LV Substation SU***4146 |  | 10 kV | _ | LV | 50 kVA :Pole Substation | 0.05 | --> | 0.05 | 0.05 | 0.1 |  | --> | 0.0475 | 0 | 0 | 0.05 | 0 |  | --> | C16 ex KILCULLEN | Kilcullen [T41,T42,T424] | STRATFORD |  | 53.1064 | -6.8595
MV/LV Substation SU***4153 |  | 20 kV | _ | LV | 200 kVA :Pole Substation | 0.2 | --> | 0.2 | 0.2 | 3.5 |  | --> | 0.19 | 0 | 0 | 0.2 | 0 |  | --> | E15 ex BELVIEW | Belview [T421,T422] | WATERFORD |  | 52.2615 | -7.0389
MV/LV Substation SU***4162 |  | 10 kV | _ | LV | 100 kVA :Pole Substation | 0.1 | --> | 0.1 | 0 | 0 | Constrained,otherwise capacity available =86kVA. | --> | 0.095 | 0 | 0 | 0.1021 | 0 |  | --> | C28 ex CLAREGALWAY | Claregalway [T42,T421] | GALWAY 110KV |  | 53.3426 | -8.9503
MV/LV Substation SU***4162 |  | 10 kV | _ | LV | 400 kVA :Kiosk Substation | 0.4 | --> | 0.4 | 0 | 0 | Constrained,otherwise capacity available =395kVA. | --> | 0.38 | 0 | 0 | 0.40076 | 0 |  | --> | C14 ex BALBRIGGAN | Balbriggan [T42] | GLASMORE |  | 53.6056 | -6.1847
MV/LV Substation SU***4179 |  | 10 kV | _ | LV | 630 kVA :Kiosk Substation | 0.63 | --> | 0.63 | 0.38033 | 0.4 | Constrained,otherwise capacity available =500kVA. | --> | 0.5985 | 0 | 0.00741 | 0.5 | 0 |  | --> | C17 ex CARRICKMINES | Carrickmines [T41,T42] | CARRICKMINES |  | 53.2359 | -6.1965
MV/LV Substation SU***4183 |  | 10 kV | _ | LV | 630 kVA :Building Structure | 0.63 | --> | 0.63 | 0.378 | 3.3 |  | --> | 0.5985 | 0 | 0 | 0.5 | 0 |  | --> | C12 ex LLOYD | Lloyd [T41,T42] | NAVAN |  | 53.7308 | -6.8892
MV/LV Substation SU***4188 |  | 10 kV | _ | LV | 50 kVA :Pole Substation | 0.05 | --> | 0.05 | 0.042 | 3 |  | --> | 0.0475 | 0 | 0 | 0.0512 | 0 |  | --> | C25 ex NENAGH | Nenagh [T41,T42] | NENAGH |  | 52.7738 | -8.0431
MV/LV Substation SU***419 |  | 10 kV | _ | LV | 1000 kVA :Building Structure | 1 | --> | 1 | 0 | 0 | Constrained,otherwise capacity available =500kVA. | --> | 0.95 | 0 | 0.00741 | 0.5 | 0 |  | --> | C18 ex BALLYMOUNT | Ballymount [T41,T42] | INCHICORE 220KV |  | 53.3165 | -6.3407
MV/LV Substation SU***4191 |  | 10 kV | _ | LV | 400 kVA :Building Structure | 0.4 | --> | 0.4 | 0 | 0 | Constrained,otherwise capacity available =400kVA. | --> | 0.38 | 0 | 0 | 0.072493 | 0 | Constrained,otherwise capacity available =400kW. | --> | C16 ex TOOMEVARA | Toomevara [T42] | NENAGH |  | 52.8846 | -7.9441
MV/LV Substation SU***4195 |  | 10 kV | _ | LV | 1000 kVA :Building Structure | 1 | --> | 1 | 0 | 0 | Constrained,otherwise capacity available =500kVA. | --> | 0.95 | 0 | 0 | 0.5 | 0 |  | --> | C20 ex GLOUCESTER PLACE | Gloucester Place [T41,T42] | MCDERMOTT |  | 53.3552 | -6.2561
MV/LV Substation SU***419X |  | 20 kV | _ | LV | 150 kVA :Pole Substation | 0.15 | --> | 0.15 | 0 | 0 | Constrained,otherwise capacity available =103kVA. | --> | 0.1425 | 0 | 0.003705 | 0.15697 | 0 |  | --> | C24 ex ATHLONE | Athlone [T41,T42] | ATHLONE |  | 53.4077 | -7.9869
MV/LV Substation SU***4202 |  | 10 kV | _ | LV | 50 kVA :Pole Substation | 0.05 | --> | 0.05 | 0.05 | 2.4 |  | --> | 0.0475 | 0 | 0 | 0.05 | 0 |  | --> | C11 ex BRAY | Bray [T41,T42] | FASSAROE |  | 53.1885 | -6.1616
MV/LV Substation SU***4214 |  | 10 kV | _ | LV | 400 kVA :Kiosk Substation | 0.4 | --> | 0.4 | 0 | 0 | Constrained,otherwise capacity available =375kVA. | --> | 0.38 | 0 | 0 | 0.40378 | 0 |  | --> | C12 ex CASTLEKNOCK | Castleknock [T41,T42] | FINGLAS |  | 53.3651 | -6.3882
MV/LV Substation SU***4232 |  | 10 kV | _ | LV | 200 kVA :Kiosk Substation | 0.2 | --> | 0.2 | 0.129 | 3 |  | --> | 0.19 | 0 | 0.02223 | 0.2105 | 0 |  | --> | C21 ex NENAGH | Nenagh [T41,T42] | NENAGH |  | 52.861 | -8.2244
MV/LV Substation SU***4236 |  | 10 kV | _ | LV | 400 kVA :Building Structure | 0.4 | --> | 0.4 | 0.4 | 12.2 |  | --> | 0.38 | 0 | 0 | 0.4 | 0 |  | --> | C25 ex BALLYBEG | Ballybeg [T101,T102] | CARRICKMINES |  | 52.9866 | -6.055
MV/LV Substation SU***4237 |  | 10 kV | _ | LV | 630 kVA :Building Structure | 0.63 | --> | 0.63 | 0 | 0 | Constrained,otherwise capacity available =500kVA. | --> | 0.5985 | 0 | 0 | 0 | 0 | Constrained,otherwise capacity available =500kW. | --> | C15 ex BANTRY | Bantry [T41,T42] | BALLYLICKY |  | 51.6816 | -9.4593
MV/LV Substation SU***4238 |  | 10 kV | _ | LV | 400 kVA :Building Structure | 0.4 | --> | 0.4 | 0.366 | 6.4 |  | --> | 0.38 | 0 | 0 | 0.40513 | 0 |  | --> | C18 ex BUSHFIELD | Bushfield [T41,T42] | ATHLONE |  | 53.4343 | -7.9198
MV/LV Substation SU***4239 |  | 10 kV | _ | LV | 50 kVA :Pole Substation | 0.05 | --> | 0.05 | 0.05 | 12.2 |  | --> | 0.0475 | 0 | 0 | 0.05 | 0 |  | --> | C17 ex BALLYBEG | Ballybeg [T101,T102] | CARRICKMINES |  | 52.9717 | -6.077
MV/LV Substation SU***4252 |  | 10 kV | _ | LV | 630 kVA :Building Structure | 0.63 | --> | 0.63 | 0 | 0 | Constrained,otherwise capacity available =500kVA. | --> | 0.5985 | 0 | 0 | 0.5 | 0 |  | --> | C29 ex GRANGE CASTLE | Grange Castle [T101,T102] | INCHICORE 220KV |  | 53.2985 | -6.4965
MV/LV Substation SU***4325 |  | 20 kV | _ | LV | 630 kVA :Building Structure | 0.63 | --> | 0.63 | 0 | 0 | Constrained,otherwise capacity available =500kVA. | --> | 0.5985 | 0 | 0 | 0 | 0 | Constrained,otherwise capacity available =500kW. | --> | E17 ex PORTLAOISE | Portlaoise [T423,T424] | PORTLAOISE |  | 53.0142 | -7.3076
MV/LV Substation SU***4336 |  | 20 kV | _ | LV | 50 kVA :Pole Substation | 0.05 | --> | 0.05 | 0.05 | 0.3 |  | --> | 0.0475 | 0 | 0 | 0.05 | 0 |  | --> | E33 ex TRIM | Trim [T421] | NAVAN |  | 53.4834 | -6.7405
MV/LV Substation SU***4391 |  | 10 kV | _ | LV | 50 kVA :Pole Substation | 0.05 | --> | 0.05 | 0 | 0 | Constrained,otherwise capacity available =46kVA. | --> | 0.0475 | 0 | 0.01482 | 0.050604 | 0 |  | --> | C21 ex TALBOTS INCH | Talbots Inch [T41,T42] | KILKENNY |  | 52.7235 | -7.3036
MV/LV Substation SU***4443 |  | 10 kV | _ | LV | 630 kVA :Building Structure | 0.63 | --> | 0.63 | 0 | 0 | Constrained,otherwise capacity available =314kVA. | --> | 0.5985 | 0 | 0 | 0.5 | 0 |  | --> | C15 ex TUAM NORTH | Tuam North [T41,T42] | CLOON |  | 53.5083 | -8.8712
MV/LV Substation SU***448Z |  | 10 kV | _ | LV | 630 kVA :Kiosk Substation | 0.63 | --> | 0.63 | 0 | 0 | Constrained,otherwise capacity available =500kVA. | --> | 0.5985 | 0 | 0 | 0.5 | 0 |  | --> | C18 ex MACETOWN | Macetown [T101,T102] | MACETOWN |  | 53.4087 | -6.4418
MV/LV Substation SU***449Z |  | 10 kV | _ | LV | 400 kVA :Kiosk Substation | 0.4 | --> | 0.4 | 0 | 0 | Constrained,otherwise capacity available =265kVA. | --> | 0.38 | 0 | 0.001482 | 0.42 | 0 |  | --> | C18 ex MACETOWN | Macetown [T101,T102] | MACETOWN |  | 53.4086 | -6.4436
MV/LV Substation SU***4526 |  | 20 kV | _ | LV | 400 kVA :Kiosk Substation | 0.4 | --> | 0.4 | 0 | 0 | Constrained,otherwise capacity available =262kVA. | --> | 0.38 | 0 | 0 | 0.42043 | 0 |  | --> | E14 ex BALLINDERRY | Ballinderry [T41,T422] | MULLINGAR |  | 53.4522 | -7.1084
MV/LV Substation SU***455Y |  | 10 kV | _ | LV | 630 kVA :Building Structure | 0.63 | --> | 0.63 | 0.5 | 3.8 |  | --> | 0.5985 | 0 | 0 | 0.5 | 0 |  | --> | C13 ex WATERFORD | Waterford [T41,T42] | WATERFORD |  | 52.264 | -7.1205
MV/LV Substation SU***457X |  | 10 kV | _ | LV | 1000 kVA :Building Structure | 1 | --> | 1 | 0.5 | 18.8 |  | --> | 0.95 | 0 | 0 | 0.5 | 0 |  | --> | C38 ex BEDFORD ROW | Bedford Row [T41,T42,T43,T44] | FRANCIS STREET |  | 53.3437 | -6.26
MV/LV Substation SU***4589 |  | 20 kV | _ | LV | 50 kVA :Pole Substation | 0.05 | --> | 0.05 | 0 | 0 | Constrained,otherwise capacity available =48kVA. | --> | 0.0475 | 0 | 0 | 0.050303 | 0 |  | --> | C17 ex BALLYGAR | Ballygar [T41,T42] | ATHLONE |  | 53.4946 | -8.601
MV/LV Substation SU***471 |  | 10 kV | _ | LV | 400 kVA :Kiosk Substation | 0.4 | --> | 0.4 | 0.28 | 10 |  | --> | 0.38 | 0 | 0.005187 | 0.41782 | 0 |  | --> | C12 ex HAROLDS CROSS | Harolds Cross [T101,T102] | POOLBEG |  | 53.3245 | -6.2879
MV/LV Substation SU***479X |  | 10 kV | _ | LV | 630 kVA :Kiosk Substation | 0.63 | --> | 0.63 | 0 | 0 | Constrained,otherwise capacity available =500kVA. | --> | 0.5985 | 0 | 0 | 0.5 | 0 |  | --> | C13 ex CARRICK ON SHANNON | Carrick On Shannon [T41,T42] | CARRICK ON SHANNON |  | 53.9476 | -8.0906
MV/LV Substation SU***481X |  | 20 kV | _ | LV | 50 kVA :Pole Substation | 0.05 | --> | 0.05 | 0 | 0 | Constrained,otherwise capacity available =27kVA. | --> | 0.0475 | 0 | 0 | 0.053377 | 0 |  | --> | E16 ex MILLTOWN (SR) | Milltown (sr) [T421,T422] | OUGHTRAGH |  | 52.1108 | -9.7923
MV/LV Substation SU***481X |  | 20 kV | _ | LV | 50 kVA :Pole Substation | 0.05 | --> | 0.05 | 0 | 0 | Constrained,otherwise capacity available =50kVA. | --> | 0.0475 | 0 | 0 | 0.05 | 0 |  | --> | C26 ex KILBARRY | Kilbarry [T101,T43] | KILBARRY |  | 51.9281 | -8.5175
MV/LV Substation SU***486X |  | 20 kV | _ | LV | 100 kVA :Pole Substation | 0.1 | --> | 0.1 | 0 | 0 | Constrained,otherwise capacity available =85kVA. | --> | 0.095 | 0 | 0.003705 | 0.10225 | 0 |  | --> | E16 ex MILLTOWN (SR) | Milltown (sr) [T421,T422] | OUGHTRAGH |  | 52.1096 | -9.7934
MV/LV Substation SU***486X |  | 20 kV | _ | LV | 400 kVA :Building Structure | 0.4 | --> | 0.4 | 0 | 0 | Constrained,otherwise capacity available =353kVA. | --> | 0.38 | 0 | 0 | 0.40707 | 0 |  | --> | E11 ex BALLYHALE | Ballyhale [T42,T421] | KILKENNY |  | 52.5305 | -7.1398
MV/LV Substation SU***490X |  | 20 kV | _ | LV | 400 kVA :Kiosk Substation | 0.4 | --> | 0.4 | 0 | 0 | Constrained,otherwise capacity available =310kVA. | --> | 0.38 | 0 | 0.006669 | 0.41344 | 0 |  | --> | E14 ex KILCOCK | Kilcock [T421,T422] | GRIFFINRATH |  | 53.4829 | -6.7318
MV/LV Substation SU***493 |  | 10 kV | _ | LV | 50 kVA :Pole Substation | 0.05 | --> | 0.05 | 0 | 0 | Constrained,otherwise capacity available =40kVA. | --> | 0.0475 | 0 | 0 | 0.051496 | 0 |  | --> | C20 ex ORANMORE | Oranmore [T41,T44] | GALWAY 110KV |  | 53.3111 | -8.8965
MV/LV Substation SU***497X |  | 20 kV | _ | LV | 630 kVA :Kiosk Substation | 0.63 | --> | 0.63 | 0 | 0 | Constrained,otherwise capacity available =500kVA. | --> | 0.5985 | 0 | 0 | 0.5 | 0 |  | --> | E14 ex KILCOCK | Kilcock [T421,T422] | GRIFFINRATH |  | 53.4842 | -6.7286
MV/LV Substation SU***497X |  | 10 kV | _ | LV | 50 kVA :Pole Substation | 0.05 | --> | 0.05 | 0 | 0 | Constrained,otherwise capacity available =34kVA. | --> | 0.0475 | 0 | 0.00741 | 0.052373 | 0 |  | --> | C17 ex ROSEHILL | Rosehill [T41,T42] | KILKENNY |  | 52.5834 | -7.3055
MV/LV Substation SU***508Y |  | 10 kV | _ | LV | 630 kVA :Building Structure | 0.63 | --> | 0.63 | 0 | 0 | Constrained,otherwise capacity available =440kVA. | --> | 0.5985 | 0 | 0.003705 | 0.5 | 0 |  | --> | C13 ex ROSCOMMON | Roscommon [T41,T42] | LANESBORO |  | 53.6299 | -8.1886
MV/LV Substation SU***514Y |  | 10 kV | _ | LV | 200 kVA :Pole Substation | 0.2 | --> | 0.2 | 0 | 0 | Constrained,otherwise capacity available =133kVA. | --> | 0.19 | 0 | 0.011115 | 0.20993 | 0 |  | --> | C15 ex KINSALE | Kinsale [T41,T42] | BANDON |  | 51.7026 | -8.5012
MV/LV Substation SU***530Y |  | 10 kV | _ | LV | 400 kVA :Kiosk Substation | 0.4 | --> | 0.4 | 0 | 0 | Constrained,otherwise capacity available =320kVA. | --> | 0.38 | 0 | 0 | 0.41197 | 0 |  | --> | C11 ex POLLERTON | Pollerton [T41,T42] | CARLOW |  | 52.8484 | -6.9033
MV/LV Substation SU***545 |  | 10 kV | _ | LV | 630 kVA :Kiosk Substation | 0.63 | --> | 0.63 | 0 | 0 | Constrained,otherwise capacity available =500kVA. | --> | 0.5985 | 0 | 0.032604 | 0.5 | 0 |  | --> | C28 ex CLAREGALWAY | Claregalway [T42,T421] | GALWAY 110KV |  | 53.3414 | -8.9465
MV/LV Substation SU***547 |  | 10 kV | _ | LV | 400 kVA :Kiosk Substation | 0.4 | --> | 0.4 | 0.4 | 1.4 |  | --> | 0.38 | 0 | 0 | 0.4 | 0 |  | --> | C14 ex RINEANNA | Rineanna [T41,T42] | DRUMLINE |  | 52.7627 | -8.8997
MV/LV Substation SU***547Y |  | 10 kV | _ | LV | 400 kVA :Building Structure | 0.4 | --> | 0.4 | 0 | 0 | Constrained,otherwise capacity available =400kVA. | --> | 0.38 | 0 | 0 | 0 | 0 | Constrained,otherwise capacity available =400kW. | --> | C16 ex RATHDOWNEY | Rathdowney [T42] | IKERRIN |  | 52.8541 | -7.5835
MV/LV Substation SU***548 |  | 10 kV | _ | LV | 100 kVA :Pole Substation | 0.1 | --> | 0.1 | 0 | 0 | Constrained,otherwise capacity available =49kVA. | --> | 0.095 | 0 | 0.002223 | 0.10746 | 0 |  | --> | C14 ex GREYSTONES | Greystones [T41,T42] | FASSAROE |  | 53.1598 | -6.1304
MV/LV Substation SU***549Y |  | 10 kV | _ | LV | 400 kVA :Kiosk Substation | 0.4 | --> | 0.4 | 0.338 | 5.9 |  | --> | 0.38 | 0 | 0.008151 | 0.40931 | 0 |  | --> | C12 ex CASHEL | Cashel [T41,T42] | CAHIR |  | 52.5085 | -7.883
MV/LV Substation SU***553Y |  | 10 kV | _ | LV | 630 kVA :Building Structure | 0.63 | --> | 0.63 | 0 | 0 | Constrained,otherwise capacity available =500kVA. | --> | 0.5985 | 0 | 0 | 0.5 | 0 |  | --> | C12 ex TRAMORE | Tramore [T41,T42] | BUTLERSTOWN |  | 52.1643 | -7.1624
MV/LV Substation SU***559 |  | 10 kV | _ | LV | 25 kVA :Pole Substation | 0.025 | --> | 0.025 | 0 | 0 | Constrained,otherwise capacity available =19kVA. | --> | 0.02375 | 0 | 0 | 0.025895 | 0 |  | --> | C28 ex CLAREGALWAY | Claregalway [T42,T421] | GALWAY 110KV |  | 53.3306 | -8.9633
MV/LV Substation SU***566Y |  | 10 kV | _ | LV | 630 kVA :Building Structure | 0.63 | --> | 0.63 | 0 | 0 | Constrained,otherwise capacity available =500kVA. | --> | 0.5985 | 0 | 0 | 0.5 | 0 |  | --> | C21 ex CASTLETROY | Castletroy [T41,T42] | ARDNACRUSHA |  | 52.6665 | -8.5517
MV/LV Substation SU***577Y |  | 20 kV | _ | LV | 100 kVA :Pole Substation | 0.1 | --> | 0.1 | 0 | 0 | Constrained,otherwise capacity available =69kVA. | --> | 0.095 | 0 | 0.003705 | 0.1046 | 0 |  | --> | E21 ex CURRALEIGH | Curraleigh [T421,T422] | KILBARRY |  | 51.9365 | -8.5837
MV/LV Substation SU***578Z |  | 10 kV | _ | LV | 400 kVA :Kiosk Substation | 0.4 | --> | 0.4 | 0.036794 | 0 | Constrained,otherwise capacity available =299kVA. | --> | 0.38 | 0 | 0 | 0.41505 | 0 |  | --> | C19 ex CALLAN | Callan [T41,T42] | KILKENNY |  | 52.5429 | -7.3902
MV/LV Substation SU***579Z |  | 10 kV | _ | LV | 630 kVA :Building Structure | 0.63 | --> | 0.63 | 0 | 0 | Constrained,otherwise capacity available =464kVA. | --> | 0.5985 | 0 | 0.041496 | 0.5 | 0 |  | --> | C12 ex TOGHER | Togher [T41,T42] | TRABEG |  | 51.8839 | -8.4887
MV/LV Substation SU***581X |  | 10 kV | _ | LV | 1000 kVA :Building Structure | 1 | --> | 1 | 0 | 0 | Constrained,otherwise capacity available =500kVA. | --> | 0.95 | 0 | 0 | 0.5 | 0 |  | --> | C15 ex LUCAN EAST | Lucan East [T41,T42] | GRANGE CASTLE |  | 53.3491 | -6.453
MV/LV Substation SU***592Y |  | 10 kV | _ | LV | 630 kVA :Building Structure | 0.63 | --> | 0.63 | 0 | 0 | Constrained,otherwise capacity available =500kVA. | --> | 0.5985 | 0 | 0 | 0 | 0 | Constrained,otherwise capacity available =500kW. | --> | C13 ex FERMOY NORTH | Fermoy North [T41,T42] | BARRYMORE |  | 52.1378 | -8.2666
MV/LV Substation SU***593 |  | 20 kV | _ | LV | 50 kVA :Pole Substation | 0.05 | --> | 0.05 | 0 | 0 | Constrained,otherwise capacity available =38kVA. | --> | 0.0475 | 0 | 0.016302 | 0.05179 | 0 |  | --> | E33 ex CAPPAMORE | Cappamore [T41,T42] | ARDNACRUSHA |  | 52.5781 | -8.3342
MV/LV Substation SU***594X |  | 10 kV | _ | LV | 200 kVA :Building Structure | 0.2 | --> | 0.2 | 0 | 0 | Constrained,otherwise capacity available =105kVA. | --> | 0.19 | 0 | 0.031122 | 0.21393 | 0 |  | --> | C13 ex ATHGARVAN | Athgarvan [T41,T44] | NEWBRIDGE |  | 53.1595 | -6.8096
MV/LV Substation SU***596Z |  | 10 kV | _ | LV | 400 kVA :Kiosk Substation | 0.4 | --> | 0.4 | 0.366 | 13.2 |  | --> | 0.38 | 0 | 0 | 0.40513 | 0 |  | --> | C26 ex ARTANE | Artane [T101,T102] | FINGLAS |  | 53.3811 | -6.2084
MV/LV Substation SU***598 |  | 10 kV | _ | LV | 200 kVA :Pole Substation | 0.2 | --> | 0.2 | 0.105 | 1.2 |  | --> | 0.19 | 0 | 0 | 0.21393 | 0 |  | --> | E16 ex CRATLOE | Cratloe [T421,T422] | ARDNACRUSHA |  | 52.6858 | -8.6986
MV/LV Substation SU***603X |  | 10 kV | _ | LV | 1000 kVA :Building Structure | 1 | --> | 1 | 0 | 0 | Constrained,otherwise capacity available =500kVA. | --> | 0.95 | 0 | 0 | 0.5 | 0 |  | --> | C20 ex BELGARD | Belgard [T41,T42] | COOKSTOWN |  | 53.2869 | -6.3705
MV/LV Substation SU***604X |  | 10 kV | _ | LV | 200 kVA :Kiosk Substation | 0.2 | --> | 0.2 | 0 | 0 | Constrained,otherwise capacity available =179kVA. | --> | 0.19 | 0 | 0 | 0.20316 | 0 |  | --> | C18 ex HEADFORD ROAD | Headford Road [T41,T42] | GALWAY 110KV |  | 53.2891 | -9.0406
MV/LV Substation SU***604X |  | 10 kV | _ | LV | 1000 kVA :Building Structure | 1 | --> | 1 | 0.5 | 14.2 |  | --> | 0.95 | 0 | 0 | 0.5 | 0 |  | --> | C18 ex COOKSTOWN | Cookstown [T101,T102] | CARRICKMINES |  | 53.2858 | -6.3707
MV/LV Substation SU***605X |  | 10 kV | _ | LV | 1000 kVA :Building Structure | 1 | --> | 1 | 0.5 | 14.2 |  | --> | 0.95 | 0 | 0 | 0.5 | 0 |  | --> | C18 ex COOKSTOWN | Cookstown [T101,T102] | CARRICKMINES |  | 53.2861 | -6.3726
MV/LV Substation SU***606X |  | 10 kV | _ | LV | 630 kVA :Building Structure | 0.63 | --> | 0.63 | 0.5 | 14.2 |  | --> | 0.5985 | 0 | 0 | 0.5 | 0 |  | --> | C18 ex COOKSTOWN | Cookstown [T101,T102] | CARRICKMINES |  | 53.2867 | -6.3734
MV/LV Substation SU***615 |  | 20 kV | _ | LV | 50 kVA :Pole Substation | 0.05 | --> | 0.05 | 0 | 0 | Constrained,otherwise capacity available =49kVA. | --> | 0.0475 | 0 | 0.00741 | 0 | 0 | Constrained,otherwise capacity available =50.2kW. | --> | C21 ex MILFORD (NR) | Milford (nr) [T41,T42] | LETTERKENNY |  | 55.1977 | -7.8609
MV/LV Substation SU***625X |  | 20 kV | _ | LV | 400 kVA :Kiosk Substation | 0.4 | --> | 0.4 | 0 | 0 | Constrained,otherwise capacity available =345kVA. | --> | 0.38 | 0 | 0.018525 | 0.40827 | 0 |  | --> | E14 ex KILCOCK | Kilcock [T421,T422] | GRIFFINRATH |  | 53.4838 | -6.7291
MV/LV Substation SU***651X |  | 10 kV | _ | LV | 200 kVA :Kiosk Substation | 0.2 | --> | 0.2 | 0 | 0 | Constrained,otherwise capacity available =127kVA. | --> | 0.19 | 0 | 0.018525 | 0 | 0 | Constrained,otherwise capacity available =210.8kW. | --> | E18 ex WINDSOR | Windsor [T421,T422] | CASTLEBAR |  | 53.8634 | -9.2824
MV/LV Substation SU***652Z |  | 10 kV | _ | LV | 400 kVA :Building Structure | 0.4 | --> | 0.4 | 0.385 | 1.4 |  | --> | 0.38 | 0 | 0 | 0.40227 | 0 |  | --> | E17 ex KILLINICK | Killinick [T421,T422] | WEXFORD |  | 52.2509 | -6.3438
MV/LV Substation SU***660Z |  | 20 kV | _ | LV | 400 kVA :Kiosk Substation | 0.4 | --> | 0.4 | 0 | 0 | Constrained,otherwise capacity available =360kVA. | --> | 0.38 | 0 | 0 | 0.40603 | 0 |  | --> | E17 ex BALTRASNA | Baltrasna [T121,T122] | BALTRASNA |  | 53.5099 | -6.5391
MV/LV Substation SU***673 |  | 10 kV | _ | LV | 400 kVA :Kiosk Substation | 0.4 | --> | 0.4 | 0 | 0 | Constrained,otherwise capacity available =310kVA. | --> | 0.38 | 0 | 0.004446 | 0.41344 | 0 |  | --> | C19 ex DUNDRUM | Dundrum [T41,T42] | BLACKROCK |  | 53.295 | -6.2437
MV/LV Substation SU***678X |  | 20 kV | _ | LV | 400 kVA :Kiosk Substation | 0.4 | --> | 0.4 | 0 | 0 | Constrained,otherwise capacity available =325kVA. | --> | 0.38 | 0 | 0.00741 | 0.41123 | 0 |  | --> | E14 ex KILCOCK | Kilcock [T421,T422] | GRIFFINRATH |  | 53.4827 | -6.7343
MV/LV Substation SU***695Z |  | 10 kV | _ | LV | 630 kVA :Building Structure | 0.63 | --> | 0.63 | 0.406 | 6 |  | --> | 0.5985 | 0 | 0 | 0.5 | 0 |  | --> | C19 ex TRABEG | Trabeg [T101,T102] | TRABEG |  | 51.8682 | -8.4524
MV/LV Substation SU***707Z |  | 10 kV | _ | LV | 400 kVA :Kiosk Substation | 0.4 | --> | 0.4 | 0 | 0 | Constrained,otherwise capacity available =314kVA. | --> | 0.38 | 0 | 0 | 0.41285 | 0 |  | --> | C17 ex KILBARRY | Kilbarry [T101,T43] | KILBARRY |  | 51.9094 | -8.467
MV/LV Substation SU***714 |  | 10 kV | _ | LV | 75 kVA :Pole Substation | 0.075 | --> | 0.075 | 0.061 | 0.4 |  | --> | 0.07125 | 0 | 0.002964 | 0.077097 | 0 |  | --> | C17 ex CARRICKMINES | Carrickmines [T41,T42] | CARRICKMINES |  | 53.2312 | -6.1931
MV/LV Substation SU***726X |  | 10 kV | _ | LV | 200 kVA :Kiosk Substation | 0.2 | --> | 0.2 | 0 | 0 | Constrained,otherwise capacity available =19kVA. | --> | 0.19 | 0 | 0.005928 | 0.2257 | 0 |  | --> | C12 ex WHITESTOWN | Whitestown [T41,T42] | COOKSTOWN |  | 53.2802 | -6.4083
MV/LV Substation SU***728 |  | 10 kV | _ | LV | 1000 kVA :Building Structure | 1 | --> | 1 | 0.5 | 1.5 |  | --> | 0.95 | 0 | 0 | 0.5 | 0 |  | --> | C22 ex MONKSTOWN | Monkstown [T41,T42] | BLACKROCK |  | 53.3014 | -6.1794
MV/LV Substation SU***729Y |  | 10 kV | _ | LV | 630 kVA :Kiosk Substation | 0.63 | --> | 0.63 | 0 | 0 | Constrained,otherwise capacity available =500kVA. | --> | 0.5985 | 0 | 0 | 0 | 0 | Constrained,otherwise capacity available =500kW. | --> | C22 ex PORTLAOISE | Portlaoise [T41,T42] | PORTLAOISE |  | 53.0447 | -7.2675
MV/LV Substation SU***739 |  | 10 kV | _ | LV | 400 kVA :Kiosk Substation | 0.4 | --> | 0.4 | 0.321 | 2.4 |  | --> | 0.38 | 0 | 0 | 0.41182 | 0 |  | --> | C11 ex BRAY | Bray [T41,T42] | FASSAROE |  | 53.1906 | -6.1642
MV/LV Substation SU***741 |  | 10 kV | _ | LV | 50 kVA :Pole Substation | 0.05 | --> | 0.05 | 0 | 0 | Constrained,otherwise capacity available =41kVA. | --> | 0.0475 | 0 | 0 | 0.051348 | 0 |  | --> | C23 ex MACETOWN | Macetown [T101,T102] | MACETOWN |  | 53.4046 | -6.4479
MV/LV Substation SU***742 |  | 10 kV | _ | LV | 50 kVA :Pole Substation | 0.05 | --> | 0.05 | 0.022 | 0.1 |  | --> | 0.0475 | 0 | 0 | 0.05408 | 0 |  | --> | C16 ex KILCULLEN | Kilcullen [T41,T42,T424] | STRATFORD |  | 53.1068 | -6.8625
MV/LV Substation SU***746Z |  | 10 kV | _ | LV | 400 kVA :Building Structure | 0.4 | --> | 0.4 | 0 | 0 | Constrained,otherwise capacity available =400kVA. | --> | 0.38 | 0 | 0 | 0.4 | 0 |  | --> | C22 ex BALLINCOLLIG | Ballincollig [T41,T42] | KILBARRY |  | 51.8851 | -8.6078
MV/LV Substation SU***761 |  | 20 kV | _ | LV | 200 kVA :Kiosk Substation | 0.2 | --> | 0.2 | 0 | 0 | Constrained,otherwise capacity available =121kVA. | --> | 0.19 | 0 | 0.034086 | 0 | 0 | Constrained,otherwise capacity available =211.7kW. | --> | E17 ex FOXHOLE | Foxhole [T421,T422] | DUNGARVAN |  | 51.9423 | -7.8629
MV/LV Substation SU***765X |  | 10 kV | _ | LV | 200 kVA :Kiosk Substation | 0.2 | --> | 0.2 | 0.078 | 14.2 |  | --> | 0.19 | 0 | 0.008892 | 0.21771 | 0 |  | --> | C23 ex COOKSTOWN | Cookstown [T101,T102] | CARRICKMINES |  | 53.2822 | -6.4092
MV/LV Substation SU***767Y |  | 20 kV | _ | LV | 50 kVA :Pole Substation | 0.05 | --> | 0.05 | 0 | 0 | Constrained,otherwise capacity available =49kVA. | --> | 0.0475 | 0 | 0 | 0.050152 | 0 |  | --> | E16 ex FINEA | Finea [T421,T422] | SHANKILL |  | 53.877 | -7.5395
MV/LV Substation SU***768 |  | 10 kV | _ | LV | 400 kVA :Kiosk Substation | 0.4 | --> | 0.4 | 0 | 0 | Constrained,otherwise capacity available =225kVA. | --> | 0.38 | 0 | 0.039273 | 0.42573 | 0 |  | --> | C12 ex COOLMINE | Coolmine [T41,T42] | FINGLAS |  | 53.3878 | -6.3875
MV/LV Substation SU***777 |  | 20 kV | _ | LV | 50 kVA :Pole Substation | 0.05 | --> | 0.05 | 0.043 | 4.4 |  | --> | 0.0475 | 0 | 0 | 0.051052 | 0 |  | --> | E17 ex CRANE | Crane [T122] | CRANE |  | 52.5413 | -6.5104
MV/LV Substation SU***788X |  | 10 kV | _ | LV | 400 kVA :Kiosk Substation | 0.4 | --> | 0.4 | 0 | 0 | Constrained,otherwise capacity available =260kVA. | --> | 0.38 | 0 | 0.02223 | 0.42072 | 0 |  | --> | C20 ex OLDBAWN | Oldbawn [T41,T42] | COOKSTOWN |  | 53.2811 | -6.3648
MV/LV Substation SU***793X |  | 10 kV | _ | LV | 400 kVA :Kiosk Substation | 0.4 | --> | 0.4 | 0 | 0 | Constrained,otherwise capacity available =341kVA. | --> | 0.38 | 0 | 0 | 0.40886 | 0 |  | --> | C12 ex FORTUNESTOWN | Fortunestown [T101,T102] | INCHICORE 220KV |  | 53.2842 | -6.4088
MV/LV Substation SU***795X |  | 10 kV | _ | LV | 200 kVA :Pole Substation | 0.2 | --> | 0.2 | 0.137 | 0.1 |  | --> | 0.19 | 0 | 0 | 0.20935 | 0 |  | --> | C16 ex KILCULLEN | Kilcullen [T41,T42,T424] | STRATFORD |  | 53.1076 | -6.8606
MV/LV Substation SU***795X |  | 10 kV | _ | LV | 200 kVA :Pole Substation | 0.2 | --> | 0.2 | 0 | 0 | Constrained,otherwise capacity available =163kVA. | --> | 0.19 | 0 | 0.02223 | 0.20554 | 0 |  | --> | E11 ex ASHBOURNE | Ashbourne [T421,T422] | FINGLAS |  | 53.4424 | -6.3479
MV/LV Substation SU***820Y |  | 20 kV | _ | LV | 400 kVA :Building Structure | 0.4 | --> | 0.4 | 0 | 0 | Constrained,otherwise capacity available =377kVA. | --> | 0.38 | 0 | 0 | 0.40348 | 0 |  | --> | C11 ex KILDARE | Kildare [T41,T42] | NEWBRIDGE |  | 53.1426 | -7.0581
MV/LV Substation SU***820Y |  | 10 kV | _ | LV | 200 kVA :Kiosk Substation | 0.2 | --> | 0.2 | 0.132 | 13.1 |  | --> | 0.19 | 0 | 0.01482 | 0.21007 | 0 |  | --> | C12 ex MONREAD | Monread [T101,T102] | MONREAD |  | 53.2148 | -6.6524
MV/LV Substation SU***831X |  | 10 kV | _ | LV | 50 kVA :Pole Substation | 0.05 | --> | 0.05 | 0.049 | 0.1 |  | --> | 0.0475 | 0 | 0.003705 | 0.050152 | 0 |  | --> | C16 ex KILCULLEN | Kilcullen [T41,T42,T424] | STRATFORD |  | 53.1082 | -6.8561
MV/LV Substation SU***834X |  | 20 kV | _ | LV | 50 kVA :Pole Substation | 0.05 | --> | 0.05 | 0 | 0 | Constrained,otherwise capacity available =44kVA. | --> | 0.0475 | 0 | 0 | 0.050903 | 0 |  | --> | E14 ex KILCOCK | Kilcock [T421,T422] | GRIFFINRATH |  | 53.4774 | -6.718
MV/LV Substation SU***841X |  | 10 kV | _ | LV | 400 kVA :Kiosk Substation | 0.4 | --> | 0.4 | 0 | 0 | Constrained,otherwise capacity available =196kVA. | --> | 0.38 | 0 | 0.010374 | 0.42984 | 0 |  | --> | C12 ex FORTUNESTOWN | Fortunestown [T101,T102] | INCHICORE 220KV |  | 53.2844 | -6.4108
MV/LV Substation SU***856 |  | 10 kV | _ | LV | 50 kVA :Pole Substation | 0.05 | --> | 0.05 | 0.022 | 0.9 |  | --> | 0.0475 | 0 | 0 | 0.05408 | 0 |  | --> | C16 ex KENMARE | Kenmare [T42] | KNOCKEARAGH |  | 51.8873 | -9.5835
MV/LV Substation SU***869 |  | 10 kV | _ | LV | 400 kVA :Kiosk Substation | 0.4 | --> | 0.4 | 0.375 | 2.2 |  | --> | 0.38 | 0 | 0.03705 | 0.40378 | 0 |  | --> | C24 ex BAILIEBORO | Bailieboro [T41,T42] | MEATH HILL |  | 53.9169 | -6.9721
MV/LV Substation SU***873X |  | 10 kV | _ | LV | 1000 kVA :Building Structure | 1 | --> | 1 | 0.5 | 18.8 |  | --> | 0.95 | 0 | 0 | 0.5 | 0 |  | --> | C38 ex BEDFORD ROW | Bedford Row [T41,T42,T43,T44] | FRANCIS STREET |  | 53.3437 | -6.26
MV/LV Substation SU***874Z |  | 10 kV | _ | LV | 100 kVA :Pole Substation | 0.1 | --> | 0.1 | 0.095 | 0.1 |  | --> | 0.095 | 0 | 0 | 0.10076 | 0 |  | --> | C16 ex KILCULLEN | Kilcullen [T41,T42,T424] | STRATFORD |  | 53.1277 | -6.7621
MV/LV Substation SU***884 |  | 10 kV | _ | LV | 50 kVA :Pole Substation | 0.05 | --> | 0.05 | 0 | 0 | Constrained,otherwise capacity available =33kVA. | --> | 0.0475 | 0 | 0.004446 | 0.052518 | 0 |  | --> | C28 ex CLAREGALWAY | Claregalway [T42,T421] | GALWAY 110KV |  | 53.3482 | -8.9427
MV/LV Substation SU***885 |  | 10 kV | _ | LV | 630 kVA :Building Structure | 0.63 | --> | 0.63 | 0 | 0 | Constrained,otherwise capacity available =344kVA. | --> | 0.5985 | 0 | 0.005928 | 0.5 | 0 |  | --> | C13 ex GLOUCESTER PLACE | Gloucester Place [T41,T42] | MCDERMOTT |  | 53.3567 | -6.2518
MV/LV Substation SU***886Y |  | 10 kV | _ | LV | 400 kVA :Kiosk Substation | 0.4 | --> | 0.4 | 0 | 0 | Constrained,otherwise capacity available =366kVA. | --> | 0.38 | 0 | 0 | 0.40513 | 0 |  | --> | C14 ex NAAS | Naas [T41,T42] | KILTEEL |  | 53.2149 | -6.6647
MV/LV Substation SU***892X |  | 10 kV | _ | LV | 630 kVA :Building Structure | 0.63 | --> | 0.63 | 0.5 | 13.1 |  | --> | 0.5985 | 0 | 0 | 0.5 | 0 |  | --> | C22 ex MONREAD | Monread [T101,T102] | MONREAD |  | 53.2198 | -6.6637
MV/LV Substation SU***894Y |  | 10 kV | _ | LV | 200 kVA :Kiosk Substation | 0.2 | --> | 0.2 | 0.187 | 1.7 |  | --> | 0.19 | 0 | 0 | 0.20196 | 0 |  | --> | C13 ex ATHY | Athy [T101,T102] | ATHY |  | 52.9908 | -6.9864
MV/LV Substation SU***897 |  | 10 kV | _ | LV | 200 kVA :Building Structure | 0.2 | --> | 0.2 | 0 | 0 | Constrained,otherwise capacity available =189kVA. | --> | 0.19 | 0 | 0 | 0.20166 | 0 |  | --> | C18 ex DENNEHYS CROSS | Dennehys Cross [T41,T42] | TRABEG |  | 51.8901 | -8.5213
MV/LV Substation SU***919 |  | 10 kV | _ | LV | 400 kVA :Kiosk Substation | 0.4 | --> | 0.4 | 0.293 | 2.4 |  | --> | 0.38 | 0 | 0.013338 | 0.41593 | 0 |  | --> | C14 ex BRAY | Bray [T41,T42] | FASSAROE |  | 53.187 | -6.1275
MV/LV Substation SU***927Y |  | 10 kV | _ | LV | 1000 kVA :Building Structure | 1 | --> | 1 | 0 | 0 | Constrained,otherwise capacity available =500kVA. | --> | 0.95 | 0 | 0.02964 | 0.5 | 0 |  | --> | C13 ex ROCHES STREET | Roches Street [T41,T42] | LIMERICK |  | 52.662 | -8.6198
MV/LV Substation SU***930 |  | 10 kV | _ | LV | 1000 kVA :Building Structure | 1 | --> | 1 | 0 | 0 | Constrained,otherwise capacity available =500kVA. | --> | 0.95 | 0 | 0 | 0.5 | 0 |  | --> | C19 ex POLLERTON | Pollerton [T41,T42] | CARLOW |  | 52.8352 | -6.9289
MV/LV Substation SU***936 |  | 20 kV | _ | LV | 50 kVA :Pole Substation | 0.05 | --> | 0.05 | 0.031 | 19.8 |  | --> | 0.0475 | 0 | 0 | 0.052806 | 0 |  | --> | E19 ex MULLAGHARLIN | Mullagharlin [T121,T122] | MULLAGHARLIN |  | 53.9553 | -6.514
MV/LV Substation SU***943 |  | 10 kV | _ | LV | 400 kVA :Kiosk Substation | 0.4 | --> | 0.4 | 0.348 | 0.9 |  | --> | 0.38 | 0 | 0 | 0.40782 | 0 |  | --> | C16 ex KENMARE | Kenmare [T42] | KNOCKEARAGH |  | 51.8878 | -9.5814
MV/LV Substation SU***943X |  | 20 kV | _ | LV | 50 kVA :Pole Substation | 0.05 | --> | 0.05 | 0 | 0 | Constrained,otherwise capacity available =48kVA. | --> | 0.0475 | 0 | 0 | 0.050303 | 0 |  | --> | E17 ex CREAGH | Creagh [T421,T422] | ATHLONE |  | 53.3211 | -8.187
MV/LV Substation SU***947X |  | 10 kV | _ | LV | 400 kVA :Building Structure | 0.4 | --> | 0.4 | 0.4 | 7.8 |  | --> | 0.38 | 0 | 0 | 0.4 | 0 |  | --> | C13 ex CARROWBEG | Carrowbeg [T41,T42] | CARROWBEG |  | 53.7982 | -9.5244
MV/LV Substation SU***959X |  | 20 kV | _ | LV | 50 kVA :Pole Substation | 0.05 | --> | 0.05 | 0 | 0 | Constrained,otherwise capacity available =43kVA. | --> | 0.0475 | 0 | 0 | 0 | 0 | Constrained,otherwise capacity available =51.1kW. | --> | E13 ex ABBEYLEIX | Abbeyleix [T422] | PORTLAOISE |  | 52.9191 | -7.3565
MV/LV Substation SU***999 |  | 10 kV | _ | LV | 400 kVA :Kiosk Substation | 0.4 | --> | 0.4 | 0 | 0 | Constrained,otherwise capacity available =367kVA. | --> | 0.38 | 0 | 0.004446 | 0.40498 | 0 |  | --> | C13 ex CARRICK ON SHANNON | Carrick On Shannon [T41,T42] | CARRICK ON SHANNON |  | 53.9474 | -8.085
MV/LV Substation SW***011 |  | 10 kV | _ | LV | 200 kVA :Building Structure | 0.2 | --> | 0.2 | 0.137 | 2 |  | --> | 0.19 | 0 | 0.001482 | 0 | 0 | Constrained,otherwise capacity available =209.3kW. | --> | E15 ex BALLYMACARRY | Ballymacarry [T421] | TRILLICK |  | 55.1295 | -7.462
MV/LV Substation SW***017 |  | 10 kV | _ | LV | 200 kVA :Pole Substation | 0.2 | --> | 0.2 | 0 | 0 | Constrained,otherwise capacity available =94kVA. | --> | 0.19 | 0 | 0 | 0.21548 | 0 |  | --> | C11 ex CHARLESTOWN | Charlestown [T41] | TONROE |  | 53.9599 | -8.802
MV/LV Substation SW***025 |  | 10 kV | _ | LV | 200 kVA :Pole Substation | 0.2 | --> | 0.2 | 0 | 0 | Constrained,otherwise capacity available =193kVA. | --> | 0.19 | 0 | 0 | 0.20106 | 0 |  | --> | C12 ex ROSCOMMON | Roscommon [T41,T42] | LANESBORO |  | 53.6302 | -8.1955
MV/LV Substation SW***029X |  | 10 kV | _ | LV | 630 kVA :Building Structure | 0.63 | --> | 0.63 | 0.407 | 4 |  | --> | 0.5985 | 0 | 0 | 0.5 | 0 |  | --> | C28 ex WOLFE TONE STREET | Wolfe Tone Street [T101,T102] | FINGLAS |  | 53.3467 | -6.2654
MV/LV Substation SW***031 |  | 20 kV | _ | LV | 400 kVA :Kiosk Substation | 0.4 | --> | 0.4 | 0 | 0 | Constrained,otherwise capacity available =315kVA. | --> | 0.38 | 0 | 0.00741 | 0 | 0 | Constrained,otherwise capacity available =412.7kW. | --> | E17 ex FOXHOLE | Foxhole [T421,T422] | DUNGARVAN |  | 51.9554 | -7.8641
MV/LV Substation SW***033Y |  | 10 kV | _ | LV | 630 kVA :Kiosk Substation | 0.63 | --> | 0.63 | 0.5 | 3.1 |  | --> | 0.5985 | 0 | 0 | 0.5 | 0 |  | --> | C22 ex BELLFIELD | Bellfield [T41,T42] | CRANE |  | 52.5029 | -6.566
MV/LV Substation SW***036 |  | 10 kV | _ | LV | 50 kVA :Pole Substation | 0.05 | --> | 0.05 | 0.04 | 2.9 |  | --> | 0.0475 | 0 | 0.008892 | 0.051496 | 0 |  | --> | C12 ex ABBEYLAND | Abbeyland [T41,T42] | NAVAN |  | 53.6653 | -6.6671
MV/LV Substation SW***040 |  | 10 kV | _ | LV | 400 kVA :Building Structure | 0.4 | --> | 0.4 | 0.348 | 2.9 |  | --> | 0.38 | 0 | 0 | 0 | 0 | Constrained,otherwise capacity available =407.8kW. | --> | C18 ex TELAYDON | Telaydon [T42,T421] | LISDRUM |  | 54.2512 | -6.969
MV/LV Substation SW***040 |  | 10 kV | _ | LV | 400 kVA :Kiosk Substation | 0.4 | --> | 0.4 | 0 | 0 | Constrained,otherwise capacity available =376kVA. | --> | 0.38 | 0 | 0 | 0.40363 | 0 |  | --> | C13 ex CARRICK ON SHANNON | Carrick On Shannon [T41,T42] | CARRICK ON SHANNON |  | 53.9482 | -8.0825
MV/LV Substation SW***041 |  | 20 kV | _ | LV | 100 kVA :Pole Substation | 0.1 | --> | 0.1 | 0.05 | 1.1 |  | --> | 0.095 | 0 | 0.008892 | 0.10732 | 0 |  | --> | E12 ex BUNCLODY | Bunclody [T421,T422] | CRANE |  | 52.6562 | -6.6645
MV/LV Substation SW***044 |  | 10 kV | _ | LV | 200 kVA :Kiosk Substation | 0.2 | --> | 0.2 | 0.197 | 20.8 |  | --> | 0.19 | 0 | 0 | 0.20045 | 0 |  | --> | C21 ex HEUSTON SQUARE | Heuston Square [T101,T102] | INCHICORE 220KV |  | 53.3623 | -6.33
MV/LV Substation SW***047 |  | 10 kV | _ | LV | 200 kVA :Pole Substation | 0.2 | --> | 0.2 | 0.134 | 1.4 |  | --> | 0.19 | 0 | 0 | 0.20978 | 0 |  | --> | C23 ex KELLS | Kells [T41,T42] | NAVAN |  | 53.7246 | -6.8734
MV/LV Substation SW***051 |  | 10 kV | _ | LV | 200 kVA :Pole Substation | 0.2 | --> | 0.2 | 0 | 0 | Constrained,otherwise capacity available =169kVA. | --> | 0.19 | 0 | 0.003705 | 0.20465 | 0 |  | --> | C23 ex TRAMORE | Tramore [T41,T42] | BUTLERSTOWN |  | 52.1651 | -7.1554
MV/LV Substation SW***055X |  | 10 kV | _ | LV | 200 kVA :Building Structure | 0.2 | --> | 0.2 | 0 | 0 | Constrained,otherwise capacity available =120kVA. | --> | 0.19 | 0 | 0 | 0.2118 | 0 |  | --> | C14 ex TOGHER | Togher [T41,T42] | TRABEG |  | 51.8742 | -8.4892
MV/LV Substation SW***059 |  | 10 kV | _ | LV | 400 kVA :Kiosk Substation | 0.4 | --> | 0.4 | 0 | 0 | Constrained,otherwise capacity available =326kVA. | --> | 0.38 | 0 | 0.017043 | 0.41108 | 0 |  | --> | C25 ex DUNDRUM | Dundrum [T41,T42] | BLACKROCK |  | 53.2898 | -6.2476
MV/LV Substation SW***062X |  | 10 kV | _ | LV | 630 kVA :Building Structure | 0.63 | --> | 0.63 | 0.453 | 18.8 |  | --> | 0.5985 | 0 | 0 | 0.5 | 0 |  | --> | C04 ex BEDFORD ROW | Bedford Row [T41,T42,T43,T44] | FRANCIS STREET |  | 53.3428 | -6.2611
MV/LV Substation SW***063 |  | 10 kV | _ | LV | 400 kVA :Kiosk Substation | 0.4 | --> | 0.4 | 0 | 0 | Constrained,otherwise capacity available =315kVA. | --> | 0.38 | 0 | 0.021489 | 0.41271 | 0 |  | --> | C23 ex TRAMORE | Tramore [T41,T42] | BUTLERSTOWN |  | 52.1653 | -7.1578
MV/LV Substation SW***067 |  | 10 kV | _ | LV | 200 kVA :Pole Substation | 0.2 | --> | 0.2 | 0 | 0 | Constrained,otherwise capacity available =149kVA. | --> | 0.19 | 0 | 0.024453 | 0.2076 | 0 |  | --> | C23 ex TRAMORE | Tramore [T41,T42] | BUTLERSTOWN |  | 52.1675 | -7.1556
MV/LV Substation SW***068 |  | 10 kV | _ | LV | 400 kVA :Building Structure | 0.4 | --> | 0.4 | 0 | 0 | Constrained,otherwise capacity available =378kVA. | --> | 0.38 | 0 | 0 | 0.40333 | 0 |  | --> | C12 ex TUAM SOUTH | Tuam South [T42] | CLOON |  | 53.5183 | -8.8479
MV/LV Substation SW***068 |  | 20 kV | _ | LV | 50 kVA :Pole Substation | 0.05 | --> | 0.05 | 0 | 0 | Constrained,otherwise capacity available =29kVA. | --> | 0.0475 | 0 | 0.004446 | 0 | 0 | Constrained,otherwise capacity available =53.1kW. | --> | E13 ex ABBEYLEIX | Abbeyleix [T422] | PORTLAOISE |  | 52.9099 | -7.3603
MV/LV Substation SW***074X |  | 20 kV | _ | LV | 400 kVA :Kiosk Substation | 0.4 | --> | 0.4 | 0 | 0 | Constrained,otherwise capacity available =282kVA. | --> | 0.38 | 0 | 0.003705 | 0 | 0 | Constrained,otherwise capacity available =417.5kW. | --> | E18 ex KILLYBEGS | Killybegs [T422] | BINBANE |  | 54.6355 | -8.4454
MV/LV Substation SW***078 |  | 10 kV | _ | LV | 400 kVA :Kiosk Substation | 0.4 | --> | 0.4 | 0 | 0 | Constrained,otherwise capacity available =304kVA. | --> | 0.38 | 0 | 0.00741 | 0.41432 | 0 |  | --> | C15 ex DERRYCRAMPH | Derrycramph [T41,T42] | SHANKILL |  | 53.9915 | -7.3701
MV/LV Substation SW***080 |  | 10 kV | _ | LV | 50 kVA :Pole Substation | 0.05 | --> | 0.05 | 0.044 | 2.4 |  | --> | 0.0475 | 0 | 0 | 0 | 0 | Constrained,otherwise capacity available =50.9kW. | --> | C15 ex KILTIMAGH | Kiltimagh [T41] | CASTLEBAR |  | 53.8553 | -8.9949
MV/LV Substation SW***081 |  | 10 kV | _ | LV | 100 kVA :Pole Substation | 0.1 | --> | 0.1 | 0.083 | 1.3 |  | --> | 0.095 | 0 | 0.006669 | 0.10255 | 0 |  | --> | C15 ex CLIFDEN | Clifden [T41,T42] | SCREEB |  | 53.4283 | -10.0541
MV/LV Substation SW***092 |  | 10 kV | _ | LV | 400 kVA :Building Structure | 0.4 | --> | 0.4 | 0 | 0 | Constrained,otherwise capacity available =319kVA. | --> | 0.38 | 0 | 0 | 0.41212 | 0 |  | --> | C17 ex FORTUNESTOWN | Fortunestown [T101,T102] | INCHICORE 220KV |  | 53.2838 | -6.44
MV/LV Substation SW***097 |  | 10 kV | _ | LV | 400 kVA :Kiosk Substation | 0.4 | --> | 0.4 | 0 | 0 | Constrained,otherwise capacity available =359kVA. | --> | 0.38 | 0 | 0.008151 | 0 | 0 | Constrained,otherwise capacity available =406.2kW. | --> | C13 ex KNOCKAPHUNTA | Knockaphunta [T41,T42] | CASTLEBAR |  | 53.8518 | -9.2996
MV/LV Substation SW***102X |  | 10 kV | _ | LV | 200 kVA :Pole Substation | 0.2 | --> | 0.2 | 0 | 0 | Constrained,otherwise capacity available =157kVA. | --> | 0.19 | 0 | 0.012597 | 0.20643 | 0 |  | --> | C15 ex CASTLECOMER | Castlecomer [T41,T42] | BALLYRAGGET |  | 52.8867 | -7.1578
MV/LV Substation SW***108Z |  | 10 kV | _ | LV | 400 kVA :Building Structure | 0.4 | --> | 0.4 | 0 | 0 | Constrained,otherwise capacity available =356kVA. | --> | 0.38 | 0 | 0 | 0.40378 | 0 |  | --> | C17 ex RATHMULLAN | Rathmullan [T41,T42] | DRYBRIDGE |  | 53.713 | -6.3744
MV/LV Substation SW***124 |  | 10 kV | _ | LV | 630 kVA :Building Structure | 0.63 | --> | 0.63 | 0.493 | 14.2 |  | --> | 0.5985 | 0 | 0 | 0.5 | 0 |  | --> | C17 ex COOKSTOWN | Cookstown [T101,T102] | CARRICKMINES |  | 53.2864 | -6.3752
MV/LV Substation SW***140 |  | 10 kV | _ | LV | 630 kVA :Kiosk Substation | 0.63 | --> | 0.63 | 0.5 | 1.5 |  | --> | 0.5985 | 0 | 0 | 0.5 | 0 |  | --> | C17 ex MONKSTOWN | Monkstown [T41,T42] | BLACKROCK |  | 53.3005 | -6.177
MV/LV Substation SW***189Y |  | 10 kV | _ | LV | 400 kVA :Building Structure | 0.4 | --> | 0.4 | 0 | 0 | Constrained,otherwise capacity available =344kVA. | --> | 0.38 | 0 | 0 | 0.40841 | 0 |  | --> | C14 ex MOUNTGORRY | Mountgorry [T41,T42] | GRANGE (DR) |  | 53.4586 | -6.2078
MV/LV Substation SW***191Y |  | 10 kV | _ | LV | 200 kVA :Kiosk Substation | 0.2 | --> | 0.2 | 0.166 | 6 |  | --> | 0.19 | 0 | 0 | 0 | 0 | Constrained,otherwise capacity available =205.1kW. | --> | C12 ex ARDGEEHA | Ardgeeha [T41,T42] | DOON |  | 52.3583 | -7.6966
MV/LV Substation SW***195 |  | 10 kV | _ | LV | 100 kVA :Pole Substation | 0.1 | --> | 0.1 | 0 | 0 | Constrained,otherwise capacity available =90kVA. | --> | 0.095 | 0 | 0 | 0 | 0 | Constrained,otherwise capacity available =101.5kW. | --> | C19 ex MILFORD (NR) | Milford (nr) [T41,T42] | LETTERKENNY |  | 55.0369 | -7.6379
MV/LV Substation SW***211Z |  | 10 kV | _ | LV | 630 kVA :Building Structure | 0.63 | --> | 0.63 | 0 | 0 | Constrained,otherwise capacity available =500kVA. | --> | 0.5985 | 0 | 0 | 0.5 | 0 |  | --> | C12 ex SWORDS | Swords [T41,T42] | GLASMORE |  | 53.4687 | -6.2183
MV/LV Substation SW***212Z |  | 10 kV | _ | LV | 630 kVA :Building Structure | 0.63 | --> | 0.63 | 0 | 0 | Constrained,otherwise capacity available =500kVA. | --> | 0.5985 | 0 | 0 | 0.5 | 0 |  | --> | C12 ex SWORDS | Swords [T41,T42] | GLASMORE |  | 53.4689 | -6.2181
MV/LV Substation SW***213Z |  | 10 kV | _ | LV | 630 kVA :Building Structure | 0.63 | --> | 0.63 | 0 | 0 | Constrained,otherwise capacity available =500kVA. | --> | 0.5985 | 0 | 0 | 0.5 | 0 |  | --> | C12 ex SWORDS | Swords [T41,T42] | GLASMORE |  | 53.469 | -6.218
MV/LV Substation SW***214Z |  | 10 kV | _ | LV | 630 kVA :Building Structure | 0.63 | --> | 0.63 | 0 | 0 | Constrained,otherwise capacity available =500kVA. | --> | 0.5985 | 0 | 0 | 0.5 | 0 |  | --> | C12 ex SWORDS | Swords [T41,T42] | GLASMORE |  | 53.4696 | -6.2175
MV/LV Substation SW***215X |  | 10 kV | _ | LV | 400 kVA :Kiosk Substation | 0.4 | --> | 0.4 | 0 | 0 | Constrained,otherwise capacity available =352kVA. | --> | 0.38 | 0 | 0.011856 | 0.40722 | 0 |  | --> | C20 ex CLONSHAUGH | Clonshaugh [T41,T42] | FINGLAS |  | 53.4055 | -6.2151
MV/LV Substation SW***222Z |  | 10 kV | _ | LV | 50 kVA :Pole Substation | 0.05 | --> | 0.05 | 0 | 0 | Constrained,otherwise capacity available =50kVA. | --> | 0.0475 | 0 | 0 | 0 | 0 | Constrained,otherwise capacity available =50kW. | --> | E11 ex KNOCKMULLEN | Knockmullen [T42,T421] | GREAT ISLAND |  | 52.4264 | -6.8689
MV/LV Substation SW***237Z |  | 10 kV | _ | LV | 200 kVA :Building Structure | 0.2 | --> | 0.2 | 0 | 0 | Constrained,otherwise capacity available =200kVA. | --> | 0.19 | 0 | 0 | 0 | 0 | Constrained,otherwise capacity available =200kW. | --> | C13 ex DRUMBEAR | Drumbear [T41,T42] | LISDRUM |  | 54.2465 | -6.9793
MV/LV Substation SW***260 |  | 10 kV | _ | LV | 400 kVA :Kiosk Substation | 0.4 | --> | 0.4 | 0 | 0 | Constrained,otherwise capacity available =188kVA. | --> | 0.38 | 0 | 0.030381 | 0.43096 | 0 |  | --> | C15 ex DUNDRUM | Dundrum [T41,T42] | BLACKROCK |  | 53.286 | -6.2205
MV/LV Substation SW***330Y |  | 10 kV | _ | LV | 400 kVA :Kiosk Substation | 0.4 | --> | 0.4 | 0 | 0 | Constrained,otherwise capacity available =371kVA. | --> | 0.38 | 0 | 0.002223 | 0.40438 | 0 |  | --> | C15 ex DERRYCRAMPH | Derrycramph [T41,T42] | SHANKILL |  | 53.9876 | -7.3754
MV/LV Substation SW***337X |  | 20 kV | _ | LV | 50 kVA :Pole Substation | 0.05 | --> | 0.05 | 0.04 | 1.8 |  | --> | 0.0475 | 0 | 0 | 0.051496 | 0 |  | --> | E18 ex BIRDHILL | Birdhill [T421,T422] | ARDNACRUSHA |  | 52.7382 | -8.4858
MV/LV Substation SW***340X |  | 10 kV | _ | LV | 630 kVA :Building Structure | 0.63 | --> | 0.63 | 0 | 0 | Constrained,otherwise capacity available =500kVA. | --> | 0.5985 | 0 | 0 | 0.5 | 0 |  | --> | C17 ex CRANMORE | Cranmore [T41,T42] | SLIGO |  | 54.2725 | -8.4751
MV/LV Substation SW***342Z |  | 10 kV | _ | LV | 100 kVA :Pole Substation | 0.1 | --> | 0.1 | 0 | 0 | Constrained,otherwise capacity available =27kVA. | --> | 0.095 | 0 | 0 | 0.1105 | 0 |  | --> | C22 ex TOGHER | Togher [T41,T42] | TRABEG |  | 51.871 | -8.4894
MV/LV Substation SW***349 |  | 10 kV | _ | LV | 630 kVA :Building Structure | 0.63 | --> | 0.63 | 0 | 0 | Constrained,otherwise capacity available =227kVA. | --> | 0.5985 | 0 | 0.004446 | 0.5 | 0 |  | --> | C17 ex CAMDEN ROW | Camden Row [T41] | FRANCIS STREET |  | 53.3414 | -6.2759
MV/LV Substation SW***352Y |  | 10 kV | _ | LV | 400 kVA :Building Structure | 0.4 | --> | 0.4 | 0 | 0 | Constrained,otherwise capacity available =343kVA. | --> | 0.38 | 0 | 0 | 0.40856 | 0 |  | --> | E13 ex DALTON | Dalton [T421,T422] | DALTON |  | 53.7219 | -8.9966
MV/LV Substation SW***359Y |  | 20 kV | _ | LV | 200 kVA :Kiosk Substation | 0.2 | --> | 0.2 | 0 | 0 | Constrained,otherwise capacity available =157kVA. | --> | 0.19 | 0 | 0.022971 | 0.20643 | 0 |  | --> | E19 ex CAVAN | Cavan [T42,T421] | SHANKILL |  | 53.9891 | -7.3831
MV/LV Substation SW***380Z |  | 10 kV | _ | LV | 200 kVA :Kiosk Substation | 0.2 | --> | 0.2 | 0 | 0 | Constrained,otherwise capacity available =170kVA. | --> | 0.19 | 0 | 0 | 0.2045 | 0 |  | --> | C12 ex GRANGE (DR) | Grange (dr) [T41,T42] | GRANGE (DR) |  | 53.3994 | -6.1459
MV/LV Substation SW***391X |  | 10 kV | _ | LV | 400 kVA :Kiosk Substation | 0.4 | --> | 0.4 | 0.4 | 5.3 |  | --> | 0.38 | 0 | 0 | 0.4 | 0 |  | --> | C14 ex BALLYTIVNAN | Ballytivnan [T41,T42] | SLIGO |  | 54.2733 | -8.4751
MV/LV Substation SW***403Y |  | 10 kV | _ | LV | 200 kVA :Kiosk Substation | 0.2 | --> | 0.2 | 0.119 | 4 |  | --> | 0.19 | 0 | 0.017043 | 0.21194 | 0 |  | --> | C14 ex BALLYJAMESDUFF | Ballyjamesduff [T41,T42] | SHANKILL |  | 53.8399 | -7.0989
MV/LV Substation SW***4041 |  | 10 kV | _ | LV | 50 kVA :Pole Substation | 0.05 | --> | 0.05 | 0 | 0 | Constrained,otherwise capacity available =44kVA. | --> | 0.0475 | 0 | 0 | 0.050903 | 0 |  | --> | C15 ex CASTLECOMER | Castlecomer [T41,T42] | BALLYRAGGET |  | 52.886 | -7.1547
MV/LV Substation SW***408Z |  | 10 kV | _ | LV | 1000 kVA :Building Structure | 1 | --> | 1 | 0 | 0 | Constrained,otherwise capacity available =500kVA. | --> | 0.95 | 0 | 0 | 0.5 | 0 |  | --> | C22 ex MACETOWN | Macetown [T101,T102] | MACETOWN |  | 53.395 | -6.4396
MV/LV Substation SW***409Z |  | 10 kV | _ | LV | 400 kVA :Building Structure | 0.4 | --> | 0.4 | 0 | 0 | Constrained,otherwise capacity available =361kVA. | --> | 0.38 | 0 | 0 | 0.40588 | 0 |  | --> | C22 ex MACETOWN | Macetown [T101,T102] | MACETOWN |  | 53.3955 | -6.4399
MV/LV Substation SW***4104 |  | 10 kV | _ | LV | 400 kVA :Kiosk Substation | 0.4 | --> | 0.4 | 0.397 | 2.4 |  | --> | 0.38 | 0 | 0 | 0.40046 | 0 |  | --> | C14 ex GRAIGUE | Graigue [T41,T42] | CARLOW |  | 52.8359 | -6.9398
MV/LV Substation SW***4143 |  | 10 kV | _ | LV | 630 kVA :Building Structure | 0.63 | --> | 0.63 | 0.31329 | 0.3 | Constrained,otherwise capacity available =500kVA. | --> | 0.5985 | 0 | 0 | 0.5 | 0 |  | --> | C17 ex SANTRY | Santry [T41,T42] | FINGLAS |  | 53.3961 | -6.2444
MV/LV Substation SW***4149 |  | 10 kV | _ | LV | 1000 kVA :Building Structure | 1 | --> | 1 | 0.5 | 10 |  | --> | 0.95 | 0 | 0 | 0.5 | 0 |  | --> | C25 ex HAROLDS CROSS | Harolds Cross [T101,T102] | POOLBEG |  | 53.337 | -6.2775
MV/LV Substation SW***4204 |  | 20 kV | _ | LV | 200 kVA :Pole Substation | 0.2 | --> | 0.2 | 0 | 0 | Constrained,otherwise capacity available =172kVA. | --> | 0.19 | 0 | 0 | 0.20421 | 0 |  | --> | E16 ex ACADEMY STREET | Academy Street [T421,T422,T44] | NAVAN |  | 53.5553 | -6.6429
MV/LV Substation SW***4247 |  | 10 kV | _ | LV | 400 kVA :Kiosk Substation | 0.4 | --> | 0.4 | 0 | 0 | Constrained,otherwise capacity available =346kVA. | --> | 0.38 | 0 | 0 | 0.40812 | 0 |  | --> | C14 ex SWORDS | Swords [T41,T42] | GLASMORE |  | 53.4658 | -6.2478
MV/LV Substation SW***4264 |  | 10 kV | _ | LV | 630 kVA :Kiosk Substation | 0.63 | --> | 0.63 | 0 | 0 | Constrained,otherwise capacity available =500kVA. | --> | 0.5985 | 0 | 0 | 0.5 | 0 |  | --> | C16 ex SAGGART | Saggart [T41,T42] | GRANGE CASTLE |  | 53.2855 | -6.4527
MV/LV Substation SW***4424 |  | 20 kV | _ | LV | 630 kVA :Kiosk Substation | 0.63 | --> | 0.63 | 0 | 0 | Constrained,otherwise capacity available =500kVA. | --> | 0.5985 | 0 | 0 | 0.5 | 0 |  | --> | E16 ex ACADEMY STREET | Academy Street [T421,T422,T44] | NAVAN |  | 53.6414 | -6.6865
MV/LV Substation SW***4468 |  | 20 kV | _ | LV | 630 kVA :Kiosk Substation | 0.63 | --> | 0.63 | 0 | 0 | Constrained,otherwise capacity available =500kVA. | --> | 0.5985 | 0 | 0 | 0.5 | 0 |  | --> | E16 ex ACADEMY STREET | Academy Street [T421,T422,T44] | NAVAN |  | 53.6414 | -6.6852
MV/LV Substation SW***460X |  | 10 kV | _ | LV | 50 kVA :Pole Substation | 0.05 | --> | 0.05 | 0 | 0 | Constrained,otherwise capacity available =47kVA. | --> | 0.0475 | 0 | 0 | 0.050453 | 0 |  | --> | C15 ex CASTLECOMER | Castlecomer [T41,T42] | BALLYRAGGET |  | 52.8746 | -7.1688
MV/LV Substation SW***489 |  | 10 kV | _ | LV | 630 kVA :Kiosk Substation | 0.63 | --> | 0.63 | 0 | 0 | Constrained,otherwise capacity available =500kVA. | --> | 0.5985 | 0 | 0.003705 | 0.5 | 0 |  | --> | C12 ex WHITEHALL | Whitehall [T41] | FINGLAS |  | 53.3789 | -6.2475
MV/LV Substation SW***505X |  | 20 kV | _ | LV | 100 kVA :Pole Substation | 0.1 | --> | 0.1 | 0 | 0 | Constrained,otherwise capacity available =93kVA. | --> | 0.095 | 0 | 0.011115 | 0.10106 | 0 |  | --> | E17 ex ACADEMY STREET | Academy Street [T421,T422,T44] | NAVAN |  | 53.5509 | -6.6506
MV/LV Substation SW***548Y |  | 20 kV | _ | LV | 400 kVA :Kiosk Substation | 0.4 | --> | 0.4 | 0 | 0 | Constrained,otherwise capacity available =347kVA. | --> | 0.38 | 0 | 0.017784 | 0.40797 | 0 |  | --> | E19 ex CAVAN | Cavan [T42,T421] | SHANKILL |  | 53.9893 | -7.38
MV/LV Substation SW***550 |  | 10 kV | _ | LV | 630 kVA :Building Structure | 0.63 | --> | 0.63 | 0.5 | 8.1 |  | --> | 0.5985 | 0 | 0 | 0.5 | 0 |  | --> | C16 ex MILLTOWN (DR) | Milltown (dr) [T101,T102] | INCHICORE 220KV |  | 53.3236 | -6.264
MV/LV Substation SW***551 |  | 10 kV | _ | LV | 630 kVA :Building Structure | 0.63 | --> | 0.63 | 0.355 | 0.9 |  | --> | 0.5985 | 0 | 0 | 0.5 | 0 |  | --> | C17 ex GARVILLE AVENUE | Garville Avenue [T42] | MILLTOWN (DR) |  | 53.3229 | -6.2641
MV/LV Substation SW***574X |  | 10 kV | _ | LV | 630 kVA :Building Structure | 0.63 | --> | 0.63 | 0 | 0 | Constrained,otherwise capacity available =500kVA. | --> | 0.5985 | 0 | 0 | 0 | 0 | Constrained,otherwise capacity available =500kW. | --> | C18 ex CULLION | Cullion [T41,T42] | LETTERKENNY |  | 54.946 | -7.7294
MV/LV Substation SW***586X |  | 10 kV | _ | LV | 200 kVA :Pole Substation | 0.2 | --> | 0.2 | 0.152 | 5.5 |  | --> | 0.19 | 0 | 0.00741 | 0 | 0 | Constrained,otherwise capacity available =207.2kW. | --> | C18 ex GORTLEE | Gortlee [T41,T42] | LETTERKENNY |  | 54.9621 | -7.7165
MV/LV Substation SW***590 |  | 10 kV | _ | LV | 50 kVA :Pole Substation | 0.05 | --> | 0.05 | 0.034 | 3 |  | --> | 0.0475 | 0 | 0 | 0 | 0 | Constrained,otherwise capacity available =52.4kW. | --> | C21 ex BALLYRAINE | Ballyraine [T41,T42] | LETTERKENNY |  | 54.9957 | -7.6641
MV/LV Substation SW***597X |  | 10 kV | _ | LV | 400 kVA :Kiosk Substation | 0.4 | --> | 0.4 | 0 | 0 | Constrained,otherwise capacity available =367kVA. | --> | 0.38 | 0 | 0.04446 | 0 | 0 | Constrained,otherwise capacity available =405kW. | --> | C15 ex PORTARLINGTON | Portarlington [T41,T42] | PORTLAOISE |  | 53.1593 | -7.1853
MV/LV Substation SW***633 |  | 10 kV | _ | LV | 1000 kVA :Building Structure | 1 | --> | 1 | 0.5 | 3.3 |  | --> | 0.95 | 0 | 0 | 0.5 | 0 |  | --> | C21 ex PEMBROKE | Pembroke [T41,T42,T43,T44] | RINGSEND |  | 53.3291 | -6.2285
MV/LV Substation SW***634 |  | 10 kV | _ | LV | 630 kVA :Kiosk Substation | 0.63 | --> | 0.63 | 0.182 | 3.3 |  | --> | 0.5985 | 0 | 0.002964 | 0.5 | 0 |  | --> | C21 ex PEMBROKE | Pembroke [T41,T42,T43,T44] | RINGSEND |  | 53.3308 | -6.2283
MV/LV Substation SW***639 |  | 20 kV | _ | LV | 50 kVA :Pole Substation | 0.05 | --> | 0.05 | 0.047 | 1.7 |  | --> | 0.0475 | 0 | 0 | 0 | 0 | Constrained,otherwise capacity available =50.5kW. | --> | E15 ex GWEEDORE | Gweedore [T421] | ARDNAGAPPARY |  | 55.1405 | -8.0773
MV/LV Substation SW***642 |  | 10 kV | _ | LV | 630 kVA :Kiosk Substation | 0.63 | --> | 0.63 | 0.5 | 3.3 |  | --> | 0.5985 | 0 | 0 | 0.5 | 0 |  | --> | C21 ex PEMBROKE | Pembroke [T41,T42,T43,T44] | RINGSEND |  | 53.3316 | -6.2289
MV/LV Substation SW***723Y |  | 20 kV | _ | LV | 100 kVA :Pole Substation | 0.1 | --> | 0.1 | 0 | 0 | Constrained,otherwise capacity available =78kVA. | --> | 0.095 | 0 | 0 | 0.10329 | 0 |  | --> | E16 ex FINEA | Finea [T421,T422] | SHANKILL |  | 53.8708 | -7.532
MV/LV Substation SW***740Z |  | 10 kV | _ | LV | 1000 kVA :Building Structure | 1 | --> | 1 | 0 | 0 | Constrained,otherwise capacity available =500kVA. | --> | 0.95 | 0 | 0 | 0.5 | 0 |  | --> | C11 ex MOUNTGORRY | Mountgorry [T41,T42] | GRANGE (DR) |  | 53.4555 | -6.2202
MV/LV Substation SW***741Z |  | 10 kV | _ | LV | 630 kVA :Building Structure | 0.63 | --> | 0.63 | 0 | 0 | Constrained,otherwise capacity available =500kVA. | --> | 0.5985 | 0 | 0 | 0.5 | 0 |  | --> | C11 ex MOUNTGORRY | Mountgorry [T41,T42] | GRANGE (DR) |  | 53.4556 | -6.2202
MV/LV Substation SW***742Z |  | 10 kV | _ | LV | 630 kVA :Building Structure | 0.63 | --> | 0.63 | 0 | 0 | Constrained,otherwise capacity available =500kVA. | --> | 0.5985 | 0 | 0 | 0.5 | 0 |  | --> | C11 ex MOUNTGORRY | Mountgorry [T41,T42] | GRANGE (DR) |  | 53.4556 | -6.2203
MV/LV Substation SW***796 |  | 20 kV | _ | LV | 100 kVA :Pole Substation | 0.1 | --> | 0.1 | 0.092 | 0.4 |  | --> | 0.095 | 0 | 0.003705 | 0.10121 | 0 |  | --> | E17 ex BALLYCONNELL | Ballyconnell [T421,T422] | GORTAWEE |  | 54.1905 | -7.7028
MV/LV Substation SW***801 |  | 20 kV | _ | LV | 100 kVA :Pole Substation | 0.1 | --> | 0.1 | 0.063 | 0.4 |  | --> | 0.095 | 0 | 0.011115 | 0.10547 | 0 |  | --> | E17 ex BALLYCONNELL | Ballyconnell [T421,T422] | GORTAWEE |  | 54.1924 | -7.7046
MV/LV Substation SW***802 |  | 20 kV | _ | LV | 50 kVA :Pole Substation | 0.05 | --> | 0.05 | 0 | 0.4 |  | --> | 0.0475 | 0 | 0 | 0.057563 | 0 |  | --> | E17 ex BALLYCONNELL | Ballyconnell [T421,T422] | GORTAWEE |  | 54.1957 | -7.7029
MV/LV Substation SW***810 |  | 10 kV | _ | LV | 1000 kVA :Building Structure | 1 | --> | 1 | 0 | 0 | Constrained,otherwise capacity available =500kVA. | --> | 0.95 | 0 | 0.004446 | 0.5 | 0 |  | --> | C17 ex BALLYBODEN | Ballyboden [T41,T42] | COOKSTOWN |  | 53.2725 | -6.3055
MV/LV Substation SW***814Y |  | 10 kV | _ | LV | 200 kVA :Building Structure | 0.2 | --> | 0.2 | 0 | 0 | Constrained,otherwise capacity available =200kVA. | --> | 0.19 | 0 | 0 | 0.2 | 0 |  | --> | C12 ex GRANGE (SR) | Grange (sr) [T41,T42] | BUTLERSTOWN |  | 52.2438 | -7.1225
MV/LV Substation SW***825Y |  | 10 kV | _ | LV | 50 kVA :Pole Substation | 0.05 | --> | 0.05 | 0.047 | 1.4 |  | --> | 0.0475 | 0 | 0 | 0.050453 | 0 |  | --> | C23 ex SRAH | Srah [T43] | THORNSBERRY |  | 53.2948 | -7.4935
MV/LV Substation SW***850X |  | 10 kV | _ | LV | 50 kVA :Pole Substation | 0.05 | --> | 0.05 | 0.041 | 2.8 |  | --> | 0.0475 | 0 | 0 | 0.051348 | 0 |  | --> | E13 ex BALLYRAGGET | Ballyragget [T421,T422] | BALLYRAGGET |  | 52.745 | -7.3186
MV/LV Substation SW***920 |  | 10 kV | _ | LV | 400 kVA :Kiosk Substation | 0.4 | --> | 0.4 | 0.291 | 4.5 |  | --> | 0.38 | 0 | 0.034827 | 0.41622 | 0 |  | --> | C14 ex BOGHALL ROAD | Boghall Road [T41,T42] | FASSAROE |  | 53.1839 | -6.1069
MV/LV Substation SW***936X |  | 20 kV | _ | LV | 100 kVA :Pole Substation | 0.1 | --> | 0.1 | 0 | 0 | Constrained,otherwise capacity available =60kVA. | --> | 0.095 | 0 | 0 | 0 | 0 | Constrained,otherwise capacity available =105.9kW. | --> | E12 ex PORTLAOISE | Portlaoise [T423,T424] | PORTLAOISE |  | 52.8903 | -7.1628
MV/LV Substation SW***951X |  | 20 kV | _ | LV | 50 kVA :Pole Substation | 0.05 | --> | 0.05 | 0.047 | 3.5 |  | --> | 0.0475 | 0 | 0 | 0 | 0 | Constrained,otherwise capacity available =50.5kW. | --> | E12 ex DUNFIRTH | Dunfirth [T122] | DUNFIRTH |  | 53.4144 | -6.7937
MV/LV Substation SW***978 |  | 20 kV | _ | LV | 100 kVA :Pole Substation | 0.1 | --> | 0.1 | 0.08 | 0.4 |  | --> | 0.095 | 0 | 0 | 0.10299 | 0 |  | --> | E17 ex BALLYCONNELL | Ballyconnell [T421,T422] | GORTAWEE |  | 54.1939 | -7.7037
MV/LV Substation SW***991X |  | 10 kV | _ | LV | 50 kVA :Pole Substation | 0.05 | --> | 0.05 | 0 | 0 | Constrained,otherwise capacity available =45kVA. | --> | 0.0475 | 0 | 0 | 0.050753 | 0 |  | --> | C18 ex CAVAN | Cavan [T42,T421] | SHANKILL |  | 53.9916 | -7.3764
MV/LV Substation SW***994 |  | 10 kV | _ | LV | 50 kVA :Pole Substation | 0.05 | --> | 0.05 | 0 | 0 | Constrained,otherwise capacity available =46kVA. | --> | 0.0475 | 0 | 0 | 0.050604 | 0 |  | --> | C17 ex MOUNTGORRY | Mountgorry [T41,T42] | GRANGE (DR) |  | 53.4568 | -6.1797
MV/LV Substation SY***019 |  | 10 kV | _ | LV | 630 kVA :Kiosk Substation | 0.63 | --> | 0.63 | 0.338 | 2.8 |  | --> | 0.5985 | 0 | 0.1067 | 0.5 | 0 |  | --> | C17 ex MOUNT MERRION | Mount Merrion [T41,T42] | CARRICKMINES |  | 53.2969 | -6.2046
MV/LV Substation SY***022 |  | 10 kV | _ | LV | 630 kVA :Kiosk Substation | 0.63 | --> | 0.63 | 0.337 | 0.8 |  | --> | 0.5985 | 0 | 0.054834 | 0.5 | 0 |  | --> | C18 ex DONNYBROOK | Donnybrook [T41,T42] | MILLTOWN (DR) |  | 53.3209 | -6.2115
MV/LV Substation SY***039 |  | 10 kV | _ | LV | 200 kVA :Kiosk Substation | 0.2 | --> | 0.2 | 0.074 | 1.4 |  | --> | 0.19 | 0 | 0.03705 | 0.21827 | 0 |  | --> | C23 ex KELLS | Kells [T41,T42] | NAVAN |  | 53.7163 | -6.8768
MV/LV Substation SY***110X |  | 10 kV | _ | LV | 1000 kVA :Building Structure | 1 | --> | 1 | 0.5 | 19.8 |  | --> | 0.95 | 0 | 0 | 0.5 | 0 |  | --> | C13 ex TANEY | Taney [T101,T102] | CARRICKMINES |  | 53.2865 | -6.237
MV/LV Substation SY***121 |  | 20 kV | _ | LV | 50 kVA :Pole Substation | 0.05 | --> | 0.05 | 0.006 | 5.9 |  | --> | 0.0475 | 0 | 0 | 0.056259 | 0 |  | --> | C14 ex CASHEL | Cashel [T41,T42] | CAHIR |  | 52.5732 | -7.8781
MV/LV Substation SY***126 |  | 10 kV | _ | LV | 400 kVA :Kiosk Substation | 0.4 | --> | 0.4 | 0 | 0 | Constrained,otherwise capacity available =400kVA. | --> | 0.38 | 0 | 0 | 0.4 | 0 |  | --> | C17 ex TYMON | Tymon [T41,T42] | COOKSTOWN |  | 53.3069 | -6.3686
MV/LV Substation SY***135 |  | 10 kV | _ | LV | 400 kVA :Kiosk Substation | 0.4 | --> | 0.4 | 0 | 0 | Constrained,otherwise capacity available =254kVA. | --> | 0.38 | 0 | 0.00741 | 0.42158 | 0 |  | --> | C13 ex DUNDRUM | Dundrum [T41,T42] | BLACKROCK |  | 53.2893 | -6.2394
MV/LV Substation SY***142X |  | 10 kV | _ | LV | 400 kVA :Kiosk Substation | 0.4 | --> | 0.4 | 0 | 0 | Constrained,otherwise capacity available =380kVA. | --> | 0.38 | 0 | 0 | 0.40302 | 0 |  | --> | C13 ex BALLYMOUNT | Ballymount [T41,T42] | INCHICORE 220KV |  | 53.3171 | -6.349
MV/LV Substation SY***181 |  | 10 kV | _ | LV | 400 kVA :Building Structure | 0.4 | --> | 0.4 | 0.297 | 3 |  | --> | 0.38 | 0 | 0.004446 | 0 | 0 | Constrained,otherwise capacity available =415.3kW. | --> | C11 ex BALLYRAINE | Ballyraine [T41,T42] | LETTERKENNY |  | 54.9575 | -7.7163
MV/LV Substation SY***207Y |  | 10 kV | _ | LV | 400 kVA :Kiosk Substation | 0.4 | --> | 0.4 | 0.396 | 1.1 |  | --> | 0.38 | 0 | 0 | 0.40061 | 0 |  | --> | C19 ex BIRR | Birr [T41,T422] | DALLOW |  | 53.0923 | -7.8954
MV/LV Substation SY***219 |  | 10 kV | _ | LV | 630 kVA :Building Structure | 0.63 | --> | 0.63 | 0 | 0 | Constrained,otherwise capacity available =367kVA. | --> | 0.5985 | 0 | 0.00741 | 0.5 | 0 |  | --> | C14 ex CAMDEN ROW | Camden Row [T41] | FRANCIS STREET |  | 53.3333 | -6.2674
MV/LV Substation SY***285 |  | 20 kV | _ | LV | 630 kVA :Kiosk Substation | 0.63 | --> | 0.63 | 0 | 0 | Constrained,otherwise capacity available =500kVA. | --> | 0.5985 | 0 | 0.000741 | 0.5 | 0 |  | --> | E17 ex BRUFF | Bruff [T42,T421] | LIMERICK |  | 52.4772 | -8.5463
MV/LV Substation SY***295X |  | 10 kV | _ | LV | 200 kVA :Kiosk Substation | 0.2 | --> | 0.2 | 0 | 0 | Constrained,otherwise capacity available =173kVA. | --> | 0.19 | 0 | 0 | 0.20406 | 0 |  | --> | C17 ex TYMON | Tymon [T41,T42] | COOKSTOWN |  | 53.3043 | -6.3661
MV/LV Substation SY***4031 |  | 10 kV | _ | LV | 630 kVA :Kiosk Substation | 0.63 | --> | 0.63 | 0.5 | 0.8 |  | --> | 0.5985 | 0 | 0 | 0.5 | 0 |  | --> | C18 ex DONNYBROOK | Donnybrook [T41,T42] | MILLTOWN (DR) |  | 53.3279 | -6.2252
MV/LV Substation SY***408Y |  | 10 kV | _ | LV | 400 kVA :Kiosk Substation | 0.4 | --> | 0.4 | 0 | 0 | Constrained,otherwise capacity available =379kVA. | --> | 0.38 | 0 | 0.006669 | 0 | 0 | Constrained,otherwise capacity available =403.2kW. | --> | C17 ex KILMALLOCK | Kilmallock [T41,T42] | CHARLEVILLE |  | 52.4031 | -8.5825
MV/LV Substation SY***4125 |  | 10 kV | _ | LV | 400 kVA :Kiosk Substation | 0.4 | --> | 0.4 | 0 | 0 | Constrained,otherwise capacity available =340kVA. | --> | 0.38 | 0 | 0.003705 | 0.40901 | 0 |  | --> | C15 ex CAHIRCALLA | Cahircalla [T41,T42] | ENNIS |  | 52.8294 | -8.982
MV/LV Substation SY***4131 |  | 20 kV | _ | LV | 50 kVA :Pole Substation | 0.05 | --> | 0.05 | 0.05 | 0.3 |  | --> | 0.0475 | 0 | 0 | 0.05 | 0 |  | --> | C17 ex BANAGHER | Banagher [T41,T42] | DALLOW |  | 53.255 | -8.18
MV/LV Substation SY***421X |  | 10 kV | _ | LV | 630 kVA :Kiosk Substation | 0.63 | --> | 0.63 | 0 | 0 | Constrained,otherwise capacity available =500kVA. | --> | 0.5985 | 0 | 0.001482 | 0.5 | 0 |  | --> | C11 ex CLONTARF | Clontarf [T42] | FINGLAS |  | 53.3724 | -6.1937
MV/LV Substation SY***4240 |  | 10 kV | _ | LV | 100 kVA :Pole Substation | 0.1 | --> | 0.1 | 0.1 | 1.1 |  | --> | 0.095 | 0 | 0 | 0.1 | 0 |  | --> | C19 ex BIRR | Birr [T41,T422] | DALLOW |  | 53.0926 | -7.8967
MV/LV Substation SY***4282 |  | 10 kV | _ | LV | 400 kVA :Kiosk Substation | 0.4 | --> | 0.4 | 0 | 0 | Constrained,otherwise capacity available =400kVA. | --> | 0.38 | 0 | 0 | 0.4 | 0 |  | --> | C11 ex GARRYOWEN | Garryowen [T41,T42] | LIMERICK |  | 52.6464 | -8.6251
MV/LV Substation SY***4293 |  | 10 kV | _ | LV | 400 kVA :Building Structure | 0.4 | --> | 0.4 | 0 | 0 | Constrained,otherwise capacity available =400kVA. | --> | 0.38 | 0 | 0 | 0.4 | 0 |  | --> | C17 ex MIDLETON | Midleton [T101,T102] | MIDLETON |  | 51.9184 | -8.1836
MV/LV Substation SY***542X |  | 10 kV | _ | LV | 400 kVA :Kiosk Substation | 0.4 | --> | 0.4 | 0 | 0 | Constrained,otherwise capacity available =171kVA. | --> | 0.38 | 0 | 0.025935 | 0.43334 | 0 |  | --> | C15 ex CARRIGALINE | Carrigaline [T41,T42] | BARNAHELY |  | 51.817 | -8.3837
MV/LV Substation SY***545 |  | 10 kV | _ | LV | 200 kVA :Building Structure | 0.2 | --> | 0.2 | 0 | 0 | Constrained,otherwise capacity available =187kVA. | --> | 0.19 | 0 | 0 | 0.20196 | 0 |  | --> | C18 ex BALLYCOOLIN | Ballycoolin [T41,T42,T43] | FINGLAS |  | 53.4049 | -6.3588
MV/LV Substation SY***579X |  | 10 kV | _ | LV | 400 kVA :Building Structure | 0.4 | --> | 0.4 | 0 | 0 | Constrained,otherwise capacity available =384kVA. | --> | 0.38 | 0 | 0 | 0.40242 | 0 |  | --> | C12 ex KANTURK | Kanturk [T41,T42] | GLENLARA |  | 52.1604 | -8.9075
MV/LV Substation SY***591Y |  | 20 kV | _ | LV | 400 kVA :Kiosk Substation | 0.4 | --> | 0.4 | 0 | 0 | Constrained,otherwise capacity available =282kVA. | --> | 0.38 | 0 | 0.005928 | 0.41753 | 0 |  | --> | E18 ex EDENDERRY | Edenderry [T421,T422] | BLAKE |  | 53.3345 | -7.0595
MV/LV Substation SY***658 |  | 10 kV | _ | LV | 100 kVA :Pole Substation | 0.1 | --> | 0.1 | 0.071 | 3.9 |  | --> | 0.095 | 0 | 0 | 0.10431 | 0 |  | --> | C28 ex GALWAY 110KV | Galway 110kv [T102,T103] | GALWAY 110KV |  | 53.3313 | -9.0219
MV/LV Substation SY***677 |  | 10 kV | _ | LV | 1000 kVA :Building Structure | 1 | --> | 1 | 0.5 | 3.3 |  | --> | 0.95 | 0 | 0 | 0.5 | 0 |  | --> | C06 ex PEMBROKE | Pembroke [T41,T42,T43,T44] | RINGSEND |  | 53.3271 | -6.2322
MV/LV Substation SY***688X |  | 10 kV | _ | LV | 400 kVA :Kiosk Substation | 0.4 | --> | 0.4 | 0 | 0 | Constrained,otherwise capacity available =247kVA. | --> | 0.38 | 0 | 0.026676 | 0.42259 | 0 |  | --> | C16 ex TALBOTS INCH | Talbots Inch [T41,T42] | KILKENNY |  | 52.6649 | -7.2601
MV/LV Substation SY***817X |  | 10 kV | _ | LV | 630 kVA :Building Structure | 0.63 | --> | 0.63 | 0.5 | 4.2 |  | --> | 0.5985 | 0 | 0 | 0.5 | 0 |  | --> | C22 ex NEWMARKET (SR) | Newmarket (sr) [T41,T42] | GLENLARA |  | 52.2085 | -8.9979
MV/LV Substation SY***836 |  | 10 kV | _ | LV | 200 kVA :Pole Substation | 0.2 | --> | 0.2 | 0 | 0 | Constrained,otherwise capacity available =180kVA. | --> | 0.19 | 0 | 0 | 0.20301 | 0 |  | --> | C11 ex CASTLECOMER | Castlecomer [T41,T42] | BALLYRAGGET |  | 52.8251 | -7.168
MV/LV Substation SY***940 |  | 10 kV | _ | LV | 400 kVA :Kiosk Substation | 0.4 | --> | 0.4 | 0 | 0 | Constrained,otherwise capacity available =277kVA. | --> | 0.38 | 0 | 0.018525 | 0.41826 | 0 |  | --> | C12 ex TYMON | Tymon [T41,T42] | COOKSTOWN |  | 53.3055 | -6.3645
MV/LV Substation SY***949Z |  | 10 kV | _ | LV | 630 kVA :Building Structure | 0.63 | --> | 0.63 | 0.5 | 13.1 |  | --> | 0.5985 | 0 | 0 | 0.5 | 0 |  | --> | C14 ex MONREAD | Monread [T101,T102] | MONREAD |  | 53.2374 | -6.6679
MV/LV Substation T ***010 |  | 10 kV | _ | LV | 400 kVA :Building Structure | 0.4 | --> | 0.4 | 0 | 0 | Constrained,otherwise capacity available =400kVA. | --> | 0.38 | 0 | 0 | 0.4 | 0 |  | --> | C22 ex TULLA | Tulla [T41,T42] | ENNIS |  | 52.9683 | -8.7182
MV/LV Substation T ***016 |  | 20 kV | _ | LV | 400 kVA :Building Structure | 0.4 | --> | 0.4 | 0.395 | 18.8 |  | --> | 0.38 | 0 | 0 | 0.40076 | 0 |  | --> | E17 ex HARTNETTS CROSS | Hartnetts Cross [T121,T422] | HARTNETTS CROSS |  | 51.983 | -9.1433
MV/LV Substation T ***031 |  | 10 kV | _ | LV | 100 kVA :Pole Substation | 0.1 | --> | 0.1 | 0 | 0 | Constrained,otherwise capacity available =74kVA. | --> | 0.095 | 0 | 0.00741 | 0.10387 | 0 |  | --> | C11 ex LOUGHTAGALLA | Loughtagalla [T41,T42] | THURLES |  | 52.6728 | -7.7061
MV/LV Substation T ***141 |  | 10 kV | _ | LV | 25 kVA :Pole Substation | 0.025 | --> | 0.025 | 0.025 | 2.8 |  | --> | 0.02375 | 0 | 0 | 0.025 | 0 |  | --> | C18 ex CASTLEBLAYNEY | Castleblayney [T41,T42] | DUNDALK |  | 54.1299 | -6.7095
MV/LV Substation T ***153X |  | 20 kV | _ | LV | 100 kVA :Pole Substation | 0.1 | --> | 0.1 | 0 | 0 | Constrained,otherwise capacity available =66kVA. | --> | 0.095 | 0 | 0 | 0.10504 | 0 |  | --> | C14 ex KILDARE | Kildare [T41,T42] | NEWBRIDGE |  | 53.1987 | -6.9345
MV/LV Substation T ***310X |  | 10 kV | _ | LV | 25 kVA :Pole Substation | 0.025 | --> | 0.025 | 0 | 0 | Constrained,otherwise capacity available =25kVA. | --> | 0.02375 | 0 | 0 | 0.025 | 0 |  | --> | C11 ex LOUGHTAGALLA | Loughtagalla [T41,T42] | THURLES |  | 52.6719 | -7.6943
MV/LV Substation T ***337Y |  | 10 kV | _ | LV | 50 kVA :Pole Substation | 0.05 | --> | 0.05 | 0 | 0 | Constrained,otherwise capacity available =50kVA. | --> | 0.0475 | 0 | 0 | 0.05 | 0 |  | --> | C15 ex BLAKE | Blake [T41,T42] | BLAKE |  | 53.3014 | -6.8246
MV/LV Substation T ***355 |  | 10 kV | _ | LV | 50 kVA :Pole Substation | 0.05 | --> | 0.05 | 0 | 0 | Constrained,otherwise capacity available =20kVA. | --> | 0.0475 | 0 | 0.008151 | 0.054359 | 0 |  | --> | C11 ex LOUGHTAGALLA | Loughtagalla [T41,T42] | THURLES |  | 52.673 | -7.7117
MV/LV Substation T ***506X |  | 20 kV | _ | LV | 400 kVA :Kiosk Substation | 0.4 | --> | 0.4 | 0 | 0 | Constrained,otherwise capacity available =363kVA. | --> | 0.38 | 0 | 0 | 0.40558 | 0 |  | --> | E11 ex BALLYHALE | Ballyhale [T42,T421] | KILKENNY |  | 52.5392 | -7.1386
MV/LV Substation T ***697 |  | 20 kV | _ | LV | 50 kVA :Pole Substation | 0.05 | --> | 0.05 | 0 | 0 | Constrained,otherwise capacity available =26kVA. | --> | 0.0475 | 0 | 0 | 0 | 0 | Constrained,otherwise capacity available =53.5kW. | --> | C15 ex CLOONLOUGH | Cloonlough [T41,T42] | BARRYMORE |  | 52.246 | -8.4237
MV/LV Substation T ***710Y |  | 10 kV | _ | LV | 200 kVA :Kiosk Substation | 0.2 | --> | 0.2 | 0.2 | 4.2 |  | --> | 0.19 | 0 | 0 | 0.2 | 0 |  | --> | E12 ex ERRIGAL | Errigal [T41,T422] | SHANKILL |  | 54.0668 | -7.0956
MV/LV Substation T ***820 |  | 20 kV | _ | LV | 100 kVA :Pole Substation | 0.1 | --> | 0.1 | 0 | 0 | Constrained,otherwise capacity available =54kVA. | --> | 0.095 | 0 | 0 | 0.10675 | 0 |  | --> | E18 ex GURRANEBANE | Gurranebane [T421,T422] | OUGHTRAGH |  | 51.8687 | -10.3348
MV/LV Substation T&***4365 |  | 10 kV | _ | LV | 400 kVA :Kiosk Substation | 0.4 | --> | 0.4 | 0.4 | 0.8 |  | --> | 0.38 | 0 | 0 | 0.4 | 0 |  | --> | C11 ex MANOR STREET | Manor Street [T41,T42] | WATERFORD |  | 52.2487 | -7.1169
MV/LV Substation T-***219 |  | 10 kV | _ | LV | 100 kVA :Pole Substation | 0.1 | --> | 0.1 | 0 | 0 |  | --> | 0.095 | 0 | 0.006669 | 0.11538 | 0 |  | --> | C11 ex LOUGHTAGALLA | Loughtagalla [T41,T42] | THURLES |  | 52.6725 | -7.7086
MV/LV Substation T-***220 |  | 10 kV | _ | LV | 50 kVA :Pole Substation | 0.05 | --> | 0.05 | 0 | 0 | Constrained,otherwise capacity available =39kVA. | --> | 0.0475 | 0 | 0 | 0.051643 | 0 |  | --> | C11 ex LOUGHTAGALLA | Loughtagalla [T41,T42] | THURLES |  | 52.6729 | -7.7159
MV/LV Substation T.***020 |  | 10 kV | _ | LV | 1000 kVA :Building Structure | 1 | --> | 1 | 0.5 | 18.8 |  | --> | 0.95 | 0 | 0 | 0.5 | 0 |  | --> | C38 ex BEDFORD ROW | Bedford Row [T41,T42,T43,T44] | FRANCIS STREET |  | 53.3431 | -6.2582
MV/LV Substation T.***034Y |  | 10 kV | _ | LV | 400 kVA :Kiosk Substation | 0.4 | --> | 0.4 | 0 | 0 | Constrained,otherwise capacity available =302kVA. | --> | 0.38 | 0 | 0.00741 | 0.41461 | 0 |  | --> | C11 ex GRANGE (DR) | Grange (dr) [T41,T42] | GRANGE (DR) |  | 53.3968 | -6.1502
MV/LV Substation T.***4549 |  | 20 kV | _ | LV | 50 kVA :Pole Substation | 0.05 | --> | 0.05 | 0 | 0 | Constrained,otherwise capacity available =50kVA. | --> | 0.0475 | 0 | 0 | 0 | 0 | Constrained,otherwise capacity available =50kW. | --> | E19 ex PORTLAOISE | Portlaoise [T423,T424] | PORTLAOISE |  | 53.0274 | -7.2764
MV/LV Substation T/***094 |  | 10 kV | _ | LV | 50 kVA :Pole Substation | 0.05 | --> | 0.05 | 0 | 0 | Constrained,otherwise capacity available =45kVA. | --> | 0.0475 | 0 | 0 | 0 | 0 | Constrained,otherwise capacity available =50.8kW. | --> | C23 ex TINAHASK | Tinahask [T41,T42] | ARKLOW |  | 52.7915 | -6.2317
MV/LV Substation T/***296Y |  | 10 kV | _ | LV | 50 kVA :Pole Substation | 0.05 | --> | 0.05 | 0 | 0 | Constrained,otherwise capacity available =43kVA. | --> | 0.0475 | 0 | 0 | 0 | 0 | Constrained,otherwise capacity available =51.1kW. | --> | C23 ex TINAHASK | Tinahask [T41,T42] | ARKLOW |  | 52.7936 | -6.2246
MV/LV Substation T/***356X |  | 10 kV | _ | LV | 25 kVA :Pole Substation | 0.025 | --> | 0.025 | 0 | 0 | Constrained,otherwise capacity available =18kVA. | --> | 0.02375 | 0 | 0 | 0 | 0 | Constrained,otherwise capacity available =26kW. | --> | C14 ex TEMPLEMORE | Templemore [T41,T42] | IKERRIN |  | 52.78 | -7.7028
MV/LV Substation T/***436 |  | 20 kV | _ | LV | 200 kVA :Pole Substation | 0.2 | --> | 0.2 | 0.188 | 3.5 |  | --> | 0.19 | 0 | 0 | 0.20181 | 0 |  | --> | C18 ex DUNDALK | Dundalk [T41,T42] | DUNDALK |  | 54.0261 | -6.4291
MV/LV Substation T/***483 |  | 10 kV | _ | LV | 200 kVA :Pole Substation | 0.2 | --> | 0.2 | 0.195 | 2.9 |  | --> | 0.19 | 0 | 0.1482 | 0 | 0 | Constrained,otherwise capacity available =200.8kW. | --> | C12 ex TELAYDON | Telaydon [T42,T421] | LISDRUM |  | 54.2765 | -6.9612
MV/LV Substation T/***560 |  | 20 kV | _ | LV | 50 kVA :Pole Substation | 0.05 | --> | 0.05 | 0.042 | 4.4 |  | --> | 0.0475 | 0 | 0 | 0.0512 | 0 |  | --> | E17 ex CRANE | Crane [T122] | CRANE |  | 52.5566 | -6.435
MV/LV Substation T/***561X |  | 10 kV | _ | LV | 200 kVA :Pole Substation | 0.2 | --> | 0.2 | 0.019092 | 0 | Constrained,otherwise capacity available =172kVA. | --> | 0.19 | 0 | 0 | 0 | 0 | Constrained,otherwise capacity available =204.2kW. | --> | C18 ex BALLYBAY | Ballybay [T41,T42] | LISDRUM |  | 54.1901 | -6.9348
MV/LV Substation T/***771 |  | 10 kV | _ | LV | 50 kVA :Pole Substation | 0.05 | --> | 0.05 | 0 | 0 | Constrained,otherwise capacity available =45kVA. | --> | 0.0475 | 0 | 0 | 0 | 0 | Constrained,otherwise capacity available =50.8kW. | --> | C13 ex DONEGAL | Donegal [T41,T42] | CATHALEENS FALL |  | 54.6996 | -8.0224
MV/LV Substation T/***888X |  | 20 kV | _ | LV | 50 kVA :Pole Substation | 0.05 | --> | 0.05 | 0.038 | 2.1 |  | --> | 0.0475 | 0 | 0 | 0 | 0 | Constrained,otherwise capacity available =51.8kW. | --> | E17 ex LISDRUM | Lisdrum [T422] | LISDRUM |  | 54.2393 | -7.0239
MV/LV Substation T+***842 |  | 20 kV | _ | LV | 50 kVA :Pole Substation | 0.05 | --> | 0.05 | 0.039 | 0.4 |  | --> | 0.0475 | 0 | 0 | 0.051643 | 0 |  | --> | E12 ex BALLYCONNELL | Ballyconnell [T421,T422] | GORTAWEE |  | 54.1097 | -7.5814
MV/LV Substation TA***002 |  | 10 kV | _ | LV | 630 kVA :Kiosk Substation | 0.63 | --> | 0.63 | 0.5 | 3 |  | --> | 0.5985 | 0 | 0 | 0.5 | 0 |  | --> | C16 ex RAMSTOWN | Ramstown [T41,T42] | CRANE |  | 52.6664 | -6.3064
MV/LV Substation TA***005Y |  | 10 kV | _ | LV | 100 kVA :Pole Substation | 0.1 | --> | 0.1 | 0 | 0 | Constrained,otherwise capacity available =95kVA. | --> | 0.095 | 0 | 0.003705 | 0 | 0 | Constrained,otherwise capacity available =100.8kW. | --> | C11 ex GARDEN CITY | Garden City [T41,T42] | ARKLOW |  | 52.7069 | -6.2126
MV/LV Substation TA***006Z |  | 10 kV | _ | LV | 630 kVA :Kiosk Substation | 0.63 | --> | 0.63 | 0 | 0 | Constrained,otherwise capacity available =500kVA. | --> | 0.5985 | 0 | 0 | 0.5 | 0 |  | --> | C17 ex AGHAMORE | Aghamore [T41,T42] | LANESBORO |  | 53.74 | -7.9201
MV/LV Substation TA***009 |  | 10 kV | _ | LV | 1000 kVA :Building Structure | 1 | --> | 1 | 0 | 0 | Constrained,otherwise capacity available =500kVA. | --> | 0.95 | 0 | 0 | 0.5 | 0 |  | --> | C15 ex DEERPARK | Deerpark [T41,T42] | BALLYDINE |  | 52.3506 | -7.4192
MV/LV Substation TA***011X |  | 10 kV | _ | LV | 630 kVA :Kiosk Substation | 0.63 | --> | 0.63 | 0.5 | 1 |  | --> | 0.5985 | 0 | 0 | 0 | 0 | Constrained,otherwise capacity available =500kW. | --> | C11 ex BOYLE | Boyle [T41,T42] | CARRICK ON SHANNON |  | 53.9714 | -8.3015
MV/LV Substation TA***014X |  | 10 kV | _ | LV | 50 kVA :Pole Substation | 0.05 | --> | 0.05 | 0.011 | 2.8 |  | --> | 0.0475 | 0 | 0 | 0.05559 | 0 |  | --> | C20 ex CASTLEBLAYNEY | Castleblayney [T41,T42] | DUNDALK |  | 54.0572 | -6.696
MV/LV Substation TA***015 |  | 10 kV | _ | LV | 400 kVA :Kiosk Substation | 0.4 | --> | 0.4 | 0.24583 | 0.2 | Constrained,otherwise capacity available =319kVA. | --> | 0.38 | 0 | 0.00741 | 0 | 0 | Constrained,otherwise capacity available =412.1kW. | --> | C11 ex ROSSGEIR | Rossgeir [T41,T42] | LETTERKENNY |  | 54.8331 | -7.4783
MV/LV Substation TA***016 |  | 20 kV | _ | LV | 400 kVA :Kiosk Substation | 0.4 | --> | 0.4 | 0.232 | 16.1 |  | --> | 0.38 | 0 | 0.002223 | 0.42474 | 0 |  | --> | E17 ex WEXFORD | Wexford [T121,T122] | WEXFORD |  | 52.323 | -6.6517
MV/LV Substation TA***017 |  | 10 kV | _ | LV | 50 kVA :Pole Substation | 0.05 | --> | 0.05 | 0.03 | 2.2 |  | --> | 0.0475 | 0 | 0.006669 | 0.052949 | 0 |  | --> | C24 ex BAILIEBORO | Bailieboro [T41,T42] | MEATH HILL |  | 53.9165 | -6.975
MV/LV Substation TA***018 |  | 10 kV | _ | LV | 400 kVA :Kiosk Substation | 0.4 | --> | 0.4 | 0 | 0 | Constrained,otherwise capacity available =298kVA. | --> | 0.38 | 0 | 0.001482 | 0.4152 | 0 |  | --> | C22 ex MONEENAGEISHA | Moneenageisha [T41,T42] | GALWAY 110KV |  | 53.2831 | -9.024
MV/LV Substation TA***018 |  | 10 kV | _ | LV | 400 kVA :Kiosk Substation | 0.4 | --> | 0.4 | 0 | 0 | Constrained,otherwise capacity available =284kVA. | --> | 0.38 | 0 | 0.01482 | 0 | 0 | Constrained,otherwise capacity available =417.2kW. | --> | C19 ex LISMORE | Lismore [T41,T42] | DUNGARVAN |  | 52.0938 | -8.0097
MV/LV Substation TA***024 |  | 10 kV | _ | LV | 200 kVA :Pole Substation | 0.2 | --> | 0.2 | 0 | 0 | Constrained,otherwise capacity available =135kVA. | --> | 0.19 | 0 | 0 | 0.20964 | 0 |  | --> | C22 ex SKIBBEREEN | Skibbereen [T41,T42] | DUNMANWAY |  | 51.5602 | -9.2698
MV/LV Substation TA***024 |  | 10 kV | _ | LV | 200 kVA :Pole Substation | 0.2 | --> | 0.2 | 0.1 | 6.2 |  | --> | 0.19 | 0 | 0 | 0.21464 | 0 |  | --> | C20 ex CAHIR | Cahir [T41,T42] | CAHIR |  | 52.3794 | -7.9317
MV/LV Substation TA***025 |  | 10 kV | _ | LV | 400 kVA :Kiosk Substation | 0.4 | --> | 0.4 | 0.196 | 2.8 |  | --> | 0.38 | 0 | 0.057798 | 0.42984 | 0 |  | --> | C17 ex MOUNT MERRION | Mount Merrion [T41,T42] | CARRICKMINES |  | 53.2936 | -6.1922
MV/LV Substation TA***028 |  | 10 kV | _ | LV | 25 kVA :Pole Substation | 0.025 | --> | 0.025 | 0 | 0 | Constrained,otherwise capacity available =11kVA. | --> | 0.02375 | 0 | 0.003705 | 0.02704 | 0 |  | --> | C16 ex CLONAKILTY | Clonakilty [T41,T42] | DUNMANWAY |  | 51.6263 | -8.8939
MV/LV Substation TA***032 |  | 10 kV | _ | LV | 400 kVA :Kiosk Substation | 0.4 | --> | 0.4 | 0 | 0 | Constrained,otherwise capacity available =326kVA. | --> | 0.38 | 0 | 0.00741 | 0.41108 | 0 |  | --> | C15 ex CLONAKILTY | Clonakilty [T41,T42] | DUNMANWAY |  | 51.625 | -8.8946
MV/LV Substation TA***043 |  | 10 kV | _ | LV | 630 kVA :Kiosk Substation | 0.63 | --> | 0.63 | 0 | 0 | Constrained,otherwise capacity available =418kVA. | --> | 0.5985 | 0 | 0.028899 | 0.5 | 0 |  | --> | C17 ex TYMON | Tymon [T41,T42] | COOKSTOWN |  | 53.3046 | -6.3575
MV/LV Substation TA***048 |  | 10 kV | _ | LV | 50 kVA :Pole Substation | 0.05 | --> | 0.05 | 0 | 0 | Constrained,otherwise capacity available =39kVA. | --> | 0.0475 | 0 | 0.003705 | 0 | 0 | Constrained,otherwise capacity available =51.6kW. | --> | C20 ex DRUMBEAR | Drumbear [T41,T42] | LISDRUM |  | 54.2201 | -6.9499
MV/LV Substation TA***058 |  | 20 kV | _ | LV | 50 kVA :Pole Substation | 0.05 | --> | 0.05 | 0 | 0 | Constrained,otherwise capacity available =49kVA. | --> | 0.0475 | 0 | 0 | 0.050152 | 0 |  | --> | E11 ex KILCOLGAN | Kilcolgan [T42,T421] | GALWAY 110KV |  | 53.1651 | -8.9327
MV/LV Substation TA***058 |  | 10 kV | _ | LV | 200 kVA :Pole Substation | 0.2 | --> | 0.2 | 0.163 | 17.8 |  | --> | 0.19 | 0 | 0 | 0.20554 | 0 |  | --> | E24 ex BANOGE | Banoge [T121,T122] | BANOGE |  | 52.6709 | -6.225
MV/LV Substation TA***061Z |  | 10 kV | _ | LV | 400 kVA :Kiosk Substation | 0.4 | --> | 0.4 | 0 | 0 | Constrained,otherwise capacity available =255kVA. | --> | 0.38 | 0 | 0.008151 | 0.40015 | 0 |  | --> | C19 ex MULGANNON | Mulgannon [T41,T42] | WEXFORD |  | 52.3354 | -6.4576
MV/LV Substation TA***063X |  | 20 kV | _ | LV | 100 kVA :Pole Substation | 0.1 | --> | 0.1 | 0.1 | 1.6 |  | --> | 0.095 | 0 | 0 | 0 | 0 | Constrained,otherwise capacity available =100kW. | --> | E17 ex BELMULLET | Belmullet [T421] | BELLACORICK |  | 54.2363 | -9.9786
MV/LV Substation TA***067 |  | 10 kV | _ | LV | 200 kVA :Kiosk Substation | 0.2 | --> | 0.2 | 0.042 | 3.5 |  | --> | 0.19 | 0 | 0.019266 | 0.22263 | 0 |  | --> | C21 ex TRIMMS LANE | Trimms Lane [T41,T42] | SALTHILL |  | 53.2687 | -9.0714
MV/LV Substation TA***069Y |  | 10 kV | _ | LV | 200 kVA :Kiosk Substation | 0.2 | --> | 0.2 | 0 | 0 | Constrained,otherwise capacity available =179kVA. | --> | 0.19 | 0 | 0.003705 | 0.20316 | 0 |  | --> | C15 ex CLONAKILTY | Clonakilty [T41,T42] | DUNMANWAY |  | 51.6242 | -8.9004
MV/LV Substation TA***070Y |  | 10 kV | _ | LV | 200 kVA :Kiosk Substation | 0.2 | --> | 0.2 | 0 | 0 | Constrained,otherwise capacity available =197kVA. | --> | 0.19 | 0 | 0 | 0 | 0 | Constrained,otherwise capacity available =200.5kW. | --> | C17 ex TEMPLEMORE | Templemore [T41,T42] | IKERRIN |  | 52.7921 | -7.8378
MV/LV Substation TA***073 |  | 10 kV | _ | LV | 200 kVA :Pole Substation | 0.2 | --> | 0.2 | 0.2 | 3 |  | --> | 0.19 | 0 | 0 | 0.2 | 0 |  | --> | C18 ex NENAGH | Nenagh [T41,T42] | NENAGH |  | 52.8609 | -8.1933
MV/LV Substation TA***074Z |  | 10 kV | _ | LV | 400 kVA :Kiosk Substation | 0.4 | --> | 0.4 | 0 | 0 | Constrained,otherwise capacity available =364kVA. | --> | 0.38 | 0 | 0.017784 | 0.40543 | 0 |  | --> | C21 ex CASTLETROY | Castletroy [T41,T42] | ARDNACRUSHA |  | 52.6537 | -8.5623
MV/LV Substation TA***076 |  | 10 kV | _ | LV | 630 kVA :Building Structure | 0.63 | --> | 0.63 | 0.5 | 3.9 |  | --> | 0.5985 | 0 | 0 | 0.5 | 0 |  | --> | C20 ex GALWAY 110KV | Galway 110kv [T102,T103] | GALWAY 110KV |  | 53.2852 | -9.0199
MV/LV Substation TA***076 |  | 20 kV | _ | LV | 50 kVA :Building Structure | 0.05 | --> | 0.05 | 0 | 1.5 |  | --> | 0.0475 | 0 | 0 | 0.06432 | 0 |  | --> | C14 ex SMEARLA | Smearla [T41,T42] | TRIEN |  | 52.5883 | -9.3648
MV/LV Substation TA***077 |  | 20 kV | _ | LV | 630 kVA :Building Structure | 0.63 | --> | 0.63 | 0.5 | 1.5 |  | --> | 0.5985 | 0 | 0 | 0.5 | 0 |  | --> | C14 ex SMEARLA | Smearla [T41,T42] | TRIEN |  | 52.5888 | -9.3685
MV/LV Substation TA***078 |  | 20 kV | _ | LV | 100 kVA :Pole Substation | 0.1 | --> | 0.1 | 0.097 | 1.5 |  | --> | 0.095 | 0 | 0 | 0.10045 | 0 |  | --> | C14 ex SMEARLA | Smearla [T41,T42] | TRIEN |  | 52.5869 | -9.365
MV/LV Substation TA***084 |  | 10 kV | _ | LV | 400 kVA :Kiosk Substation | 0.4 | --> | 0.4 | 0 | 0 | Constrained,otherwise capacity available =314kVA. | --> | 0.38 | 0 | 0.021489 | 0.41285 | 0 |  | --> | C16 ex BALBRIGGAN | Balbriggan [T42] | GLASMORE |  | 53.6094 | -6.1897
MV/LV Substation TA***085Y |  | 10 kV | _ | LV | 630 kVA :Building Structure | 0.63 | --> | 0.63 | 0 | 0 | Constrained,otherwise capacity available =500kVA. | --> | 0.5985 | 0 | 0 | 0.5 | 0 |  | --> | C16 ex BLAKE | Blake [T41,T42] | BLAKE |  | 53.2268 | -6.9281
MV/LV Substation TA***086 |  | 10 kV | _ | LV | 200 kVA :Kiosk Substation | 0.2 | --> | 0.2 | 0 | 0 | Constrained,otherwise capacity available =165kVA. | --> | 0.19 | 0 | 0 | 0.20525 | 0 |  | --> | C15 ex TALBOTS INCH | Talbots Inch [T41,T42] | KILKENNY |  | 52.6716 | -7.2679
MV/LV Substation TA***086Y |  | 10 kV | _ | LV | 630 kVA :Kiosk Substation | 0.63 | --> | 0.63 | 0 | 0 | Constrained,otherwise capacity available =500kVA. | --> | 0.5985 | 0 | 0 | 0.5 | 0 |  | --> | C22 ex CELBRIDGE | Celbridge [T41,T42] | GRIFFINRATH |  | 53.3482 | -6.6014
MV/LV Substation TA***086Y |  | 10 kV | _ | LV | 400 kVA :Kiosk Substation | 0.4 | --> | 0.4 | 0 | 0 | Constrained,otherwise capacity available =322kVA. | --> | 0.38 | 0 | 0.01482 | 0.41167 | 0 |  | --> | C18 ex MOUNTGORRY | Mountgorry [T41,T42] | GRANGE (DR) |  | 53.4481 | -6.1823
MV/LV Substation TA***090 |  | 10 kV | _ | LV | 200 kVA :Kiosk Substation | 0.2 | --> | 0.2 | 0 | 0 | Constrained,otherwise capacity available =175kVA. | --> | 0.19 | 0 | 0 | 0.20376 | 0 |  | --> | C17 ex FORTUNESTOWN | Fortunestown [T101,T102] | INCHICORE 220KV |  | 53.2762 | -6.44
MV/LV Substation TA***091 |  | 10 kV | _ | LV | 400 kVA :Kiosk Substation | 0.4 | --> | 0.4 | 0 | 0 | Constrained,otherwise capacity available =337kVA. | --> | 0.38 | 0 | 0.016302 | 0.40945 | 0 |  | --> | C15 ex BALBRIGGAN | Balbriggan [T41] | GLASMORE |  | 53.6064 | -6.1905
MV/LV Substation TA***097X |  | 10 kV | _ | LV | 200 kVA :Kiosk Substation | 0.2 | --> | 0.2 | 0 | 0 | Constrained,otherwise capacity available =197kVA. | --> | 0.19 | 0 | 0 | 0.20045 | 0 |  | --> | C19 ex DUNDRUM | Dundrum [T41,T42] | BLACKROCK |  | 53.2937 | -6.2473
MV/LV Substation TA***098Z |  | 10 kV | _ | LV | 200 kVA :Pole Substation | 0.2 | --> | 0.2 | 0.168 | 5.9 |  | --> | 0.19 | 0 | 0 | 0.2048 | 0 |  | --> | C11 ex CASHEL | Cashel [T41,T42] | CAHIR |  | 52.449 | -7.8018
MV/LV Substation TA***110 |  | 10 kV | _ | LV | 200 kVA :Building Structure | 0.2 | --> | 0.2 | 0 | 0 | Constrained,otherwise capacity available =142kVA. | --> | 0.19 | 0 | 0 | 0.20862 | 0 |  | --> | C11 ex FINISKLIN | Finisklin [T41,T42] | SLIGO |  | 54.2768 | -8.4931
MV/LV Substation TA***111 |  | 10 kV | _ | LV | 100 kVA :Pole Substation | 0.1 | --> | 0.1 | 0.091 | 17.8 |  | --> | 0.095 | 0 | 0 | 0.10136 | 0 |  | --> | E24 ex BANOGE | Banoge [T121,T122] | BANOGE |  | 52.6714 | -6.2138
MV/LV Substation TA***111Z |  | 20 kV | _ | LV | 200 kVA :Pole Substation | 0.2 | --> | 0.2 | 0 | 0 | Constrained,otherwise capacity available =200kVA. | --> | 0.19 | 0 | 0 | 0.2 | 0 |  | --> | E17 ex DULEEK | Duleek [T421,T422] | DRYBRIDGE |  | 53.6599 | -6.5814
MV/LV Substation TA***115 |  | 10 kV | _ | LV | 50 kVA :Pole Substation | 0.05 | --> | 0.05 | 0 | 0 | Constrained,otherwise capacity available =48kVA. | --> | 0.0475 | 0 | 0.00741 | 0 | 0 | Constrained,otherwise capacity available =50.3kW. | --> | C19 ex LISMORE | Lismore [T41,T42] | DUNGARVAN |  | 52.0917 | -8.0044
MV/LV Substation TA***123 |  | 20 kV | _ | LV | 100 kVA :Pole Substation | 0.1 | --> | 0.1 | 0.066 | 1.4 |  | --> | 0.095 | 0 | 0.002223 | 0.10504 | 0 |  | --> | E12 ex KILLINICK | Killinick [T421,T422] | WEXFORD |  | 52.2461 | -6.3862
MV/LV Substation TA***124 |  | 10 kV | _ | LV | 400 kVA :Kiosk Substation | 0.4 | --> | 0.4 | 0 | 0 | Constrained,otherwise capacity available =238kVA. | --> | 0.38 | 0 | 0.045201 | 0.42388 | 0 |  | --> | C21 ex STEPHENSTOWN | Stephenstown [T101,T102] | FINGLAS |  | 53.6122 | -6.1932
MV/LV Substation TA***125 |  | 10 kV | _ | LV | 630 kVA :Building Structure | 0.63 | --> | 0.63 | 0.435 | 14.2 |  | --> | 0.5985 | 0 | 0 | 0.5 | 0 |  | --> | C17 ex COOKSTOWN | Cookstown [T101,T102] | CARRICKMINES |  | 53.2858 | -6.376
MV/LV Substation TA***125Y |  | 20 kV | _ | LV | 400 kVA :Kiosk Substation | 0.4 | --> | 0.4 | 0 | 0 | Constrained,otherwise capacity available =400kVA. | --> | 0.38 | 0 | 0 | 0.4 | 0 |  | --> | E16 ex CREAGH | Creagh [T421,T422] | ATHLONE |  | 53.3365 | -8.2015
MV/LV Substation TA***126 |  | 10 kV | _ | LV | 400 kVA :Kiosk Substation | 0.4 | --> | 0.4 | 0.329 | 17.8 |  | --> | 0.38 | 0 | 0 | 0.41064 | 0 |  | --> | E24 ex BANOGE | Banoge [T121,T122] | BANOGE |  | 52.6689 | -6.213
MV/LV Substation TA***126X |  | 10 kV | _ | LV | 200 kVA :Pole Substation | 0.2 | --> | 0.2 | 0 | 0 | Constrained,otherwise capacity available =152kVA. | --> | 0.19 | 0 | 0 | 0.20716 | 0 |  | --> | C15 ex BALLYBAILIE | Ballybailie [T41,T42] | DUNDALK |  | 53.9203 | -6.5486
MV/LV Substation TA***130X |  | 10 kV | _ | LV | 400 kVA :Kiosk Substation | 0.4 | --> | 0.4 | 0 | 0 | Constrained,otherwise capacity available =293kVA. | --> | 0.38 | 0 | 0.002964 | 0.41593 | 0 |  | --> | C15 ex BALLYBAILIE | Ballybailie [T41,T42] | DUNDALK |  | 53.9177 | -6.5465
MV/LV Substation TA***131 |  | 10 kV | _ | LV | 200 kVA :Kiosk Substation | 0.2 | --> | 0.2 | 0 | 0 | Constrained,otherwise capacity available =132kVA. | --> | 0.19 | 0 | 0 | 0.21007 | 0 |  | --> | C11 ex MULGANNON | Mulgannon [T41,T42] | WEXFORD |  | 52.3338 | -6.4673
MV/LV Substation TA***131X |  | 20 kV | _ | LV | 100 kVA :Pole Substation | 0.1 | --> | 0.1 | 0.091 | 2.8 |  | --> | 0.095 | 0 | 0 | 0.10136 | 0 |  | --> | E13 ex BALLYRAGGET | Ballyragget [T421,T422] | BALLYRAGGET |  | 52.7488 | -7.3984
MV/LV Substation TA***132X |  | 10 kV | _ | LV | 1000 kVA :Building Structure | 1 | --> | 1 | 0.15247 | 0.2 | Constrained,otherwise capacity available =500kVA. | --> | 0.95 | 0 | 0 | 0.5 | 0 |  | --> | C13 ex SANDYFORD | Sandyford [T41,T42] | CARRICKMINES |  | 53.2691 | -6.2626
MV/LV Substation TA***133 |  | 20 kV | _ | LV | 400 kVA :Kiosk Substation | 0.4 | --> | 0.4 | 0.375 | 1.5 |  | --> | 0.38 | 0 | 0 | 0.40378 | 0 |  | --> | C14 ex SMEARLA | Smearla [T41,T42] | TRIEN |  | 52.5743 | -9.3823
MV/LV Substation TA***136 |  | 10 kV | _ | LV | 200 kVA :Pole Substation | 0.2 | --> | 0.2 | 0 | 0 | Constrained,otherwise capacity available =112kVA. | --> | 0.19 | 0 | 0.011856 | 0.21294 | 0 |  | --> | C23 ex TRAMORE | Tramore [T41,T42] | BUTLERSTOWN |  | 52.1665 | -7.1545
MV/LV Substation TA***145Y |  | 20 kV | _ | LV | 100 kVA :Pole Substation | 0.1 | --> | 0.1 | 0 | 0 | Constrained,otherwise capacity available =30kVA. | --> | 0.095 | 0 | 0 | 0.11009 | 0 |  | --> | E19 ex SLANE | Slane [T421] | DRYBRIDGE |  | 53.7413 | -6.6102
MV/LV Substation TA***163Y |  | 20 kV | _ | LV | 50 kVA :Pole Substation | 0.05 | --> | 0.05 | 0 | 0 | Constrained,otherwise capacity available =50kVA. | --> | 0.0475 | 0 | 0 | 0.05 | 0 |  | --> | E19 ex EDENDERRY | Edenderry [T421,T422] | BLAKE |  | 53.4505 | -7.0505
MV/LV Substation TA***166X |  | 10 kV | _ | LV | 630 kVA :Kiosk Substation | 0.63 | --> | 0.63 | 0.5 | 1.3 |  | --> | 0.5985 | 0 | 0.002964 | 0.5 | 0 |  | --> | C18 ex CASTLEREA | Castlerea [T41,T42] | CARRICK ON SHANNON |  | 53.7739 | -8.4847
MV/LV Substation TA***168 |  | 10 kV | _ | LV | 200 kVA :Pole Substation | 0.2 | --> | 0.2 | 0.16 | 1.5 |  | --> | 0.19 | 0 | 0 | 0.20598 | 0 |  | --> | C18 ex SHERCOCK | Shercock [T41,T42] | MEATH HILL |  | 53.9938 | -6.8931
MV/LV Substation TA***177 |  | 10 kV | _ | LV | 630 kVA :Kiosk Substation | 0.63 | --> | 0.63 | 0.5 | 4.9 |  | --> | 0.5985 | 0 | 0 | 0.5 | 0 |  | --> | C22 ex COOLOCK | Coolock [T41,T42] | FINGLAS |  | 53.3926 | -6.1959
MV/LV Substation TA***181 |  | 10 kV | _ | LV | 630 kVA :Building Structure | 0.63 | --> | 0.63 | 0 | 0 | Constrained,otherwise capacity available =500kVA. | --> | 0.5985 | 0 | 0 | 0.5 | 0 |  | --> | C11 ex ROCHES STREET | Roches Street [T41,T42] | LIMERICK |  | 52.6608 | -8.6203
MV/LV Substation TA***184 |  | 10 kV | _ | LV | 1000 kVA :Building Structure | 1 | --> | 1 | 0.5 | 14.2 |  | --> | 0.95 | 0 | 0 | 0.5 | 0 |  | --> | C19 ex COOKSTOWN | Cookstown [T101,T102] | CARRICKMINES |  | 53.2874 | -6.3764
MV/LV Substation TA***185 |  | 10 kV | _ | LV | 1000 kVA :Building Structure | 1 | --> | 1 | 0.5 | 14.2 |  | --> | 0.95 | 0 | 0 | 0.5 | 0 |  | --> | C18 ex COOKSTOWN | Cookstown [T101,T102] | CARRICKMINES |  | 53.2875 | -6.3766
MV/LV Substation TA***186 |  | 10 kV | _ | LV | 1000 kVA :Building Structure | 1 | --> | 1 | 0.456 | 14.2 |  | --> | 0.95 | 0 | 0 | 0.5 | 0 |  | --> | C18 ex COOKSTOWN | Cookstown [T101,T102] | CARRICKMINES |  | 53.2876 | -6.3769
MV/LV Substation TA***187 |  | 10 kV | _ | LV | 1000 kVA :Building Structure | 1 | --> | 1 | 0.5 | 14.2 |  | --> | 0.95 | 0 | 0 | 0.5 | 0 |  | --> | C21 ex COOKSTOWN | Cookstown [T101,T102] | CARRICKMINES |  | 53.2877 | -6.3771
MV/LV Substation TA***187X |  | 10 kV | _ | LV | 630 kVA :Building Structure | 0.63 | --> | 0.63 | 0 | 0 | Constrained,otherwise capacity available =500kVA. | --> | 0.5985 | 0 | 0 | 0.5 | 0 |  | --> | C17 ex BELFIELD | Belfield [T41,T42] | BLACKROCK |  | 53.3128 | -6.2059
MV/LV Substation TA***188 |  | 10 kV | _ | LV | 1000 kVA :Building Structure | 1 | --> | 1 | 0.5 | 14.2 |  | --> | 0.95 | 0 | 0 | 0.5 | 0 |  | --> | C21 ex COOKSTOWN | Cookstown [T101,T102] | CARRICKMINES |  | 53.2882 | -6.3776
MV/LV Substation TA***188X |  | 10 kV | _ | LV | 630 kVA :Building Structure | 0.63 | --> | 0.63 | 0 | 0 | Constrained,otherwise capacity available =500kVA. | --> | 0.5985 | 0 | 0 | 0.5 | 0 |  | --> | C17 ex BELFIELD | Belfield [T41,T42] | BLACKROCK |  | 53.3128 | -6.206
MV/LV Substation TA***189 |  | 10 kV | _ | LV | 1000 kVA :Building Structure | 1 | --> | 1 | 0.5 | 14.2 |  | --> | 0.95 | 0 | 0 | 0.5 | 0 |  | --> | C21 ex COOKSTOWN | Cookstown [T101,T102] | CARRICKMINES |  | 53.2886 | -6.3778
MV/LV Substation TA***189X |  | 10 kV | _ | LV | 1000 kVA :Building Structure | 1 | --> | 1 | 0.5 | 11 |  | --> | 0.95 | 0 | 0 | 0.5 | 0 |  | --> | C25 ex MISERY HILL | Misery Hill [T101,T102] | POOLBEG |  | 53.3458 | -6.2538
MV/LV Substation TA***189Z |  | 10 kV | _ | LV | 400 kVA :Kiosk Substation | 0.4 | --> | 0.4 | 0.346 | 1.5 |  | --> | 0.38 | 0 | 0.030381 | 0.40812 | 0 |  | --> | C18 ex SMEARLA | Smearla [T41,T42] | TRIEN |  | 52.4337 | -9.4996
MV/LV Substation TA***190 |  | 10 kV | _ | LV | 1000 kVA :Building Structure | 1 | --> | 1 | 0.5 | 14.2 |  | --> | 0.95 | 0 | 0 | 0.5 | 0 |  | --> | C19 ex COOKSTOWN | Cookstown [T101,T102] | CARRICKMINES |  | 53.2889 | -6.3769
MV/LV Substation TA***191 |  | 10 kV | _ | LV | 1000 kVA :Building Structure | 1 | --> | 1 | 0.5 | 14.2 |  | --> | 0.95 | 0 | 0 | 0.5 | 0 |  | --> | C19 ex COOKSTOWN | Cookstown [T101,T102] | CARRICKMINES |  | 53.2889 | -6.3767
MV/LV Substation TA***192 |  | 10 kV | _ | LV | 1000 kVA :Building Structure | 1 | --> | 1 | 0.5 | 14.2 |  | --> | 0.95 | 0 | 0 | 0.5 | 0 |  | --> | C19 ex COOKSTOWN | Cookstown [T101,T102] | CARRICKMINES |  | 53.2888 | -6.3758
MV/LV Substation TA***196 |  | 10 kV | _ | LV | 1000 kVA :Building Structure | 1 | --> | 1 | 0.5 | 14.2 |  | --> | 0.95 | 0 | 0 | 0.5 | 0 |  | --> | C21 ex COOKSTOWN | Cookstown [T101,T102] | CARRICKMINES |  | 53.2878 | -6.375
MV/LV Substation TA***205Y |  | 20 kV | _ | LV | 50 kVA :Pole Substation | 0.05 | --> | 0.05 | 0.038 | 3.5 |  | --> | 0.0475 | 0 | 0.018525 | 0.05179 | 0 |  | --> | C26 ex DUNDALK | Dundalk [T41,T42] | DUNDALK |  | 54.0417 | -6.5372
MV/LV Substation TA***210X |  | 10 kV | _ | LV | 200 kVA :Pole Substation | 0.2 | --> | 0.2 | 0.18 | 1 |  | --> | 0.19 | 0 | 0.003705 | 0 | 0 | Constrained,otherwise capacity available =203kW. | --> | C17 ex BOYLE | Boyle [T41,T42] | CARRICK ON SHANNON |  | 53.9956 | -8.1891
MV/LV Substation TA***210Z |  | 20 kV | _ | LV | 200 kVA :Pole Substation | 0.2 | --> | 0.2 | 0 | 0 | Constrained,otherwise capacity available =159kVA. | --> | 0.19 | 0 | 0 | 0.20613 | 0 |  | --> | E16 ex ACADEMY STREET | Academy Street [T421,T422,T44] | NAVAN |  | 53.6038 | -6.6225
MV/LV Substation TA***211 |  | 10 kV | _ | LV | 200 kVA :Pole Substation | 0.2 | --> | 0.2 | 0.183 | 6.2 |  | --> | 0.19 | 0 | 0.002223 | 0.20256 | 0 |  | --> | C17 ex CAHIR | Cahir [T41,T42] | CAHIR |  | 52.3909 | -7.9325
MV/LV Substation TA***213 |  | 20 kV | _ | LV | 630 kVA :Building Structure | 0.63 | --> | 0.63 | 0 | 0 | Constrained,otherwise capacity available =500kVA. | --> | 0.5985 | 0 | 0 | 0.072493 | 0 | Constrained,otherwise capacity available =500kW. | --> | C18 ex TOOMEVARA | Toomevara [T42] | NENAGH |  | 52.7689 | -8.0219
MV/LV Substation TA***215X |  | 10 kV | _ | LV | 400 kVA :Kiosk Substation | 0.4 | --> | 0.4 | 0.369 | 0.9 |  | --> | 0.38 | 0 | 0 | 0.40468 | 0 |  | --> | C16 ex KENMARE | Kenmare [T42] | KNOCKEARAGH |  | 51.8853 | -9.582
MV/LV Substation TA***215Y |  | 20 kV | _ | LV | 100 kVA :Pole Substation | 0.1 | --> | 0.1 | 0.088 | 1.3 |  | --> | 0.095 | 0 | 0 | 0.10181 | 0 |  | --> | C17 ex ROOSKY | Roosky [T41] | RICHMOND |  | 53.7831 | -8.1002
MV/LV Substation TA***219Z |  | 20 kV | _ | LV | 50 kVA :Pole Substation | 0.05 | --> | 0.05 | 0 | 0 | Constrained,otherwise capacity available =39kVA. | --> | 0.0475 | 0 | 0 | 0 | 0 | Constrained,otherwise capacity available =51.6kW. | --> | E14 ex EMYVALE | Emyvale [T422] | LISDRUM |  | 54.4011 | -7.019
MV/LV Substation TA***220X |  | 10 kV | _ | LV | 400 kVA :Kiosk Substation | 0.4 | --> | 0.4 | 0.4 | 19.8 |  | --> | 0.38 | 0 | 0 | 0.4 | 0 |  | --> | C17 ex TANEY | Taney [T101,T102] | CARRICKMINES |  | 53.2886 | -6.2453
MV/LV Substation TA***225Z |  | 10 kV | _ | LV | 400 kVA :Kiosk Substation | 0.4 | --> | 0.4 | 0 | 0 | Constrained,otherwise capacity available =310kVA. | --> | 0.38 | 0 | 0.020748 | 0.41344 | 0 |  | --> | C15 ex LOUGHSHINNY | Loughshinny [T41,T42] | GLASMORE |  | 53.5206 | -6.0823
MV/LV Substation TA***232Y |  | 20 kV | _ | LV | 50 kVA :Pole Substation | 0.05 | --> | 0.05 | 0 | 0 | Constrained,otherwise capacity available =47kVA. | --> | 0.0475 | 0 | 0 | 0.050453 | 0 |  | --> | E19 ex DALTON | Dalton [T421,T422] | DALTON |  | 53.6926 | -9.0756
MV/LV Substation TA***234X |  | 10 kV | _ | LV | 50 kVA :Pole Substation | 0.05 | --> | 0.05 | 0.045 | 2.8 |  | --> | 0.0475 | 0 | 0 | 0.050753 | 0 |  | --> | C20 ex CASTLEBLAYNEY | Castleblayney [T41,T42] | DUNDALK |  | 54.0576 | -6.6925
MV/LV Substation TA***234Z |  | 10 kV | _ | LV | 200 kVA :Kiosk Substation | 0.2 | --> | 0.2 | 0 | 0 | Constrained,otherwise capacity available =169kVA. | --> | 0.19 | 0 | 0 | 0.20465 | 0 |  | --> | C17 ex AGHAMORE | Aghamore [T41,T42] | LANESBORO |  | 53.7392 | -7.9229
MV/LV Substation TA***238 |  | 10 kV | _ | LV | 400 kVA :Kiosk Substation | 0.4 | --> | 0.4 | 0.337 | 4 |  | --> | 0.38 | 0 | 0.025194 | 0.40945 | 0 |  | --> | C19 ex BALLINCLEA | Ballinclea [T41] | CHERRYWOOD |  | 53.2704 | -6.1327
MV/LV Substation TA***244Y |  | 10 kV | _ | LV | 400 kVA :Kiosk Substation | 0.4 | --> | 0.4 | 0 | 0 | Constrained,otherwise capacity available =387kVA. | --> | 0.38 | 0 | 0.003705 | 0.40197 | 0 |  | --> | C17 ex POLLERTON | Pollerton [T41,T42] | CARLOW |  | 52.8454 | -6.9294
MV/LV Substation TA***254Z |  | 10 kV | _ | LV | 200 kVA :Kiosk Substation | 0.2 | --> | 0.2 | 0 | 0 | Constrained,otherwise capacity available =159kVA. | --> | 0.19 | 0 | 0 | 0 | 0 | Constrained,otherwise capacity available =206.1kW. | --> | C19 ex LISMORE | Lismore [T41,T42] | DUNGARVAN |  | 52.0946 | -8.0017
MV/LV Substation TA***255Y |  | 20 kV | _ | LV | 100 kVA :Pole Substation | 0.1 | --> | 0.1 | 0.087 | 1.1 |  | --> | 0.095 | 0 | 0 | 0.10195 | 0 |  | --> | E14 ex RANDALSTOWN | Randalstown [T422] | NAVAN |  | 53.7156 | -6.7077
MV/LV Substation TA***257 |  | 20 kV | _ | LV | 100 kVA :Pole Substation | 0.1 | --> | 0.1 | 0.069 | 3 |  | --> | 0.095 | 0 | 0.003705 | 0 | 0 | Constrained,otherwise capacity available =104.6kW. | --> | E12 ex MOVILLE | Moville [T421,T422] | TRILLICK |  | 55.2085 | -6.9704
MV/LV Substation TA***259Y |  | 10 kV | _ | LV | 630 kVA :Building Structure | 0.63 | --> | 0.63 | 0.5 | 14.2 |  | --> | 0.5985 | 0 | 0 | 0.5 | 0 |  | --> | C17 ex COOKSTOWN | Cookstown [T101,T102] | CARRICKMINES |  | 53.2859 | -6.3758
MV/LV Substation TA***262Z |  | 10 kV | _ | LV | 200 kVA :Kiosk Substation | 0.2 | --> | 0.2 | 0 | 0 | Constrained,otherwise capacity available =133kVA. | --> | 0.19 | 0 | 0.010374 | 0.20993 | 0 |  | --> | C14 ex KILDARE | Kildare [T41,T42] | NEWBRIDGE |  | 53.2187 | -6.9986
MV/LV Substation TA***268Y |  | 10 kV | _ | LV | 630 kVA :Building Structure | 0.63 | --> | 0.63 | 0 | 0 | Constrained,otherwise capacity available =500kVA. | --> | 0.5985 | 0 | 0 | 0.5 | 0 |  | --> | C21 ex BELGARD | Belgard [T41,T42] | COOKSTOWN |  | 53.2876 | -6.3547
MV/LV Substation TA***272Z |  | 20 kV | _ | LV | 50 kVA :Pole Substation | 0.05 | --> | 0.05 | 0 | 0 | Constrained,otherwise capacity available =44kVA. | --> | 0.0475 | 0 | 0 | 0.050903 | 0 |  | --> | E19 ex SLANE | Slane [T421] | DRYBRIDGE |  | 53.7432 | -6.5992
MV/LV Substation TA***273 |  | 20 kV | _ | LV | 200 kVA :Pole Substation | 0.2 | --> | 0.2 | 0.127 | 1.5 |  | --> | 0.19 | 0 | 0.012597 | 0.21079 | 0 |  | --> | C14 ex SMEARLA | Smearla [T41,T42] | TRIEN |  | 52.5714 | -9.3762
MV/LV Substation TA***300 |  | 10 kV | _ | LV | 200 kVA :Pole Substation | 0.2 | --> | 0.2 | 0 | 0 | Constrained,otherwise capacity available =198kVA. | --> | 0.19 | 0 | 0 | 0.2003 | 0 |  | --> | C15 ex CRANNY | Cranny [T41] | ENNIS |  | 52.7251 | -9.2072
MV/LV Substation TA***302X |  | 10 kV | _ | LV | 50 kVA :Pole Substation | 0.05 | --> | 0.05 | 0 | 0 | Constrained,otherwise capacity available =34kVA. | --> | 0.0475 | 0 | 0 | 0 | 0 | Constrained,otherwise capacity available =52.4kW. | --> | C13 ex DONEGAL | Donegal [T41,T42] | CATHALEENS FALL |  | 54.6393 | -8.1068
MV/LV Substation TA***304 |  | 10 kV | _ | LV | 100 kVA :Pole Substation | 0.1 | --> | 0.1 | 0 | 0 | Constrained,otherwise capacity available =81kVA. | --> | 0.095 | 0 | 0.002964 | 0 | 0 | Constrained,otherwise capacity available =102.8kW. | --> | C11 ex GARDEN CITY | Garden City [T41,T42] | ARKLOW |  | 52.7064 | -6.2111
MV/LV Substation TA***310 |  | 10 kV | _ | LV | 400 kVA :Kiosk Substation | 0.4 | --> | 0.4 | 0 | 0 | Constrained,otherwise capacity available =211kVA. | --> | 0.38 | 0 | 0.021489 | 0.42772 | 0 |  | --> | C17 ex TYMON | Tymon [T41,T42] | COOKSTOWN |  | 53.3027 | -6.3617
MV/LV Substation TA***312 |  | 10 kV | _ | LV | 100 kVA :Pole Substation | 0.1 | --> | 0.1 | 0.081 | 2.3 |  | --> | 0.095 | 0 | 0 | 0.10284 | 0 |  | --> | C12 ex BALLYRICKARD | Ballyrickard [T41,T42] | TRALEE |  | 52.2846 | -9.8466
MV/LV Substation TA***317 |  | 10 kV | _ | LV | 200 kVA :Kiosk Substation | 0.2 | --> | 0.2 | 0.132 | 3 |  | --> | 0.19 | 0 | 0.003705 | 0 | 0 | Constrained,otherwise capacity available =210.1kW. | --> | C21 ex BALLYRAINE | Ballyraine [T41,T42] | LETTERKENNY |  | 54.9597 | -7.694
MV/LV Substation TA***326Y |  | 20 kV | _ | LV | 100 kVA :Pole Substation | 0.1 | --> | 0.1 | 0 | 0 | Constrained,otherwise capacity available =64kVA. | --> | 0.095 | 0 | 0 | 0.10532 | 0 |  | --> | E11 ex ACADEMY STREET | Academy Street [T421,T422,T44] | NAVAN |  | 53.5807 | -6.6088
MV/LV Substation TA***330Z |  | 10 kV | _ | LV | 100 kVA :Pole Substation | 0.1 | --> | 0.1 | 0.054 | 1.1 |  | --> | 0.095 | 0 | 0 | 0 | 0 | Constrained,otherwise capacity available =106.8kW. | --> | C19 ex NEWCASTLEWEST | Newcastlewest [T41,T42] | RATHKEALE |  | 52.3758 | -9.054
MV/LV Substation TA***339 |  | 20 kV | _ | LV | 200 kVA :Kiosk Substation | 0.2 | --> | 0.2 | 0 | 0 | Constrained,otherwise capacity available =75kVA. | --> | 0.19 | 0 | 0 | 0 | 0 | Constrained,otherwise capacity available =218.1kW. | --> | E14 ex FOXHOLE | Foxhole [T421,T422] | DUNGARVAN |  | 51.9516 | -7.8467
MV/LV Substation TA***339 |  | 20 kV | _ | LV | 50 kVA :Pole Substation | 0.05 | --> | 0.05 | 0.05 | 3.6 |  | --> | 0.0475 | 0 | 0 | 0.05 | 0 |  | --> | E22 ex ENNISCRONE | Enniscrone [T421,T422] | MOY |  | 54.2638 | -8.9305
MV/LV Substation TA***343 |  | 10 kV | _ | LV | 1000 kVA :Building Structure | 1 | --> | 1 | 0 | 0 | Constrained,otherwise capacity available =500kVA. | --> | 0.95 | 0 | 0 | 0.5 | 0 |  | --> | C14 ex GLOUCESTER PLACE | Gloucester Place [T41,T42] | MCDERMOTT |  | 53.3506 | -6.2559
MV/LV Substation TA***353 |  | 10 kV | _ | LV | 50 kVA :Pole Substation | 0.05 | --> | 0.05 | 0.047 | 1.5 |  | --> | 0.0475 | 0 | 0 | 0.050453 | 0 |  | --> | C12 ex SMEARLA | Smearla [T41,T42] | TRIEN |  | 52.4465 | -9.5157
MV/LV Substation TA***369 |  | 10 kV | _ | LV | 50 kVA :Pole Substation | 0.05 | --> | 0.05 | 0.019092 | 0 | Constrained,otherwise capacity available =46kVA. | --> | 0.0475 | 0 | 0 | 0 | 0 | Constrained,otherwise capacity available =50.6kW. | --> | C17 ex BALLYBAY | Ballybay [T41,T42] | LISDRUM |  | 54.1195 | -6.8941
MV/LV Substation TA***375 |  | 20 kV | _ | LV | 200 kVA :Pole Substation | 0.2 | --> | 0.2 | 0.2 | 0.2 |  | --> | 0.19 | 0 | 0 | 0 | 0 | Constrained,otherwise capacity available =200kW. | --> | E15 ex BEALISTOWN | Bealistown [T421,T422] | GREAT ISLAND |  | 52.2771 | -6.7992
MV/LV Substation TA***382X |  | 10 kV | _ | LV | 630 kVA :Building Structure | 0.63 | --> | 0.63 | 0 | 0 | Constrained,otherwise capacity available =500kVA. | --> | 0.5985 | 0 | 0.09633 | 0.5 | 0 |  | --> | C12 ex MONEENAGEISHA | Moneenageisha [T41,T42] | GALWAY 110KV |  | 53.269 | -9.0417
MV/LV Substation TA***382Z |  | 10 kV | _ | LV | 630 kVA :Kiosk Substation | 0.63 | --> | 0.63 | 0 | 0 | Constrained,otherwise capacity available =500kVA. | --> | 0.5985 | 0 | 0.008151 | 0.5 | 0 |  | --> | C12 ex GRANGE (DR) | Grange (dr) [T41,T42] | GRANGE (DR) |  | 53.3987 | -6.148
MV/LV Substation TA***383Z |  | 10 kV | _ | LV | 200 kVA :Kiosk Substation | 0.2 | --> | 0.2 | 0 | 0 | Constrained,otherwise capacity available =190kVA. | --> | 0.19 | 0 | 0.002964 | 0.20151 | 0 |  | --> | C12 ex GRANGE (DR) | Grange (dr) [T41,T42] | GRANGE (DR) |  | 53.3992 | -6.1491
MV/LV Substation TA***391Z |  | 20 kV | _ | LV | 400 kVA :Kiosk Substation | 0.4 | --> | 0.4 | 0.367 | 16.1 |  | --> | 0.38 | 0 | 0 | 0.40498 | 0 |  | --> | E17 ex WEXFORD | Wexford [T121,T122] | WEXFORD |  | 52.3216 | -6.6538
MV/LV Substation TA***397Z |  | 10 kV | _ | LV | 400 kVA :Kiosk Substation | 0.4 | --> | 0.4 | 0 | 0 | Constrained,otherwise capacity available =318kVA. | --> | 0.38 | 0 | 0.015561 | 0.41226 | 0 |  | --> | C15 ex TALBOTS INCH | Talbots Inch [T41,T42] | KILKENNY |  | 52.6687 | -7.2681
MV/LV Substation TA***4011 |  | 10 kV | _ | LV | 50 kVA :Pole Substation | 0.05 | --> | 0.05 | 0 | 0 | Constrained,otherwise capacity available =49kVA. | --> | 0.0475 | 0 | 0 | 0 | 0 | Constrained,otherwise capacity available =50.2kW. | --> | C13 ex DONEGAL | Donegal [T41,T42] | CATHALEENS FALL |  | 54.698 | -8.0595
MV/LV Substation TA***4012 |  | 10 kV | _ | LV | 400 kVA :Kiosk Substation | 0.4 | --> | 0.4 | 0 | 0 | Constrained,otherwise capacity available =382kVA. | --> | 0.38 | 0 | 0 | 0.40272 | 0 |  | --> | C27 ex KILBARRY | Kilbarry [T101,T43] | KILBARRY |  | 51.9135 | -8.4759
MV/LV Substation TA***4024 |  | 20 kV | _ | LV | 200 kVA :Kiosk Substation | 0.2 | --> | 0.2 | 0.189 | 1.5 |  | --> | 0.19 | 0 | 0.008151 | 0.20166 | 0 |  | --> | C14 ex SMEARLA | Smearla [T41,T42] | TRIEN |  | 52.5871 | -9.3743
MV/LV Substation TA***4032 |  | 10 kV | _ | LV | 50 kVA :Pole Substation | 0.05 | --> | 0.05 | 0.05 | 2.8 |  | --> | 0.0475 | 0 | 0 | 0.05 | 0 |  | --> | C20 ex CASTLEBLAYNEY | Castleblayney [T41,T42] | DUNDALK |  | 54.0584 | -6.704
MV/LV Substation TA***4035 |  | 20 kV | _ | LV | 50 kVA :Pole Substation | 0.05 | --> | 0.05 | 0 | 0 | Constrained,otherwise capacity available =41kVA. | --> | 0.0475 | 0 | 0 | 0 | 0 | Constrained,otherwise capacity available =51.3kW. | --> | C15 ex CLOONLOUGH | Cloonlough [T41,T42] | BARRYMORE |  | 52.2503 | -8.4637
MV/LV Substation TA***4039 |  | 10 kV | _ | LV | 400 kVA :Kiosk Substation | 0.4 | --> | 0.4 | 0.15247 | 0.2 | Constrained,otherwise capacity available =387kVA. | --> | 0.38 | 0 | 0 | 0.40197 | 0 |  | --> | C13 ex SANDYFORD | Sandyford [T41,T42] | CARRICKMINES |  | 53.2731 | -6.2728
MV/LV Substation TA***404Z |  | 10 kV | _ | LV | 100 kVA :Pole Substation | 0.1 | --> | 0.1 | 0.089 | 2 |  | --> | 0.095 | 0 | 0 | 0 | 0 | Constrained,otherwise capacity available =101.7kW. | --> | E18 ex RATHKEALE | Rathkeale [T421,T422] | RATHKEALE |  | 52.5214 | -8.9375
MV/LV Substation TA***4063 |  | 10 kV | _ | LV | 100 kVA :Pole Substation | 0.1 | --> | 0.1 | 0.1 | 4.2 |  | --> | 0.095 | 0 | 0 | 0.1 | 0 |  | --> | C17 ex ERRIGAL | Errigal [T41,T422] | SHANKILL |  | 54.1089 | -7.1664
MV/LV Substation TA***4066 |  | 20 kV | _ | LV | 50 kVA :Pole Substation | 0.05 | --> | 0.05 | 0.028 | 17.8 |  | --> | 0.0475 | 0 | 0 | 0.053235 | 0 |  | --> | E19 ex BANOGE | Banoge [T121,T122] | BANOGE |  | 52.619 | -6.3437
MV/LV Substation TA***4072 |  | 10 kV | _ | LV | 50 kVA :Pole Substation | 0.05 | --> | 0.05 | 0.019092 | 0 | Constrained,otherwise capacity available =50kVA. | --> | 0.0475 | 0 | 0 | 0 | 0 | Constrained,otherwise capacity available =50kW. | --> | C19 ex BALLYBAY | Ballybay [T41,T42] | LISDRUM |  | 54.103 | -6.9378
MV/LV Substation TA***4078 |  | 10 kV | _ | LV | 200 kVA :Kiosk Substation | 0.2 | --> | 0.2 | 0 | 0 | Constrained,otherwise capacity available =137kVA. | --> | 0.19 | 0 | 0.003705 | 0.20935 | 0 |  | --> | C13 ex MALAHIDE | Malahide [T41,T42] | GLASMORE |  | 53.4309 | -6.1685
MV/LV Substation TA***4080 |  | 20 kV | _ | LV | 630 kVA :Kiosk Substation | 0.63 | --> | 0.63 | 0.5 | 2.3 |  | --> | 0.5985 | 0 | 0 | 0.5 | 0 |  | --> | E14 ex MOY | Moy [T421,T422] | MOY |  | 54.1941 | -9.2175
MV/LV Substation TA***4081 |  | 20 kV | _ | LV | 200 kVA :Kiosk Substation | 0.2 | --> | 0.2 | 0.181 | 2.3 |  | --> | 0.19 | 0 | 0 | 0.20286 | 0 |  | --> | E14 ex MOY | Moy [T421,T422] | MOY |  | 54.1935 | -9.2202
MV/LV Substation TA***4083 |  | 10 kV | _ | LV | 400 kVA :Kiosk Substation | 0.4 | --> | 0.4 | 0 | 0 | Constrained,otherwise capacity available =335kVA. | --> | 0.38 | 0 | 0 | 0.40975 | 0 |  | --> | C15 ex OLDBAWN | Oldbawn [T41,T42] | COOKSTOWN |  | 53.2952 | -6.3379
MV/LV Substation TA***4083 |  | 20 kV | _ | LV | 50 kVA :Pole Substation | 0.05 | --> | 0.05 | 0 | 0 | Constrained,otherwise capacity available =46kVA. | --> | 0.0475 | 0 | 0.011856 | 0.050604 | 0 |  | --> | E11 ex KILCOLGAN | Kilcolgan [T42,T421] | GALWAY 110KV |  | 53.1675 | -8.9411
MV/LV Substation TA***4084 |  | 10 kV | _ | LV | 100 kVA :Pole Substation | 0.1 | --> | 0.1 | 0 | 0 | Constrained,otherwise capacity available =100kVA. | --> | 0.095 | 0 | 0 | 0 | 0 | Constrained,otherwise capacity available =100kW. | --> | C19 ex LISMORE | Lismore [T41,T42] | DUNGARVAN |  | 52.0986 | -8.004
MV/LV Substation TA***4087 |  | 20 kV | _ | LV | 33 kVA :Pole Substation | 0.033 | --> | 0.033 | 0.032 | 2.9 |  | --> | 0.03135 | 0 | 0.004446 | 0 | 0 | Constrained,otherwise capacity available =33.2kW. | --> | E13 ex TELAYDON | Telaydon [T42,T421] | LISDRUM |  | 54.3217 | -7.1151
MV/LV Substation TA***4098 |  | 10 kV | _ | LV | 50 kVA :Pole Substation | 0.05 | --> | 0.05 | 0.05 | 2.1 |  | --> | 0.0475 | 0 | 0 | 0 | 0 | Constrained,otherwise capacity available =50kW. | --> | C15 ex KILCAR | Kilcar [T41] | BINBANE |  | 54.6206 | -8.6116
MV/LV Substation TA***4118 |  | 20 kV | _ | LV | 50 kVA :Pole Substation | 0.05 | --> | 0.05 | 0.05 | 3.5 |  | --> | 0.0475 | 0 | 0 | 0.05 | 0 |  | --> | C26 ex DUNDALK | Dundalk [T41,T42] | DUNDALK |  | 54.0197 | -6.4781
MV/LV Substation TA***4120 |  | 10 kV | _ | LV | 400 kVA :Kiosk Substation | 0.4 | --> | 0.4 | 0.4 | 2.2 |  | --> | 0.38 | 0 | 0 | 0.4 | 0 |  | --> | C24 ex BAILIEBORO | Bailieboro [T41,T42] | MEATH HILL |  | 53.9119 | -6.9697
MV/LV Substation TA***413 |  | 10 kV | _ | LV | 100 kVA :Pole Substation | 0.1 | --> | 0.1 | 0 | 0 | Constrained,otherwise capacity available =79kVA. | --> | 0.095 | 0 | 0 | 0 | 0 | Constrained,otherwise capacity available =103.1kW. | --> | C11 ex GARDEN CITY | Garden City [T41,T42] | ARKLOW |  | 52.6972 | -6.2048
MV/LV Substation TA***4137 |  | 10 kV | _ | LV | 1000 kVA :Building Structure | 1 | --> | 1 | 0.5 | 2.8 |  | --> | 0.95 | 0 | 0 | 0.5 | 0 |  | --> | C14 ex MOUNT MERRION | Mount Merrion [T41,T42] | CARRICKMINES |  | 53.3126 | -6.2023
MV/LV Substation TA***4158 |  | 20 kV | _ | LV | 400 kVA :Kiosk Substation | 0.4 | --> | 0.4 | 0 | 0 | Constrained,otherwise capacity available =234kVA. | --> | 0.38 | 0 | 0.14301 | 0.42445 | 0 |  | --> | C26 ex STEPHENSTOWN | Stephenstown [T101,T102] | FINGLAS |  | 53.6106 | -6.2059
MV/LV Substation TA***4177 |  | 20 kV | _ | LV | 50 kVA :Pole Substation | 0.05 | --> | 0.05 | 0.049 | 16.1 |  | --> | 0.0475 | 0 | 0 | 0.050152 | 0 |  | --> | E17 ex WEXFORD | Wexford [T121,T122] | WEXFORD |  | 52.3208 | -6.6506
MV/LV Substation TA***4186 |  | 20 kV | _ | LV | 400 kVA :Kiosk Substation | 0.4 | --> | 0.4 | 0 | 0 | Constrained,otherwise capacity available =400kVA. | --> | 0.38 | 0 | 0 | 0.4 | 0 |  | --> | C26 ex STEPHENSTOWN | Stephenstown [T101,T102] | FINGLAS |  | 53.6089 | -6.2083
MV/LV Substation TA***4203 |  | 10 kV | _ | LV | 630 kVA :Kiosk Substation | 0.63 | --> | 0.63 | 0 | 0 | Constrained,otherwise capacity available =482kVA. | --> | 0.5985 | 0 | 0.01482 | 0.5 | 0 |  | --> | C18 ex MAYFIELD | Mayfield [T41,T42] | KILBARRY |  | 51.9089 | -8.4447
MV/LV Substation TA***4203 |  | 20 kV | _ | LV | 630 kVA :Kiosk Substation | 0.63 | --> | 0.63 | 0 | 0 | Constrained,otherwise capacity available =500kVA. | --> | 0.5985 | 0 | 0.08892 | 0.5 | 0 |  | --> | C26 ex STEPHENSTOWN | Stephenstown [T101,T102] | FINGLAS |  | 53.6091 | -6.2109
MV/LV Substation TA***4203 |  | 10 kV | _ | LV | 400 kVA :Building Structure | 0.4 | --> | 0.4 | 0 | 0 | Constrained,otherwise capacity available =400kVA. | --> | 0.38 | 0 | 0 | 0.4 | 0 |  | --> | C16 ex RAHEEN | Raheen [T41,T42] | LIMERICK |  | 52.6149 | -8.6638
MV/LV Substation TA***4206 |  | 20 kV | _ | LV | 200 kVA :Pole Substation | 0.2 | --> | 0.2 | 0 | 0 | Constrained,otherwise capacity available =177kVA. | --> | 0.19 | 0 | 0.097812 | 0.20121 | 0 |  | --> | E23 ex BALTRASNA | Baltrasna [T121,T122] | BALTRASNA |  | 53.6213 | -6.3976
MV/LV Substation TA***4221 |  | 20 kV | _ | LV | 400 kVA :Kiosk Substation | 0.4 | --> | 0.4 | 0 | 0 | Constrained,otherwise capacity available =400kVA. | --> | 0.38 | 0 | 0 | 0.4 | 0 |  | --> | E18 ex ADAMSTOWN | Adamstown [T121,T122] | INCHICORE 220KV |  | 53.3448 | -6.4575
MV/LV Substation TA***4226 |  | 20 kV | _ | LV | 630 kVA :Kiosk Substation | 0.63 | --> | 0.63 | 0 | 0 | Constrained,otherwise capacity available =500kVA. | --> | 0.5985 | 0 | 0.027417 | 0.5 | 0 |  | --> | C26 ex STEPHENSTOWN | Stephenstown [T101,T102] | FINGLAS |  | 53.6097 | -6.2121
MV/LV Substation TA***4248 |  | 20 kV | _ | LV | 630 kVA :Kiosk Substation | 0.63 | --> | 0.63 | 0 | 0 | Constrained,otherwise capacity available =500kVA. | --> | 0.5985 | 0 | 0 | 0.5 | 0 |  | --> | C26 ex STEPHENSTOWN | Stephenstown [T101,T102] | FINGLAS |  | 53.6079 | -6.2093
MV/LV Substation TA***4259 |  | 20 kV | _ | LV | 50 kVA :Pole Substation | 0.05 | --> | 0.05 | 0.037 | 2.1 |  | --> | 0.0475 | 0 | 0 | 0 | 0 | Constrained,otherwise capacity available =51.9kW. | --> | E17 ex LISDRUM | Lisdrum [T422] | LISDRUM |  | 54.2492 | -7.0462
MV/LV Substation TA***4269 |  | 20 kV | _ | LV | 200 kVA :Pole Substation | 0.2 | --> | 0.2 | 0.2 | 1.4 |  | --> | 0.19 | 0 | 0 | 0.2 | 0 |  | --> | E12 ex KILLINICK | Killinick [T421,T422] | WEXFORD |  | 52.245 | -6.3809
MV/LV Substation TA***4271 |  | 20 kV | _ | LV | 630 kVA :Kiosk Substation | 0.63 | --> | 0.63 | 0 | 0 | Constrained,otherwise capacity available =470kVA. | --> | 0.5985 | 0 | 0.031863 | 0.5 | 0 |  | --> | E17 ex ADAMSTOWN | Adamstown [T121,T122] | INCHICORE 220KV |  | 53.3451 | -6.4603
MV/LV Substation TA***4272 |  | 20 kV | _ | LV | 630 kVA :Kiosk Substation | 0.63 | --> | 0.63 | 0 | 0 | Constrained,otherwise capacity available =499kVA. | --> | 0.5985 | 0 | 0.011856 | 0.5 | 0 |  | --> | E17 ex ADAMSTOWN | Adamstown [T121,T122] | INCHICORE 220KV |  | 53.3446 | -6.4623
MV/LV Substation TA***4277 |  | 10 kV | _ | LV | 50 kVA :Pole Substation | 0.05 | --> | 0.05 | 0.05 | 12.2 |  | --> | 0.0475 | 0 | 0 | 0.05 | 0 |  | --> | C23 ex BALLYBEG | Ballybeg [T101,T102] | CARRICKMINES |  | 52.9234 | -6.1168
MV/LV Substation TA***430 |  | 10 kV | _ | LV | 200 kVA :Kiosk Substation | 0.2 | --> | 0.2 | 0.137 | 6 |  | --> | 0.19 | 0 | 0.034086 | 0.20935 | 0 |  | --> | C23 ex PELLETSTOWN | Pelletstown [T101,T102] | FINGLAS |  | 53.3843 | -6.3668
MV/LV Substation TA***4312 |  | 20 kV | _ | LV | 100 kVA :Pole Substation | 0.1 | --> | 0.1 | 0 | 0 | Constrained,otherwise capacity available =97kVA. | --> | 0.095 | 0 | 0 | 0 | 0 | Constrained,otherwise capacity available =100.5kW. | --> | C14 ex MILFORD (NR) | Milford (nr) [T41,T42] | LETTERKENNY |  | 55.1972 | -7.691
MV/LV Substation TA***431Z |  | 20 kV | _ | LV | 200 kVA :Pole Substation | 0.2 | --> | 0.2 | 0.191 | 0.9 |  | --> | 0.19 | 0 | 0 | 0 | 0 | Constrained,otherwise capacity available =201.4kW. | --> | E15 ex CASTLETOWNBERE | Castletownbere [T421] | BALLYLICKY |  | 51.6469 | -9.9156
MV/LV Substation TA***4322 |  | 20 kV | _ | LV | 200 kVA :Pole Substation | 0.2 | --> | 0.2 | 0.199 | 2 |  | --> | 0.19 | 0 | 0 | 0 | 0 | Constrained,otherwise capacity available =200.2kW. | --> | E14 ex RATHKEALE | Rathkeale [T421,T422] | RATHKEALE |  | 52.5263 | -8.7133
MV/LV Substation TA***432Z |  | 10 kV | _ | LV | 50 kVA :Pole Substation | 0.05 | --> | 0.05 | 0 | 0 | Constrained,otherwise capacity available =48kVA. | --> | 0.0475 | 0 | 0 | 0.050303 | 0 |  | --> | C16 ex TALBOTS INCH | Talbots Inch [T41,T42] | KILKENNY |  | 52.6694 | -7.2646
MV/LV Substation TA***4363 |  | 20 kV | _ | LV | 630 kVA :Kiosk Substation | 0.63 | --> | 0.63 | 0 | 0 | Constrained,otherwise capacity available =500kVA. | --> | 0.5985 | 0 | 0.006669 | 0.5 | 0 |  | --> | E20 ex ADAMSTOWN | Adamstown [T121,T122] | INCHICORE 220KV |  | 53.3434 | -6.4649
MV/LV Substation TA***4364 |  | 20 kV | _ | LV | 400 kVA :Kiosk Substation | 0.4 | --> | 0.4 | 0 | 0 | Constrained,otherwise capacity available =350kVA. | --> | 0.38 | 0 | 0 | 0.40752 | 0 |  | --> | E20 ex ADAMSTOWN | Adamstown [T121,T122] | INCHICORE 220KV |  | 53.3429 | -6.464
MV/LV Substation TA***4365 |  | 10 kV | _ | LV | 200 kVA :Pole Substation | 0.2 | --> | 0.2 | 0.2 | 1.1 |  | --> | 0.19 | 0 | 0 | 0 | 0 | Constrained,otherwise capacity available =200kW. | --> | C19 ex NEWCASTLEWEST | Newcastlewest [T41,T42] | RATHKEALE |  | 52.3759 | -9.0542
MV/LV Substation TA***440X |  | 10 kV | _ | LV | 400 kVA :Building Structure | 0.4 | --> | 0.4 | 0 | 0 | Constrained,otherwise capacity available =400kVA. | --> | 0.38 | 0 | 0 | 0.4 | 0 |  | --> | C12 ex MONEENAGEISHA | Moneenageisha [T41,T42] | GALWAY 110KV |  | 53.2678 | -9.0422
MV/LV Substation TA***441 |  | 20 kV | _ | LV | 50 kVA :Pole Substation | 0.05 | --> | 0.05 | 0.032 | 3.5 |  | --> | 0.0475 | 0 | 0 | 0.052662 | 0 |  | --> | C18 ex DUNDALK | Dundalk [T41,T42] | DUNDALK |  | 54.0262 | -6.4425
MV/LV Substation TA***443X |  | 10 kV | _ | LV | 400 kVA :Building Structure | 0.4 | --> | 0.4 | 0 | 0 | Constrained,otherwise capacity available =384kVA. | --> | 0.38 | 0 | 0.00741 | 0.40242 | 0 |  | --> | C13 ex CLONMINCH | Clonminch [T41,T422] | THORNSBERRY |  | 53.2727 | -7.486
MV/LV Substation TA***446 |  | 10 kV | _ | LV | 200 kVA :Pole Substation | 0.2 | --> | 0.2 | 0.172 | 5.8 |  | --> | 0.19 | 0 | 0.003705 | 0.20421 | 0 |  | --> | C14 ex OAKFIELD | Oakfield [T41,T42] | SLIGO |  | 54.2134 | -8.5039
MV/LV Substation TA***448 |  | 10 kV | _ | LV | 400 kVA :Kiosk Substation | 0.4 | --> | 0.4 | 0 | 0 | Constrained,otherwise capacity available =313kVA. | --> | 0.38 | 0 | 0.001482 | 0.413 | 0 |  | --> | C17 ex AGHAMORE | Aghamore [T41,T42] | LANESBORO |  | 53.743 | -7.9189
MV/LV Substation TA***461Z |  | 10 kV | _ | LV | 50 kVA :Pole Substation | 0.05 | --> | 0.05 | 0 | 0 | Constrained,otherwise capacity available =48kVA. | --> | 0.0475 | 0 | 0 | 0.050303 | 0 |  | --> | C22 ex CELBRIDGE | Celbridge [T41,T42] | GRIFFINRATH |  | 53.3486 | -6.5997
MV/LV Substation TA***471 |  | 10 kV | _ | LV | 50 kVA :Pole Substation | 0.05 | --> | 0.05 | 0 | 0 | Constrained,otherwise capacity available =45kVA. | --> | 0.0475 | 0 | 0 | 0 | 0 | Constrained,otherwise capacity available =50.8kW. | --> | C18 ex DUNGLOE | Dungloe [T41,T42] | ARDNAGAPPARY |  | 54.9564 | -8.3635
MV/LV Substation TA***4732 |  | 10 kV | _ | LV | 1000 kVA :Building Structure | 1 | --> | 1 | 0.5 | 6.7 |  | --> | 0.95 | 0 | 0 | 0.5 | 0 |  | --> | C14 ex EAST WALL ROAD | East Wall Road [T41,T42] | MCDERMOTT |  | 53.351 | -6.233
MV/LV Substation TA***475 |  | 10 kV | _ | LV | 400 kVA :Kiosk Substation | 0.4 | --> | 0.4 | 0 | 0 | Constrained,otherwise capacity available =182kVA. | --> | 0.38 | 0 | 0.015561 | 0.4318 | 0 |  | --> | C19 ex BALLYBODEN | Ballyboden [T41,T42] | COOKSTOWN |  | 53.28 | -6.2901
MV/LV Substation TA***484 |  | 20 kV | _ | LV | 50 kVA :Pole Substation | 0.05 | --> | 0.05 | 0 | 0 | Constrained,otherwise capacity available =48kVA. | --> | 0.0475 | 0 | 0 | 0.050303 | 0 |  | --> | E21 ex MILLTOWN (SR) | Milltown (sr) [T421,T422] | OUGHTRAGH |  | 52.1134 | -9.6642
MV/LV Substation TA***487X |  | 10 kV | _ | LV | 50 kVA :Pole Substation | 0.05 | --> | 0.05 | 0 | 0 | Constrained,otherwise capacity available =44kVA. | --> | 0.0475 | 0 | 0 | 0 | 0 | Constrained,otherwise capacity available =50.9kW. | --> | C20 ex DRUMBEAR | Drumbear [T41,T42] | LISDRUM |  | 54.2273 | -6.9573
MV/LV Substation TA***489X |  | 20 kV | _ | LV | 100 kVA :Pole Substation | 0.1 | --> | 0.1 | 0 | 0 | Constrained,otherwise capacity available =94kVA. | --> | 0.095 | 0 | 0 | 0 | 0 | Constrained,otherwise capacity available =100.9kW. | --> | C14 ex MILFORD (NR) | Milford (nr) [T41,T42] | LETTERKENNY |  | 55.1991 | -7.6933
MV/LV Substation TA***492 |  | 20 kV | _ | LV | 50 kVA :Pole Substation | 0.05 | --> | 0.05 | 0 | 0 | Constrained,otherwise capacity available =35kVA. | --> | 0.0475 | 0 | 0 | 0.052228 | 0 |  | --> | E15 ex GORT | Gort [T41,T42] | ENNIS |  | 53.1172 | -8.7928
MV/LV Substation TA***492X |  | 10 kV | _ | LV | 50 kVA :Pole Substation | 0.05 | --> | 0.05 | 0 | 0 | Constrained,otherwise capacity available =35kVA. | --> | 0.0475 | 0 | 0 | 0.052228 | 0 |  | --> | C15 ex BALLYBAILIE | Ballybailie [T41,T42] | DUNDALK |  | 53.919 | -6.5434
MV/LV Substation TA***501Y |  | 10 kV | _ | LV | 400 kVA :Kiosk Substation | 0.4 | --> | 0.4 | 0 | 0 | Constrained,otherwise capacity available =400kVA. | --> | 0.38 | 0 | 0 | 0.4 | 0 |  | --> | C17 ex POLLERTON | Pollerton [T41,T42] | CARLOW |  | 52.8457 | -6.9261
MV/LV Substation TA***521 |  | 20 kV | _ | LV | 100 kVA :Pole Substation | 0.1 | --> | 0.1 | 0.071 | 1.5 |  | --> | 0.095 | 0 | 0 | 0.10431 | 0 |  | --> | C14 ex SMEARLA | Smearla [T41,T42] | TRIEN |  | 52.5743 | -9.3774
MV/LV Substation TA***522 |  | 10 kV | _ | LV | 50 kVA :Pole Substation | 0.05 | --> | 0.05 | 0 | 0 | Constrained,otherwise capacity available =34kVA. | --> | 0.0475 | 0 | 0 | 0.052373 | 0 |  | --> | C16 ex TALBOTS INCH | Talbots Inch [T41,T42] | KILKENNY |  | 52.6737 | -7.269
MV/LV Substation TA***544X |  | 10 kV | _ | LV | 400 kVA :Kiosk Substation | 0.4 | --> | 0.4 | 0.227 | 7.9 |  | --> | 0.38 | 0 | 0 | 0.42545 | 0 |  | --> | C11 ex DUNMANWAY | Dunmanway [T422,T43] | DUNMANWAY |  | 51.7218 | -9.1116
MV/LV Substation TA***549X |  | 10 kV | _ | LV | 200 kVA :Pole Substation | 0.2 | --> | 0.2 | 0 | 0 | Constrained,otherwise capacity available =76kVA. | --> | 0.19 | 0 | 0 | 0.21799 | 0 |  | --> | C13 ex BALLYMOUNT | Ballymount [T41,T42] | INCHICORE 220KV |  | 53.3191 | -6.3552
MV/LV Substation TA***550Y |  | 10 kV | _ | LV | 200 kVA :Kiosk Substation | 0.2 | --> | 0.2 | 0.14 | 2.9 |  | --> | 0.19 | 0 | 0.012597 | 0.20891 | 0 |  | --> | C12 ex ABBEYLAND | Abbeyland [T41,T42] | NAVAN |  | 53.6679 | -6.6813
MV/LV Substation TA***556Z |  | 10 kV | _ | LV | 400 kVA :Kiosk Substation | 0.4 | --> | 0.4 | 0 | 0 | Constrained,otherwise capacity available =259kVA. | --> | 0.38 | 0 | 0.026676 | 0.42086 | 0 |  | --> | C15 ex TALBOTS INCH | Talbots Inch [T41,T42] | KILKENNY |  | 52.6662 | -7.2677
MV/LV Substation TA***569Z |  | 20 kV | _ | LV | 200 kVA :Pole Substation | 0.2 | --> | 0.2 | 0.168 | 16.1 |  | --> | 0.19 | 0 | 0 | 0.2048 | 0 |  | --> | E17 ex WEXFORD | Wexford [T121,T122] | WEXFORD |  | 52.3252 | -6.6581
MV/LV Substation TA***577 |  | 20 kV | _ | LV | 100 kVA :Pole Substation | 0.1 | --> | 0.1 | 0 | 0 | Constrained,otherwise capacity available =96kVA. | --> | 0.095 | 0 | 0 | 0.10061 | 0 |  | --> | E18 ex CREAGH | Creagh [T421,T422] | ATHLONE |  | 53.3349 | -8.2038
MV/LV Substation TA***581Y |  | 10 kV | _ | LV | 50 kVA :Pole Substation | 0.05 | --> | 0.05 | 0 | 0 | Constrained,otherwise capacity available =27kVA. | --> | 0.0475 | 0 | 0.003705 | 0.053377 | 0 |  | --> | C16 ex TALBOTS INCH | Talbots Inch [T41,T42] | KILKENNY |  | 52.6722 | -7.2651
MV/LV Substation TA***590Y |  | 10 kV | _ | LV | 50 kVA :Pole Substation | 0.05 | --> | 0.05 | 0 | 0 | Constrained,otherwise capacity available =48kVA. | --> | 0.0475 | 0 | 0 | 0.050303 | 0 |  | --> | C17 ex CARRIGSHANE | Carrigshane [T41] | MIDLETON |  | 51.8421 | -8.1698
MV/LV Substation TA***611Z |  | 20 kV | _ | LV | 100 kVA :Pole Substation | 0.1 | --> | 0.1 | 0.087 | 1.4 |  | --> | 0.095 | 0 | 0 | 0.10195 | 0 |  | --> | E20 ex KILLINICK | Killinick [T421,T422] | WEXFORD |  | 52.259 | -6.4895
MV/LV Substation TA***622Y |  | 10 kV | _ | LV | 400 kVA :Building Structure | 0.4 | --> | 0.4 | 0 | 0 | Constrained,otherwise capacity available =400kVA. | --> | 0.38 | 0 | 0 | 0.4 | 0 |  | --> | C21 ex BALLINDERRY | Ballinderry [T41,T422] | MULLINGAR |  | 53.519 | -7.3447
MV/LV Substation TA***633 |  | 20 kV | _ | LV | 50 kVA :Pole Substation | 0.05 | --> | 0.05 | 0.047 | 2.8 |  | --> | 0.0475 | 0 | 0 | 0.050453 | 0 |  | --> | E20 ex CLARA | Clara [T421,T422] | THORNSBERRY |  | 53.33 | -7.5523
MV/LV Substation TA***649X |  | 20 kV | _ | LV | 50 kVA :Pole Substation | 0.05 | --> | 0.05 | 0.05 | 2.3 |  | --> | 0.0475 | 0 | 0 | 0.05 | 0 |  | --> | E14 ex MOY | Moy [T421,T422] | MOY |  | 54.1948 | -9.2222
MV/LV Substation TA***657 |  | 20 kV | _ | LV | 100 kVA :Pole Substation | 0.1 | --> | 0.1 | 0 | 0 | Constrained,otherwise capacity available =48kVA. | --> | 0.095 | 0 | 0.00741 | 0 | 0 | Constrained,otherwise capacity available =107.6kW. | --> | C13 ex DONEGAL | Donegal [T41,T42] | CATHALEENS FALL |  | 54.6075 | -8.0802
MV/LV Substation TA***657X |  | 10 kV | _ | LV | 400 kVA :Building Structure | 0.4 | --> | 0.4 | 0 | 0 | Constrained,otherwise capacity available =342kVA. | --> | 0.38 | 0 | 0 | 0.40871 | 0 |  | --> | C12 ex BALLINCOLLIG | Ballincollig [T41,T42] | KILBARRY |  | 51.8881 | -8.614
MV/LV Substation TA***657Y |  | 10 kV | _ | LV | 400 kVA :Kiosk Substation | 0.4 | --> | 0.4 | 0.272 | 2.9 |  | --> | 0.38 | 0 | 0.01482 | 0.41898 | 0 |  | --> | C12 ex ABBEYLAND | Abbeyland [T41,T42] | NAVAN |  | 53.6674 | -6.6865
MV/LV Substation TA***664Y |  | 10 kV | _ | LV | 50 kVA :Pole Substation | 0.05 | --> | 0.05 | 0 | 0 | Constrained,otherwise capacity available =50kVA. | --> | 0.0475 | 0 | 0 | 0.05 | 0 |  | --> | C15 ex LEIXLIP | Leixlip [T41,T42] | GRIFFINRATH |  | 53.3586 | -6.4788
MV/LV Substation TA***672Y |  | 20 kV | _ | LV | 100 kVA :Pole Substation | 0.1 | --> | 0.1 | 0.079 | 1.4 |  | --> | 0.095 | 0 | 0 | 0.10314 | 0 |  | --> | E12 ex KILLINICK | Killinick [T421,T422] | WEXFORD |  | 52.2433 | -6.3908
MV/LV Substation TA***677Y |  | 10 kV | _ | LV | 400 kVA :Kiosk Substation | 0.4 | --> | 0.4 | 0 | 0 | Constrained,otherwise capacity available =354kVA. | --> | 0.38 | 0 | 0 | 0.40692 | 0 |  | --> | C17 ex CLONMINCH | Clonminch [T41,T422] | THORNSBERRY |  | 53.273 | -7.495
MV/LV Substation TA***681 |  | 10 kV | _ | LV | 630 kVA :Building Structure | 0.63 | --> | 0.63 | 0.5 | 1.5 |  | --> | 0.5985 | 0 | 0 | 0.5 | 0 |  | --> | C19 ex SHERCOCK | Shercock [T41,T42] | MEATH HILL |  | 53.9361 | -6.8903
MV/LV Substation TA***686 |  | 20 kV | _ | LV | 50 kVA :Pole Substation | 0.05 | --> | 0.05 | 0.032 | 1.4 |  | --> | 0.0475 | 0 | 0 | 0.052662 | 0 |  | --> | E12 ex KILLINICK | Killinick [T421,T422] | WEXFORD |  | 52.2445 | -6.388
MV/LV Substation TA***689 |  | 20 kV | _ | LV | 50 kVA :Pole Substation | 0.05 | --> | 0.05 | 0 | 0 | Constrained,otherwise capacity available =46kVA. | --> | 0.0475 | 0 | 0.003705 | 0.050604 | 0 |  | --> | E12 ex ASHBOURNE | Ashbourne [T421,T422] | FINGLAS |  | 53.4921 | -6.4357
MV/LV Substation TA***691X |  | 10 kV | _ | LV | 200 kVA :Pole Substation | 0.2 | --> | 0.2 | 0.183 | 6.2 |  | --> | 0.19 | 0 | 0 | 0.20256 | 0 |  | --> | C17 ex CAHIR | Cahir [T41,T42] | CAHIR |  | 52.3951 | -7.944
MV/LV Substation TA***696X |  | 20 kV | _ | LV | 50 kVA :Pole Substation | 0.05 | --> | 0.05 | 0.048 | 0.2 |  | --> | 0.0475 | 0 | 0 | 0 | 0 | Constrained,otherwise capacity available =50.3kW. | --> | E15 ex BEALISTOWN | Bealistown [T421,T422] | GREAT ISLAND |  | 52.28 | -6.8146
MV/LV Substation TA***701 |  | 10 kV | _ | LV | 200 kVA :Pole Substation | 0.2 | --> | 0.2 | 0 | 0 | Constrained,otherwise capacity available =184kVA. | --> | 0.19 | 0 | 0.002964 | 0.20241 | 0 |  | --> | C16 ex MORRISTOWN | Morristown [T41,T42] | NEWBRIDGE |  | 53.2011 | -6.7803
MV/LV Substation TA***702 |  | 10 kV | _ | LV | 400 kVA :Building Structure | 0.4 | --> | 0.4 | 0.348 | 7 |  | --> | 0.38 | 0 | 0 | 0.40782 | 0 |  | --> | C37 ex NORTH QUAYS | North Quays [T101,T102,T103] | POOLBEG |  | 53.3508 | -6.2513
MV/LV Substation TA***705X |  | 10 kV | _ | LV | 200 kVA :Kiosk Substation | 0.2 | --> | 0.2 | 0 | 0 | Constrained,otherwise capacity available =157kVA. | --> | 0.19 | 0 | 0.022971 | 0.20643 | 0 |  | --> | C15 ex BALLYBAILIE | Ballybailie [T41,T42] | DUNDALK |  | 53.9229 | -6.5432
MV/LV Substation TA***720X |  | 10 kV | _ | LV | 50 kVA :Pole Substation | 0.05 | --> | 0.05 | 0 | 0 | Constrained,otherwise capacity available =42kVA. | --> | 0.0475 | 0 | 0 | 0 | 0 | Constrained,otherwise capacity available =51.2kW. | --> | C20 ex DRUMBEAR | Drumbear [T41,T42] | LISDRUM |  | 54.223 | -6.9518
MV/LV Substation TA***739X |  | 20 kV | _ | LV | 50 kVA :Pole Substation | 0.05 | --> | 0.05 | 0 | 0 | Constrained,otherwise capacity available =9kVA. | --> | 0.0475 | 0 | 0.003705 | 0.055859 | 0 |  | --> | E20 ex BALLINDERRY | Ballinderry [T41,T422] | MULLINGAR |  | 53.4732 | -7.3529
MV/LV Substation TA***741X |  | 20 kV | _ | LV | 400 kVA :Kiosk Substation | 0.4 | --> | 0.4 | 0 | 0 | Constrained,otherwise capacity available =398kVA. | --> | 0.38 | 0 | 0.02964 | 0.4003 | 0 |  | --> | C24 ex MACETOWN | Macetown [T101,T102] | MACETOWN |  | 53.4851 | -6.4784
MV/LV Substation TA***749 |  | 10 kV | _ | LV | 1000 kVA :Building Structure | 1 | --> | 1 | 0 | 0 | Constrained,otherwise capacity available =500kVA. | --> | 0.95 | 0 | 0.002964 | 0.5 | 0 |  | --> | C11 ex GLOUCESTER PLACE | Gloucester Place [T41,T42] | MCDERMOTT |  | 53.35 | -6.2564
MV/LV Substation TA***749X |  | 20 kV | _ | LV | 400 kVA :Kiosk Substation | 0.4 | --> | 0.4 | 0.299 | 2.5 |  | --> | 0.38 | 0 | 0 | 0.4 | 0 |  | --> | E12 ex BAGENALSTOWN | Bagenalstown [T421,T422] | CARLOW |  | 52.6973 | -6.9733
MV/LV Substation TA***752 |  | 10 kV | _ | LV | 200 kVA :Kiosk Substation | 0.2 | --> | 0.2 | 0 | 0 | Constrained,otherwise capacity available =139kVA. | --> | 0.19 | 0 | 0.02964 | 0.20906 | 0 |  | --> | C15 ex DUNDRUM | Dundrum [T41,T42] | BLACKROCK |  | 53.2917 | -6.2423
MV/LV Substation TA***755 |  | 20 kV | _ | LV | 100 kVA :Pole Substation | 0.1 | --> | 0.1 | 0 | 0 | Constrained,otherwise capacity available =75kVA. | --> | 0.095 | 0 | 0 | 0.10373 | 0 |  | --> | E19 ex GARRANACANTY | Garranacanty [T421,T422] | TIPPERARY |  | 52.4222 | -8.0211
MV/LV Substation TA***756 |  | 10 kV | _ | LV | 100 kVA :Pole Substation | 0.1 | --> | 0.1 | 0 | 0 | Constrained,otherwise capacity available =56kVA. | --> | 0.095 | 0 | 0 | 0.10647 | 0 |  | --> | C15 ex DRUMQUIN | Drumquin [T42] | ENNIS |  | 52.7399 | -9.1705
MV/LV Substation TA***761 |  | 10 kV | _ | LV | 50 kVA :Pole Substation | 0.05 | --> | 0.05 | 0.041 | 2.2 |  | --> | 0.0475 | 0 | 0.008151 | 0.051348 | 0 |  | --> | C24 ex BAILIEBORO | Bailieboro [T41,T42] | MEATH HILL |  | 53.9112 | -6.9714
MV/LV Substation TA***761X |  | 10 kV | _ | LV | 50 kVA :Pole Substation | 0.05 | --> | 0.05 | 0 | 0 | Constrained,otherwise capacity available =43kVA. | --> | 0.0475 | 0 | 0 | 0.051052 | 0 |  | --> | C16 ex MORRISTOWN | Morristown [T41,T42] | NEWBRIDGE |  | 53.2049 | -6.7822
MV/LV Substation TA***766 |  | 20 kV | _ | LV | 25 kVA :Pole Substation | 0.025 | --> | 0.025 | 0 | 0 | Constrained,otherwise capacity available =11kVA. | --> | 0.02375 | 0 | 0 | 0.02704 | 0 |  | --> | C21 ex MACETOWN | Macetown [T101,T102] | MACETOWN |  | 53.432 | -6.4531
MV/LV Substation TA***767 |  | 20 kV | _ | LV | 100 kVA :Pole Substation | 0.1 | --> | 0.1 | 0.089 | 1.5 |  | --> | 0.095 | 0 | 0.003705 | 0.10166 | 0 |  | --> | C14 ex SMEARLA | Smearla [T41,T42] | TRIEN |  | 52.5732 | -9.3798
MV/LV Substation TA***774X |  | 10 kV | _ | LV | 1000 kVA :Building Structure | 1 | --> | 1 | 0 | 0 | Constrained,otherwise capacity available =500kVA. | --> | 0.95 | 0 | 0 | 0.5 | 0 |  | --> | C12 ex GLOUCESTER PLACE | Gloucester Place [T41,T42] | MCDERMOTT |  | 53.3513 | -6.2515
MV/LV Substation TA***776X |  | 20 kV | _ | LV | 100 kVA :Pole Substation | 0.1 | --> | 0.1 | 0.095 | 2 |  | --> | 0.095 | 0 | 0 | 0 | 0 | Constrained,otherwise capacity available =100.8kW. | --> | E11 ex RATHKEALE | Rathkeale [T421,T422] | RATHKEALE |  | 52.5477 | -8.9353
MV/LV Substation TA***795Y |  | 10 kV | _ | LV | 400 kVA :Kiosk Substation | 0.4 | --> | 0.4 | 0 | 0 | Constrained,otherwise capacity available =280kVA. | --> | 0.38 | 0 | 0.010374 | 0.41782 | 0 |  | --> | C16 ex BALLINACURRA | Ballinacurra [T41,T42] | LIMERICK |  | 52.6347 | -8.6363
MV/LV Substation TA***828Y |  | 10 kV | _ | LV | 630 kVA :Building Structure | 0.63 | --> | 0.63 | 0 | 0 | Constrained,otherwise capacity available =500kVA. | --> | 0.5985 | 0 | 0.003705 | 0.5 | 0 |  | --> | C16 ex ROCHES STREET | Roches Street [T41,T42] | LIMERICK |  | 52.6599 | -8.6279
MV/LV Substation TA***829Z |  | 10 kV | _ | LV | 400 kVA :Kiosk Substation | 0.4 | --> | 0.4 | 0 | 0 | Constrained,otherwise capacity available =334kVA. | --> | 0.38 | 0 | 0.003705 | 0.4099 | 0 |  | --> | C21 ex BALLINCOLLIG | Ballincollig [T41,T42] | KILBARRY |  | 51.8803 | -8.6112
MV/LV Substation TA***834 |  | 10 kV | _ | LV | 200 kVA :Pole Substation | 0.2 | --> | 0.2 | 0.197 | 1 |  | --> | 0.19 | 0 | 0 | 0 | 0 | Constrained,otherwise capacity available =200.5kW. | --> | C16 ex BOYLE | Boyle [T41,T42] | CARRICK ON SHANNON |  | 53.9959 | -8.2796
MV/LV Substation TA***842Y |  | 20 kV | _ | LV | 50 kVA :Pole Substation | 0.05 | --> | 0.05 | 0.036 | 2.1 |  | --> | 0.0475 | 0 | 0.021489 | 0 | 0 | Constrained,otherwise capacity available =52.1kW. | --> | E16 ex LISDRUM | Lisdrum [T422] | LISDRUM |  | 54.2709 | -6.8732
MV/LV Substation TA***852Y |  | 20 kV | _ | LV | 50 kVA :Pole Substation | 0.05 | --> | 0.05 | 0.05 | 1.4 |  | --> | 0.0475 | 0 | 0 | 0.05 | 0 |  | --> | E12 ex KILLINICK | Killinick [T421,T422] | WEXFORD |  | 52.2454 | -6.3813
MV/LV Substation TA***853X |  | 10 kV | _ | LV | 200 kVA :Kiosk Substation | 0.2 | --> | 0.2 | 0 | 0 | Constrained,otherwise capacity available =187kVA. | --> | 0.19 | 0 | 0 | 0.20196 | 0 |  | --> | C15 ex CLONAKILTY | Clonakilty [T41,T42] | DUNMANWAY |  | 51.6211 | -8.9033
MV/LV Substation TA***862 |  | 10 kV | _ | LV | 200 kVA :Pole Substation | 0.2 | --> | 0.2 | 0 | 0 | Constrained,otherwise capacity available =160kVA. | --> | 0.19 | 0 | 0.003705 | 0.20598 | 0 |  | --> | C16 ex CLONAKILTY | Clonakilty [T41,T42] | DUNMANWAY |  | 51.6292 | -8.887
MV/LV Substation TA***875 |  | 10 kV | _ | LV | 50 kVA :Pole Substation | 0.05 | --> | 0.05 | 0 | 0 | Constrained,otherwise capacity available =40kVA. | --> | 0.0475 | 0 | 0 | 0.051496 | 0 |  | --> | C15 ex CLONAKILTY | Clonakilty [T41,T42] | DUNMANWAY |  | 51.6334 | -8.8967
MV/LV Substation TA***905X |  | 10 kV | _ | LV | 630 kVA :Building Structure | 0.63 | --> | 0.63 | 0.5 | 10.9 |  | --> | 0.5985 | 0 | 0 | 0.5 | 0 |  | --> | C19 ex MULLINGAR | Mullingar [T101,T102] | MULLINGAR |  | 53.5326 | -7.3474
MV/LV Substation TA***908X |  | 10 kV | _ | LV | 50 kVA :Pole Substation | 0.05 | --> | 0.05 | 0 | 0 | Constrained,otherwise capacity available =50kVA. | --> | 0.0475 | 0 | 0 | 0 | 0 | Constrained,otherwise capacity available =50kW. | --> | C20 ex CLOONLOUGH | Cloonlough [T41,T42] | BARRYMORE |  | 52.2206 | -8.2641
MV/LV Substation TA***929X |  | 10 kV | _ | LV | 200 kVA :Kiosk Substation | 0.2 | --> | 0.2 | 0.139 | 3.3 |  | --> | 0.19 | 0 | 0.020007 | 0.20906 | 0 |  | --> | C11 ex LLOYD | Lloyd [T41,T42] | NAVAN |  | 53.7338 | -6.8835
MV/LV Substation TA***931 |  | 20 kV | _ | LV | 50 kVA :Pole Substation | 0.05 | --> | 0.05 | 0.05 | 1 |  | --> | 0.0475 | 0 | 0 | 0 | 0 | Constrained,otherwise capacity available =50kW. | --> | C18 ex BOYLE | Boyle [T41,T42] | CARRICK ON SHANNON |  | 53.9091 | -8.3009
MV/LV Substation TA***934X |  | 10 kV | _ | LV | 200 kVA :Kiosk Substation | 0.2 | --> | 0.2 | 0 | 0 | Constrained,otherwise capacity available =168kVA. | --> | 0.19 | 0 | 0.00741 | 0.2048 | 0 |  | --> | C15 ex DEERPARK | Deerpark [T41,T42] | BALLYDINE |  | 52.3502 | -7.4233
MV/LV Substation TA***942Y |  | 10 kV | _ | LV | 400 kVA :Building Structure | 0.4 | --> | 0.4 | 0 | 0 | Constrained,otherwise capacity available =331kVA. | --> | 0.38 | 0 | 0 | 0.41034 | 0 |  | --> | C12 ex ROSCOMMON | Roscommon [T41,T42] | LANESBORO |  | 53.6299 | -8.1919
MV/LV Substation TA***948 |  | 10 kV | _ | LV | 50 kVA :Pole Substation | 0.05 | --> | 0.05 | 0.043 | 1.9 |  | --> | 0.0475 | 0 | 0.00741 | 0 | 0 | Constrained,otherwise capacity available =51.1kW. | --> | C16 ex TURLOUGH ROAD | Turlough Road [T41,T42] | CASTLEBAR |  | 53.8734 | -9.3093
MV/LV Substation TA***962 |  | 10 kV | _ | LV | 100 kVA :Pole Substation | 0.1 | --> | 0.1 | 0 | 0 | Constrained,otherwise capacity available =73kVA. | --> | 0.095 | 0 | 0 | 0.10402 | 0 |  | --> | C12 ex CRANMORE | Cranmore [T41,T42] | SLIGO |  | 54.2504 | -8.4628
MV/LV Substation TA***968X |  | 10 kV | _ | LV | 200 kVA :Kiosk Substation | 0.2 | --> | 0.2 | 0.161 | 13.1 |  | --> | 0.19 | 0 | 0 | 0.20584 | 0 |  | --> | C12 ex MONREAD | Monread [T101,T102] | MONREAD |  | 53.2217 | -6.6567
MV/LV Substation TA***974 |  | 10 kV | _ | LV | 400 kVA :Kiosk Substation | 0.4 | --> | 0.4 | 0 | 0 | Constrained,otherwise capacity available =247kVA. | --> | 0.38 | 0 | 0 | 0.42259 | 0 |  | --> | C21 ex BELGARD | Belgard [T41,T42] | COOKSTOWN |  | 53.288 | -6.363
MV/LV Substation TA***989X |  | 20 kV | _ | LV | 50 kVA :Pole Substation | 0.05 | --> | 0.05 | 0.044 | 0.6 |  | --> | 0.0475 | 0 | 0.003705 | 0 | 0 | Constrained,otherwise capacity available =50.9kW. | --> | E25 ex LAWLESSTOWN | Lawlesstown [T42,T421] | DOON |  | 52.3772 | -7.6892
MV/LV Substation TA***993 |  | 10 kV | _ | LV | 100 kVA :Pole Substation | 0.1 | --> | 0.1 | 0 | 0 | Constrained,otherwise capacity available =55kVA. | --> | 0.095 | 0 | 0.008892 | 0.10661 | 0 |  | --> | C18 ex BALLYBAILIE | Ballybailie [T41,T42] | DUNDALK |  | 53.946 | -6.54
MV/LV Substation TA***996Z |  | 10 kV | _ | LV | 630 kVA :Building Structure | 0.63 | --> | 0.63 | 0 | 0 | Constrained,otherwise capacity available =500kVA. | --> | 0.5985 | 0 | 0 | 0.5 | 0 |  | --> | C18 ex NAAS | Naas [T41,T42] | KILTEEL |  | 53.1976 | -6.7402
MV/LV Substation TB***4141 |  | 10 kV | _ | LV | 100 kVA :Pole Substation | 0.1 | --> | 0.1 | 0 | 0 | Constrained,otherwise capacity available =100kVA. | --> | 0.095 | 0 | 0 | 0.1 | 0 |  | --> | C11 ex LITTLE BRAY | Little Bray [T41,T42] | FASSAROE |  | 53.2191 | -6.1176
MV/LV Substation TB***4163 |  | 10 kV | _ | LV | 400 kVA :Kiosk Substation | 0.4 | --> | 0.4 | 0.4 | 2.8 |  | --> | 0.38 | 0 | 0 | 0.4 | 0 |  | --> | C22 ex MOUNT MERRION | Mount Merrion [T41,T42] | CARRICKMINES |  | 53.2969 | -6.2113
MV/LV Substation TB***4195 |  | 10 kV | _ | LV | 400 kVA :Kiosk Substation | 0.4 | --> | 0.4 | 0 | 0 | Constrained,otherwise capacity available =400kVA. | --> | 0.38 | 0 | 0 | 0.4 | 0 |  | --> | C11 ex LITTLE BRAY | Little Bray [T41,T42] | FASSAROE |  | 53.2233 | -6.123
MV/LV Substation TB***4220 |  | 20 kV | _ | LV | 50 kVA :Pole Substation | 0.05 | --> | 0.05 | 0 | 0 | Constrained,otherwise capacity available =50kVA. | --> | 0.0475 | 0 | 0 | 0.05 | 0 |  | --> | C13 ex MORNINGTON ROAD | Mornington Road [T41,T42] | DRYBRIDGE |  | 53.7146 | -6.2889
MV/LV Substation TB***4232 |  | 10 kV | _ | LV | 400 kVA :Kiosk Substation | 0.4 | --> | 0.4 | 0 | 0 | Constrained,otherwise capacity available =309kVA. | --> | 0.38 | 0 | 0 | 0.41359 | 0 |  | --> | C18 ex POPPINTREE | Poppintree [T101,T102] | FINGLAS |  | 53.4034 | -6.2635
MV/LV Substation TB***4280 |  | 20 kV | _ | LV | 50 kVA :Pole Substation | 0.05 | --> | 0.05 | 0.047 | 3.5 |  | --> | 0.0475 | 0 | 0 | 0.050453 | 0 |  | --> | C18 ex DUNDALK | Dundalk [T41,T42] | DUNDALK |  | 54.0283 | -6.4143
MV/LV Substation TB***4314 |  | 10 kV | _ | LV | 400 kVA :Kiosk Substation | 0.4 | --> | 0.4 | 0 | 0 | Constrained,otherwise capacity available =400kVA. | --> | 0.38 | 0 | 0 | 0.4 | 0 |  | --> | C13 ex MERVILLE | Merville [T41,T42] | FINGLAS |  | 53.3821 | -6.291
MV/LV Substation TB***570Z |  | 10 kV | _ | LV | 400 kVA :Kiosk Substation | 0.4 | --> | 0.4 | 0 | 0 | Constrained,otherwise capacity available =400kVA. | --> | 0.38 | 0 | 0 | 0.4 | 0 |  | --> | C22 ex GRANGE (DR) | Grange (dr) [T41,T42] | GRANGE (DR) |  | 53.4024 | -6.1707
MV/LV Substation TC***094X |  | 10 kV | _ | LV | 400 kVA :Building Structure | 0.4 | --> | 0.4 | 0.4 | 7.9 |  | --> | 0.38 | 0 | 0 | 0.4 | 0 |  | --> | C25 ex TRINITY | Trinity [T101,T102] | POOLBEG |  | 53.3436 | -6.2482
MV/LV Substation TC***4094 |  | 20 kV | _ | LV | 50 kVA :Pole Substation | 0.05 | --> | 0.05 | 0 | 0 | Constrained,otherwise capacity available =49kVA. | --> | 0.0475 | 0 | 0 | 0.050152 | 0 |  | --> | E11 ex CREAGH | Creagh [T421,T422] | ATHLONE |  | 53.4032 | -8.1519
MV/LV Substation TC***4203 |  | 10 kV | _ | LV | 1000 kVA :Building Structure | 1 | --> | 1 | 0 | 0 | Constrained,otherwise capacity available =500kVA. | --> | 0.95 | 0 | 0 | 0.5 | 0 |  | --> | C19 ex LOUGHLINSTOWN | Loughlinstown [T41,T42] | CARRICKMINES |  | 53.2447 | -6.1472
MV/LV Substation TC***4204 |  | 10 kV | _ | LV | 1000 kVA :Building Structure | 1 | --> | 1 | 0 | 0 | Constrained,otherwise capacity available =500kVA. | --> | 0.95 | 0 | 0 | 0.5 | 0 |  | --> | C19 ex LOUGHLINSTOWN | Loughlinstown [T41,T42] | CARRICKMINES |  | 53.2447 | -6.1471
MV/LV Substation TD***114Z |  | 10 kV | _ | LV | 630 kVA :Building Structure | 0.63 | --> | 0.63 | 0 | 0 | Constrained,otherwise capacity available =500kVA. | --> | 0.5985 | 0 | 0 | 0.5 | 0 |  | --> | C27 ex GRANGE CASTLE | Grange Castle [T101,T102] | INCHICORE 220KV |  | 53.3203 | -6.4399
MV/LV Substation TD***122Y |  | 10 kV | _ | LV | 400 kVA :Building Structure | 0.4 | --> | 0.4 | 0 | 0 | Constrained,otherwise capacity available =400kVA. | --> | 0.38 | 0 | 0 | 0.4 | 0 |  | --> | C22 ex KILLACLOYNE | Killacloyne [T41,T42] | MIDLETON |  | 51.9089 | -8.2761
MV/LV Substation TE***002 |  | 10 kV | _ | LV | 630 kVA :Kiosk Substation | 0.63 | --> | 0.63 | 0.495 | 3.1 |  | --> | 0.5985 | 0 | 0 | 0.5 | 0 |  | --> | C22 ex BELLFIELD | Bellfield [T41,T42] | CRANE |  | 52.5033 | -6.5645
MV/LV Substation TE***002 |  | 10 kV | _ | LV | 1000 kVA :Building Structure | 1 | --> | 1 | 0.5 | 1.4 |  | --> | 0.95 | 0 | 0 | 0.5 | 0 |  | --> | C22 ex RINEANNA | Rineanna [T41,T42] | DRUMLINE |  | 52.6906 | -8.9179
MV/LV Substation TE***003 |  | 10 kV | _ | LV | 400 kVA :Building Structure | 0.4 | --> | 0.4 | 0.256 | 2.4 |  | --> | 0.38 | 0 | 0.021489 | 0 | 0 | Constrained,otherwise capacity available =421.3kW. | --> | C15 ex KILTIMAGH | Kiltimagh [T41] | CASTLEBAR |  | 53.8482 | -8.9922
MV/LV Substation TE***003 |  | 10 kV | _ | LV | 1000 kVA :Building Structure | 1 | --> | 1 | 0.398 | 0.9 |  | --> | 0.95 | 0 | 0.028158 | 0.5 | 0 |  | --> | C12 ex KIMMAGE | Kimmage [T41,T42] | INCHICORE 220KV |  | 53.3095 | -6.2834
MV/LV Substation TE***004 |  | 10 kV | _ | LV | 50 kVA :Pole Substation | 0.05 | --> | 0.05 | 0 | 0 | Constrained,otherwise capacity available =43kVA. | --> | 0.0475 | 0 | 0 | 0.051052 | 0 |  | --> | C28 ex CLAREGALWAY | Claregalway [T42,T421] | GALWAY 110KV |  | 53.3265 | -8.9614
MV/LV Substation TE***004X |  | 10 kV | _ | LV | 400 kVA :Building Structure | 0.4 | --> | 0.4 | 0.4 | 10.9 |  | --> | 0.38 | 0 | 0 | 0.4 | 0 |  | --> | C12 ex MULLINGAR | Mullingar [T101,T102] | MULLINGAR |  | 53.524 | -7.342
MV/LV Substation TE***006 |  | 10 kV | _ | LV | 630 kVA :Kiosk Substation | 0.63 | --> | 0.63 | 0.060409 | 0.1 | Constrained,otherwise capacity available =500kVA. | --> | 0.5985 | 0 | 0.00741 | 0.5 | 0 |  | --> | C15 ex TUBBERCURRY | Tubbercurry [T41,T42] | TONROE |  | 54.0513 | -8.732
MV/LV Substation TE***006 |  | 10 kV | _ | LV | 400 kVA :Kiosk Substation | 0.4 | --> | 0.4 | 0.013 | 4.5 |  | --> | 0.38 | 0 | 0.024453 | 0.45468 | 0 |  | --> | C11 ex TEMPLEOGUE | Templeogue [T41,T42] | MILLTOWN (DR) |  | 53.2992 | -6.3034
MV/LV Substation TE***008 |  | 10 kV | _ | LV | 630 kVA :Kiosk Substation | 0.63 | --> | 0.63 | 0 | 0 | Constrained,otherwise capacity available =459kVA. | --> | 0.5985 | 0 | 0.030381 | 0.5 | 0 |  | --> | C16 ex LOUGHREA | Loughrea [T41,T42] | SOMERSET |  | 53.1971 | -8.5684
MV/LV Substation TE***009 |  | 10 kV | _ | LV | 400 kVA :Building Structure | 0.4 | --> | 0.4 | 0.369 | 1.6 |  | --> | 0.38 | 0 | 0 | 0 | 0 | Constrained,otherwise capacity available =404.7kW. | --> | C15 ex DERRYBEG | Derrybeg [T41,T42] | ARDNAGAPPARY |  | 55.0625 | -8.2807
MV/LV Substation TE***010 |  | 10 kV | _ | LV | 200 kVA :Pole Substation | 0.2 | --> | 0.2 | 0 | 0 | Constrained,otherwise capacity available =167kVA. | --> | 0.19 | 0 | 0 | 0.20495 | 0 |  | --> | C12 ex SKIBBEREEN | Skibbereen [T41,T42] | DUNMANWAY |  | 51.556 | -9.2691
MV/LV Substation TE***010X |  | 10 kV | _ | LV | 50 kVA :Pole Substation | 0.05 | --> | 0.05 | 0 | 0 | Constrained,otherwise capacity available =45kVA. | --> | 0.0475 | 0 | 0 | 0.050753 | 0 |  | --> | C17 ex GRAIGUENAMANAGH | Graiguenamanagh [T41,T42] | KILKENNY |  | 52.5426 | -6.9512
MV/LV Substation TE***011 |  | 10 kV | _ | LV | 200 kVA :Pole Substation | 0.2 | --> | 0.2 | 0.060409 | 0.1 | Constrained,otherwise capacity available =92kVA. | --> | 0.19 | 0 | 0.00741 | 0.21576 | 0 |  | --> | C15 ex TUBBERCURRY | Tubbercurry [T41,T42] | TONROE |  | 54.0557 | -8.7258
MV/LV Substation TE***012Y |  | 10 kV | _ | LV | 400 kVA :Kiosk Substation | 0.4 | --> | 0.4 | 0.337 | 3.1 |  | --> | 0.38 | 0 | 0 | 0.40945 | 0 |  | --> | C22 ex BELLFIELD | Bellfield [T41,T42] | CRANE |  | 52.5012 | -6.5612
MV/LV Substation TE***014 |  | 10 kV | _ | LV | 200 kVA :Building Structure | 0.2 | --> | 0.2 | 0 | 0 | Constrained,otherwise capacity available =65kVA. | --> | 0.19 | 0 | 0 | 0 | 0 | Constrained,otherwise capacity available =219.5kW. | --> | C21 ex PALLAS | Pallas [T41,T42] | PORTLAOISE |  | 53.0315 | -7.3074
MV/LV Substation TE***022 |  | 10 kV | _ | LV | 400 kVA :Building Structure | 0.4 | --> | 0.4 | 0.367 | 2.8 |  | --> | 0.38 | 0 | 0 | 0.40498 | 0 |  | --> | C20 ex CASTLEBLAYNEY | Castleblayney [T41,T42] | DUNDALK |  | 54.1193 | -6.74
MV/LV Substation TE***025 |  | 20 kV | _ | LV | 200 kVA :Kiosk Substation | 0.2 | --> | 0.2 | 0.143 | 0.4 |  | --> | 0.19 | 0 | 0 | 0.20848 | 0 |  | --> | E15 ex TULLOW | Tullow [T421,T422] | CARLOW |  | 52.8021 | -6.7295
MV/LV Substation TE***029 |  | 10 kV | _ | LV | 100 kVA :Pole Substation | 0.1 | --> | 0.1 | 0.046 | 1.1 |  | --> | 0.095 | 0 | 0 | 0.10788 | 0 |  | --> | C25 ex KILKEE | Kilkee [T41] | TULLABRACK |  | 52.6745 | -9.6497
MV/LV Substation TE***030 |  | 10 kV | _ | LV | 1000 kVA :Building Structure | 1 | --> | 1 | 0.5 | 3.1 |  | --> | 0.95 | 0 | 0 | 0.5 | 0 |  | --> | C18 ex PURCELLS INCH | Purcells Inch [T41,T42] | KILKENNY |  | 52.6445 | -7.2123
MV/LV Substation TE***031Z |  | 10 kV | _ | LV | 400 kVA :Building Structure | 0.4 | --> | 0.4 | 0 | 0 | Constrained,otherwise capacity available =246kVA. | --> | 0.38 | 0 | 0 | 0.42273 | 0 |  | --> | C14 ex LIFFEY VALLEY | Liffey Valley [T41,T42] | INCHICORE 220KV |  | 53.349 | -6.4104
MV/LV Substation TE***033 |  | 10 kV | _ | LV | 200 kVA :Pole Substation | 0.2 | --> | 0.2 | 0.078 | 18.7 |  | --> | 0.19 | 0 | 0.042237 | 0.21771 | 0 |  | --> | C19 ex ARKLOW | Arklow [T101,T102] | ARKLOW |  | 52.8075 | -6.1507
MV/LV Substation TE***035 |  | 20 kV | _ | LV | 200 kVA :Pole Substation | 0.2 | --> | 0.2 | 0.182 | 4.4 |  | --> | 0.19 | 0 | 0 | 0.20271 | 0 |  | --> | E13 ex CRANE | Crane [T122] | CRANE |  | 52.4314 | -6.3289
MV/LV Substation TE***036 |  | 10 kV | _ | LV | 50 kVA :Pole Substation | 0.05 | --> | 0.05 | 0 | 0 | Constrained,otherwise capacity available =47kVA. | --> | 0.0475 | 0 | 0 | 0 | 0 | Constrained,otherwise capacity available =50.5kW. | --> | C16 ex MILFORD (NR) | Milford (nr) [T41,T42] | LETTERKENNY |  | 55.0427 | -7.8157
MV/LV Substation TE***036 |  | 10 kV | _ | LV | 200 kVA :Building Structure | 0.2 | --> | 0.2 | 0 | 0 | Constrained,otherwise capacity available =169kVA. | --> | 0.19 | 0 | 0.008151 | 0.20465 | 0 |  | --> | C13 ex COBH | Cobh [T41,T42] | COW CROSS |  | 51.8569 | -8.2964
MV/LV Substation TE***037 |  | 10 kV | _ | LV | 200 kVA :Pole Substation | 0.2 | --> | 0.2 | 0.175 | 2.7 |  | --> | 0.19 | 0 | 0 | 0.20376 | 0 |  | --> | C17 ex OLDCASTLE | Oldcastle [T41,T422] | MULLINGAR |  | 53.7723 | -7.164
MV/LV Substation TE***037X |  | 10 kV | _ | LV | 400 kVA :Building Structure | 0.4 | --> | 0.4 | 0 | 0 | Constrained,otherwise capacity available =314kVA. | --> | 0.38 | 0 | 0.003705 | 0 | 0 | Constrained,otherwise capacity available =412.9kW. | --> | C14 ex GARDEN CITY | Garden City [T41,T42] | ARKLOW |  | 52.6742 | -6.286
MV/LV Substation TE***042 |  | 10 kV | _ | LV | 630 kVA :Building Structure | 0.63 | --> | 0.63 | 0.466 | 9.1 |  | --> | 0.5985 | 0 | 0.004446 | 0.5 | 0 |  | --> | C14 ex ARDNAREE | Ardnaree [T42,T421] | MOY |  | 54.1138 | -9.1581
MV/LV Substation TE***047 |  | 10 kV | _ | LV | 200 kVA :Building Structure | 0.2 | --> | 0.2 | 0.139 | 1.7 |  | --> | 0.19 | 0 | 0 | 0.20906 | 0 |  | --> | C18 ex ATHY | Athy [T101,T102] | ATHY |  | 52.9899 | -6.9881
MV/LV Substation TE***048 |  | 20 kV | _ | LV | 200 kVA :Kiosk Substation | 0.2 | --> | 0.2 | 0 | 0 | Constrained,otherwise capacity available =108kVA. | --> | 0.19 | 0 | 0.028899 | 0.21351 | 0 |  | --> | E18 ex CLONMINCH | Clonminch [T41,T422] | THORNSBERRY |  | 53.2472 | -7.5534
MV/LV Substation TE***048 |  | 10 kV | _ | LV | 200 kVA :Pole Substation | 0.2 | --> | 0.2 | 0 | 0 | Constrained,otherwise capacity available =130kVA. | --> | 0.19 | 0 | 0.011115 | 0 | 0 | Constrained,otherwise capacity available =210.4kW. | --> | C12 ex ROSCREA | Roscrea [T41,T42] | IKERRIN |  | 52.9538 | -7.791
MV/LV Substation TE***048Z |  | 10 kV | _ | LV | 400 kVA :Kiosk Substation | 0.4 | --> | 0.4 | 0 | 0 | Constrained,otherwise capacity available =262kVA. | --> | 0.38 | 0 | 0.049647 | 0.42043 | 0 |  | --> | C20 ex CELBRIDGE | Celbridge [T41,T42] | GRIFFINRATH |  | 53.3306 | -6.5471
MV/LV Substation TE***052Z |  | 10 kV | _ | LV | 400 kVA :Kiosk Substation | 0.4 | --> | 0.4 | 0.366 | 6.4 |  | --> | 0.38 | 0 | 0 | 0.40513 | 0 |  | --> | C17 ex GARRYCASTLE | Garrycastle [T41,T42] | ATHLONE |  | 53.4192 | -7.8932
MV/LV Substation TE***062X |  | 10 kV | _ | LV | 50 kVA :Pole Substation | 0.05 | --> | 0.05 | 0 | 0 | Constrained,otherwise capacity available =19kVA. | --> | 0.0475 | 0 | 0 | 0 | 0 | Constrained,otherwise capacity available =54.5kW. | --> | C18 ex MOUNTRATH | Mountrath [T41,T42] | PORTLAOISE |  | 53.0037 | -7.4681
MV/LV Substation TE***063 |  | 10 kV | _ | LV | 630 kVA :Building Structure | 0.63 | --> | 0.63 | 0.5 | 7.8 |  | --> | 0.5985 | 0 | 0 | 0.5 | 0 |  | --> | C13 ex CARROWBEG | Carrowbeg [T41,T42] | CARROWBEG |  | 53.8006 | -9.5196
MV/LV Substation TE***064Y |  | 10 kV | _ | LV | 400 kVA :Kiosk Substation | 0.4 | --> | 0.4 | 0 | 0 | Constrained,otherwise capacity available =308kVA. | --> | 0.38 | 0 | 0.011856 | 0.41373 | 0 |  | --> | C13 ex GRANGE (DR) | Grange (dr) [T41,T42] | GRANGE (DR) |  | 53.4011 | -6.1753
MV/LV Substation TE***065Y |  | 10 kV | _ | LV | 400 kVA :Kiosk Substation | 0.4 | --> | 0.4 | 0 | 0 | Constrained,otherwise capacity available =138kVA. | --> | 0.38 | 0 | 0.051129 | 0.43791 | 0 |  | --> | C13 ex GRANGE (DR) | Grange (dr) [T41,T42] | GRANGE (DR) |  | 53.3992 | -6.1781
MV/LV Substation TE***066Y |  | 10 kV | _ | LV | 400 kVA :Kiosk Substation | 0.4 | --> | 0.4 | 0 | 0 | Constrained,otherwise capacity available =182kVA. | --> | 0.38 | 0 | 0.027417 | 0.4318 | 0 |  | --> | C13 ex GRANGE (DR) | Grange (dr) [T41,T42] | GRANGE (DR) |  | 53.4003 | -6.1723
MV/LV Substation TE***069 |  | 10 kV | _ | LV | 200 kVA :Kiosk Substation | 0.2 | --> | 0.2 | 0 | 0 | Constrained,otherwise capacity available =190kVA. | --> | 0.19 | 0 | 0 | 0 | 0 | Constrained,otherwise capacity available =201.5kW. | --> | C13 ex KNOCKAPHUNTA | Knockaphunta [T41,T42] | CASTLEBAR |  | 53.8527 | -9.2966
MV/LV Substation TE***071 |  | 10 kV | _ | LV | 400 kVA :Building Structure | 0.4 | --> | 0.4 | 0.265 | 1.5 |  | --> | 0.38 | 0 | 0.018525 | 0.42 | 0 |  | --> | C11 ex MONKSTOWN | Monkstown [T41,T42] | BLACKROCK |  | 53.297 | -6.1712
MV/LV Substation TE***082Y |  | 10 kV | _ | LV | 630 kVA :Building Structure | 0.63 | --> | 0.63 | 0 | 0 | Constrained,otherwise capacity available =500kVA. | --> | 0.5985 | 0 | 0.008151 | 0.5 | 0 |  | --> | C13 ex TUAM SOUTH | Tuam South [T42] | CLOON |  | 53.5152 | -8.8532
MV/LV Substation TE***084Y |  | 10 kV | _ | LV | 100 kVA :Pole Substation | 0.1 | --> | 0.1 | 0 | 0 | Constrained,otherwise capacity available =66kVA. | --> | 0.095 | 0 | 0 | 0.10504 | 0 |  | --> | C22 ex CELBRIDGE | Celbridge [T41,T42] | GRIFFINRATH |  | 53.3386 | -6.5465
MV/LV Substation TE***100 |  | 10 kV | _ | LV | 400 kVA :Kiosk Substation | 0.4 | --> | 0.4 | 0.287 | 13.2 |  | --> | 0.38 | 0 | 0.02964 | 0.41681 | 0 |  | --> | C30 ex ARTANE | Artane [T101,T102] | FINGLAS |  | 53.3819 | -6.1982
MV/LV Substation TE***102Y |  | 20 kV | _ | LV | 630 kVA :Building Structure | 0.63 | --> | 0.63 | 0 | 0 | Constrained,otherwise capacity available =500kVA. | --> | 0.5985 | 0 | 0 | 0.5 | 0 |  | --> | E12 ex BALLINROBE | Ballinrobe [T421,T422] | DALTON |  | 53.627 | -9.2174
MV/LV Substation TE***105Y |  | 10 kV | _ | LV | 630 kVA :Building Structure | 0.63 | --> | 0.63 | 0 | 0 | Constrained,otherwise capacity available =500kVA. | --> | 0.5985 | 0 | 0 | 0.5 | 0 |  | --> | C30 ex WATERFORD IND EST | Waterford Ind Est [T41,T42,T44] | BUTLERSTOWN |  | 52.2496 | -7.1372
MV/LV Substation TE***109Y |  | 10 kV | _ | LV | 200 kVA :Building Structure | 0.2 | --> | 0.2 | 0 | 0 | Constrained,otherwise capacity available =84kVA. | --> | 0.19 | 0 | 0 | 0.21688 | 0 |  | --> | C22 ex POLLERTON | Pollerton [T41,T42] | CARLOW |  | 52.8354 | -6.9217
MV/LV Substation TE***113 |  | 10 kV | _ | LV | 1000 kVA :Building Structure | 1 | --> | 1 | 0.5 | 6.4 |  | --> | 0.95 | 0 | 0 | 0.5 | 0 |  | --> | C14 ex GARRYCASTLE | Garrycastle [T41,T42] | ATHLONE |  | 53.4234 | -7.9325
MV/LV Substation TE***113Z |  | 10 kV | _ | LV | 400 kVA :Kiosk Substation | 0.4 | --> | 0.4 | 0.336 | 4.2 |  | --> | 0.38 | 0 | 0 | 0 | 0 | Constrained,otherwise capacity available =409.6kW. | --> | C17 ex CHURCHTOWN | Churchtown [T41] | RATHKEALE |  | 52.4599 | -9.0615
MV/LV Substation TE***115Y |  | 20 kV | _ | LV | 50 kVA :Pole Substation | 0.05 | --> | 0.05 | 0 | 0 | Constrained,otherwise capacity available =30kVA. | --> | 0.0475 | 0 | 0 | 0.052949 | 0 |  | --> | E14 ex DALTON | Dalton [T421,T422] | DALTON |  | 53.7655 | -8.9652
MV/LV Substation TE***121 |  | 10 kV | _ | LV | 200 kVA :Building Structure | 0.2 | --> | 0.2 | 0 | 0 | Constrained,otherwise capacity available =174kVA. | --> | 0.19 | 0 | 0 | 0.20391 | 0 |  | --> | C16 ex COOLCORCORAN | Coolcorcoran [T41,T42] | KNOCKEARAGH |  | 52.0603 | -9.5129
MV/LV Substation TE***123 |  | 20 kV | _ | LV | 200 kVA :Building Structure | 0.2 | --> | 0.2 | 0.2 | 0.4 |  | --> | 0.19 | 0 | 0.03705 | 0.2 | 0 |  | --> | C14 ex CARRAROE | Carraroe [T42] | SCREEB |  | 53.237 | -9.4959
MV/LV Substation TE***125 |  | 10 kV | _ | LV | 630 kVA :Building Structure | 0.63 | --> | 0.63 | 0 | 0 | Constrained,otherwise capacity available =500kVA. | --> | 0.5985 | 0 | 0.002964 | 0.5 | 0 |  | --> | C11 ex FINISKLIN | Finisklin [T41,T42] | SLIGO |  | 54.2736 | -8.4865
MV/LV Substation TE***125X |  | 10 kV | _ | LV | 50 kVA :Pole Substation | 0.05 | --> | 0.05 | 0.042 | 0.7 |  | --> | 0.0475 | 0 | 0 | 0.0512 | 0 |  | --> | C16 ex KILRUSH | Kilrush [T41,T42] | TULLABRACK |  | 52.6767 | -9.6383
MV/LV Substation TE***130Y |  | 20 kV | _ | LV | 200 kVA :Pole Substation | 0.2 | --> | 0.2 | 0 | 0 | Constrained,otherwise capacity available =140kVA. | --> | 0.19 | 0 | 0.02223 | 0.20891 | 0 |  | --> | C22 ex ENNISTYMON | Ennistymon [T41,T42] | ENNIS |  | 53.0156 | -9.3746
MV/LV Substation TE***135X |  | 20 kV | _ | LV | 630 kVA :Building Structure | 0.63 | --> | 0.63 | 0 | 0 | Constrained,otherwise capacity available =500kVA. | --> | 0.5985 | 0 | 0 | 0 | 0 | Constrained,otherwise capacity available =500kW. | --> | E14 ex FOXHOLE | Foxhole [T421,T422] | DUNGARVAN |  | 51.9589 | -7.8531
MV/LV Substation TE***135Y |  | 10 kV | _ | LV | 630 kVA :Kiosk Substation | 0.63 | --> | 0.63 | 0 | 0 | Constrained,otherwise capacity available =500kVA. | --> | 0.5985 | 0 | 0 | 0 | 0 | Constrained,otherwise capacity available =500kW. | --> | C19 ex KNOCKAPHUNTA | Knockaphunta [T41,T42] | CASTLEBAR |  | 53.8504 | -9.31
MV/LV Substation TE***141X |  | 20 kV | _ | LV | 200 kVA :Kiosk Substation | 0.2 | --> | 0.2 | 0.2 | 0.9 |  | --> | 0.19 | 0 | 0 | 0.2 | 0 |  | --> | E19 ex KENMARE | Kenmare [T421] | KNOCKEARAGH |  | 51.8767 | -9.6715
MV/LV Substation TE***147X |  | 10 kV | _ | LV | 400 kVA :Kiosk Substation | 0.4 | --> | 0.4 | 0.348 | 11.9 |  | --> | 0.38 | 0 | 0 | 0.4 | 0 |  | --> | C28 ex SALTHILL | Salthill [T101,T102] | SALTHILL |  | 53.2486 | -9.1995
MV/LV Substation TE***151X |  | 10 kV | _ | LV | 50 kVA :Pole Substation | 0.05 | --> | 0.05 | 0.049 | 1.3 |  | --> | 0.0475 | 0 | 0 | 0.050152 | 0 |  | --> | C18 ex CASTLEREA | Castlerea [T41,T42] | CARRICK ON SHANNON |  | 53.7715 | -8.4814
MV/LV Substation TE***160X |  | 10 kV | _ | LV | 50 kVA :Pole Substation | 0.05 | --> | 0.05 | 0 | 0 | Constrained,otherwise capacity available =47kVA. | --> | 0.0475 | 0 | 0 | 0 | 0 | Constrained,otherwise capacity available =50.5kW. | --> | C11 ex KILMALLOCK | Kilmallock [T41,T42] | CHARLEVILLE |  | 52.3952 | -8.4954
MV/LV Substation TE***161X |  | 10 kV | _ | LV | 630 kVA :Building Structure | 0.63 | --> | 0.63 | 0 | 0 | Constrained,otherwise capacity available =482kVA. | --> | 0.5985 | 0 | 0 | 0.5 | 0 |  | --> | C19 ex GLOUCESTER PLACE | Gloucester Place [T41,T42] | MCDERMOTT |  | 53.3548 | -6.2577
MV/LV Substation TE***164Z |  | 10 kV | _ | LV | 400 kVA :Building Structure | 0.4 | --> | 0.4 | 0 | 0 | Constrained,otherwise capacity available =278kVA. | --> | 0.38 | 0 | 0.00741 | 0.41811 | 0 |  | --> | C18 ex GRANGE (DR) | Grange (dr) [T41,T42] | GRANGE (DR) |  | 53.3889 | -6.1667
MV/LV Substation TE***172 |  | 10 kV | _ | LV | 400 kVA :Kiosk Substation | 0.4 | --> | 0.4 | 0 | 0 | Constrained,otherwise capacity available =372kVA. | --> | 0.38 | 0 | 0 | 0.40423 | 0 |  | --> | C16 ex SAGGART | Saggart [T41,T42] | GRANGE CASTLE |  | 53.281 | -6.4676
MV/LV Substation TE***175 |  | 20 kV | _ | LV | 50 kVA :Pole Substation | 0.05 | --> | 0.05 | 0 | 0 | Constrained,otherwise capacity available =49kVA. | --> | 0.0475 | 0 | 0 | 0.050152 | 0 |  | --> | C17 ex CLONES | Clones [T41,T42] | SHANKILL |  | 54.2115 | -7.1181
MV/LV Substation TE***179 |  | 10 kV | _ | LV | 630 kVA :Building Structure | 0.63 | --> | 0.63 | 0.446 | 0.9 |  | --> | 0.5985 | 0 | 0.036309 | 0.5 | 0 |  | --> | C15 ex KIMMAGE | Kimmage [T41,T42] | INCHICORE 220KV |  | 53.2972 | -6.3085
MV/LV Substation TE***180Y |  | 10 kV | _ | LV | 50 kVA :Pole Substation | 0.05 | --> | 0.05 | 0.049 | 3.3 |  | --> | 0.0475 | 0 | 0 | 0.050152 | 0 |  | --> | C11 ex LLOYD | Lloyd [T41,T42] | NAVAN |  | 53.7491 | -6.9611
MV/LV Substation TE***185 |  | 10 kV | _ | LV | 400 kVA :Building Structure | 0.4 | --> | 0.4 | 0 | 0 | Constrained,otherwise capacity available =400kVA. | --> | 0.38 | 0 | 0 | 0.4 | 0 |  | --> | C20 ex DUNDRUM | Dundrum [T41,T42] | BLACKROCK |  | 53.2906 | -6.2461
MV/LV Substation TE***185 |  | 10 kV | _ | LV | 630 kVA :Kiosk Substation | 0.63 | --> | 0.63 | 0.486 | 0.9 |  | --> | 0.5985 | 0 | 0.011856 | 0.5 | 0 |  | --> | C12 ex KIMMAGE | Kimmage [T41,T42] | INCHICORE 220KV |  | 53.311 | -6.2964
MV/LV Substation TE***187 |  | 10 kV | _ | LV | 100 kVA :Pole Substation | 0.1 | --> | 0.1 | 0.089 | 3.3 |  | --> | 0.095 | 0 | 0.003705 | 0.10166 | 0 |  | --> | E16 ex BALLYBUNION | Ballybunion [T421,T422] | TRIEN |  | 52.4577 | -9.5124
MV/LV Substation TE***189X |  | 20 kV | _ | LV | 50 kVA :Pole Substation | 0.05 | --> | 0.05 | 0 | 0 | Constrained,otherwise capacity available =50kVA. | --> | 0.0475 | 0 | 0 | 0.05 | 0 |  | --> | E17 ex INCH | Inch [T421,T422] | OUGHTRAGH |  | 52.2572 | -10.1711
MV/LV Substation TE***194 |  | 10 kV | _ | LV | 400 kVA :Building Structure | 0.4 | --> | 0.4 | 0.314 | 1.5 |  | --> | 0.38 | 0 | 0.011115 | 0.41285 | 0 |  | --> | C17 ex BALLYARD | Ballyard [T41,T42] | TRALEE |  | 52.2603 | -9.6883
MV/LV Substation TE***195Z |  | 10 kV | _ | LV | 50 kVA :Pole Substation | 0.05 | --> | 0.05 | 0.049 | 1.1 |  | --> | 0.0475 | 0 | 0.00741 | 0 | 0 | Constrained,otherwise capacity available =50.2kW. | --> | C19 ex NEWCASTLEWEST | Newcastlewest [T41,T42] | RATHKEALE |  | 52.4366 | -9.0377
MV/LV Substation TE***197 |  | 10 kV | _ | LV | 400 kVA :Building Structure | 0.4 | --> | 0.4 | 0 | 0 | Constrained,otherwise capacity available =311kVA. | --> | 0.38 | 0 | 0.008151 | 0.41329 | 0 |  | --> | C11 ex MORRISTOWN | Morristown [T41,T42] | NEWBRIDGE |  | 53.1733 | -6.805
MV/LV Substation TE***201Y |  | 20 kV | _ | LV | 50 kVA :Pole Substation | 0.05 | --> | 0.05 | 0 | 0 | Constrained,otherwise capacity available =49kVA. | --> | 0.0475 | 0 | 0 | 0 | 0 | Constrained,otherwise capacity available =50.2kW. | --> | E17 ex SPRINGS | Springs [T421,T422] | DUNGARVAN |  | 52.115 | -7.5531
MV/LV Substation TE***203Y |  | 20 kV | _ | LV | 200 kVA :Kiosk Substation | 0.2 | --> | 0.2 | 0.171 | 1.1 |  | --> | 0.19 | 0 | 0 | 0.20436 | 0 |  | --> | E12 ex BUNCLODY | Bunclody [T421,T422] | CRANE |  | 52.6492 | -6.6543
MV/LV Substation TE***208Y |  | 10 kV | _ | LV | 630 kVA :Building Structure | 0.63 | --> | 0.63 | 0.5 | 12.2 |  | --> | 0.5985 | 0 | 0 | 0.5 | 0 |  | --> | C25 ex BALLYBEG | Ballybeg [T101,T102] | CARRICKMINES |  | 52.9831 | -6.0498
MV/LV Substation TE***212X |  | 10 kV | _ | LV | 630 kVA :Building Structure | 0.63 | --> | 0.63 | 0.5 | 9.1 |  | --> | 0.5985 | 0 | 0 | 0.5 | 0 |  | --> | C14 ex ARDNAREE | Ardnaree [T42,T421] | MOY |  | 54.1132 | -9.1592
MV/LV Substation TE***213Z |  | 10 kV | _ | LV | 400 kVA :Building Structure | 0.4 | --> | 0.4 | 0.4 | 1.1 |  | --> | 0.38 | 0 | 0 | 0 | 0 | Constrained,otherwise capacity available =400kW. | --> | C14 ex NEWCASTLEWEST | Newcastlewest [T41,T42] | RATHKEALE |  | 52.4498 | -9.0471
MV/LV Substation TE***216Z |  | 10 kV | _ | LV | 400 kVA :Building Structure | 0.4 | --> | 0.4 | 0 | 0 | Constrained,otherwise capacity available =375kVA. | --> | 0.38 | 0 | 0.01482 | 0.40378 | 0 |  | --> | C12 ex KILBARRY | Kilbarry [T101,T43] | KILBARRY |  | 51.9217 | -8.4721
MV/LV Substation TE***218Y |  | 20 kV | _ | LV | 50 kVA :Pole Substation | 0.05 | --> | 0.05 | 0 | 0 | Constrained,otherwise capacity available =49kVA. | --> | 0.0475 | 0 | 0 | 0.050152 | 0 |  | --> | E21 ex FINEA | Finea [T421,T422] | SHANKILL |  | 53.8824 | -7.3786
MV/LV Substation TE***227 |  | 10 kV | _ | LV | 200 kVA :Pole Substation | 0.2 | --> | 0.2 | 0.175 | 2.8 |  | --> | 0.19 | 0 | 0 | 0.20376 | 0 |  | --> | C18 ex CASTLEBLAYNEY | Castleblayney [T41,T42] | DUNDALK |  | 54.1313 | -6.6591
MV/LV Substation TE***229X |  | 20 kV | _ | LV | 50 kVA :Pole Substation | 0.05 | --> | 0.05 | 0 | 0 | Constrained,otherwise capacity available =36kVA. | --> | 0.0475 | 0 | 0.003705 | 0.052083 | 0 |  | --> | C11 ex RAHEEN | Raheen [T41,T42] | LIMERICK |  | 52.6432 | -8.7283
MV/LV Substation TE***229Z |  | 10 kV | _ | LV | 25 kVA :Kiosk Substation | 0.025 | --> | 0.025 | 0.018 | 4.2 |  | --> | 0.02375 | 0 | 0.008151 | 0 | 0 | Constrained,otherwise capacity available =26kW. | --> | C13 ex CHURCHTOWN | Churchtown [T41] | RATHKEALE |  | 52.4593 | -9.058
MV/LV Substation TE***232 |  | 20 kV | _ | LV | 50 kVA :Pole Substation | 0.05 | --> | 0.05 | 0.042 | 1.7 |  | --> | 0.0475 | 0 | 0 | 0.0512 | 0 |  | --> | E18 ex NEWPORT | Newport [T421] | CARROWBEG |  | 53.8902 | -9.5453
MV/LV Substation TE***238 |  | 10 kV | _ | LV | 25 kVA :Pole Substation | 0.025 | --> | 0.025 | 0.025 | 8.2 |  | --> | 0.02375 | 0 | 0 | 0.025 | 0 |  | --> | C12 ex MOUNT MISERY | Mount Misery [T41,T42] | WATERFORD |  | 52.2685 | -7.0982
MV/LV Substation TE***241X |  | 10 kV | _ | LV | 200 kVA :Pole Substation | 0.2 | --> | 0.2 | 0 | 0 | Constrained,otherwise capacity available =147kVA. | --> | 0.19 | 0 | 0.003705 | 0 | 0 | Constrained,otherwise capacity available =207.9kW. | --> | C14 ex TEMPLEMORE | Templemore [T41,T42] | IKERRIN |  | 52.7891 | -7.7219
MV/LV Substation TE***242X |  | 10 kV | _ | LV | 100 kVA :Pole Substation | 0.1 | --> | 0.1 | 0 | 0 | Constrained,otherwise capacity available =68kVA. | --> | 0.095 | 0 | 0 | 0 | 0 | Constrained,otherwise capacity available =104.7kW. | --> | C14 ex TEMPLEMORE | Templemore [T41,T42] | IKERRIN |  | 52.7905 | -7.7207
MV/LV Substation TE***243Y |  | 10 kV | _ | LV | 630 kVA :Building Structure | 0.63 | --> | 0.63 | 0.5 | 10.9 |  | --> | 0.5985 | 0 | 0.00741 | 0.5 | 0 |  | --> | C14 ex MULLINGAR | Mullingar [T101,T102] | MULLINGAR |  | 53.5272 | -7.3522
MV/LV Substation TE***245 |  | 10 kV | _ | LV | 400 kVA :Building Structure | 0.4 | --> | 0.4 | 0 | 0 | Constrained,otherwise capacity available =179kVA. | --> | 0.38 | 0 | 0.041126 | 0.43222 | 0 |  | --> | C13 ex HEADFORD ROAD | Headford Road [T41,T42] | GALWAY 110KV |  | 53.2849 | -9.0438
MV/LV Substation TE***248X |  | 10 kV | _ | LV | 630 kVA :Building Structure | 0.63 | --> | 0.63 | 0 | 0 | Constrained,otherwise capacity available =500kVA. | --> | 0.5985 | 0 | 0 | 0.5 | 0 |  | --> | C19 ex GRANBY ROW | Granby Row [T41] | MCDERMOTT |  | 53.354 | -6.2584
MV/LV Substation TE***248X |  | 10 kV | _ | LV | 25 kVA :Pole Substation | 0.025 | --> | 0.025 | 0 | 0 | Constrained,otherwise capacity available =25kVA. | --> | 0.02375 | 0 | 0 | 0 | 0 | Constrained,otherwise capacity available =25kW. | --> | C14 ex TEMPLEMORE | Templemore [T41,T42] | IKERRIN |  | 52.7985 | -7.7174
MV/LV Substation TE***252 |  | 20 kV | _ | LV | 50 kVA :Pole Substation | 0.05 | --> | 0.05 | 0.044 | 0.9 |  | --> | 0.0475 | 0 | 0 | 0.050903 | 0 |  | --> | E19 ex KENMARE | Kenmare [T421] | KNOCKEARAGH |  | 51.8701 | -9.6622
MV/LV Substation TE***255X |  | 10 kV | _ | LV | 50 kVA :Pole Substation | 0.05 | --> | 0.05 | 0.049 | 0.3 |  | --> | 0.0475 | 0 | 0.00741 | 0.050152 | 0 |  | --> | C20 ex ABBEYFEALE | Abbeyfeale [T42] | TRIEN |  | 52.4797 | -9.2205
MV/LV Substation TE***259X |  | 20 kV | _ | LV | 100 kVA :Pole Substation | 0.1 | --> | 0.1 | 0 | 0 | Constrained,otherwise capacity available =78kVA. | --> | 0.095 | 0 | 0 | 0.10329 | 0 |  | --> | E12 ex FINEA | Finea [T421,T422] | SHANKILL |  | 53.7706 | -7.4974
MV/LV Substation TE***272Y |  | 20 kV | _ | LV | 50 kVA :Pole Substation | 0.05 | --> | 0.05 | 0.047 | 1.3 |  | --> | 0.0475 | 0 | 0 | 0.050453 | 0 |  | --> | E15 ex BALLYCROSSAUN | Ballycrossaun [T421,T422] | SOMERSET |  | 53.0588 | -8.2066
MV/LV Substation TE***272Y |  | 10 kV | _ | LV | 400 kVA :Kiosk Substation | 0.4 | --> | 0.4 | 0 | 0 | Constrained,otherwise capacity available =322kVA. | --> | 0.38 | 0 | 0.002223 | 0.41167 | 0 |  | --> | C21 ex WATERFORD IND EST | Waterford Ind Est [T41,T42,T44] | BUTLERSTOWN |  | 52.241 | -7.1328
MV/LV Substation TE***274 |  | 10 kV | _ | LV | 630 kVA :Kiosk Substation | 0.63 | --> | 0.63 | 0 | 0 | Constrained,otherwise capacity available =500kVA. | --> | 0.5985 | 0 | 0 | 0.5 | 0 |  | --> | C15 ex MOUNTGORRY | Mountgorry [T41,T42] | GRANGE (DR) |  | 53.4559 | -6.209
MV/LV Substation TE***277Z |  | 20 kV | _ | LV | 200 kVA :Kiosk Substation | 0.2 | --> | 0.2 | 0 | 0 | Constrained,otherwise capacity available =166kVA. | --> | 0.19 | 0 | 0.01482 | 0.2051 | 0 |  | --> | C21 ex MONEYCOOLEY | Moneycooley [T41,T42,T44] | GRIFFINRATH |  | 53.3885 | -6.5403
MV/LV Substation TE***282 |  | 10 kV | _ | LV | 200 kVA :Building Structure | 0.2 | --> | 0.2 | 0.199 | 3.5 |  | --> | 0.19 | 0 | 0 | 0.20015 | 0 |  | --> | C19 ex TRIMMS LANE | Trimms Lane [T41,T42] | SALTHILL |  | 53.2721 | -9.064
MV/LV Substation TE***283X |  | 10 kV | _ | LV | 100 kVA :Pole Substation | 0.1 | --> | 0.1 | 0 | 0 | Constrained,otherwise capacity available =100kVA. | --> | 0.095 | 0 | 0 | 0.1 | 0 |  | --> | C25 ex CASTLEISLAND | Castleisland [T41,T42] | TRALEE |  | 52.2317 | -9.4699
MV/LV Substation TE***283Y |  | 20 kV | _ | LV | 1000 kVA :Kiosk Substation | 1 | --> | 1 | 0.43064 | 0.4 | Constrained,otherwise capacity available =500kVA. | --> | 0.95 | 0 | 0 | 0.5 | 0 |  | --> | E19 ex TULLOW | Tullow [T421,T422] | CARLOW |  | 52.7998 | -6.6821
MV/LV Substation TE***291Z |  | 10 kV | _ | LV | 1000 kVA :Building Structure | 1 | --> | 1 | 0 | 0 | Constrained,otherwise capacity available =500kVA. | --> | 0.95 | 0 | 0 | 0.5 | 0 |  | --> | C22 ex GRANGE (DR) | Grange (dr) [T41,T42] | GRANGE (DR) |  | 53.4017 | -6.1798
MV/LV Substation TE***292Z |  | 10 kV | _ | LV | 1000 kVA :Building Structure | 1 | --> | 1 | 0 | 0 | Constrained,otherwise capacity available =500kVA. | --> | 0.95 | 0 | 0 | 0.5 | 0 |  | --> | C22 ex GRANGE (DR) | Grange (dr) [T41,T42] | GRANGE (DR) |  | 53.4018 | -6.18
MV/LV Substation TE***294 |  | 10 kV | _ | LV | 630 kVA :Building Structure | 0.63 | --> | 0.63 | 0.5 | 11.9 |  | --> | 0.5985 | 0 | 0 | 0.5 | 0 |  | --> | C34 ex SALTHILL | Salthill [T101,T102] | SALTHILL |  | 53.2766 | -9.0764
MV/LV Substation TE***299 |  | 10 kV | _ | LV | 50 kVA :Pole Substation | 0.05 | --> | 0.05 | 0 | 0 | Constrained,otherwise capacity available =40kVA. | --> | 0.0475 | 0 | 0.002964 | 0.051496 | 0 |  | --> | C16 ex TOOMEVARA | Toomevara [T42] | NENAGH |  | 52.8472 | -8.0352
MV/LV Substation TE***299Y |  | 20 kV | _ | LV | 50 kVA :Pole Substation | 0.05 | --> | 0.05 | 0.042 | 1.3 |  | --> | 0.0475 | 0 | 0 | 0.0512 | 0 |  | --> | E15 ex BALLYCROSSAUN | Ballycrossaun [T421,T422] | SOMERSET |  | 53.0588 | -8.2168
MV/LV Substation TE***306 |  | 20 kV | _ | LV | 50 kVA :Pole Substation | 0.05 | --> | 0.05 | 0 | 0 | Constrained,otherwise capacity available =33kVA. | --> | 0.0475 | 0 | 0.004446 | 0.052518 | 0 |  | --> | E18 ex CREAGH | Creagh [T421,T422] | ATHLONE |  | 53.4614 | -8.4848
MV/LV Substation TE***308Y |  | 10 kV | _ | LV | 200 kVA :Kiosk Substation | 0.2 | --> | 0.2 | 0 | 0 | Constrained,otherwise capacity available =138kVA. | --> | 0.19 | 0 | 0.042978 | 0.2092 | 0 |  | --> | C23 ex MACETOWN | Macetown [T101,T102] | MACETOWN |  | 53.423 | -6.4717
MV/LV Substation TE***315Y |  | 10 kV | _ | LV | 200 kVA :Pole Substation | 0.2 | --> | 0.2 | 0.2 | 0.9 |  | --> | 0.19 | 0 | 0 | 0 | 0 | Constrained,otherwise capacity available =200kW. | --> | C18 ex SPA ROAD | Spa Road [T41,T42] | DOON |  | 52.395 | -7.6167
MV/LV Substation TE***320Y |  | 10 kV | _ | LV | 630 kVA :Building Structure | 0.63 | --> | 0.63 | 0.5 | 14.3 |  | --> | 0.5985 | 0 | 0 | 0.5 | 0 |  | --> | C22 ex KILLOTERAN | Killoteran [T101,T102] | KILLOTERAN |  | 52.2397 | -7.1765
MV/LV Substation TE***322Z |  | 10 kV | _ | LV | 200 kVA :Pole Substation | 0.2 | --> | 0.2 | 0 | 0 | Constrained,otherwise capacity available =189kVA. | --> | 0.19 | 0 | 0 | 0.20166 | 0 |  | --> | C12 ex RIVERSTOWN | Riverstown [T41,T42] | KILBARRY |  | 51.9656 | -8.4172
MV/LV Substation TE***327Y |  | 10 kV | _ | LV | 630 kVA :Building Structure | 0.63 | --> | 0.63 | 0 | 0 | Constrained,otherwise capacity available =500kVA. | --> | 0.5985 | 0 | 0 | 0.5 | 0 |  | --> | C20 ex DOCK ROAD | Dock Road [T41,T42] | LIMERICK |  | 52.6403 | -8.6456
MV/LV Substation TE***327Z |  | 10 kV | _ | LV | 400 kVA :Kiosk Substation | 0.4 | --> | 0.4 | 0.31329 | 0.3 | Constrained,otherwise capacity available =335kVA. | --> | 0.38 | 0 | 0 | 0.40975 | 0 |  | --> | C17 ex SANTRY | Santry [T41,T42] | FINGLAS |  | 53.4068 | -6.2496
MV/LV Substation TE***337 |  | 10 kV | _ | LV | 50 kVA :Pole Substation | 0.05 | --> | 0.05 | 0 | 0 | Constrained,otherwise capacity available =40kVA. | --> | 0.0475 | 0 | 0 | 0.051496 | 0 |  | --> | C13 ex DOCK ROAD | Dock Road [T41,T42] | LIMERICK |  | 52.6398 | -8.6756
MV/LV Substation TE***347X |  | 10 kV | _ | LV | 50 kVA :Pole Substation | 0.05 | --> | 0.05 | 0 | 0 | Constrained,otherwise capacity available =43kVA. | --> | 0.0475 | 0 | 0 | 0 | 0 | Constrained,otherwise capacity available =51.1kW. | --> | C14 ex TEMPLEMORE | Templemore [T41,T42] | IKERRIN |  | 52.7862 | -7.7186
MV/LV Substation TE***362X |  | 10 kV | _ | LV | 200 kVA :Pole Substation | 0.2 | --> | 0.2 | 0 | 0 | Constrained,otherwise capacity available =200kVA. | --> | 0.19 | 0 | 0 | 0 | 0 | Constrained,otherwise capacity available =200kW. | --> | C14 ex TEMPLEMORE | Templemore [T41,T42] | IKERRIN |  | 52.7598 | -7.6643
MV/LV Substation TE***366 |  | 10 kV | _ | LV | 100 kVA :Pole Substation | 0.1 | --> | 0.1 | 0.066 | 4.1 |  | --> | 0.095 | 0 | 0 | 0.10504 | 0 |  | --> | C18 ex AGHAGAD | Aghagad [T41,T42] | SLIGO |  | 54.3684 | -8.5201
MV/LV Substation TE***367X |  | 10 kV | _ | LV | 200 kVA :Kiosk Substation | 0.2 | --> | 0.2 | 0.2 | 5.8 |  | --> | 0.19 | 0 | 0 | 0.2 | 0 |  | --> | E15 ex ABBEYFEALE | Abbeyfeale [T421] | TRIEN |  | 52.387 | -9.2981
MV/LV Substation TE***373 |  | 10 kV | _ | LV | 1000 kVA :Building Structure | 1 | --> | 1 | 0 | 0 | Constrained,otherwise capacity available =500kVA. | --> | 0.95 | 0 | 0 | 0.5 | 0 |  | --> | C11 ex DRUMCONDRA | Drumcondra [T41,T42] | MCDERMOTT |  | 53.3575 | -6.2618
MV/LV Substation TE***376 |  | 20 kV | _ | LV | 50 kVA :Pole Substation | 0.05 | --> | 0.05 | 0.045 | 1.4 |  | --> | 0.0475 | 0 | 0 | 0.050753 | 0 |  | --> | E12 ex CONG | Cong [T421,T422] | CLOON |  | 53.508 | -9.4604
MV/LV Substation TE***377Y |  | 10 kV | _ | LV | 400 kVA :Kiosk Substation | 0.4 | --> | 0.4 | 0 | 0 | Constrained,otherwise capacity available =345kVA. | --> | 0.38 | 0 | 0 | 0.40827 | 0 |  | --> | C21 ex WATERFORD IND EST | Waterford Ind Est [T41,T42,T44] | BUTLERSTOWN |  | 52.2402 | -7.1344
MV/LV Substation TE***398 |  | 20 kV | _ | LV | 100 kVA :Pole Substation | 0.1 | --> | 0.1 | 0.069 | 1.3 |  | --> | 0.095 | 0 | 0 | 0.1046 | 0 |  | --> | E15 ex BALLYCROSSAUN | Ballycrossaun [T421,T422] | SOMERSET |  | 53.054 | -8.2027
MV/LV Substation TE***399Z |  | 20 kV | _ | LV | 400 kVA :Building Structure | 0.4 | --> | 0.4 | 0 | 0 | Constrained,otherwise capacity available =400kVA. | --> | 0.38 | 0 | 0 | 0.4 | 0 |  | --> | E16 ex ASHBOURNE | Ashbourne [T421,T422] | FINGLAS |  | 53.5111 | -6.3987
MV/LV Substation TE***4006 |  | 20 kV | _ | LV | 200 kVA :Kiosk Substation | 0.2 | --> | 0.2 | 0 | 0 | Constrained,otherwise capacity available =126kVA. | --> | 0.19 | 0 | 0.012597 | 0.21094 | 0 |  | --> | C21 ex MONEYCOOLEY | Moneycooley [T41,T42,T44] | GRIFFINRATH |  | 53.3853 | -6.54
MV/LV Substation TE***4007 |  | 10 kV | _ | LV | 630 kVA :Building Structure | 0.63 | --> | 0.63 | 0.5 | 3.3 |  | --> | 0.5985 | 0 | 0 | 0.5 | 0 |  | --> | C06 ex PEMBROKE | Pembroke [T41,T42,T43,T44] | RINGSEND |  | 53.331 | -6.2352
MV/LV Substation TE***4016 |  | 10 kV | _ | LV | 630 kVA :Kiosk Substation | 0.63 | --> | 0.63 | 0.26 | 8.1 |  | --> | 0.5985 | 0 | 0.017784 | 0.5 | 0 |  | --> | C16 ex MILLTOWN (DR) | Milltown (dr) [T101,T102] | INCHICORE 220KV |  | 53.3117 | -6.2519
MV/LV Substation TE***4017 |  | 10 kV | _ | LV | 400 kVA :Kiosk Substation | 0.4 | --> | 0.4 | 0 | 0 | Constrained,otherwise capacity available =334kVA. | --> | 0.38 | 0 | 0.004446 | 0.4099 | 0 |  | --> | C15 ex GREYSTONES | Greystones [T41,T42] | FASSAROE |  | 53.1532 | -6.0843
MV/LV Substation TE***4018 |  | 10 kV | _ | LV | 100 kVA :Pole Substation | 0.1 | --> | 0.1 | 0 | 0 | Constrained,otherwise capacity available =86kVA. | --> | 0.095 | 0 | 0 | 0 | 0 | Constrained,otherwise capacity available =102.1kW. | --> | C22 ex PORTLAOISE | Portlaoise [T41,T42] | PORTLAOISE |  | 53.0894 | -7.1846
MV/LV Substation TE***4019 |  | 10 kV | _ | LV | 630 kVA :Kiosk Substation | 0.63 | --> | 0.63 | 0.5 | 0.9 |  | --> | 0.5985 | 0 | 0 | 0.5 | 0 |  | --> | C12 ex GARVILLE AVENUE | Garville Avenue [T42] | MILLTOWN (DR) |  | 53.3104 | -6.2825
MV/LV Substation TE***4020 |  | 10 kV | _ | LV | 1000 kVA :Building Structure | 1 | --> | 1 | 0.5 | 0.9 |  | --> | 0.95 | 0 | 0.002223 | 0.5 | 0 |  | --> | C21 ex KIMMAGE | Kimmage [T41,T42] | INCHICORE 220KV |  | 53.3095 | -6.2834
MV/LV Substation TE***4021 |  | 10 kV | _ | LV | 630 kVA :Building Structure | 0.63 | --> | 0.63 | 0.5 | 0.9 |  | --> | 0.5985 | 0 | 0 | 0.5 | 0 |  | --> | C21 ex KIMMAGE | Kimmage [T41,T42] | INCHICORE 220KV |  | 53.3095 | -6.2834
MV/LV Substation TE***4021 |  | 20 kV | _ | LV | 100 kVA :Pole Substation | 0.1 | --> | 0.1 | 0 | 0 | Constrained,otherwise capacity available =81kVA. | --> | 0.095 | 0 | 0.002223 | 0.10284 | 0 |  | --> | C16 ex MOATE | Moate [T41,T42] | ATHLONE |  | 53.3953 | -7.7055
MV/LV Substation TE***4023 |  | 10 kV | _ | LV | 50 kVA :Pole Substation | 0.05 | --> | 0.05 | 0.044 | 2.6 |  | --> | 0.0475 | 0 | 0 | 0.050903 | 0 |  | --> | C17 ex KILLESHANDRA | Killeshandra [T41,T42] | GORTAWEE |  | 54.0163 | -7.5357
MV/LV Substation TE***4026 |  | 10 kV | _ | LV | 50 kVA :Pole Substation | 0.05 | --> | 0.05 | 0 | 0 | Constrained,otherwise capacity available =48kVA. | --> | 0.0475 | 0 | 0 | 0.050303 | 0 |  | --> | C11 ex ATHENRY | Athenry [T41,T42] | GALWAY 110KV |  | 53.2883 | -8.761
MV/LV Substation TE***4037 |  | 20 kV | _ | LV | 50 kVA :Pole Substation | 0.05 | --> | 0.05 | 0 | 0 | Constrained,otherwise capacity available =46kVA. | --> | 0.0475 | 0 | 0 | 0.050604 | 0 |  | --> | E12 ex FINEA | Finea [T421,T422] | SHANKILL |  | 53.7697 | -7.499
MV/LV Substation TE***4045 |  | 10 kV | _ | LV | 400 kVA :Building Structure | 0.4 | --> | 0.4 | 0 | 0 | Constrained,otherwise capacity available =300kVA. | --> | 0.38 | 0 | 0.018525 | 0.41491 | 0 |  | --> | C17 ex LIFFEY VALLEY | Liffey Valley [T41,T42] | INCHICORE 220KV |  | 53.3503 | -6.3881
MV/LV Substation TE***4049 |  | 20 kV | _ | LV | 200 kVA :Pole Substation | 0.2 | --> | 0.2 | 0.184 | 1.6 |  | --> | 0.19 | 0 | 0.004446 | 0 | 0 | Constrained,otherwise capacity available =202.4kW. | --> | C17 ex BALLYSHANNON | Ballyshannon [T41,T42] | CATHALEENS FALL |  | 54.5475 | -7.8329
MV/LV Substation TE***4054 |  | 10 kV | _ | LV | 630 kVA :Kiosk Substation | 0.63 | --> | 0.63 | 0.5 | 0.9 |  | --> | 0.5985 | 0 | 0.064467 | 0.5 | 0 |  | --> | C21 ex KIMMAGE | Kimmage [T41,T42] | INCHICORE 220KV |  | 53.3108 | -6.2884
MV/LV Substation TE***406 |  | 10 kV | _ | LV | 200 kVA :Kiosk Substation | 0.2 | --> | 0.2 | 0 | 0 | Constrained,otherwise capacity available =188kVA. | --> | 0.19 | 0 | 0 | 0.20181 | 0 |  | --> | C18 ex HEADFORD ROAD | Headford Road [T41,T42] | GALWAY 110KV |  | 53.2853 | -9.0567
MV/LV Substation TE***4060 |  | 10 kV | _ | LV | 1000 kVA :Building Structure | 1 | --> | 1 | 0.5 | 13.1 |  | --> | 0.95 | 0 | 0 | 0.5 | 0 |  | --> | C22 ex MONREAD | Monread [T101,T102] | MONREAD |  | 53.2411 | -6.6608
MV/LV Substation TE***4061 |  | 10 kV | _ | LV | 1000 kVA :Building Structure | 1 | --> | 1 | 0.5 | 13.1 |  | --> | 0.95 | 0 | 0 | 0.5 | 0 |  | --> | C22 ex MONREAD | Monread [T101,T102] | MONREAD |  | 53.241 | -6.6608
MV/LV Substation TE***407X |  | 10 kV | _ | LV | 1000 kVA :Building Structure | 1 | --> | 1 | 0 | 0 | Constrained,otherwise capacity available =500kVA. | --> | 0.95 | 0 | 0.003705 | 0.5 | 0 |  | --> | C13 ex HEADFORD ROAD | Headford Road [T41,T42] | GALWAY 110KV |  | 53.2857 | -9.0445
MV/LV Substation TE***4082 |  | 10 kV | _ | LV | 200 kVA :Building Structure | 0.2 | --> | 0.2 | 0.2 | 4.2 |  | --> | 0.19 | 0 | 0 | 0 | 0 | Constrained,otherwise capacity available =200kW. | --> | C13 ex CHURCHTOWN | Churchtown [T41] | RATHKEALE |  | 52.4602 | -9.0574
MV/LV Substation TE***4088 |  | 20 kV | _ | LV | 50 kVA :Pole Substation | 0.05 | --> | 0.05 | 0 | 0 | Constrained,otherwise capacity available =50kVA. | --> | 0.0475 | 0 | 0 | 0.05 | 0 |  | --> | E15 ex BRUFF | Bruff [T42,T421] | LIMERICK |  | 52.5936 | -8.4527
MV/LV Substation TE***4089 |  | 10 kV | _ | LV | 1000 kVA :Building Structure | 1 | --> | 1 | 0.5 | 13.9 |  | --> | 0.95 | 0 | 0 | 0.5 | 0 |  | --> | C26 ex CENTRAL PARK | Central Park [T101,T102] | CARRICKMINES |  | 53.2778 | -6.2084
MV/LV Substation TE***4095 |  | 10 kV | _ | LV | 200 kVA :Pole Substation | 0.2 | --> | 0.2 | 0.198 | 7.8 |  | --> | 0.19 | 0 | 0 | 0.2003 | 0 |  | --> | C12 ex CARROWBEG | Carrowbeg [T41,T42] | CARROWBEG |  | 53.7506 | -9.4428
MV/LV Substation TE***4095 |  | 10 kV | _ | LV | 400 kVA :Building Structure | 0.4 | --> | 0.4 | 0 | 0 | Constrained,otherwise capacity available =359kVA. | --> | 0.38 | 0 | 0 | 0.40618 | 0 |  | --> | C13 ex KILDARE | Kildare [T41,T42] | NEWBRIDGE |  | 53.1568 | -6.9187
MV/LV Substation TE***4098 |  | 10 kV | _ | LV | 400 kVA :Kiosk Substation | 0.4 | --> | 0.4 | 0 | 0 | Constrained,otherwise capacity available =398kVA. | --> | 0.38 | 0 | 0 | 0.4003 | 0 |  | --> | C12 ex TYMON | Tymon [T41,T42] | COOKSTOWN |  | 53.3034 | -6.3502
MV/LV Substation TE***4110 |  | 20 kV | _ | LV | 400 kVA :Building Structure | 0.4 | --> | 0.4 | 0.4 | 17.7 |  | --> | 0.38 | 0 | 0 | 0.4 | 0 |  | --> | E18 ex COOLROE | Coolroe [T121,T122] | COOLROE |  | 51.8886 | -8.5967
MV/LV Substation TE***4110 |  | 20 kV | _ | LV | 100 kVA :Pole Substation | 0.1 | --> | 0.1 | 0.081 | 0.6 |  | --> | 0.095 | 0 | 0 | 0 | 0 | Constrained,otherwise capacity available =102.8kW. | --> | E23 ex LAWLESSTOWN | Lawlesstown [T42,T421] | DOON |  | 52.3573 | -7.7408
MV/LV Substation TE***4111 |  | 10 kV | _ | LV | 400 kVA :Building Structure | 0.4 | --> | 0.4 | 0 | 0 | Constrained,otherwise capacity available =362kVA. | --> | 0.38 | 0 | 0 | 0.40573 | 0 |  | --> | C20 ex MOUNTGORRY | Mountgorry [T41,T42] | GRANGE (DR) |  | 53.4452 | -6.2145
MV/LV Substation TE***4111 |  | 20 kV | _ | LV | 50 kVA :Pole Substation | 0.05 | --> | 0.05 | 0 | 0 | Constrained,otherwise capacity available =50kVA. | --> | 0.0475 | 0 | 0 | 0.05 | 0 |  | --> | E11 ex BEALNABLATH | Bealnablath [T421] | BANDON |  | 51.808 | -8.7667
MV/LV Substation TE***411X |  | 10 kV | _ | LV | 200 kVA :Pole Substation | 0.2 | --> | 0.2 | 0 | 0 | Constrained,otherwise capacity available =137kVA. | --> | 0.19 | 0 | 0.006669 | 0 | 0 | Constrained,otherwise capacity available =209.3kW. | --> | C16 ex RATHDOWNEY | Rathdowney [T42] | IKERRIN |  | 52.8548 | -7.5783
MV/LV Substation TE***411X |  | 10 kV | _ | LV | 400 kVA :Kiosk Substation | 0.4 | --> | 0.4 | 0.223 | 7 |  | --> | 0.38 | 0 | 0.002964 | 0.42602 | 0 |  | --> | C41 ex NORTH QUAYS | North Quays [T101,T102,T103] | POOLBEG |  | 53.3531 | -6.2309
MV/LV Substation TE***4121 |  | 10 kV | _ | LV | 630 kVA :Building Structure | 0.63 | --> | 0.63 | 0.15247 | 0.2 | Constrained,otherwise capacity available =500kVA. | --> | 0.5985 | 0 | 0 | 0.5 | 0 |  | --> | C18 ex SANDYFORD | Sandyford [T41,T42] | CARRICKMINES |  | 53.2738 | -6.2175
MV/LV Substation TE***4156 |  | 20 kV | _ | LV | 50 kVA :Pole Substation | 0.05 | --> | 0.05 | 0 | 0 | Constrained,otherwise capacity available =47kVA. | --> | 0.0475 | 0 | 0 | 0.050453 | 0 |  | --> | E17 ex DRUMLINE | Drumline [T421,T422] | DRUMLINE |  | 52.8017 | -8.7543
MV/LV Substation TE***420 |  | 10 kV | _ | LV | 200 kVA :Pole Substation | 0.2 | --> | 0.2 | 0.157 | 1.6 |  | --> | 0.19 | 0 | 0 | 0 | 0 | Constrained,otherwise capacity available =206.4kW. | --> | C15 ex DERRYBEG | Derrybeg [T41,T42] | ARDNAGAPPARY |  | 55.0883 | -8.2885
MV/LV Substation TE***4206 |  | 10 kV | _ | LV | 50 kVA :Pole Substation | 0.05 | --> | 0.05 | 0.05 | 7.8 |  | --> | 0.0475 | 0 | 0 | 0.05 | 0 |  | --> | C12 ex CARROWBEG | Carrowbeg [T41,T42] | CARROWBEG |  | 53.754 | -9.4533
MV/LV Substation TE***420Y |  | 20 kV | _ | LV | 200 kVA :Pole Substation | 0.2 | --> | 0.2 | 0 | 0 | Constrained,otherwise capacity available =199kVA. | --> | 0.19 | 0 | 0 | 0.20015 | 0 |  | --> | E11 ex CAVAN | Cavan [T42,T421] | SHANKILL |  | 54.0513 | -7.3146
MV/LV Substation TE***4213 |  | 10 kV | _ | LV | 630 kVA :Building Structure | 0.63 | --> | 0.63 | 0 | 0 | Constrained,otherwise capacity available =500kVA. | --> | 0.5985 | 0 | 0 | 0.5 | 0 |  | --> | C19 ex KILMORE | Kilmore [T101,T102,T103] | FINGLAS |  | 53.4073 | -6.2453
MV/LV Substation TE***4233 |  | 10 kV | _ | LV | 400 kVA :Building Structure | 0.4 | --> | 0.4 | 0.379 | 14.3 |  | --> | 0.38 | 0 | 0.03705 | 0.40318 | 0 |  | --> | C22 ex KILLOTERAN | Killoteran [T101,T102] | KILLOTERAN |  | 52.2421 | -7.1783
MV/LV Substation TE***4248 |  | 20 kV | _ | LV | 200 kVA :Pole Substation | 0.2 | --> | 0.2 | 0 | 0 | Constrained,otherwise capacity available =164kVA. | --> | 0.19 | 0 | 0.003705 | 0.20539 | 0 |  | --> | E14 ex EDENDERRY | Edenderry [T421,T422] | BLAKE |  | 53.3433 | -6.9378
MV/LV Substation TE***4257 |  | 10 kV | _ | LV | 400 kVA :Building Structure | 0.4 | --> | 0.4 | 0.387 | 6.4 |  | --> | 0.38 | 0 | 0 | 0.40197 | 0 |  | --> | C17 ex GARRYCASTLE | Garrycastle [T41,T42] | ATHLONE |  | 53.4167 | -7.8964
MV/LV Substation TE***426Y |  | 10 kV | _ | LV | 400 kVA :Kiosk Substation | 0.4 | --> | 0.4 | 0 | 0 | Constrained,otherwise capacity available =336kVA. | --> | 0.38 | 0 | 0 | 0.4096 | 0 |  | --> | C21 ex WATERFORD IND EST | Waterford Ind Est [T41,T42,T44] | BUTLERSTOWN |  | 52.2393 | -7.1357
MV/LV Substation TE***4271 |  | 10 kV | _ | LV | 630 kVA :Kiosk Substation | 0.63 | --> | 0.63 | 0.5 | 2.7 |  | --> | 0.5985 | 0 | 0.008151 | 0.5 | 0 |  | --> | C24 ex MONFIN | Monfin [T41,T42] | WEXFORD |  | 52.4935 | -6.5631
MV/LV Substation TE***4284 |  | 10 kV | _ | LV | 1000 kVA :Building Structure | 1 | --> | 1 | 0 | 0 | Constrained,otherwise capacity available =500kVA. | --> | 0.95 | 0 | 0 | 0.5 | 0 |  | --> | C16 ex ATHENRY | Athenry [T41,T42] | GALWAY 110KV |  | 53.3012 | -8.7623
MV/LV Substation TE***429 |  | 10 kV | _ | LV | 100 kVA :Pole Substation | 0.1 | --> | 0.1 | 0.065 | 1.6 |  | --> | 0.095 | 0 | 0.003705 | 0 | 0 | Constrained,otherwise capacity available =105.2kW. | --> | C15 ex DERRYBEG | Derrybeg [T41,T42] | ARDNAGAPPARY |  | 55.1152 | -8.2867
MV/LV Substation TE***4290 |  | 20 kV | _ | LV | 50 kVA :Pole Substation | 0.05 | --> | 0.05 | 0.05 | 2 |  | --> | 0.0475 | 0 | 0 | 0 | 0 | Constrained,otherwise capacity available =50kW. | --> | E12 ex RATHKEALE | Rathkeale [T421,T422] | RATHKEALE |  | 52.5147 | -8.9735
MV/LV Substation TE***4328 |  | 20 kV | _ | LV | 630 kVA :Building Structure | 0.63 | --> | 0.63 | 0.5 | 3.5 |  | --> | 0.5985 | 0 | 0 | 0 | 0 | Constrained,otherwise capacity available =500kW. | --> | E11 ex DUNFIRTH | Dunfirth [T122] | DUNFIRTH |  | 53.4062 | -6.8386
MV/LV Substation TE***4377 |  | 10 kV | _ | LV | 630 kVA :Building Structure | 0.63 | --> | 0.63 | 0.5 | 6.7 |  | --> | 0.5985 | 0 | 0 | 0.5 | 0 |  | --> | C20 ex EAST WALL ROAD | East Wall Road [T41,T42] | MCDERMOTT |  | 53.3516 | -6.1982
MV/LV Substation TE***440 |  | 10 kV | _ | LV | 200 kVA :Pole Substation | 0.2 | --> | 0.2 | 0 | 0 | Constrained,otherwise capacity available =166kVA. | --> | 0.19 | 0 | 0 | 0.2051 | 0 |  | --> | C17 ex ROSEHILL | Rosehill [T41,T42] | KILKENNY |  | 52.6233 | -7.2853
MV/LV Substation TE***443 |  | 10 kV | _ | LV | 400 kVA :Kiosk Substation | 0.4 | --> | 0.4 | 0.367 | 3.9 |  | --> | 0.38 | 0 | 0.005187 | 0.40498 | 0 |  | --> | C19 ex GALWAY 110KV | Galway 110kv [T102,T103] | GALWAY 110KV |  | 53.272 | -9.0145
MV/LV Substation TE***456X |  | 20 kV | _ | LV | 200 kVA :Pole Substation | 0.2 | --> | 0.2 | 0.174 | 2.8 |  | --> | 0.19 | 0 | 0 | 0.20391 | 0 |  | --> | E13 ex CLARA | Clara [T421,T422] | THORNSBERRY |  | 53.4061 | -7.602
MV/LV Substation TE***4594 |  | 10 kV | _ | LV | 1000 kVA :Building Structure | 1 | --> | 1 | 0 | 0 | Constrained,otherwise capacity available =500kVA. | --> | 0.95 | 0 | 0 | 0.5 | 0 |  | --> | C19 ex GRANBY ROW | Granby Row [T41] | MCDERMOTT |  | 53.3546 | -6.2586
MV/LV Substation TE***459X |  | 20 kV | _ | LV | 50 kVA :Pole Substation | 0.05 | --> | 0.05 | 0 | 0 | Constrained,otherwise capacity available =44kVA. | --> | 0.0475 | 0 | 0 | 0.050903 | 0 |  | --> | E19 ex DALTON | Dalton [T421,T422] | DALTON |  | 53.7026 | -9.0786
MV/LV Substation TE***473X |  | 10 kV | _ | LV | 50 kVA :Pole Substation | 0.05 | --> | 0.05 | 0.048 | 8.2 |  | --> | 0.0475 | 0 | 0 | 0.050303 | 0 |  | --> | C11 ex MOUNT MISERY | Mount Misery [T41,T42] | WATERFORD |  | 52.277 | -7.1359
MV/LV Substation TE***480 |  | 20 kV | _ | LV | 200 kVA :Kiosk Substation | 0.2 | --> | 0.2 | 0 | 0 | Constrained,otherwise capacity available =168kVA. | --> | 0.19 | 0 | 0.011115 | 0.2048 | 0 |  | --> | C12 ex SPIDDAL | Spiddal [T42] | SCREEB |  | 53.2444 | -9.3115
MV/LV Substation TE***486 |  | 10 kV | _ | LV | 50 kVA :Pole Substation | 0.05 | --> | 0.05 | 0.018 | 1.3 |  | --> | 0.0475 | 0 | 0 | 0.054636 | 0 |  | --> | C26 ex CLIFDEN | Clifden [T41,T42] | SCREEB |  | 53.4944 | -10.0232
MV/LV Substation TE***491Y |  | 20 kV | _ | LV | 200 kVA :Kiosk Substation | 0.2 | --> | 0.2 | 0 | 0 | Constrained,otherwise capacity available =173kVA. | --> | 0.19 | 0 | 0 | 0.20406 | 0 |  | --> | E14 ex COLLOONEY | Collooney [T421,T422] | SLIGO |  | 54.1302 | -8.565
MV/LV Substation TE***497 |  | 10 kV | _ | LV | 400 kVA :Kiosk Substation | 0.4 | --> | 0.4 | 0.323 | 0.9 |  | --> | 0.38 | 0 | 0.004446 | 0.41153 | 0 |  | --> | C15 ex KIMMAGE | Kimmage [T41,T42] | INCHICORE 220KV |  | 53.3051 | -6.3158
MV/LV Substation TE***498Y |  | 10 kV | _ | LV | 400 kVA :Kiosk Substation | 0.4 | --> | 0.4 | 0 | 0 | Constrained,otherwise capacity available =344kVA. | --> | 0.38 | 0 | 0.003705 | 0.40841 | 0 |  | --> | C21 ex WATERFORD IND EST | Waterford Ind Est [T41,T42,T44] | BUTLERSTOWN |  | 52.2389 | -7.1363
MV/LV Substation TE***499Y |  | 20 kV | _ | LV | 50 kVA :Pole Substation | 0.05 | --> | 0.05 | 0 | 0 | Constrained,otherwise capacity available =50kVA. | --> | 0.0475 | 0 | 0 | 0.05 | 0 |  | --> | E21 ex WHITECHURCH | Whitechurch [T421,T422] | KILBARRY |  | 51.9724 | -8.4409
MV/LV Substation TE***507 |  | 20 kV | _ | LV | 50 kVA :Pole Substation | 0.05 | --> | 0.05 | 0 | 0 | Constrained,otherwise capacity available =40kVA. | --> | 0.0475 | 0 | 0 | 0.051496 | 0 |  | --> | C12 ex SPIDDAL | Spiddal [T42] | SCREEB |  | 53.2437 | -9.4091
MV/LV Substation TE***509X |  | 10 kV | _ | LV | 400 kVA :Building Structure | 0.4 | --> | 0.4 | 0.4 | 4.5 |  | --> | 0.38 | 0 | 0 | 0.4 | 0 |  | --> | C22 ex MALLOW | Mallow [T41,T42] | MALLOW |  | 52.137 | -8.6474
MV/LV Substation TE***514Y |  | 10 kV | _ | LV | 50 kVA :Pole Substation | 0.05 | --> | 0.05 | 0.05 | 4 |  | --> | 0.0475 | 0 | 0 | 0.05 | 0 |  | --> | C18 ex BALLYJAMESDUFF | Ballyjamesduff [T41,T42] | SHANKILL |  | 53.9112 | -7.1271
MV/LV Substation TE***527 |  | 10 kV | _ | LV | 630 kVA :Building Structure | 0.63 | --> | 0.63 | 0.361 | 0.9 |  | --> | 0.5985 | 0 | 0.025194 | 0.5 | 0 |  | --> | C21 ex KIMMAGE | Kimmage [T41,T42] | INCHICORE 220KV |  | 53.3093 | -6.2887
MV/LV Substation TE***531Z |  | 10 kV | _ | LV | 400 kVA :Building Structure | 0.4 | --> | 0.4 | 0 | 0 | Constrained,otherwise capacity available =392kVA. | --> | 0.38 | 0 | 0 | 0.40121 | 0 |  | --> | C23 ex COLLEGE PARK | College Park [T101,T102,T103] | COLLEGE PARK |  | 53.4203 | -6.351
MV/LV Substation TE***533X |  | 20 kV | _ | LV | 400 kVA :Building Structure | 0.4 | --> | 0.4 | 0 | 0 | Constrained,otherwise capacity available =400kVA. | --> | 0.38 | 0 | 0 | 0.4 | 0 |  | --> | E13 ex KILCOCK | Kilcock [T421,T422] | GRIFFINRATH |  | 53.519 | -6.658
MV/LV Substation TE***536 |  | 10 kV | _ | LV | 400 kVA :Kiosk Substation | 0.4 | --> | 0.4 | 0.267 | 0.9 |  | --> | 0.38 | 0 | 0.002223 | 0.41971 | 0 |  | --> | C12 ex GARVILLE AVENUE | Garville Avenue [T42] | MILLTOWN (DR) |  | 53.3103 | -6.278
MV/LV Substation TE***537Y |  | 10 kV | _ | LV | 400 kVA :Building Structure | 0.4 | --> | 0.4 | 0 | 0 | Constrained,otherwise capacity available =305kVA. | --> | 0.38 | 0 | 0 | 0.41417 | 0 |  | --> | C18 ex HOLYCROSS ROAD | Holycross Road [T41,T42] | THURLES |  | 52.6857 | -7.8305
MV/LV Substation TE***540X |  | 10 kV | _ | LV | 50 kVA :Pole Substation | 0.05 | --> | 0.05 | 0 | 0 | Constrained,otherwise capacity available =38kVA. | --> | 0.0475 | 0 | 0 | 0 | 0 | Constrained,otherwise capacity available =51.8kW. | --> | C18 ex FERMOY NORTH | Fermoy North [T41,T42] | BARRYMORE |  | 52.1426 | -8.3481
MV/LV Substation TE***542Z |  | 10 kV | _ | LV | 630 kVA :Kiosk Substation | 0.63 | --> | 0.63 | 0 | 0 | Constrained,otherwise capacity available =478kVA. | --> | 0.5985 | 0 | 0 | 0.5 | 0 |  | --> | C15 ex BISHOPSTOWN | Bishopstown [T41,T42] | KILBARRY |  | 51.8911 | -8.5376
MV/LV Substation TE***548 |  | 10 kV | _ | LV | 630 kVA :Building Structure | 0.63 | --> | 0.63 | 0 | 0 | Constrained,otherwise capacity available =500kVA. | --> | 0.5985 | 0 | 0 | 0.5 | 0 |  | --> | C18 ex BALLYCOOLIN | Ballycoolin [T41,T42,T43] | FINGLAS |  | 53.4041 | -6.3675
MV/LV Substation TE***552Y |  | 10 kV | _ | LV | 630 kVA :Building Structure | 0.63 | --> | 0.63 | 0 | 0 | Constrained,otherwise capacity available =500kVA. | --> | 0.5985 | 0 | 0 | 0.5 | 0 |  | --> | C12 ex TRAMORE | Tramore [T41,T42] | BUTLERSTOWN |  | 52.1627 | -7.1603
MV/LV Substation TE***554X |  | 20 kV | _ | LV | 50 kVA :Pole Substation | 0.05 | --> | 0.05 | 0 | 0 | Constrained,otherwise capacity available =35kVA. | --> | 0.0475 | 0 | 0.003705 | 0.052228 | 0 |  | --> | C24 ex MACETOWN | Macetown [T101,T102] | MACETOWN |  | 53.4944 | -6.5276
MV/LV Substation TE***572 |  | 20 kV | _ | LV | 50 kVA :Pole Substation | 0.05 | --> | 0.05 | 0.034 | 2 |  | --> | 0.0475 | 0 | 0.011856 | 0 | 0 | Constrained,otherwise capacity available =52.4kW. | --> | E17 ex BALLYMACARRY | Ballymacarry [T421] | TRILLICK |  | 55.1186 | -7.4453
MV/LV Substation TE***574 |  | 20 kV | _ | LV | 50 kVA :Pole Substation | 0.05 | --> | 0.05 | 0.027 | 1.3 |  | --> | 0.0475 | 0 | 0.004446 | 0.053377 | 0 |  | --> | C24 ex CLIFDEN | Clifden [T41,T42] | SCREEB |  | 53.5488 | -9.9727
MV/LV Substation TE***582X |  | 10 kV | _ | LV | 630 kVA :Building Structure | 0.63 | --> | 0.63 | 0 | 0 | Constrained,otherwise capacity available =500kVA. | --> | 0.5985 | 0 | 0.018525 | 0.5 | 0 |  | --> | C28 ex CLONDALKIN | Clondalkin [T41,T42,T44] | INCHICORE 220KV |  | 53.3298 | -6.3862
MV/LV Substation TE***582Y |  | 10 kV | _ | LV | 50 kVA :Pole Substation | 0.05 | --> | 0.05 | 0 | 0 | Constrained,otherwise capacity available =50kVA. | --> | 0.0475 | 0 | 0 | 0 | 0 | Constrained,otherwise capacity available =50kW. | --> | C18 ex TEMPLEMORE | Templemore [T41,T42] | IKERRIN |  | 52.7992 | -7.8165
MV/LV Substation TE***586X |  | 10 kV | _ | LV | 200 kVA :Pole Substation | 0.2 | --> | 0.2 | 0 | 0 | Constrained,otherwise capacity available =193kVA. | --> | 0.19 | 0 | 0 | 0.20106 | 0 |  | --> | C16 ex CLONAKILTY | Clonakilty [T41,T42] | DUNMANWAY |  | 51.6375 | -8.8811
MV/LV Substation TE***599 |  | 10 kV | _ | LV | 400 kVA :Kiosk Substation | 0.4 | --> | 0.4 | 0.239 | 4.5 |  | --> | 0.38 | 0 | 0.065208 | 0.42374 | 0 |  | --> | C18 ex TEMPLEOGUE | Templeogue [T41,T42] | MILLTOWN (DR) |  | 53.2823 | -6.3079
MV/LV Substation TE***600Z |  | 10 kV | _ | LV | 400 kVA :Building Structure | 0.4 | --> | 0.4 | 0 | 0 | Constrained,otherwise capacity available =362kVA. | --> | 0.38 | 0 | 0 | 0.40573 | 0 |  | --> | C17 ex CELBRIDGE | Celbridge [T41,T42] | GRIFFINRATH |  | 53.3436 | -6.5442
MV/LV Substation TE***602 |  | 10 kV | _ | LV | 400 kVA :Kiosk Substation | 0.4 | --> | 0.4 | 0 | 0 | Constrained,otherwise capacity available =162kVA. | --> | 0.38 | 0 | 0.1482 | 0.43459 | 0 |  | --> | C19 ex BALLYBODEN | Ballyboden [T41,T42] | COOKSTOWN |  | 53.285 | -6.3066
MV/LV Substation TE***605X |  | 20 kV | _ | LV | 50 kVA :Pole Substation | 0.05 | --> | 0.05 | 0 | 0 | Constrained,otherwise capacity available =49kVA. | --> | 0.0475 | 0 | 0 | 0 | 0 | Constrained,otherwise capacity available =50.2kW. | --> | C20 ex KNOCKMULLEN | Knockmullen [T42,T421] | GREAT ISLAND |  | 52.3253 | -6.8845
MV/LV Substation TE***613 |  | 10 kV | _ | LV | 400 kVA :Kiosk Substation | 0.4 | --> | 0.4 | 0.256 | 4.5 |  | --> | 0.38 | 0 | 0.020007 | 0.4213 | 0 |  | --> | C14 ex TEMPLEOGUE | Templeogue [T41,T42] | MILLTOWN (DR) |  | 53.3056 | -6.3305
MV/LV Substation TE***614X |  | 10 kV | _ | LV | 400 kVA :Building Structure | 0.4 | --> | 0.4 | 0.314 | 3 |  | --> | 0.38 | 0 | 0 | 0 | 0 | Constrained,otherwise capacity available =405.6kW. | --> | E17 ex CHARLEVILLE | Charleville [T421,T422] | CHARLEVILLE |  | 52.3534 | -8.6831
MV/LV Substation TE***624 |  | 20 kV | _ | LV | 50 kVA :Pole Substation | 0.05 | --> | 0.05 | 0 | 0 | Constrained,otherwise capacity available =39kVA. | --> | 0.0475 | 0 | 0 | 0.051643 | 0 |  | --> | E11 ex BEALNABLATH | Bealnablath [T421] | BANDON |  | 51.8069 | -8.7584
MV/LV Substation TE***624Y |  | 10 kV | _ | LV | 200 kVA :Kiosk Substation | 0.2 | --> | 0.2 | 0.18 | 7.2 |  | --> | 0.19 | 0 | 0 | 0.20301 | 0 |  | --> | C05 ex AHANE | Ahane [T102] | AHANE |  | 52.6618 | -8.5071
MV/LV Substation TE***626Z |  | 10 kV | _ | LV | 100 kVA :Pole Substation | 0.1 | --> | 0.1 | 0 | 0 | Constrained,otherwise capacity available =100kVA. | --> | 0.095 | 0 | 0 | 0.1 | 0 |  | --> | C21 ex MONEYCOOLEY | Moneycooley [T41,T42,T44] | GRIFFINRATH |  | 53.3814 | -6.5797
MV/LV Substation TE***630 |  | 20 kV | _ | LV | 50 kVA :Pole Substation | 0.05 | --> | 0.05 | 0.029 | 2.8 |  | --> | 0.0475 | 0 | 0 | 0.053092 | 0 |  | --> | C13 ex RECESS | Recess [T41] | SCREEB |  | 53.563 | -9.8363
MV/LV Substation TE***634 |  | 10 kV | _ | LV | 50 kVA :Pole Substation | 0.05 | --> | 0.05 | 0.027 | 1.3 |  | --> | 0.0475 | 0 | 0 | 0.053377 | 0 |  | --> | C15 ex CLIFDEN | Clifden [T41,T42] | SCREEB |  | 53.477 | -10.0278
MV/LV Substation TE***634Y |  | 20 kV | _ | LV | 1000 kVA :Building Structure | 1 | --> | 1 | 0 | 0 | Constrained,otherwise capacity available =500kVA. | --> | 0.95 | 0 | 0 | 0.5 | 0 |  | --> | E17 ex EDENDERRY | Edenderry [T421,T422] | BLAKE |  | 53.3464 | -7.0446
MV/LV Substation TE***635X |  | 10 kV | _ | LV | 200 kVA :Kiosk Substation | 0.2 | --> | 0.2 | 0.131 | 9.1 |  | --> | 0.19 | 0 | 0.032604 | 0.21022 | 0 |  | --> | C11 ex CENTRE PARK ROAD | Marina [T105,T106] | MARINA |  | 51.8938 | -8.4272
MV/LV Substation TE***636Z |  | 10 kV | _ | LV | 630 kVA :Building Structure | 0.63 | --> | 0.63 | 0 | 0 | Constrained,otherwise capacity available =500kVA. | --> | 0.5985 | 0 | 0 | 0.5 | 0 |  | --> | C21 ex MONEYCOOLEY | Moneycooley [T41,T42,T44] | GRIFFINRATH |  | 53.3798 | -6.5841
MV/LV Substation TE***637Z |  | 10 kV | _ | LV | 630 kVA :Building Structure | 0.63 | --> | 0.63 | 0 | 0 | Constrained,otherwise capacity available =500kVA. | --> | 0.5985 | 0 | 0 | 0.5 | 0 |  | --> | C21 ex MONEYCOOLEY | Moneycooley [T41,T42,T44] | GRIFFINRATH |  | 53.3799 | -6.5841
MV/LV Substation TE***638Z |  | 10 kV | _ | LV | 630 kVA :Building Structure | 0.63 | --> | 0.63 | 0 | 0 | Constrained,otherwise capacity available =500kVA. | --> | 0.5985 | 0 | 0 | 0.5 | 0 |  | --> | C21 ex MONEYCOOLEY | Moneycooley [T41,T42,T44] | GRIFFINRATH |  | 53.3799 | -6.5841
MV/LV Substation TE***639 |  | 20 kV | _ | LV | 50 kVA :Pole Substation | 0.05 | --> | 0.05 | 0.042 | 6.5 |  | --> | 0.0475 | 0 | 0 | 0.0512 | 0 |  | --> | C16 ex OUGHTERARD | Oughterard [T41,T42] | SCREEB |  | 53.3501 | -9.1959
MV/LV Substation TE***639Z |  | 10 kV | _ | LV | 630 kVA :Building Structure | 0.63 | --> | 0.63 | 0 | 0 | Constrained,otherwise capacity available =497kVA. | --> | 0.5985 | 0 | 0 | 0.5 | 0 |  | --> | C21 ex MONEYCOOLEY | Moneycooley [T41,T42,T44] | GRIFFINRATH |  | 53.3799 | -6.5841
MV/LV Substation TE***641Z |  | 10 kV | _ | LV | 400 kVA :Kiosk Substation | 0.4 | --> | 0.4 | 0 | 0 | Constrained,otherwise capacity available =400kVA. | --> | 0.38 | 0 | 0.004446 | 0.4 | 0 |  | --> | C21 ex MONEYCOOLEY | Moneycooley [T41,T42,T44] | GRIFFINRATH |  | 53.3817 | -6.5811
MV/LV Substation TE***649Y |  | 20 kV | _ | LV | 400 kVA :Building Structure | 0.4 | --> | 0.4 | 0.375 | 3.5 |  | --> | 0.38 | 0 | 0 | 0 | 0 | Constrained,otherwise capacity available =403.8kW. | --> | E11 ex DUNFIRTH | Dunfirth [T122] | DUNFIRTH |  | 53.4151 | -6.8331
MV/LV Substation TE***659X |  | 10 kV | _ | LV | 200 kVA :Building Structure | 0.2 | --> | 0.2 | 0 | 0 | Constrained,otherwise capacity available =140kVA. | --> | 0.19 | 0 | 0 | 0.20891 | 0 |  | --> | C12 ex BALLINCOLLIG | Ballincollig [T41,T42] | KILBARRY |  | 51.8871 | -8.6117
MV/LV Substation TE***663 |  | 10 kV | _ | LV | 50 kVA :Pole Substation | 0.05 | --> | 0.05 | 0 | 1.3 |  | --> | 0.0475 | 0 | 0.033345 | 0.059678 | 0 |  | --> | C15 ex CLIFDEN | Clifden [T41,T42] | SCREEB |  | 53.4369 | -10.0749
MV/LV Substation TE***674 |  | 10 kV | _ | LV | 200 kVA :Pole Substation | 0.2 | --> | 0.2 | 0 | 0 | Constrained,otherwise capacity available =170kVA. | --> | 0.19 | 0 | 0.012597 | 0.072493 | 0 | Constrained,otherwise capacity available =204.5kW. | --> | C15 ex TOOMEVARA | Toomevara [T42] | NENAGH |  | 52.9409 | -8.0321
MV/LV Substation TE***677X |  | 10 kV | _ | LV | 630 kVA :Kiosk Substation | 0.63 | --> | 0.63 | 0.5 | 13.1 |  | --> | 0.5985 | 0 | 0.033345 | 0.5 | 0 |  | --> | C12 ex MONREAD | Monread [T101,T102] | MONREAD |  | 53.2201 | -6.6574
MV/LV Substation TE***681 |  | 20 kV | _ | LV | 50 kVA :Pole Substation | 0.05 | --> | 0.05 | 0.041 | 2.3 |  | --> | 0.0475 | 0 | 0 | 0.051348 | 0 |  | --> | E13 ex MOY | Moy [T421,T422] | MOY |  | 54.024 | -9.1432
MV/LV Substation TE***688 |  | 20 kV | _ | LV | 50 kVA :Pole Substation | 0.05 | --> | 0.05 | 0.04 | 2 |  | --> | 0.0475 | 0 | 0 | 0 | 0 | Constrained,otherwise capacity available =51.5kW. | --> | E12 ex RATHKEALE | Rathkeale [T421,T422] | RATHKEALE |  | 52.4654 | -8.8982
MV/LV Substation TE***689 |  | 10 kV | _ | LV | 100 kVA :Pole Substation | 0.1 | --> | 0.1 | 0 | 0 | Constrained,otherwise capacity available =99kVA. | --> | 0.095 | 0 | 0 | 0.10015 | 0 |  | --> | C18 ex GORT | Gort [T41,T42] | ENNIS |  | 53.0342 | -8.8846
MV/LV Substation TE***690Y |  | 10 kV | _ | LV | 400 kVA :Kiosk Substation | 0.4 | --> | 0.4 | 0 | 0 | Constrained,otherwise capacity available =258kVA. | --> | 0.38 | 0 | 0.022971 | 0.42101 | 0 |  | --> | C16 ex TERMONFECKIN ROAD | Termonfeckin Road [T41,T42] | DRYBRIDGE |  | 53.7284 | -6.3324
MV/LV Substation TE***693 |  | 20 kV | _ | LV | 100 kVA :Pole Substation | 0.1 | --> | 0.1 | 0.087 | 0.4 |  | --> | 0.095 | 0 | 0.00741 | 0.10195 | 0 |  | --> | E17 ex BALLYCONNELL | Ballyconnell [T421,T422] | GORTAWEE |  | 54.0962 | -7.6634
MV/LV Substation TE***696 |  | 10 kV | _ | LV | 200 kVA :Pole Substation | 0.2 | --> | 0.2 | 0.199 | 2.1 |  | --> | 0.19 | 0 | 0 | 0 | 0 | Constrained,otherwise capacity available =200.2kW. | --> | C17 ex KILCAR | Kilcar [T41] | BINBANE |  | 54.6232 | -8.6309
MV/LV Substation TE***698X |  | 10 kV | _ | LV | 200 kVA :Kiosk Substation | 0.2 | --> | 0.2 | 0.144 | 3.3 |  | --> | 0.19 | 0 | 0.003705 | 0.20833 | 0 |  | --> | C16 ex GLEBE | Glebe [T41,T42] | RICHMOND |  | 53.7311 | -7.7952
MV/LV Substation TE***704 |  | 10 kV | _ | LV | 400 kVA :Kiosk Substation | 0.4 | --> | 0.4 | 0.266 | 11.9 |  | --> | 0.38 | 0 | 0.039273 | 0.41985 | 0 |  | --> | C24 ex SALTHILL | Salthill [T101,T102] | SALTHILL |  | 53.2629 | -9.0896
MV/LV Substation TE***720 |  | 10 kV | _ | LV | 630 kVA :Kiosk Substation | 0.63 | --> | 0.63 | 0.5 | 3.3 |  | --> | 0.5985 | 0 | 0 | 0.5 | 0 |  | --> | C15 ex PEMBROKE | Pembroke [T41,T42,T43,T44] | RINGSEND |  | 53.3334 | -6.2163
MV/LV Substation TE***726 |  | 10 kV | _ | LV | 200 kVA :Building Structure | 0.2 | --> | 0.2 | 0.116 | 18.8 |  | --> | 0.19 | 0 | 0 | 0.21237 | 0 |  | --> | E11 ex HARTNETTS CROSS | Hartnetts Cross [T121,T422] | HARTNETTS CROSS |  | 51.9062 | -8.957
MV/LV Substation TE***726 |  | 10 kV | _ | LV | 400 kVA :Kiosk Substation | 0.4 | --> | 0.4 | 0.356 | 4.5 |  | --> | 0.38 | 0 | 0.014079 | 0.40663 | 0 |  | --> | C11 ex TEMPLEOGUE | Templeogue [T41,T42] | MILLTOWN (DR) |  | 53.2979 | -6.3166
MV/LV Substation TE***728 |  | 20 kV | _ | LV | 50 kVA :Pole Substation | 0.05 | --> | 0.05 | 0 | 0 | Constrained,otherwise capacity available =46kVA. | --> | 0.0475 | 0 | 0 | 0.050604 | 0 |  | --> | E18 ex BALLINROBE | Ballinrobe [T421,T422] | DALTON |  | 53.6499 | -9.3633
MV/LV Substation TE***731Y |  | 10 kV | _ | LV | 400 kVA :Kiosk Substation | 0.4 | --> | 0.4 | 0 | 0 | Constrained,otherwise capacity available =287kVA. | --> | 0.38 | 0 | 0.020748 | 0.41681 | 0 |  | --> | C16 ex TERMONFECKIN ROAD | Termonfeckin Road [T41,T42] | DRYBRIDGE |  | 53.7277 | -6.3295
MV/LV Substation TE***732Y |  | 10 kV | _ | LV | 400 kVA :Kiosk Substation | 0.4 | --> | 0.4 | 0 | 0 | Constrained,otherwise capacity available =270kVA. | --> | 0.38 | 0 | 0.031122 | 0.41927 | 0 |  | --> | C16 ex TERMONFECKIN ROAD | Termonfeckin Road [T41,T42] | DRYBRIDGE |  | 53.729 | -6.3303
MV/LV Substation TE***735X |  | 20 kV | _ | LV | 50 kVA :Pole Substation | 0.05 | --> | 0.05 | 0 | 0 | Constrained,otherwise capacity available =36kVA. | --> | 0.0475 | 0 | 0.008151 | 0.052083 | 0 |  | --> | C18 ex DEERPARK | Deerpark [T41,T42] | BALLYDINE |  | 52.4342 | -7.4617
MV/LV Substation TE***742 |  | 10 kV | _ | LV | 630 kVA :Kiosk Substation | 0.63 | --> | 0.63 | 0.5 | 4.5 |  | --> | 0.5985 | 0 | 0.02223 | 0.5 | 0 |  | --> | C11 ex TEMPLEOGUE | Templeogue [T41,T42] | MILLTOWN (DR) |  | 53.2982 | -6.304
MV/LV Substation TE***751X |  | 10 kV | _ | LV | 200 kVA :Kiosk Substation | 0.2 | --> | 0.2 | 0.2 | 6 |  | --> | 0.19 | 0 | 0 | 0 | 0 | Constrained,otherwise capacity available =200kW. | --> | C13 ex ARDGEEHA | Ardgeeha [T41,T42] | DOON |  | 52.3601 | -7.6968
MV/LV Substation TE***753X |  | 20 kV | _ | LV | 100 kVA :Pole Substation | 0.1 | --> | 0.1 | 0.094 | 1.3 |  | --> | 0.095 | 0 | 0 | 0.10091 | 0 |  | --> | E15 ex BALLYCROSSAUN | Ballycrossaun [T421,T422] | SOMERSET |  | 53.0558 | -8.207
MV/LV Substation TE***756Y |  | 10 kV | _ | LV | 100 kVA :Pole Substation | 0.1 | --> | 0.1 | 0.095 | 0.2 |  | --> | 0.095 | 0 | 0 | 0 | 0 | Constrained,otherwise capacity available =100.8kW. | --> | E17 ex BEALISTOWN | Bealistown [T421,T422] | GREAT ISLAND |  | 52.1676 | -6.8857
MV/LV Substation TE***758X |  | 10 kV | _ | LV | 400 kVA :Building Structure | 0.4 | --> | 0.4 | 0 | 0 | Constrained,otherwise capacity available =400kVA. | --> | 0.38 | 0 | 0 | 0.4 | 0 |  | --> | C19 ex BALLYMOUNT | Ballymount [T41,T42] | INCHICORE 220KV |  | 53.3077 | -6.3508
MV/LV Substation TE***765Y |  | 20 kV | _ | LV | 400 kVA :Kiosk Substation | 0.4 | --> | 0.4 | 0 | 0 | Constrained,otherwise capacity available =384kVA. | --> | 0.38 | 0 | 0 | 0.40242 | 0 |  | --> | E18 ex EDENDERRY | Edenderry [T421,T422] | BLAKE |  | 53.3448 | -7.0413
MV/LV Substation TE***769Z |  | 10 kV | _ | LV | 1000 kVA :Building Structure | 1 | --> | 1 | 0.5 | 9.1 |  | --> | 0.95 | 0 | 0.004446 | 0.5 | 0 |  | --> | C28 ex CENTRE PARK ROAD | Marina [T105,T106] | MARINA |  | 51.8944 | -8.4456
MV/LV Substation TE***776X |  | 10 kV | _ | LV | 400 kVA :Kiosk Substation | 0.4 | --> | 0.4 | 0.4 | 1.5 |  | --> | 0.38 | 0 | 0 | 0 | 0 | Constrained,otherwise capacity available =400kW. | --> | C19 ex TURLOUGH ROAD | Turlough Road [T43] | CASTLEBAR |  | 53.8559 | -9.3036
MV/LV Substation TE***784X |  | 10 kV | _ | LV | 100 kVA :Pole Substation | 0.1 | --> | 0.1 | 0.09 | 1.4 |  | --> | 0.095 | 0 | 0.005928 | 0.10151 | 0 |  | --> | C23 ex KELLS | Kells [T41,T42] | NAVAN |  | 53.72 | -6.8756
MV/LV Substation TE***806X |  | 10 kV | _ | LV | 200 kVA :Pole Substation | 0.2 | --> | 0.2 | 0.15 | 2.9 |  | --> | 0.19 | 0 | 0.002964 | 0 | 0 | Constrained,otherwise capacity available =207.5kW. | --> | C12 ex TELAYDON | Telaydon [T42,T421] | LISDRUM |  | 54.2622 | -6.9776
MV/LV Substation TE***821Y |  | 10 kV | _ | LV | 50 kVA :Pole Substation | 0.05 | --> | 0.05 | 0.05 | 2.9 |  | --> | 0.0475 | 0 | 0 | 0 | 0 | Constrained,otherwise capacity available =50kW. | --> | C12 ex TELAYDON | Telaydon [T42,T421] | LISDRUM |  | 54.2645 | -6.9714
MV/LV Substation TE***824Z |  | 10 kV | _ | LV | 400 kVA :Building Structure | 0.4 | --> | 0.4 | 0 | 0 | Constrained,otherwise capacity available =399kVA. | --> | 0.38 | 0 | 0 | 0.40015 | 0 |  | --> | C17 ex SALLINS | Sallins [T41,T42] | GRIFFINRATH |  | 53.2951 | -6.6829
MV/LV Substation TE***834X |  | 10 kV | _ | LV | 25 kVA :Pole Substation | 0.025 | --> | 0.025 | 0.025 | 4 |  | --> | 0.02375 | 0 | 0 | 0.025 | 0 |  | --> | C18 ex BALLYJAMESDUFF | Ballyjamesduff [T41,T42] | SHANKILL |  | 53.9164 | -7.1272
MV/LV Substation TE***841 |  | 20 kV | _ | LV | 200 kVA :Pole Substation | 0.2 | --> | 0.2 | 0.178 | 0.9 |  | --> | 0.19 | 0 | 0 | 0.20331 | 0 |  | --> | E19 ex KENMARE | Kenmare [T421] | KNOCKEARAGH |  | 51.8767 | -9.6719
MV/LV Substation TE***844Y |  | 10 kV | _ | LV | 630 kVA :Kiosk Substation | 0.63 | --> | 0.63 | 0.5 | 3.3 |  | --> | 0.5985 | 0 | 0.001482 | 0.5 | 0 |  | --> | C17 ex GLEBE | Glebe [T41,T42] | RICHMOND |  | 53.7238 | -7.7885
MV/LV Substation TE***856 |  | 20 kV | _ | LV | 50 kVA :Pole Substation | 0.05 | --> | 0.05 | 0.033 | 5.8 |  | --> | 0.0475 | 0 | 0 | 0.052518 | 0 |  | --> | E21 ex ABBEYFEALE | Abbeyfeale [T421] | TRIEN |  | 52.3742 | -9.2059
MV/LV Substation TE***856X |  | 10 kV | _ | LV | 630 kVA :Building Structure | 0.63 | --> | 0.63 | 0 | 0 | Constrained,otherwise capacity available =500kVA. | --> | 0.5985 | 0 | 0 | 0.5 | 0 |  | --> | C11 ex CLONAKILTY | Clonakilty [T41,T42] | DUNMANWAY |  | 51.643 | -8.87
MV/LV Substation TE***858X |  | 10 kV | _ | LV | 200 kVA :Building Structure | 0.2 | --> | 0.2 | 0.158 | 4.6 |  | --> | 0.19 | 0 | 0 | 0.20628 | 0 |  | --> | C39 ex CASTLEVIEW | Castleview [T101,T102] | CASTLEVIEW |  | 51.9034 | -8.3514
MV/LV Substation TE***861 |  | 20 kV | _ | LV | 50 kVA :Pole Substation | 0.05 | --> | 0.05 | 0 | 0 | Constrained,otherwise capacity available =33kVA. | --> | 0.0475 | 0 | 0 | 0.052518 | 0 |  | --> | C21 ex TERMONFECKIN ROAD | Termonfeckin Road [T41,T42] | DRYBRIDGE |  | 53.7619 | -6.2745
MV/LV Substation TE***865X |  | 10 kV | _ | LV | 50 kVA :Pole Substation | 0.05 | --> | 0.05 | 0 | 0 | Constrained,otherwise capacity available =48kVA. | --> | 0.0475 | 0 | 0 | 0 | 0 | Constrained,otherwise capacity available =50.3kW. | --> | C18 ex FERMOY NORTH | Fermoy North [T41,T42] | BARRYMORE |  | 52.1428 | -8.3432
MV/LV Substation TE***866X |  | 20 kV | _ | LV | 50 kVA :Pole Substation | 0.05 | --> | 0.05 | 0 | 0 | Constrained,otherwise capacity available =48kVA. | --> | 0.0475 | 0 | 0 | 0.050303 | 0 |  | --> | E21 ex FINEA | Finea [T421,T422] | SHANKILL |  | 53.8786 | -7.3791
MV/LV Substation TE***875X |  | 20 kV | _ | LV | 200 kVA :Kiosk Substation | 0.2 | --> | 0.2 | 0.188 | 1 |  | --> | 0.19 | 0 | 0 | 0.20181 | 0 |  | --> | E20 ex LONGFORD | Longford [T421,T422] | RICHMOND |  | 53.7335 | -7.7764
MV/LV Substation TE***888 |  | 10 kV | _ | LV | 100 kVA :Pole Substation | 0.1 | --> | 0.1 | 0.086 | 5.3 |  | --> | 0.095 | 0 | 0 | 0.1021 | 0 |  | --> | C17 ex BALLYTIVNAN | Ballytivnan [T41,T42] | SLIGO |  | 54.2901 | -8.4702
MV/LV Substation TE***892Y |  | 10 kV | _ | LV | 200 kVA :Building Structure | 0.2 | --> | 0.2 | 0 | 0 | Constrained,otherwise capacity available =143kVA. | --> | 0.19 | 0 | 0 | 0.20848 | 0 |  | --> | C23 ex CLONMINCH | Clonminch [T41,T422] | THORNSBERRY |  | 53.2663 | -7.4651
MV/LV Substation TE***898Y |  | 10 kV | _ | LV | 400 kVA :Kiosk Substation | 0.4 | --> | 0.4 | 0.321 | 0.9 |  | --> | 0.38 | 0 | 0 | 0.41182 | 0 |  | --> | C16 ex COES ROAD | Coes Road [T41,T42] | DUNDALK |  | 54.0032 | -6.3916
MV/LV Substation TE***904 |  | 10 kV | _ | LV | 50 kVA :Pole Substation | 0.05 | --> | 0.05 | 0 | 0 | Constrained,otherwise capacity available =38kVA. | --> | 0.0475 | 0 | 0 | 0 | 0 | Constrained,otherwise capacity available =51.8kW. | --> | C13 ex DONEGAL | Donegal [T41,T42] | CATHALEENS FALL |  | 54.6554 | -8.094
MV/LV Substation TE***908 |  | 10 kV | _ | LV | 400 kVA :Building Structure | 0.4 | --> | 0.4 | 0.34 | 1.3 |  | --> | 0.38 | 0 | 0 | 0.40901 | 0 |  | --> | C18 ex CASTLEREA | Castlerea [T41,T42] | CARRICK ON SHANNON |  | 53.7658 | -8.4757
MV/LV Substation TE***910X |  | 10 kV | _ | LV | 50 kVA :Pole Substation | 0.05 | --> | 0.05 | 0 | 0 | Constrained,otherwise capacity available =49kVA. | --> | 0.0475 | 0 | 0 | 0.050152 | 0 |  | --> | C15 ex CAHIRCALLA | Cahircalla [T41,T42] | ENNIS |  | 52.7872 | -8.9234
MV/LV Substation TE***919Z |  | 20 kV | _ | LV | 200 kVA :Kiosk Substation | 0.2 | --> | 0.2 | 0 | 0 | Constrained,otherwise capacity available =122kVA. | --> | 0.19 | 0 | 0.011115 | 0.21151 | 0 |  | --> | C14 ex KILDARE | Kildare [T41,T42] | NEWBRIDGE |  | 53.2248 | -7.0062
MV/LV Substation TE***920Z |  | 20 kV | _ | LV | 200 kVA :Kiosk Substation | 0.2 | --> | 0.2 | 0 | 0 | Constrained,otherwise capacity available =96kVA. | --> | 0.19 | 0 | 0.011856 | 0.2152 | 0 |  | --> | C14 ex KILDARE | Kildare [T41,T42] | NEWBRIDGE |  | 53.2232 | -7.0054
MV/LV Substation TE***941X |  | 10 kV | _ | LV | 400 kVA :Kiosk Substation | 0.4 | --> | 0.4 | 0 | 0 | Constrained,otherwise capacity available =327kVA. | --> | 0.38 | 0 | 0.00741 | 0 | 0 | Constrained,otherwise capacity available =410.9kW. | --> | C26 ex PORTLAOISE | Portlaoise [T41,T42] | PORTLAOISE |  | 53.0263 | -7.3114
MV/LV Substation TE***942 |  | 20 kV | _ | LV | 200 kVA :Pole Substation | 0.2 | --> | 0.2 | 0.159 | 18.8 |  | --> | 0.19 | 0 | 0.006669 | 0.20613 | 0 |  | --> | E13 ex HARTNETTS CROSS | Hartnetts Cross [T121,T422] | HARTNETTS CROSS |  | 51.8386 | -8.9894
MV/LV Substation TE***942X |  | 10 kV | _ | LV | 200 kVA :Kiosk Substation | 0.2 | --> | 0.2 | 0 | 0 | Constrained,otherwise capacity available =176kVA. | --> | 0.19 | 0 | 0 | 0.20361 | 0 |  | --> | C13 ex SPIDDAL | Spiddal [T42] | SCREEB |  | 53.2469 | -9.2826
MV/LV Substation TE***942X |  | 10 kV | _ | LV | 630 kVA :Building Structure | 0.63 | --> | 0.63 | 0 | 0 | Constrained,otherwise capacity available =500kVA. | --> | 0.5985 | 0 | 0 | 0 | 0 | Constrained,otherwise capacity available =500kW. | --> | C20 ex CLOONLOUGH | Cloonlough [T41,T42] | BARRYMORE |  | 52.2637 | -8.2689
MV/LV Substation TE***949X |  | 10 kV | _ | LV | 400 kVA :Building Structure | 0.4 | --> | 0.4 | 0.14262 | 0.1 | Constrained,otherwise capacity available =275kVA. | --> | 0.38 | 0 | 0.001482 | 0.41855 | 0 |  | --> | C12 ex CARRIGLAWN | Carriglawn [T41,T42] | WEXFORD |  | 52.3416 | -6.4656
MV/LV Substation TE***955 |  | 10 kV | _ | LV | 50 kVA :Pole Substation | 0.05 | --> | 0.05 | 0.035 | 2.3 |  | --> | 0.0475 | 0 | 0 | 0.052228 | 0 |  | --> | E17 ex MOY | Moy [T421,T422] | MOY |  | 54.1098 | -9.1665
MV/LV Substation TE***962 |  | 10 kV | _ | LV | 50 kVA :Pole Substation | 0.05 | --> | 0.05 | 0 | 0 | Constrained,otherwise capacity available =50kVA. | --> | 0.0475 | 0 | 0 | 0.05 | 0 |  | --> | C14 ex GREYSTONES | Greystones [T41,T42] | FASSAROE |  | 53.1555 | -6.0968
MV/LV Substation TE***966 |  | 10 kV | _ | LV | 50 kVA :Pole Substation | 0.05 | --> | 0.05 | 0.043 | 2.8 |  | --> | 0.0475 | 0 | 0 | 0.051052 | 0 |  | --> | C17 ex CASTLEBLAYNEY | Castleblayney [T41,T42] | DUNDALK |  | 54.1273 | -6.8574
MV/LV Substation TE***969X |  | 10 kV | _ | LV | 630 kVA :Building Structure | 0.63 | --> | 0.63 | 0 | 0 | Constrained,otherwise capacity available =500kVA. | --> | 0.5985 | 0 | 0 | 0.5 | 0 |  | --> | C20 ex DENNEHYS CROSS | Dennehys Cross [T41,T42] | TRABEG |  | 51.8802 | -8.5087
MV/LV Substation TE***972X |  | 10 kV | _ | LV | 200 kVA :Building Structure | 0.2 | --> | 0.2 | 0.161 | 3.1 |  | --> | 0.19 | 0 | 0 | 0.20584 | 0 |  | --> | C13 ex PURCELLS INCH | Purcells Inch [T41,T42] | KILKENNY |  | 52.6444 | -7.2138
MV/LV Substation TE***988X |  | 10 kV | _ | LV | 200 kVA :Pole Substation | 0.2 | --> | 0.2 | 0 | 0 | Constrained,otherwise capacity available =200kVA. | --> | 0.19 | 0 | 0 | 0 | 0 | Constrained,otherwise capacity available =200kW. | --> | C20 ex TEMPLEMORE | Templemore [T41,T42] | IKERRIN |  | 52.8231 | -7.844
MV/LV Substation TE***989Y |  | 20 kV | _ | LV | 100 kVA :Pole Substation | 0.1 | --> | 0.1 | 0 | 0 | Constrained,otherwise capacity available =52kVA. | --> | 0.095 | 0 | 0 | 0.10704 | 0 |  | --> | C21 ex TERMONFECKIN ROAD | Termonfeckin Road [T41,T42] | DRYBRIDGE |  | 53.7573 | -6.2758
MV/LV Substation TH***001 |  | 10 kV | _ | LV | 630 kVA :Kiosk Substation | 0.63 | --> | 0.63 | 0 | 0 | Constrained,otherwise capacity available =184kVA. | --> | 0.5985 | 0 | 0.001482 | 0.5 | 0 |  | --> | C21 ex MALAHIDE | Malahide [T41,T42] | GLASMORE |  | 53.4512 | -6.1525
MV/LV Substation TH***001 |  | 10 kV | _ | LV | 400 kVA :Kiosk Substation | 0.4 | --> | 0.4 | 0.135 | 6.2 |  | --> | 0.38 | 0 | 0 | 0.43832 | 0 |  | --> | C20 ex CAHIR | Cahir [T41,T42] | CAHIR |  | 52.3761 | -7.9253
MV/LV Substation TH***001 |  | 10 kV | _ | LV | 400 kVA :Kiosk Substation | 0.4 | --> | 0.4 | 0.205 | 0.4 |  | --> | 0.38 | 0 | 0.003705 | 0 | 0 | Constrained,otherwise capacity available =428.6kW. | --> | C19 ex SWINFORD | Swinford [T41,T42] | CASTLEBAR |  | 53.9433 | -8.9498
MV/LV Substation TH***001 |  | 10 kV | _ | LV | 400 kVA :Kiosk Substation | 0.4 | --> | 0.4 | 0 | 0 | Constrained,otherwise capacity available =144kVA. | --> | 0.38 | 0 | 0.006669 | 0.43708 | 0 |  | --> | C15 ex COBH | Cobh [T41,T42] | COW CROSS |  | 51.8529 | -8.2956
MV/LV Substation TH***001 |  | 10 kV | _ | LV | 630 kVA :Kiosk Substation | 0.63 | --> | 0.63 | 0 | 0 | Constrained,otherwise capacity available =382kVA. | --> | 0.5985 | 0 | 0 | 0.5 | 0 |  | --> | E13 ex DALTON | Dalton [T421,T422] | DALTON |  | 53.7197 | -8.9983
MV/LV Substation TH***001 |  | 10 kV | _ | LV | 400 kVA :Kiosk Substation | 0.4 | --> | 0.4 | 0 | 0 | Constrained,otherwise capacity available =310kVA. | --> | 0.38 | 0 | 0.003705 | 0.41344 | 0 |  | --> | C16 ex BALBRIGGAN | Balbriggan [T42] | GLASMORE |  | 53.6084 | -6.1836
MV/LV Substation TH***001Z |  | 10 kV | _ | LV | 200 kVA :Kiosk Substation | 0.2 | --> | 0.2 | 0.145 | 6 |  | --> | 0.19 | 0 | 0.017784 | 0.20818 | 0 |  | --> | C23 ex PELLETSTOWN | Pelletstown [T101,T102] | FINGLAS |  | 53.383 | -6.3668
MV/LV Substation TH***002 |  | 10 kV | _ | LV | 400 kVA :Kiosk Substation | 0.4 | --> | 0.4 | 0.221 | 1 |  | --> | 0.38 | 0 | 0.002964 | 0.4263 | 0 |  | --> | C13 ex CORBALLY | Corbally [T41,T42] | ARDNACRUSHA |  | 52.669 | -8.6232
MV/LV Substation TH***002 |  | 10 kV | _ | LV | 630 kVA :Kiosk Substation | 0.63 | --> | 0.63 | 0.5 | 2.4 |  | --> | 0.5985 | 0 | 0.010374 | 0 | 0 | Constrained,otherwise capacity available =500kW. | --> | C15 ex KILTIMAGH | Kiltimagh [T41] | CASTLEBAR |  | 53.8481 | -9.0025
MV/LV Substation TH***002 |  | 10 kV | _ | LV | 200 kVA :Kiosk Substation | 0.2 | --> | 0.2 | 0.162 | 13.1 |  | --> | 0.19 | 0 | 0.016302 | 0.20569 | 0 |  | --> | C12 ex MONREAD | Monread [T101,T102] | MONREAD |  | 53.2219 | -6.659
MV/LV Substation TH***002 |  | 10 kV | _ | LV | 400 kVA :Kiosk Substation | 0.4 | --> | 0.4 | 0.060409 | 0.1 | Constrained,otherwise capacity available =239kVA. | --> | 0.38 | 0 | 0.01482 | 0.42374 | 0 |  | --> | C15 ex TUBBERCURRY | Tubbercurry [T41,T42] | TONROE |  | 54.0538 | -8.7303
MV/LV Substation TH***002Y |  | 10 kV | _ | LV | 400 kVA :Kiosk Substation | 0.4 | --> | 0.4 | 0 | 0 | Constrained,otherwise capacity available =314kVA. | --> | 0.38 | 0 | 0.012597 | 0.41285 | 0 |  | --> | C17 ex CELBRIDGE | Celbridge [T41,T42] | GRIFFINRATH |  | 53.3468 | -6.5386
MV/LV Substation TH***003 |  | 10 kV | _ | LV | 200 kVA :Kiosk Substation | 0.2 | --> | 0.2 | 0 | 0 | Constrained,otherwise capacity available =88kVA. | --> | 0.19 | 0 | 0.009633 | 0.21632 | 0 |  | --> | C13 ex ROSCOMMON | Roscommon [T41,T42] | LANESBORO |  | 53.6232 | -8.1934
MV/LV Substation TH***003X |  | 10 kV | _ | LV | 50 kVA :Pole Substation | 0.05 | --> | 0.05 | 0.03 | 0.7 |  | --> | 0.0475 | 0 | 0.015561 | 0.052949 | 0 |  | --> | C16 ex RAHANS | Rahans [T41] | MOY |  | 54.106 | -9.1527
MV/LV Substation TH***003Y |  | 10 kV | _ | LV | 200 kVA :Kiosk Substation | 0.2 | --> | 0.2 | 0 | 0 | Constrained,otherwise capacity available =160kVA. | --> | 0.19 | 0 | 0.010374 | 0 | 0 | Constrained,otherwise capacity available =206kW. | --> | C20 ex COOLCARRON | Coolcarron [T41,T42] | BARRYMORE |  | 52.131 | -8.2889
MV/LV Substation TH***003Z |  | 20 kV | _ | LV | 100 kVA :Pole Substation | 0.1 | --> | 0.1 | 0 | 0 | Constrained,otherwise capacity available =70kVA. | --> | 0.095 | 0 | 0.005187 | 0.10446 | 0 |  | --> | C17 ex CLONES | Clones [T41,T42] | SHANKILL |  | 54.2185 | -7.1034
MV/LV Substation TH***004 |  | 10 kV | _ | LV | 1000 kVA :Building Structure | 1 | --> | 1 | 0 | 0 | Constrained,otherwise capacity available =500kVA. | --> | 0.95 | 0 | 0.050388 | 0.5 | 0 |  | --> | C19 ex LOUGHSHINNY | Loughshinny [T41,T42] | GLASMORE |  | 53.5809 | -6.1082
MV/LV Substation TH***004 |  | 10 kV | _ | LV | 400 kVA :Kiosk Substation | 0.4 | --> | 0.4 | 0.15247 | 0.2 | Constrained,otherwise capacity available =279kVA. | --> | 0.38 | 0 | 0.046683 | 0.41797 | 0 |  | --> | C14 ex SANDYFORD | Sandyford [T41,T42] | CARRICKMINES |  | 53.2774 | -6.2468
MV/LV Substation TH***004 |  | 20 kV | _ | LV | 100 kVA :Pole Substation | 0.1 | --> | 0.1 | 0 | 0 | Constrained,otherwise capacity available =69kVA. | --> | 0.095 | 0 | 0 | 0.1046 | 0 |  | --> | E11 ex BALLINROBE | Ballinrobe [T421,T422] | DALTON |  | 53.6217 | -9.2135
MV/LV Substation TH***004 |  | 20 kV | _ | LV | 630 kVA :Kiosk Substation | 0.63 | --> | 0.63 | 0 | 0 | Constrained,otherwise capacity available =500kVA. | --> | 0.5985 | 0 | 0.004446 | 0.5 | 0 |  | --> | E17 ex DINGLE | Dingle [T421,T422] | OUGHTRAGH |  | 52.1432 | -10.2686
MV/LV Substation TH***004 |  | 20 kV | _ | LV | 200 kVA :Kiosk Substation | 0.2 | --> | 0.2 | 0.19 | 0.4 |  | --> | 0.19 | 0 | 0 | 0.20151 | 0 |  | --> | E15 ex TULLOW | Tullow [T421,T422] | CARLOW |  | 52.7978 | -6.7417
MV/LV Substation TH***004Y |  | 10 kV | _ | LV | 400 kVA :Kiosk Substation | 0.4 | --> | 0.4 | 0.271 | 1.4 |  | --> | 0.38 | 0 | 0.005187 | 0.41913 | 0 |  | --> | C14 ex KELLS | Kells [T41,T42] | NAVAN |  | 53.7324 | -6.8721
MV/LV Substation TH***005 |  | 10 kV | _ | LV | 200 kVA :Pole Substation | 0.2 | --> | 0.2 | 0 | 0 | Constrained,otherwise capacity available =140kVA. | --> | 0.19 | 0 | 0 | 0.20891 | 0 |  | --> | C18 ex CARRICKMACROSS | Carrickmacross [T41,T42] | MEATH HILL |  | 53.9736 | -6.7198
MV/LV Substation TH***005 |  | 10 kV | _ | LV | 400 kVA :Kiosk Substation | 0.4 | --> | 0.4 | 0.15247 | 0.2 | Constrained,otherwise capacity available =218kVA. | --> | 0.38 | 0 | 0.032604 | 0.42673 | 0 |  | --> | C14 ex SANDYFORD | Sandyford [T41,T42] | CARRICKMINES |  | 53.2753 | -6.2467
MV/LV Substation TH***005 |  | 10 kV | _ | LV | 200 kVA :Pole Substation | 0.2 | --> | 0.2 | 0 | 0 | Constrained,otherwise capacity available =156kVA. | --> | 0.19 | 0 | 0.002964 | 0.20657 | 0 |  | --> | C15 ex ENNISTYMON | Ennistymon [T41,T42] | ENNIS |  | 52.9377 | -9.296
MV/LV Substation TH***005 |  | 20 kV | _ | LV | 400 kVA :Kiosk Substation | 0.4 | --> | 0.4 | 0 | 0 | Constrained,otherwise capacity available =397kVA. | --> | 0.38 | 0 | 0 | 0 | 0 | Constrained,otherwise capacity available =400.5kW. | --> | E11 ex MACROOM | Macroom [T422] | MACROOM |  | 51.8977 | -8.8627
MV/LV Substation TH***005Y |  | 10 kV | _ | LV | 200 kVA :Kiosk Substation | 0.2 | --> | 0.2 | 0 | 0 | Constrained,otherwise capacity available =136kVA. | --> | 0.19 | 0 | 0.017784 | 0.20949 | 0 |  | --> | C18 ex MOUNTGORRY | Mountgorry [T41,T42] | GRANGE (DR) |  | 53.4509 | -6.1829
MV/LV Substation TH***006 |  | 10 kV | _ | LV | 400 kVA :Kiosk Substation | 0.4 | --> | 0.4 | 0.343 | 1.6 |  | --> | 0.38 | 0 | 0.003705 | 0 | 0 | Constrained,otherwise capacity available =408.6kW. | --> | C16 ex BALLYSHANNON | Ballyshannon [T41,T42] | CATHALEENS FALL |  | 54.5019 | -8.1961
MV/LV Substation TH***006 |  | 10 kV | _ | LV | 400 kVA :Kiosk Substation | 0.4 | --> | 0.4 | 0.15247 | 0.2 | Constrained,otherwise capacity available =293kVA. | --> | 0.38 | 0 | 0.016302 | 0.41593 | 0 |  | --> | C19 ex SANDYFORD | Sandyford [T41,T42] | CARRICKMINES |  | 53.2739 | -6.2511
MV/LV Substation TH***006 |  | 10 kV | _ | LV | 400 kVA :Kiosk Substation | 0.4 | --> | 0.4 | 0 | 0 | Constrained,otherwise capacity available =349kVA. | --> | 0.38 | 0 | 0.054834 | 0.40767 | 0 |  | --> | C17 ex LOUGHREA | Loughrea [T41,T42] | SOMERSET |  | 53.2017 | -8.5572
MV/LV Substation TH***007 |  | 10 kV | _ | LV | 200 kVA :Pole Substation | 0.2 | --> | 0.2 | 0 | 0 |  | --> | 0.19 | 0 | 0.002223 | 0.22871 | 0 |  | --> | C17 ex VIRGINIA | Virginia [T41,T42] | MEATH HILL |  | 53.8344 | -7.0788
MV/LV Substation TH***007 |  | 10 kV | _ | LV | 630 kVA :Kiosk Substation | 0.63 | --> | 0.63 | 0.5 | 3 |  | --> | 0.5985 | 0 | 0.00741 | 0.5 | 0 |  | --> | C18 ex RAMSTOWN | Ramstown [T41,T42] | CRANE |  | 52.6725 | -6.296
MV/LV Substation TH***008 |  | 20 kV | _ | LV | 200 kVA :Pole Substation | 0.2 | --> | 0.2 | 0.175 | 1.3 |  | --> | 0.19 | 0 | 0.003705 | 0.20376 | 0 |  | --> | C22 ex CASTLEREA | Castlerea [T41,T42] | CARRICK ON SHANNON |  | 53.7703 | -8.5014
MV/LV Substation TH***008 |  | 10 kV | _ | LV | 400 kVA :Kiosk Substation | 0.4 | --> | 0.4 | 0 | 0 | Constrained,otherwise capacity available =253kVA. | --> | 0.38 | 0 | 0.01482 | 0.42173 | 0 |  | --> | C24 ex STEPHENSTOWN | Stephenstown [T101,T102] | FINGLAS |  | 53.6055 | -6.1727
MV/LV Substation TH***008 |  | 10 kV | _ | LV | 400 kVA :Kiosk Substation | 0.4 | --> | 0.4 | 0 | 0 | Constrained,otherwise capacity available =247kVA. | --> | 0.38 | 0 | 0 | 0.42259 | 0 |  | --> | C14 ex INCHICORE NORTH | Inchicore North [T41] | INCHICORE 220KV |  | 53.343 | -6.3387
MV/LV Substation TH***009 |  | 10 kV | _ | LV | 200 kVA :Pole Substation | 0.2 | --> | 0.2 | 0.07 | 2.8 |  | --> | 0.19 | 0 | 0.011856 | 0.21882 | 0 |  | --> | C20 ex CASTLEBLAYNEY | Castleblayney [T41,T42] | DUNDALK |  | 54.1172 | -6.7354
MV/LV Substation TH***010 |  | 20 kV | _ | LV | 200 kVA :Pole Substation | 0.2 | --> | 0.2 | 0 | 0 | Constrained,otherwise capacity available =140kVA. | --> | 0.19 | 0 | 0.004446 | 0.20891 | 0 |  | --> | C16 ex CAPPAMORE | Cappamore [T41,T42] | ARDNACRUSHA |  | 52.6044 | -8.2449
MV/LV Substation TH***010 |  | 10 kV | _ | LV | 400 kVA :Kiosk Substation | 0.4 | --> | 0.4 | 0.307 | 2.8 |  | --> | 0.38 | 0 | 0.002964 | 0.41388 | 0 |  | --> | C13 ex CASTLEBLAYNEY | Castleblayney [T41,T42] | DUNDALK |  | 54.1208 | -6.7488
MV/LV Substation TH***010Z |  | 20 kV | _ | LV | 400 kVA :Kiosk Substation | 0.4 | --> | 0.4 | 0 | 0 | Constrained,otherwise capacity available =307kVA. | --> | 0.38 | 0 | 0.018525 | 0.41388 | 0 |  | --> | C11 ex KILDARE | Kildare [T41,T42] | NEWBRIDGE |  | 53.1499 | -7.0534
MV/LV Substation TH***011 |  | 20 kV | _ | LV | 200 kVA :Pole Substation | 0.2 | --> | 0.2 | 0.2 | 0.4 |  | --> | 0.19 | 0 | 0 | 0.2 | 0 |  | --> | E13 ex TULLOW | Tullow [T421,T422] | CARLOW |  | 52.7307 | -6.6895
MV/LV Substation TH***011 |  | 10 kV | _ | LV | 200 kVA :Kiosk Substation | 0.2 | --> | 0.2 | 0 | 0 | Constrained,otherwise capacity available =158kVA. | --> | 0.19 | 0 | 0.001482 | 0 | 0 | Constrained,otherwise capacity available =206.3kW. | --> | C17 ex ROSCREA | Roscrea [T41,T42] | IKERRIN |  | 52.9445 | -7.7907
MV/LV Substation TH***011Y |  | 20 kV | _ | LV | 200 kVA :Pole Substation | 0.2 | --> | 0.2 | 0.17 | 1 |  | --> | 0.19 | 0 | 0 | 0.2045 | 0 |  | --> | E18 ex LONGFORD | Longford [T421,T422] | RICHMOND |  | 53.7353 | -7.7757
MV/LV Substation TH***011Z |  | 20 kV | _ | LV | 630 kVA :Kiosk Substation | 0.63 | --> | 0.63 | 0 | 0 | Constrained,otherwise capacity available =495kVA. | --> | 0.5985 | 0 | 0.13412 | 0.5 | 0 |  | --> | C11 ex KILDARE | Kildare [T41,T42] | NEWBRIDGE |  | 53.1501 | -7.0519
MV/LV Substation TH***012 |  | 20 kV | _ | LV | 200 kVA :Pole Substation | 0.2 | --> | 0.2 | 0.142 | 2 |  | --> | 0.19 | 0 | 0 | 0 | 0 | Constrained,otherwise capacity available =208.6kW. | --> | E11 ex RATHKEALE | Rathkeale [T421,T422] | RATHKEALE |  | 52.6016 | -8.9729
MV/LV Substation TH***013 |  | 10 kV | _ | LV | 400 kVA :Kiosk Substation | 0.4 | --> | 0.4 | 0.163 | 7.8 |  | --> | 0.38 | 0 | 0.010374 | 0.43445 | 0 |  | --> | C13 ex CARROWBEG | Carrowbeg [T41,T42] | CARROWBEG |  | 53.7986 | -9.5252
MV/LV Substation TH***013 |  | 10 kV | _ | LV | 400 kVA :Kiosk Substation | 0.4 | --> | 0.4 | 0 | 0 | Constrained,otherwise capacity available =347kVA. | --> | 0.38 | 0 | 0.010374 | 0.40797 | 0 |  | --> | E13 ex DALTON | Dalton [T421,T422] | DALTON |  | 53.7235 | -8.9979
MV/LV Substation TH***015 |  | 10 kV | _ | LV | 200 kVA :Pole Substation | 0.2 | --> | 0.2 | 0.126 | 2.8 |  | --> | 0.19 | 0 | 0.002964 | 0.21094 | 0 |  | --> | E14 ex CLARA | Clara [T421,T422] | THORNSBERRY |  | 53.3446 | -7.6092
MV/LV Substation TH***015 |  | 10 kV | _ | LV | 200 kVA :Kiosk Substation | 0.2 | --> | 0.2 | 0.134 | 1.9 |  | --> | 0.19 | 0 | 0.017043 | 0 | 0 | Constrained,otherwise capacity available =209.8kW. | --> | C13 ex TURLOUGH ROAD | Turlough Road [T41,T42] | CASTLEBAR |  | 53.8635 | -9.289
MV/LV Substation TH***015 |  | 10 kV | _ | LV | 400 kVA :Kiosk Substation | 0.4 | --> | 0.4 | 0.235 | 6 |  | --> | 0.38 | 0 | 0.013338 | 0 | 0 | Constrained,otherwise capacity available =424.3kW. | --> | C12 ex ARDGEEHA | Ardgeeha [T41,T42] | DOON |  | 52.3606 | -7.6988
MV/LV Substation TH***015Y |  | 10 kV | _ | LV | 50 kVA :Pole Substation | 0.05 | --> | 0.05 | 0 | 0 | Constrained,otherwise capacity available =40kVA. | --> | 0.0475 | 0 | 0 | 0.051496 | 0 |  | --> | C22 ex CELBRIDGE | Celbridge [T41,T42] | GRIFFINRATH |  | 53.3361 | -6.5382
MV/LV Substation TH***015Z |  | 10 kV | _ | LV | 630 kVA :Building Structure | 0.63 | --> | 0.63 | 0 | 0 | Constrained,otherwise capacity available =500kVA. | --> | 0.5985 | 0 | 0 | 0.5 | 0 |  | --> | C18 ex BALLINACURRA | Ballinacurra [T41,T42] | LIMERICK |  | 52.6574 | -8.6272
MV/LV Substation TH***016 |  | 10 kV | _ | LV | 100 kVA :Pole Substation | 0.1 | --> | 0.1 | 0.068 | 7.2 |  | --> | 0.095 | 0 | 0.006669 | 0 | 0 | Constrained,otherwise capacity available =104.7kW. | --> | C12 ex CONVOY | Convoy [T41,T42] | LETTERKENNY |  | 54.8623 | -7.6751
MV/LV Substation TH***016Y |  | 10 kV | _ | LV | 150 kVA :Pole Substation | 0.15 | --> | 0.15 | 0 | 0 | Constrained,otherwise capacity available =108kVA. | --> | 0.1425 | 0 | 0.003705 | 0.15625 | 0 |  | --> | C11 ex HOLYCROSS ROAD | Holycross Road [T41,T42] | THURLES |  | 52.6592 | -7.8301
MV/LV Substation TH***017 |  | 20 kV | _ | LV | 400 kVA :Building Structure | 0.4 | --> | 0.4 | 0 | 0 | Constrained,otherwise capacity available =157kVA. | --> | 0.38 | 0 | 0.045942 | 0.43529 | 0 |  | --> | E18 ex EDENDERRY | Edenderry [T421,T422] | BLAKE |  | 53.3404 | -7.0566
MV/LV Substation TH***017 |  | 10 kV | _ | LV | 400 kVA :Kiosk Substation | 0.4 | --> | 0.4 | 0 | 0 | Constrained,otherwise capacity available =352kVA. | --> | 0.38 | 0 | 0 | 0.40722 | 0 |  | --> | C13 ex MONEENAGEISHA | Moneenageisha [T41,T42] | GALWAY 110KV |  | 53.2747 | -9.0448
MV/LV Substation TH***018 |  | 10 kV | _ | LV | 200 kVA :Pole Substation | 0.2 | --> | 0.2 | 0.085 | 3.1 |  | --> | 0.19 | 0 | 0.010374 | 0.21674 | 0 |  | --> | C14 ex BELLFIELD | Bellfield [T41,T42] | CRANE |  | 52.5004 | -6.5571
MV/LV Substation TH***018X |  | 10 kV | _ | LV | 100 kVA :Pole Substation | 0.1 | --> | 0.1 | 0.071 | 0.3 |  | --> | 0.095 | 0 | 0 | 0.10431 | 0 |  | --> | C12 ex ABBEYFEALE | Abbeyfeale [T42] | TRIEN |  | 52.3738 | -9.3096
MV/LV Substation TH***018X |  | 20 kV | _ | LV | 50 kVA :Pole Substation | 0.05 | --> | 0.05 | 0 | 0 | Constrained,otherwise capacity available =43kVA. | --> | 0.0475 | 0 | 0 | 0.051052 | 0 |  | --> | E19 ex EDENDERRY | Edenderry [T421,T422] | BLAKE |  | 53.4978 | -7.1296
MV/LV Substation TH***019 |  | 10 kV | _ | LV | 400 kVA :Kiosk Substation | 0.4 | --> | 0.4 | 0 | 0 | Constrained,otherwise capacity available =257kVA. | --> | 0.38 | 0 | 0.006669 | 0.42115 | 0 |  | --> | C13 ex TUAM SOUTH | Tuam South [T42] | CLOON |  | 53.5161 | -8.8521
MV/LV Substation TH***019Y |  | 10 kV | _ | LV | 400 kVA :Kiosk Substation | 0.4 | --> | 0.4 | 0.306 | 18.7 |  | --> | 0.38 | 0 | 0.032604 | 0.41403 | 0 |  | --> | C19 ex ARKLOW | Arklow [T101,T102] | ARKLOW |  | 52.807 | -6.1442
MV/LV Substation TH***019Y |  | 20 kV | _ | LV | 50 kVA :Pole Substation | 0.05 | --> | 0.05 | 0 | 0 | Constrained,otherwise capacity available =37kVA. | --> | 0.0475 | 0 | 0 | 0.051937 | 0 |  | --> | E21 ex ATHENRY | Athenry [T423] | GALWAY 110KV |  | 53.3714 | -8.7038
MV/LV Substation TH***019Z |  | 20 kV | _ | LV | 400 kVA :Kiosk Substation | 0.4 | --> | 0.4 | 0 | 0 | Constrained,otherwise capacity available =309kVA. | --> | 0.38 | 0 | 0.005928 | 0.41359 | 0 |  | --> | E15 ex DULEEK | Duleek [T421,T422] | DRYBRIDGE |  | 53.6601 | -6.4096
MV/LV Substation TH***020Y |  | 10 kV | _ | LV | 50 kVA :Pole Substation | 0.05 | --> | 0.05 | 0 | 0 | Constrained,otherwise capacity available =21kVA. | --> | 0.0475 | 0 | 0 | 0.05422 | 0 |  | --> | C18 ex BLAKE | Blake [T41,T42] | BLAKE |  | 53.2712 | -6.8202
MV/LV Substation TH***021 |  | 10 kV | _ | LV | 400 kVA :Kiosk Substation | 0.4 | --> | 0.4 | 0.323 | 2.9 |  | --> | 0.38 | 0 | 0 | 0.41153 | 0 |  | --> | C19 ex BREWERY ROAD | Brewery Road [T41,T42] | CARRICKMINES |  | 53.2736 | -6.1987
MV/LV Substation TH***021X |  | 20 kV | _ | LV | 400 kVA :Kiosk Substation | 0.4 | --> | 0.4 | 0.357 | 3.6 |  | --> | 0.38 | 0 | 0.006669 | 0.40648 | 0 |  | --> | E20 ex ENNISCRONE | Enniscrone [T421,T422] | MOY |  | 54.2127 | -9.0857
MV/LV Substation TH***023X |  | 20 kV | _ | LV | 50 kVA :Pole Substation | 0.05 | --> | 0.05 | 0 | 0 | Constrained,otherwise capacity available =28kVA. | --> | 0.0475 | 0 | 0 | 0.053235 | 0 |  | --> | E11 ex BALLYHALE | Ballyhale [T42,T421] | KILKENNY |  | 52.5219 | -7.1316
MV/LV Substation TH***023Z |  | 10 kV | _ | LV | 400 kVA :Kiosk Substation | 0.4 | --> | 0.4 | 0 | 0 | Constrained,otherwise capacity available =339kVA. | --> | 0.38 | 0 | 0 | 0.40916 | 0 |  | --> | C23 ex ATHLONE | Athlone [T41,T42] | ATHLONE |  | 53.4205 | -7.9413
MV/LV Substation TH***024X |  | 10 kV | _ | LV | 50 kVA :Pole Substation | 0.05 | --> | 0.05 | 0.045 | 4.4 |  | --> | 0.0475 | 0 | 0 | 0.050753 | 0 |  | --> | C19 ex KINGSCOURT | Kingscourt [T41,T42] | MEATH HILL |  | 53.8001 | -6.7277
MV/LV Substation TH***025X |  | 20 kV | _ | LV | 50 kVA :Pole Substation | 0.05 | --> | 0.05 | 0.038 | 1.3 |  | --> | 0.0475 | 0 | 0 | 0.05179 | 0 |  | --> | E16 ex BALLYCROSSAUN | Ballycrossaun [T421,T422] | SOMERSET |  | 53.0901 | -8.1863
MV/LV Substation TH***026 |  | 10 kV | _ | LV | 400 kVA :Kiosk Substation | 0.4 | --> | 0.4 | 0.269 | 2.2 |  | --> | 0.38 | 0 | 0.018525 | 0.41942 | 0 |  | --> | C12 ex BALLINASLOE | Ballinasloe [T41,T42] | SOMERSET |  | 53.3262 | -8.1991
MV/LV Substation TH***026Z |  | 10 kV | _ | LV | 630 kVA :Kiosk Substation | 0.63 | --> | 0.63 | 0 | 0 | Constrained,otherwise capacity available =500kVA. | --> | 0.5985 | 0 | 0.01482 | 0 | 0 | Constrained,otherwise capacity available =500kW. | --> | C15 ex PALLAS | Pallas [T41,T42] | PORTLAOISE |  | 53.0495 | -7.3239
MV/LV Substation TH***027 |  | 10 kV | _ | LV | 200 kVA :Kiosk Substation | 0.2 | --> | 0.2 | 0.17 | 7.8 |  | --> | 0.19 | 0 | 0.00741 | 0.2045 | 0 |  | --> | C11 ex CARROWBEG | Carrowbeg [T41,T42] | CARROWBEG |  | 53.7968 | -9.5248
MV/LV Substation TH***027 |  | 10 kV | _ | LV | 200 kVA :Kiosk Substation | 0.2 | --> | 0.2 | 0.16 | 1.5 |  | --> | 0.19 | 0 | 0.028158 | 0 | 0 | Constrained,otherwise capacity available =206kW. | --> | C19 ex TURLOUGH ROAD | Turlough Road [T43] | CASTLEBAR |  | 53.8677 | -9.2925
MV/LV Substation TH***027X |  | 10 kV | _ | LV | 50 kVA :Pole Substation | 0.05 | --> | 0.05 | 0 | 0 | Constrained,otherwise capacity available =43kVA. | --> | 0.0475 | 0 | 0 | 0 | 0 | Constrained,otherwise capacity available =51.1kW. | --> | C19 ex MILFORD (NR) | Milford (nr) [T41,T42] | LETTERKENNY |  | 55.0336 | -7.6463
MV/LV Substation TH***027Z |  | 10 kV | _ | LV | 50 kVA :Pole Substation | 0.05 | --> | 0.05 | 0.042 | 0.1 |  | --> | 0.0475 | 0 | 0 | 0.0512 | 0 |  | --> | C14 ex BALLYMAHON | Ballymahon [T41,T42] | ATHLONE |  | 53.5832 | -7.6555
MV/LV Substation TH***028 |  | 10 kV | _ | LV | 630 kVA :Kiosk Substation | 0.63 | --> | 0.63 | 0.391 | 1.5 |  | --> | 0.5985 | 0 | 0.024453 | 0.5 | 0 |  | --> | C13 ex SMEARLA | Smearla [T41,T42] | TRIEN |  | 52.4487 | -9.483
MV/LV Substation TH***028 |  | 10 kV | _ | LV | 400 kVA :Kiosk Substation | 0.4 | --> | 0.4 | 0.326 | 11.9 |  | --> | 0.38 | 0 | 0.017784 | 0.41108 | 0 |  | --> | C32 ex SALTHILL | Salthill [T101,T102] | SALTHILL |  | 53.2839 | -9.0798
MV/LV Substation TH***028 |  | 10 kV | _ | LV | 400 kVA :Kiosk Substation | 0.4 | --> | 0.4 | 0 | 0 | Constrained,otherwise capacity available =234kVA. | --> | 0.38 | 0 | 0.011856 | 0.42445 | 0 |  | --> | C15 ex LOUGHTAGALLA | Loughtagalla [T41,T42] | THURLES |  | 52.6767 | -7.8118
MV/LV Substation TH***029 |  | 10 kV | _ | LV | 400 kVA :Kiosk Substation | 0.4 | --> | 0.4 | 0 | 0 | Constrained,otherwise capacity available =277kVA. | --> | 0.38 | 0 | 0.028158 | 0.41826 | 0 |  | --> | C12 ex MORRISTOWN | Morristown [T41,T42] | NEWBRIDGE |  | 53.1859 | -6.7962
MV/LV Substation TH***029Y |  | 10 kV | _ | LV | 400 kVA :Kiosk Substation | 0.4 | --> | 0.4 | 0 | 0 | Constrained,otherwise capacity available =258kVA. | --> | 0.38 | 0 | 0.051129 | 0.42101 | 0 |  | --> | C17 ex CELBRIDGE | Celbridge [T41,T42] | GRIFFINRATH |  | 53.3446 | -6.5386
MV/LV Substation TH***031Z |  | 10 kV | _ | LV | 400 kVA :Kiosk Substation | 0.4 | --> | 0.4 | 0 | 0 | Constrained,otherwise capacity available =295kVA. | --> | 0.38 | 0 | 0.037791 | 0.41564 | 0 |  | --> | C16 ex LOUGHSHINNY | Loughshinny [T41,T42] | GLASMORE |  | 53.5786 | -6.1221
MV/LV Substation TH***031Z |  | 10 kV | _ | LV | 630 kVA :Kiosk Substation | 0.63 | --> | 0.63 | 0 | 0 | Constrained,otherwise capacity available =500kVA. | --> | 0.5985 | 0 | 0.005928 | 0.5 | 0 |  | --> | C23 ex MACETOWN | Macetown [T101,T102] | MACETOWN |  | 53.4183 | -6.4744
MV/LV Substation TH***032 |  | 10 kV | _ | LV | 400 kVA :Kiosk Substation | 0.4 | --> | 0.4 | 0.34 | 1.4 |  | --> | 0.38 | 0 | 0.002223 | 0.40901 | 0 |  | --> | C23 ex SRAH | Srah [T43] | THORNSBERRY |  | 53.28 | -7.4867
MV/LV Substation TH***033X |  | 10 kV | _ | LV | 50 kVA :Pole Substation | 0.05 | --> | 0.05 | 0.05 | 1.5 |  | --> | 0.0475 | 0 | 0 | 0.05 | 0 |  | --> | C18 ex SHERCOCK | Shercock [T41,T42] | MEATH HILL |  | 53.9989 | -6.8935
MV/LV Substation TH***034 |  | 10 kV | _ | LV | 200 kVA :Building Structure | 0.2 | --> | 0.2 | 0 | 0 | Constrained,otherwise capacity available =135kVA. | --> | 0.19 | 0 | 0 | 0.20964 | 0 |  | --> | C15 ex LOUGHTAGALLA | Loughtagalla [T41,T42] | THURLES |  | 52.6761 | -7.8102
MV/LV Substation TH***035X |  | 10 kV | _ | LV | 400 kVA :Kiosk Substation | 0.4 | --> | 0.4 | 0 | 0 | Constrained,otherwise capacity available =303kVA. | --> | 0.38 | 0 | 0.03705 | 0.41447 | 0 |  | --> | C16 ex ATHENRY | Athenry [T41,T42] | GALWAY 110KV |  | 53.3019 | -8.7574
MV/LV Substation TH***037 |  | 10 kV | _ | LV | 400 kVA :Kiosk Substation | 0.4 | --> | 0.4 | 0 | 0 | Constrained,otherwise capacity available =341kVA. | --> | 0.38 | 0 | 0 | 0.40886 | 0 |  | --> | C11 ex GRAIGUENAMANAGH | Graiguenamanagh [T41,T42] | KILKENNY |  | 52.5388 | -6.9538
MV/LV Substation TH***037 |  | 10 kV | _ | LV | 200 kVA :Pole Substation | 0.2 | --> | 0.2 | 0 | 0 | Constrained,otherwise capacity available =200kVA. | --> | 0.19 | 0 | 0 | 0.2 | 0 |  | --> | C16 ex CLONES | Clones [T41,T42] | SHANKILL |  | 54.1799 | -7.2334
MV/LV Substation TH***038Y |  | 10 kV | _ | LV | 400 kVA :Kiosk Substation | 0.4 | --> | 0.4 | 0.359 | 0.8 |  | --> | 0.38 | 0 | 0 | 0.40618 | 0 |  | --> | C17 ex MANOR STREET | Manor Street [T41,T42] | WATERFORD |  | 52.2598 | -7.1071
MV/LV Substation TH***039 |  | 10 kV | _ | LV | 50 kVA :Pole Substation | 0.05 | --> | 0.05 | 0 | 0 | Constrained,otherwise capacity available =47kVA. | --> | 0.0475 | 0 | 0.00741 | 0.050453 | 0 |  | --> | C16 ex ATHENRY | Athenry [T41,T42] | GALWAY 110KV |  | 53.2975 | -8.745
MV/LV Substation TH***039Y |  | 10 kV | _ | LV | 200 kVA :Kiosk Substation | 0.2 | --> | 0.2 | 0 | 0 | Constrained,otherwise capacity available =149kVA. | --> | 0.19 | 0 | 0.00741 | 0.2076 | 0 |  | --> | E17 ex GLASMORE | Glasmore [T421,T422] | GLASMORE |  | 53.4481 | -6.2362
MV/LV Substation TH***040 |  | 10 kV | _ | LV | 100 kVA :Pole Substation | 0.1 | --> | 0.1 | 0 | 0 | Constrained,otherwise capacity available =90kVA. | --> | 0.095 | 0 | 0.005928 | 0 | 0 | Constrained,otherwise capacity available =101.5kW. | --> | C16 ex RATHDRUM | Rathdrum [T42] | ARKLOW |  | 52.9335 | -6.2335
MV/LV Substation TH***040Y |  | 10 kV | _ | LV | 50 kVA :Pole Substation | 0.05 | --> | 0.05 | 0 | 0 | Constrained,otherwise capacity available =49kVA. | --> | 0.0475 | 0 | 0 | 0.050152 | 0 |  | --> | C15 ex LITTLE MILLS | Little Mills [T41] | DUNDALK |  | 53.9728 | -6.3914
MV/LV Substation TH***041Y |  | 10 kV | _ | LV | 400 kVA :Kiosk Substation | 0.4 | --> | 0.4 | 0.337 | 1.1 |  | --> | 0.38 | 0 | 0.008151 | 0.40945 | 0 |  | --> | C16 ex GILLOGUE | Gillogue [T41,T42] | ARDNACRUSHA |  | 52.6809 | -8.6009
MV/LV Substation TH***041Z |  | 10 kV | _ | LV | 400 kVA :Kiosk Substation | 0.4 | --> | 0.4 | 0.4 | 0.9 |  | --> | 0.38 | 0 | 0.008151 | 0.4 | 0 |  | --> | C15 ex CLONARD | Clonard [T41,T42] | WEXFORD |  | 52.3282 | -6.4841
MV/LV Substation TH***042X |  | 10 kV | _ | LV | 50 kVA :Pole Substation | 0.05 | --> | 0.05 | 0 | 0 | Constrained,otherwise capacity available =50kVA. | --> | 0.0475 | 0 | 0 | 0.05 | 0 |  | --> | C21 ex LITTLE BRAY | Little Bray [T41,T42] | FASSAROE |  | 53.2081 | -6.1809
MV/LV Substation TH***043 |  | 10 kV | _ | LV | 400 kVA :Kiosk Substation | 0.4 | --> | 0.4 | 0 | 0 | Constrained,otherwise capacity available =248kVA. | --> | 0.38 | 0 | 0.017784 | 0 | 0 | Constrained,otherwise capacity available =422.4kW. | --> | C19 ex COLLIGAN | Colligan [T41,T42] | DUNGARVAN |  | 52.0913 | -7.6289
MV/LV Substation TH***044 |  | 10 kV | _ | LV | 400 kVA :Kiosk Substation | 0.4 | --> | 0.4 | 0.34 | 3 |  | --> | 0.38 | 0 | 0.003705 | 0 | 0 | Constrained,otherwise capacity available =409kW. | --> | E17 ex CHARLEVILLE | Charleville [T421,T422] | CHARLEVILLE |  | 52.3584 | -8.6862
MV/LV Substation TH***045X |  | 20 kV | _ | LV | 50 kVA :Pole Substation | 0.05 | --> | 0.05 | 0.049 | 0.1 |  | --> | 0.0475 | 0 | 0 | 0.050152 | 0 |  | --> | E12 ex KILCULLEN | Kilcullen [T41,T42,T424] | STRATFORD |  | 53.099 | -6.8154
MV/LV Substation TH***046 |  | 10 kV | _ | LV | 200 kVA :Building Structure | 0.2 | --> | 0.2 | 0.2 | 3 |  | --> | 0.19 | 0 | 0 | 0 | 0 | Constrained,otherwise capacity available =200kW. | --> | C12 ex BALLYRAINE | Ballyraine [T41,T42] | LETTERKENNY |  | 54.9588 | -7.7039
MV/LV Substation TH***048X |  | 10 kV | _ | LV | 630 kVA :Kiosk Substation | 0.63 | --> | 0.63 | 0.38033 | 0.4 | Constrained,otherwise capacity available =500kVA. | --> | 0.5985 | 0 | 0.011856 | 0.5 | 0 |  | --> | C18 ex CARRICKMINES | Carrickmines [T41,T42] | CARRICKMINES |  | 53.2546 | -6.2082
MV/LV Substation TH***049 |  | 10 kV | _ | LV | 400 kVA :Kiosk Substation | 0.4 | --> | 0.4 | 0.125 | 1 |  | --> | 0.38 | 0 | 0 | 0.43969 | 0 |  | --> | C13 ex CORBALLY | Corbally [T41,T42] | ARDNACRUSHA |  | 52.6701 | -8.6322
MV/LV Substation TH***049X |  | 10 kV | _ | LV | 200 kVA :Kiosk Substation | 0.2 | --> | 0.2 | 0 | 0 | Constrained,otherwise capacity available =161kVA. | --> | 0.19 | 0 | 0.012597 | 0.20584 | 0 |  | --> | C18 ex KILCOLGAN | Kilcolgan [T42,T421] | GALWAY 110KV |  | 53.2311 | -8.8907
MV/LV Substation TH***050 |  | 10 kV | _ | LV | 400 kVA :Kiosk Substation | 0.4 | --> | 0.4 | 0.37 | 18.7 |  | --> | 0.38 | 0 | 0 | 0.40453 | 0 |  | --> | C17 ex ARKLOW | Arklow [T101,T102] | ARKLOW |  | 52.7965 | -6.1453
MV/LV Substation TH***050X |  | 20 kV | _ | LV | 50 kVA :Pole Substation | 0.05 | --> | 0.05 | 0.042 | 0.9 |  | --> | 0.0475 | 0 | 0 | 0 | 0 | Constrained,otherwise capacity available =51.2kW. | --> | E15 ex CASTLETOWNBERE | Castletownbere [T421] | BALLYLICKY |  | 51.6502 | -9.9171
MV/LV Substation TH***051Z |  | 10 kV | _ | LV | 400 kVA :Kiosk Substation | 0.4 | --> | 0.4 | 0 | 0 | Constrained,otherwise capacity available =323kVA. | --> | 0.38 | 0 | 0 | 0 | 0 | Constrained,otherwise capacity available =411.5kW. | --> | C15 ex PALLAS | Pallas [T41,T42] | PORTLAOISE |  | 53.0505 | -7.3214
MV/LV Substation TH***052X |  | 10 kV | _ | LV | 400 kVA :Kiosk Substation | 0.4 | --> | 0.4 | 0 | 0 | Constrained,otherwise capacity available =400kVA. | --> | 0.38 | 0 | 0 | 0.4 | 0 |  | --> | C16 ex BALLINACURRA | Ballinacurra [T41,T42] | LIMERICK |  | 52.6335 | -8.6413
MV/LV Substation TH***053 |  | 10 kV | _ | LV | 200 kVA :Kiosk Substation | 0.2 | --> | 0.2 | 0.171 | 7.8 |  | --> | 0.19 | 0 | 0 | 0.20436 | 0 |  | --> | C12 ex CARROWBEG | Carrowbeg [T41,T42] | CARROWBEG |  | 53.7953 | -9.5247
MV/LV Substation TH***053Y |  | 10 kV | _ | LV | 200 kVA :Kiosk Substation | 0.2 | --> | 0.2 | 0 | 0 | Constrained,otherwise capacity available =164kVA. | --> | 0.19 | 0 | 0.011115 | 0 | 0 | Constrained,otherwise capacity available =205.4kW. | --> | C14 ex COLLIGAN | Colligan [T41,T42] | DUNGARVAN |  | 52.0905 | -7.607
MV/LV Substation TH***054 |  | 10 kV | _ | LV | 400 kVA :Kiosk Substation | 0.4 | --> | 0.4 | 0 | 0 | Constrained,otherwise capacity available =335kVA. | --> | 0.38 | 0 | 0.022971 | 0 | 0 | Constrained,otherwise capacity available =409.8kW. | --> | C13 ex KNOCKAPHUNTA | Knockaphunta [T41,T42] | CASTLEBAR |  | 53.8476 | -9.2978
MV/LV Substation TH***054Y |  | 10 kV | _ | LV | 200 kVA :Kiosk Substation | 0.2 | --> | 0.2 | 0.113 | 3.1 |  | --> | 0.19 | 0 | 0.011115 | 0.2128 | 0 |  | --> | C11 ex BELLFIELD | Bellfield [T41,T42] | CRANE |  | 52.5049 | -6.5828
MV/LV Substation TH***054Z |  | 10 kV | _ | LV | 200 kVA :Kiosk Substation | 0.2 | --> | 0.2 | 0 | 0 | Constrained,otherwise capacity available =95kVA. | --> | 0.19 | 0 | 0.025935 | 0.21534 | 0 |  | --> | C17 ex KILDARE | Kildare [T41,T42] | NEWBRIDGE |  | 53.1601 | -6.8946
MV/LV Substation TH***055 |  | 10 kV | _ | LV | 400 kVA :Kiosk Substation | 0.4 | --> | 0.4 | 0.281 | 5.8 |  | --> | 0.38 | 0 | 0.016302 | 0.41768 | 0 |  | --> | C13 ex OAKFIELD | Oakfield [T41,T42] | SLIGO |  | 54.2696 | -8.4936
MV/LV Substation TH***056 |  | 20 kV | _ | LV | 400 kVA :Kiosk Substation | 0.4 | --> | 0.4 | 0.269 | 0.9 |  | --> | 0.38 | 0 | 0.00741 | 0 | 0 | Constrained,otherwise capacity available =419.4kW. | --> | E15 ex CASTLETOWNBERE | Castletownbere [T421] | BALLYLICKY |  | 51.6507 | -9.9103
MV/LV Substation TH***058 |  | 10 kV | _ | LV | 400 kVA :Kiosk Substation | 0.4 | --> | 0.4 | 0 | 0 | Constrained,otherwise capacity available =323kVA. | --> | 0.38 | 0 | 0.040014 | 0 | 0 | Constrained,otherwise capacity available =411.5kW. | --> | C23 ex PORTLAOISE | Portlaoise [T41,T42] | PORTLAOISE |  | 53.0343 | -7.2905
MV/LV Substation TH***058 |  | 20 kV | _ | LV | 50 kVA :Pole Substation | 0.05 | --> | 0.05 | 0.04 | 18.8 |  | --> | 0.0475 | 0 | 0 | 0.051496 | 0 |  | --> | E17 ex HARTNETTS CROSS | Hartnetts Cross [T121,T422] | HARTNETTS CROSS |  | 51.896 | -8.968
MV/LV Substation TH***058Y |  | 10 kV | _ | LV | 400 kVA :Kiosk Substation | 0.4 | --> | 0.4 | 0 | 0 | Constrained,otherwise capacity available =279kVA. | --> | 0.38 | 0 | 0.040014 | 0.41797 | 0 |  | --> | C22 ex CELBRIDGE | Celbridge [T41,T42] | GRIFFINRATH |  | 53.3348 | -6.5389
MV/LV Substation TH***058Z |  | 20 kV | _ | LV | 200 kVA :Kiosk Substation | 0.2 | --> | 0.2 | 0 | 0 | Constrained,otherwise capacity available =136kVA. | --> | 0.19 | 0 | 0.024453 | 0.20949 | 0 |  | --> | E17 ex DULEEK | Duleek [T421,T422] | DRYBRIDGE |  | 53.6531 | -6.4346
MV/LV Substation TH***062 |  | 10 kV | _ | LV | 630 kVA :Kiosk Substation | 0.63 | --> | 0.63 | 0.472 | 1.5 |  | --> | 0.5985 | 0 | 0.040755 | 0.5 | 0 |  | --> | C11 ex SMEARLA | Smearla [T41,T42] | TRIEN |  | 52.4447 | -9.4847
MV/LV Substation TH***063 |  | 10 kV | _ | LV | 400 kVA :Building Structure | 0.4 | --> | 0.4 | 0 | 0 | Constrained,otherwise capacity available =207kVA. | --> | 0.38 | 0 | 0.002223 | 0.42829 | 0 |  | --> | C14 ex MULGANNON | Mulgannon [T41,T42] | WEXFORD |  | 52.3312 | -6.4589
MV/LV Substation TH***063 |  | 10 kV | _ | LV | 50 kVA :Pole Substation | 0.05 | --> | 0.05 | 0.046 | 2.7 |  | --> | 0.0475 | 0 | 0 | 0.050604 | 0 |  | --> | C24 ex MONFIN | Monfin [T41,T42] | WEXFORD |  | 52.4918 | -6.5609
MV/LV Substation TH***063Z |  | 10 kV | _ | LV | 400 kVA :Kiosk Substation | 0.4 | --> | 0.4 | 0 | 0 | Constrained,otherwise capacity available =299kVA. | --> | 0.38 | 0 | 0.004446 | 0.41505 | 0 |  | --> | C11 ex MOUNTGORRY | Mountgorry [T41,T42] | GRANGE (DR) |  | 53.4563 | -6.2197
MV/LV Substation TH***063Z |  | 10 kV | _ | LV | 400 kVA :Kiosk Substation | 0.4 | --> | 0.4 | 0 | 0 | Constrained,otherwise capacity available =317kVA. | --> | 0.38 | 0 | 0.025194 | 0.41241 | 0 |  | --> | C19 ex JOHNSTOWN | Johnstown [T41,T42] | KILTEEL |  | 53.2272 | -6.645
MV/LV Substation TH***064 |  | 20 kV | _ | LV | 100 kVA :Pole Substation | 0.1 | --> | 0.1 | 0 | 0 | Constrained,otherwise capacity available =100kVA. | --> | 0.095 | 0 | 0 | 0.1 | 0 |  | --> | E20 ex GARRANACANTY | Garranacanty [T421,T422] | TIPPERARY |  | 52.4849 | -8.0218
MV/LV Substation TH***064X |  | 10 kV | _ | LV | 400 kVA :Kiosk Substation | 0.4 | --> | 0.4 | 0 | 0 | Constrained,otherwise capacity available =364kVA. | --> | 0.38 | 0 | 0 | 0 | 0 | Constrained,otherwise capacity available =405.4kW. | --> | C12 ex CULLION | Cullion [T41,T42] | LETTERKENNY |  | 54.9288 | -7.7291
MV/LV Substation TH***065 |  | 20 kV | _ | LV | 50 kVA :Pole Substation | 0.05 | --> | 0.05 | 0.037 | 2.8 |  | --> | 0.0475 | 0 | 0.003705 | 0.051937 | 0 |  | --> | E13 ex BALLYRAGGET | Ballyragget [T421,T422] | BALLYRAGGET |  | 52.7917 | -7.3326
MV/LV Substation TH***066 |  | 10 kV | _ | LV | 400 kVA :Kiosk Substation | 0.4 | --> | 0.4 | 0.271 | 13.2 |  | --> | 0.38 | 0 | 0.028158 | 0.41913 | 0 |  | --> | C20 ex ARTANE | Artane [T101,T102] | FINGLAS |  | 53.3787 | -6.2174
MV/LV Substation TH***067 |  | 20 kV | _ | LV | 100 kVA :Pole Substation | 0.1 | --> | 0.1 | 0.062 | 3 |  | --> | 0.095 | 0 | 0.01482 | 0 | 0 | Constrained,otherwise capacity available =105.6kW. | --> | E14 ex CHARLEVILLE | Charleville [T421,T422] | CHARLEVILLE |  | 52.3547 | -8.6951
MV/LV Substation TH***067Z |  | 10 kV | _ | LV | 400 kVA :Kiosk Substation | 0.4 | --> | 0.4 | 0 | 0 | Constrained,otherwise capacity available =243kVA. | --> | 0.38 | 0 | 0 | 0.42316 | 0 |  | --> | C17 ex MORRISTOWN | Morristown [T41,T42] | NEWBRIDGE |  | 53.1771 | -6.8005
MV/LV Substation TH***068 |  | 10 kV | _ | LV | 400 kVA :Kiosk Substation | 0.4 | --> | 0.4 | 0.307 | 1.5 |  | --> | 0.38 | 0 | 0.00741 | 0.41388 | 0 |  | --> | C13 ex SMEARLA | Smearla [T41,T42] | TRIEN |  | 52.4514 | -9.4764
MV/LV Substation TH***068Z |  | 10 kV | _ | LV | 400 kVA :Kiosk Substation | 0.4 | --> | 0.4 | 0.297 | 4.9 |  | --> | 0.38 | 0 | 0 | 0.41535 | 0 |  | --> | C22 ex COOLOCK | Coolock [T41,T42] | FINGLAS |  | 53.3887 | -6.1791
MV/LV Substation TH***069Y |  | 10 kV | _ | LV | 400 kVA :Kiosk Substation | 0.4 | --> | 0.4 | 0 | 0 | Constrained,otherwise capacity available =280kVA. | --> | 0.38 | 0 | 0.020007 | 0.41782 | 0 |  | --> | C18 ex MALAHIDE | Malahide [T41,T42] | GLASMORE |  | 53.449 | -6.1456
MV/LV Substation TH***072X |  | 10 kV | _ | LV | 1000 kVA :Building Structure | 1 | --> | 1 | 0.5 | 1.8 |  | --> | 0.95 | 0 | 0 | 0.5 | 0 |  | --> | C19 ex CAHERDAVIN | Caherdavin [T41,T42] | ARDNACRUSHA |  | 52.6735 | -8.6432
MV/LV Substation TH***073X |  | 10 kV | _ | LV | 200 kVA :Kiosk Substation | 0.2 | --> | 0.2 | 0.183 | 5.3 |  | --> | 0.19 | 0 | 0 | 0.20256 | 0 |  | --> | C17 ex BALLYTIVNAN | Ballytivnan [T41,T42] | SLIGO |  | 54.3091 | -8.554
MV/LV Substation TH***073X |  | 10 kV | _ | LV | 1000 kVA :Building Structure | 1 | --> | 1 | 0.5 | 4 |  | --> | 0.95 | 0 | 0 | 0.5 | 0 |  | --> | C29 ex WOLFE TONE STREET | Wolfe Tone Street [T101,T102] | FINGLAS |  | 53.351 | -6.2596
MV/LV Substation TH***074 |  | 10 kV | _ | LV | 200 kVA :Pole Substation | 0.2 | --> | 0.2 | 0.168 | 0.9 |  | --> | 0.19 | 0 | 0.00741 | 0.2048 | 0 |  | --> | C15 ex COES ROAD | Coes Road [T41,T42] | DUNDALK |  | 54.0045 | -6.3643
MV/LV Substation TH***076 |  | 10 kV | _ | LV | 630 kVA :Kiosk Substation | 0.63 | --> | 0.63 | 0 | 0 | Constrained,otherwise capacity available =345kVA. | --> | 0.5985 | 0 | 0.003705 | 0.5 | 0 |  | --> | C17 ex MORRISTOWN | Morristown [T41,T42] | NEWBRIDGE |  | 53.177 | -6.8058
MV/LV Substation TH***076 |  | 10 kV | _ | LV | 100 kVA :Pole Substation | 0.1 | --> | 0.1 | 0.077 | 4.5 |  | --> | 0.095 | 0 | 0.008151 | 0.10343 | 0 |  | --> | C14 ex MALLOW | Mallow [T41,T42] | MALLOW |  | 52.1432 | -8.6514
MV/LV Substation TH***077Z |  | 10 kV | _ | LV | 630 kVA :Kiosk Substation | 0.63 | --> | 0.63 | 0 | 0 | Constrained,otherwise capacity available =474kVA. | --> | 0.5985 | 0 | 0.033345 | 0.5 | 0 |  | --> | C19 ex SALLINS | Sallins [T41,T42] | GRIFFINRATH |  | 53.2897 | -6.7591
MV/LV Substation TH***077Z |  | 10 kV | _ | LV | 400 kVA :Kiosk Substation | 0.4 | --> | 0.4 | 0.252 | 9.5 |  | --> | 0.38 | 0 | 0.025194 | 0.42187 | 0 |  | --> | C11 ex BANDON | Bandon [T101,T42] | BANDON |  | 51.7542 | -8.7368
MV/LV Substation TH***078Y |  | 10 kV | _ | LV | 200 kVA :Kiosk Substation | 0.2 | --> | 0.2 | 0 | 0 | Constrained,otherwise capacity available =164kVA. | --> | 0.19 | 0 | 0 | 0.20539 | 0 |  | --> | C17 ex ATHBOY | Athboy [T42] | NAVAN |  | 53.714 | -7.0169
MV/LV Substation TH***078Y |  | 10 kV | _ | LV | 200 kVA :Kiosk Substation | 0.2 | --> | 0.2 | 0 | 0 | Constrained,otherwise capacity available =87kVA. | --> | 0.19 | 0 | 0.041496 | 0.21646 | 0 |  | --> | C17 ex CELBRIDGE | Celbridge [T41,T42] | GRIFFINRATH |  | 53.3468 | -6.5363
MV/LV Substation TH***080Y |  | 10 kV | _ | LV | 200 kVA :Kiosk Substation | 0.2 | --> | 0.2 | 0 | 0 | Constrained,otherwise capacity available =137kVA. | --> | 0.19 | 0 | 0.003705 | 0.20935 | 0 |  | --> | C15 ex TUAM NORTH | Tuam North [T41,T42] | CLOON |  | 53.5082 | -8.8685
MV/LV Substation TH***080Y |  | 10 kV | _ | LV | 200 kVA :Kiosk Substation | 0.2 | --> | 0.2 | 0.149 | 3.9 |  | --> | 0.19 | 0 | 0.022971 | 0.2076 | 0 |  | --> | C21 ex MARSHES | Marshes [T41,T42] | DUNDALK |  | 53.9613 | -6.3693
MV/LV Substation TH***083 |  | 10 kV | _ | LV | 630 kVA :Building Structure | 0.63 | --> | 0.63 | 0.465 | 2.8 |  | --> | 0.5985 | 0 | 0.025935 | 0.5 | 0 |  | --> | C23 ex MOUNT MERRION | Mount Merrion [T41,T42] | CARRICKMINES |  | 53.2901 | -6.2096
MV/LV Substation TH***084Y |  | 10 kV | _ | LV | 630 kVA :Kiosk Substation | 0.63 | --> | 0.63 | 0 | 0 | Constrained,otherwise capacity available =418kVA. | --> | 0.5985 | 0 | 0 | 0.5 | 0 |  | --> | C21 ex BALLINCOLLIG | Ballincollig [T41,T42] | KILBARRY |  | 51.8872 | -8.5912
MV/LV Substation TH***088X |  | 10 kV | _ | LV | 630 kVA :Kiosk Substation | 0.63 | --> | 0.63 | 0 | 0 | Constrained,otherwise capacity available =500kVA. | --> | 0.5985 | 0 | 0 | 0.5 | 0 |  | --> | C13 ex TUAM SOUTH | Tuam South [T42] | CLOON |  | 53.5163 | -8.8503
MV/LV Substation TH***088Y |  | 10 kV | _ | LV | 400 kVA :Kiosk Substation | 0.4 | --> | 0.4 | 0 | 0 | Constrained,otherwise capacity available =350kVA. | --> | 0.38 | 0 | 0.005928 | 0.40752 | 0 |  | --> | C20 ex POLLERTON | Pollerton [T41,T42] | CARLOW |  | 52.8327 | -6.9035
MV/LV Substation TH***090Y |  | 10 kV | _ | LV | 100 kVA :Pole Substation | 0.1 | --> | 0.1 | 0 | 0 | Constrained,otherwise capacity available =62kVA. | --> | 0.095 | 0 | 0.019266 | 0.10561 | 0 |  | --> | C18 ex LITTLE MILLS | Little Mills [T41] | DUNDALK |  | 53.9266 | -6.4056
MV/LV Substation TH***092 |  | 10 kV | _ | LV | 400 kVA :Kiosk Substation | 0.4 | --> | 0.4 | 0.304 | 0.8 |  | --> | 0.38 | 0 | 0.014079 | 0.41432 | 0 |  | --> | C11 ex MANOR STREET | Manor Street [T41,T42] | WATERFORD |  | 52.2476 | -7.1081
MV/LV Substation TH***092X |  | 20 kV | _ | LV | 200 kVA :Pole Substation | 0.2 | --> | 0.2 | 0 | 0 | Constrained,otherwise capacity available =101kVA. | --> | 0.19 | 0 | 0.02223 | 0 | 0 | Constrained,otherwise capacity available =214.5kW. | --> | E17 ex BUNCRANA | Buncrana [T421,T422] | TRILLICK |  | 55.1334 | -7.4351
MV/LV Substation TH***093Y |  | 20 kV | _ | LV | 200 kVA :Kiosk Substation | 0.2 | --> | 0.2 | 0.15 | 13.8 |  | --> | 0.19 | 0 | 0.013338 | 0.20745 | 0 |  | --> | C14 ex SINGLAND | Singland [T101,T102] | SINGLAND |  | 52.5903 | -8.5474
MV/LV Substation TH***094 |  | 10 kV | _ | LV | 400 kVA :Kiosk Substation | 0.4 | --> | 0.4 | 0.335 | 11.9 |  | --> | 0.38 | 0 | 0.016302 | 0.40975 | 0 |  | --> | C24 ex SALTHILL | Salthill [T101,T102] | SALTHILL |  | 53.264 | -9.0867
MV/LV Substation TH***094X |  | 20 kV | _ | LV | 100 kVA :Pole Substation | 0.1 | --> | 0.1 | 0.1 | 0.9 |  | --> | 0.095 | 0 | 0 | 0.1 | 0 |  | --> | E19 ex KENMARE | Kenmare [T421] | KNOCKEARAGH |  | 51.8931 | -9.6002
MV/LV Substation TH***095X |  | 10 kV | _ | LV | 400 kVA :Building Structure | 0.4 | --> | 0.4 | 0 | 0 | Constrained,otherwise capacity available =400kVA. | --> | 0.38 | 0 | 0 | 0.4 | 0 |  | --> | C13 ex CHARLESTOWN | Charlestown [T41] | TONROE |  | 53.9278 | -8.8614
MV/LV Substation TH***095Y |  | 20 kV | _ | LV | 400 kVA :Kiosk Substation | 0.4 | --> | 0.4 | 0 | 0 | Constrained,otherwise capacity available =283kVA. | --> | 0.38 | 0 | 0.011115 | 0.41739 | 0 |  | --> | C23 ex TUAM NORTH | Tuam North [T41,T42] | CLOON |  | 53.5268 | -8.8535
MV/LV Substation TH***095Z |  | 10 kV | _ | LV | 400 kVA :Kiosk Substation | 0.4 | --> | 0.4 | 0 | 0 | Constrained,otherwise capacity available =309kVA. | --> | 0.38 | 0 | 0.016302 | 0.41359 | 0 |  | --> | C22 ex HOWTH JUNCTION | Howth Junction [T41,T42] | GRANGE (DR) |  | 53.3887 | -6.1521
MV/LV Substation TH***096X |  | 10 kV | _ | LV | 1000 kVA :Building Structure | 1 | --> | 1 | 0 | 0 | Constrained,otherwise capacity available =500kVA. | --> | 0.95 | 0 | 0 | 0.5 | 0 |  | --> | C13 ex CHARLESTOWN | Charlestown [T41] | TONROE |  | 53.9251 | -8.8574
MV/LV Substation TH***097X |  | 10 kV | _ | LV | 400 kVA :Kiosk Substation | 0.4 | --> | 0.4 | 0.368 | 5.5 |  | --> | 0.38 | 0 | 0.002964 | 0 | 0 | Constrained,otherwise capacity available =404.8kW. | --> | C14 ex GORTLEE | Gortlee [T41,T42] | LETTERKENNY |  | 54.9548 | -7.7523
MV/LV Substation TH***098Y |  | 10 kV | _ | LV | 200 kVA :Kiosk Substation | 0.2 | --> | 0.2 | 0 | 0 | Constrained,otherwise capacity available =110kVA. | --> | 0.19 | 0 | 0.018525 | 0.21322 | 0 |  | --> | C17 ex CELBRIDGE | Celbridge [T41,T42] | GRIFFINRATH |  | 53.345 | -6.5357
MV/LV Substation TH***098Z |  | 20 kV | _ | LV | 630 kVA :Building Structure | 0.63 | --> | 0.63 | 0.5 | 1 |  | --> | 0.5985 | 0 | 0 | 0.5 | 0 |  | --> | E20 ex LONGFORD | Longford [T421,T422] | RICHMOND |  | 53.7413 | -7.8055
MV/LV Substation TH***099X |  | 10 kV | _ | LV | 50 kVA :Pole Substation | 0.05 | --> | 0.05 | 0.047 | 5.8 |  | --> | 0.0475 | 0 | 0.002964 | 0.050453 | 0 |  | --> | C20 ex OAKFIELD | Oakfield [T41,T42] | SLIGO |  | 54.3001 | -8.5802
MV/LV Substation TH***100X |  | 20 kV | _ | LV | 200 kVA :Kiosk Substation | 0.2 | --> | 0.2 | 0.167 | 1.3 |  | --> | 0.19 | 0 | 0 | 0.20495 | 0 |  | --> | C22 ex CASTLEREA | Castlerea [T41,T42] | CARRICK ON SHANNON |  | 53.8362 | -8.3808
MV/LV Substation TH***100X |  | 10 kV | _ | LV | 400 kVA :Kiosk Substation | 0.4 | --> | 0.4 | 0.362 | 0.7 |  | --> | 0.38 | 0 | 0.008151 | 0.40573 | 0 |  | --> | C16 ex RAHANS | Rahans [T41] | MOY |  | 54.1075 | -9.1478
MV/LV Substation TH***102 |  | 10 kV | _ | LV | 630 kVA :Kiosk Substation | 0.63 | --> | 0.63 | 0.343 | 4.2 |  | --> | 0.5985 | 0 | 0.00741 | 0 | 0 | Constrained,otherwise capacity available =500kW. | --> | C17 ex CHURCHTOWN | Churchtown [T41] | RATHKEALE |  | 52.4507 | -9.0613
MV/LV Substation TH***102X |  | 10 kV | _ | LV | 50 kVA :Pole Substation | 0.05 | --> | 0.05 | 0.031 | 11.9 |  | --> | 0.0475 | 0 | 0.00741 | 0.052806 | 0 |  | --> | C28 ex SALTHILL | Salthill [T101,T102] | SALTHILL |  | 53.254 | -9.1608
MV/LV Substation TH***102X |  | 10 kV | _ | LV | 1000 kVA :Building Structure | 1 | --> | 1 | 0.5 | 13.9 |  | --> | 0.95 | 0 | 0 | 0.5 | 0 |  | --> | C26 ex CENTRAL PARK | Central Park [T101,T102] | CARRICKMINES |  | 53.2774 | -6.2104
MV/LV Substation TH***102Z |  | 10 kV | _ | LV | 200 kVA :Kiosk Substation | 0.2 | --> | 0.2 | 0.177 | 6 |  | --> | 0.19 | 0 | 0.011115 | 0.20346 | 0 |  | --> | C23 ex PELLETSTOWN | Pelletstown [T101,T102] | FINGLAS |  | 53.3697 | -6.3887
MV/LV Substation TH***103 |  | 10 kV | _ | LV | 400 kVA :Kiosk Substation | 0.4 | --> | 0.4 | 0.296 | 2.4 |  | --> | 0.38 | 0 | 0.031863 | 0.41549 | 0 |  | --> | C13 ex BRAY | Bray [T41,T42] | FASSAROE |  | 53.1956 | -6.1173
MV/LV Substation TH***103Z |  | 10 kV | _ | LV | 200 kVA :Kiosk Substation | 0.2 | --> | 0.2 | 0.174 | 5.9 |  | --> | 0.19 | 0 | 0.012597 | 0.20391 | 0 |  | --> | C13 ex CASHEL | Cashel [T41,T42] | CAHIR |  | 52.5175 | -7.8769
MV/LV Substation TH***104 |  | 20 kV | _ | LV | 200 kVA :Pole Substation | 0.2 | --> | 0.2 | 0 | 0 | Constrained,otherwise capacity available =180kVA. | --> | 0.19 | 0 | 0.003705 | 0 | 0 | Constrained,otherwise capacity available =203kW. | --> | E18 ex SPRINGS | Springs [T421,T422] | DUNGARVAN |  | 52.0457 | -7.6582
MV/LV Substation TH***105Z |  | 10 kV | _ | LV | 400 kVA :Kiosk Substation | 0.4 | --> | 0.4 | 0.386 | 5.9 |  | --> | 0.38 | 0 | 0 | 0.40212 | 0 |  | --> | C13 ex CASHEL | Cashel [T41,T42] | CAHIR |  | 52.5168 | -7.8765
MV/LV Substation TH***106 |  | 10 kV | _ | LV | 400 kVA :Kiosk Substation | 0.4 | --> | 0.4 | 0.328 | 8.2 |  | --> | 0.38 | 0 | 0.003705 | 0.41079 | 0 |  | --> | C12 ex MOUNT MISERY | Mount Misery [T41,T42] | WATERFORD |  | 52.2689 | -7.1045
MV/LV Substation TH***106 |  | 10 kV | _ | LV | 100 kVA :Pole Substation | 0.1 | --> | 0.1 | 0 | 0 | Constrained,otherwise capacity available =1kVA. | --> | 0.095 | 0 | 0.003705 | 0.11396 | 0 |  | --> | C15 ex CAHIRCALLA | Cahircalla [T41,T42] | ENNIS |  | 52.8155 | -8.9634
MV/LV Substation TH***106Y |  | 10 kV | _ | LV | 200 kVA :Building Structure | 0.2 | --> | 0.2 | 0 | 0 | Constrained,otherwise capacity available =123kVA. | --> | 0.19 | 0 | 0 | 0.21137 | 0 |  | --> | C16 ex GRANGE (SR) | Grange (sr) [T41,T42] | BUTLERSTOWN |  | 52.2478 | -7.0847
MV/LV Substation TH***108X |  | 10 kV | _ | LV | 50 kVA :Pole Substation | 0.05 | --> | 0.05 | 0 | 0 | Constrained,otherwise capacity available =50kVA. | --> | 0.0475 | 0 | 0 | 0.05 | 0 |  | --> | C13 ex CHARLESTOWN | Charlestown [T41] | TONROE |  | 53.9215 | -8.8494
MV/LV Substation TH***108Z |  | 10 kV | _ | LV | 400 kVA :Kiosk Substation | 0.4 | --> | 0.4 | 0 | 0 | Constrained,otherwise capacity available =309kVA. | --> | 0.38 | 0 | 0.011115 | 0 | 0 | Constrained,otherwise capacity available =413.6kW. | --> | C16 ex PALLAS | Pallas [T41,T42] | PORTLAOISE |  | 53.038 | -7.3211
MV/LV Substation TH***108Z |  | 20 kV | _ | LV | 50 kVA :Pole Substation | 0.05 | --> | 0.05 | 0.05 | 1.7 |  | --> | 0.0475 | 0 | 0 | 0.05 | 0 |  | --> | E62 ex ATHY | Athy [T101,T102] | ATHY |  | 52.9992 | -6.954
MV/LV Substation TH***108Z |  | 10 kV | _ | LV | 400 kVA :Kiosk Substation | 0.4 | --> | 0.4 | 0 | 0 | Constrained,otherwise capacity available =309kVA. | --> | 0.38 | 0 | 0.031863 | 0.41359 | 0 |  | --> | C15 ex MALAHIDE | Malahide [T41,T42] | GLASMORE |  | 53.4324 | -6.1336
MV/LV Substation TH***109Z |  | 10 kV | _ | LV | 400 kVA :Kiosk Substation | 0.4 | --> | 0.4 | 0 | 0 | Constrained,otherwise capacity available =343kVA. | --> | 0.38 | 0 | 0 | 0.40856 | 0 |  | --> | C12 ex KILDARE | Kildare [T41,T42] | NEWBRIDGE |  | 53.1613 | -6.9077
MV/LV Substation TH***111X |  | 10 kV | _ | LV | 630 kVA :Building Structure | 0.63 | --> | 0.63 | 0.5 | 19.8 |  | --> | 0.5985 | 0 | 0 | 0.5 | 0 |  | --> | C13 ex TANEY | Taney [T101,T102] | CARRICKMINES |  | 53.2863 | -6.2345
MV/LV Substation TH***112X |  | 10 kV | _ | LV | 400 kVA :Building Structure | 0.4 | --> | 0.4 | 0.364 | 19.8 |  | --> | 0.38 | 0 | 0 | 0.40543 | 0 |  | --> | C13 ex TANEY | Taney [T101,T102] | CARRICKMINES |  | 53.2871 | -6.2361
MV/LV Substation TH***113X |  | 10 kV | _ | LV | 630 kVA :Building Structure | 0.63 | --> | 0.63 | 0.5 | 19.8 |  | --> | 0.5985 | 0 | 0 | 0.5 | 0 |  | --> | C13 ex TANEY | Taney [T101,T102] | CARRICKMINES |  | 53.2858 | -6.2357
MV/LV Substation TH***115X |  | 10 kV | _ | LV | 630 kVA :Kiosk Substation | 0.63 | --> | 0.63 | 0.32802 | 0.3 | Constrained,otherwise capacity available =439kVA. | --> | 0.5985 | 0 | 0 | 0.5 | 0 |  | --> | C12 ex ABBEYFEALE | Abbeyfeale [T42] | TRIEN |  | 52.3849 | -9.3021
MV/LV Substation TH***115Y |  | 10 kV | _ | LV | 200 kVA :Kiosk Substation | 0.2 | --> | 0.2 | 0 | 0 | Constrained,otherwise capacity available =97kVA. | --> | 0.19 | 0 | 0.032604 | 0.21506 | 0 |  | --> | C22 ex CELBRIDGE | Celbridge [T41,T42] | GRIFFINRATH |  | 53.3341 | -6.536
MV/LV Substation TH***116 |  | 10 kV | _ | LV | 400 kVA :Kiosk Substation | 0.4 | --> | 0.4 | 0.262 | 1.4 |  | --> | 0.38 | 0 | 0.02964 | 0.42043 | 0 |  | --> | C12 ex DODDER ROAD | Dodder Road [T42] | MILLTOWN (DR) |  | 53.3041 | -6.2599
MV/LV Substation TH***116X |  | 20 kV | _ | LV | 630 kVA :Kiosk Substation | 0.63 | --> | 0.63 | 0.491 | 4.4 |  | --> | 0.5985 | 0 | 0.015561 | 0 | 0 | Constrained,otherwise capacity available =500kW. | --> | E20 ex STRANORLAR | Stranorlar [T421,T422] | LETTERKENNY |  | 54.7931 | -7.7706
MV/LV Substation TH***117Y |  | 10 kV | _ | LV | 400 kVA :Kiosk Substation | 0.4 | --> | 0.4 | 0 | 0 | Constrained,otherwise capacity available =278kVA. | --> | 0.38 | 0 | 0.040014 | 0.41811 | 0 |  | --> | C22 ex BISHOPSTOWN | Bishopstown [T41,T42] | KILBARRY |  | 51.876 | -8.5286
MV/LV Substation TH***118 |  | 10 kV | _ | LV | 50 kVA :Pole Substation | 0.05 | --> | 0.05 | 0.037 | 5 |  | --> | 0.0475 | 0 | 0 | 0.051937 | 0 |  | --> | C14 ex MCDONAGH | Mcdonagh [T41,T42] | KILKENNY |  | 52.6463 | -7.2242
MV/LV Substation TH***118Z |  | 10 kV | _ | LV | 200 kVA :Kiosk Substation | 0.2 | --> | 0.2 | 0 | 0 | Constrained,otherwise capacity available =141kVA. | --> | 0.19 | 0 | 0.01482 | 0.20877 | 0 |  | --> | C19 ex LOUGHSHINNY | Loughshinny [T41,T42] | GLASMORE |  | 53.5787 | -6.1126
MV/LV Substation TH***119X |  | 10 kV | _ | LV | 200 kVA :Pole Substation | 0.2 | --> | 0.2 | 0 | 0 | Constrained,otherwise capacity available =155kVA. | --> | 0.19 | 0 | 0.003705 | 0.20672 | 0 |  | --> | C16 ex BALLAGHADERREEN | Ballaghaderreen [T41,T42] | TONROE |  | 53.907 | -8.5836
MV/LV Substation TH***121Z |  | 10 kV | _ | LV | 630 kVA :Kiosk Substation | 0.63 | --> | 0.63 | 0.13336 | 0.1 | Constrained,otherwise capacity available =500kVA. | --> | 0.5985 | 0 | 0.012597 | 0.5 | 0 |  | --> | C18 ex BALLYMAHON | Ballymahon [T41,T42] | ATHLONE |  | 53.5591 | -7.7717
MV/LV Substation TH***122 |  | 20 kV | _ | LV | 50 kVA :Pole Substation | 0.05 | --> | 0.05 | 0.043 | 3 |  | --> | 0.0475 | 0 | 0 | 0 | 0 | Constrained,otherwise capacity available =51.1kW. | --> | E14 ex MOVILLE | Moville [T421,T422] | TRILLICK |  | 55.1853 | -7.0547
MV/LV Substation TH***122Z |  | 20 kV | _ | LV | 400 kVA :Kiosk Substation | 0.4 | --> | 0.4 | 0.24 | 2 |  | --> | 0.38 | 0 | 0.009633 | 0 | 0 | Constrained,otherwise capacity available =423.6kW. | --> | E12 ex RATHKEALE | Rathkeale [T421,T422] | RATHKEALE |  | 52.4731 | -8.8614
MV/LV Substation TH***123X |  | 20 kV | _ | LV | 200 kVA :Kiosk Substation | 0.2 | --> | 0.2 | 0.184 | 4.4 |  | --> | 0.19 | 0 | 0 | 0 | 0 | Constrained,otherwise capacity available =202.4kW. | --> | E21 ex STRANORLAR | Stranorlar [T421,T422] | LETTERKENNY |  | 54.7942 | -7.7831
MV/LV Substation TH***123Y |  | 10 kV | _ | LV | 50 kVA :Pole Substation | 0.05 | --> | 0.05 | 0 | 0 | Constrained,otherwise capacity available =40kVA. | --> | 0.0475 | 0 | 0 | 0 | 0 | Constrained,otherwise capacity available =51.5kW. | --> | C16 ex PALLAS | Pallas [T41,T42] | PORTLAOISE |  | 53.0887 | -7.3696
MV/LV Substation TH***123Z |  | 10 kV | _ | LV | 200 kVA :Kiosk Substation | 0.2 | --> | 0.2 | 0 | 0 | Constrained,otherwise capacity available =129kVA. | --> | 0.19 | 0 | 0 | 0.2105 | 0 |  | --> | C17 ex LUCAN EAST | Lucan East [T41,T42] | GRANGE CASTLE |  | 53.3557 | -6.4521
MV/LV Substation TH***124 |  | 10 kV | _ | LV | 400 kVA :Kiosk Substation | 0.4 | --> | 0.4 | 0.27 | 1 |  | --> | 0.38 | 0 | 0.021489 | 0.41927 | 0 |  | --> | C16 ex TYCOR | Tycor [T41,T42] | WATERFORD |  | 52.2505 | -7.1422
MV/LV Substation TH***127X |  | 10 kV | _ | LV | 200 kVA :Kiosk Substation | 0.2 | --> | 0.2 | 0.122 | 6 |  | --> | 0.19 | 0 | 0.035568 | 0.21151 | 0 |  | --> | C17 ex TRABEG | Trabeg [T101,T102] | TRABEG |  | 51.8676 | -8.4648
MV/LV Substation TH***127Y |  | 10 kV | _ | LV | 50 kVA :Pole Substation | 0.05 | --> | 0.05 | 0 | 0 | Constrained,otherwise capacity available =45kVA. | --> | 0.0475 | 0 | 0 | 0.050753 | 0 |  | --> | C14 ex CLONAKILTY | Clonakilty [T41,T42] | DUNMANWAY |  | 51.5994 | -8.8723
MV/LV Substation TH***128Y |  | 10 kV | _ | LV | 400 kVA :Kiosk Substation | 0.4 | --> | 0.4 | 0 | 0 | Constrained,otherwise capacity available =325kVA. | --> | 0.38 | 0 | 0.018525 | 0.41123 | 0 |  | --> | C14 ex CLONAKILTY | Clonakilty [T41,T42] | DUNMANWAY |  | 51.6165 | -8.9103
MV/LV Substation TH***128Z |  | 20 kV | _ | LV | 200 kVA :Kiosk Substation | 0.2 | --> | 0.2 | 0 | 0 | Constrained,otherwise capacity available =82kVA. | --> | 0.19 | 0 | 0.056316 | 0.21716 | 0 |  | --> | E18 ex BALTRASNA | Baltrasna [T121,T122] | BALTRASNA |  | 53.5014 | -6.4595
MV/LV Substation TH***129X |  | 10 kV | _ | LV | 200 kVA :Kiosk Substation | 0.2 | --> | 0.2 | 0.060409 | 0.1 | Constrained,otherwise capacity available =163kVA. | --> | 0.19 | 0 | 0 | 0.20554 | 0 |  | --> | C18 ex TUBBERCURRY | Tubbercurry [T41,T42] | TONROE |  | 54.0537 | -8.7116
MV/LV Substation TH***130 |  | 10 kV | _ | LV | 1000 kVA :Kiosk Substation | 1 | --> | 1 | 0 | 0 | Constrained,otherwise capacity available =500kVA. | --> | 0.95 | 0 | 0 | 0.5 | 0 |  | --> | C17 ex BELGARD | Belgard [T41,T42] | COOKSTOWN |  | 53.2933 | -6.3747
MV/LV Substation TH***131 |  | 10 kV | _ | LV | 400 kVA :Kiosk Substation | 0.4 | --> | 0.4 | 0 | 0 | Constrained,otherwise capacity available =326kVA. | --> | 0.38 | 0 | 0.015561 | 0.41108 | 0 |  | --> | C15 ex LOUGHSHINNY | Loughshinny [T41,T42] | GLASMORE |  | 53.5229 | -6.0894
MV/LV Substation TH***131 |  | 20 kV | _ | LV | 100 kVA :Pole Substation | 0.1 | --> | 0.1 | 0.099 | 2.7 |  | --> | 0.095 | 0 | 0 | 0.10015 | 0 |  | --> | E12 ex OLDCASTLE | Oldcastle [T41,T422] | MULLINGAR |  | 53.7252 | -7.0932
MV/LV Substation TH***131X |  | 10 kV | _ | LV | 630 kVA :Kiosk Substation | 0.63 | --> | 0.63 | 0 | 0 | Constrained,otherwise capacity available =500kVA. | --> | 0.5985 | 0 | 0 | 0.5 | 0 |  | --> | C14 ex MULGANNON | Mulgannon [T41,T42] | WEXFORD |  | 52.3322 | -6.4584
MV/LV Substation TH***131X |  | 10 kV | _ | LV | 400 kVA :Building Structure | 0.4 | --> | 0.4 | 0.273 | 2.8 |  | --> | 0.38 | 0 | 0 | 0.41884 | 0 |  | --> | C21 ex MOUNT MERRION | Mount Merrion [T41,T42] | CARRICKMINES |  | 53.2997 | -6.2044
MV/LV Substation TH***131Y |  | 20 kV | _ | LV | 400 kVA :Kiosk Substation | 0.4 | --> | 0.4 | 0 | 0 | Constrained,otherwise capacity available =239kVA. | --> | 0.38 | 0 | 0.046683 | 0.42374 | 0 |  | --> | E11 ex GLASMORE | Glasmore [T421,T422] | GLASMORE |  | 53.4911 | -6.1352
MV/LV Substation TH***131Y |  | 10 kV | _ | LV | 200 kVA :Kiosk Substation | 0.2 | --> | 0.2 | 0.066 | 2.4 |  | --> | 0.19 | 0 | 0.017784 | 0.21937 | 0 |  | --> | C18 ex GRAIGUE | Graigue [T41,T42] | CARLOW |  | 52.8436 | -6.9476
MV/LV Substation TH***132Y |  | 10 kV | _ | LV | 400 kVA :Kiosk Substation | 0.4 | --> | 0.4 | 0 | 0 | Constrained,otherwise capacity available =318kVA. | --> | 0.38 | 0 | 0.028158 | 0.41226 | 0 |  | --> | C21 ex DOUGLAS | Douglas [T41,T42] | TRABEG |  | 51.8755 | -8.3924
MV/LV Substation TH***133 |  | 10 kV | _ | LV | 200 kVA :Kiosk Substation | 0.2 | --> | 0.2 | 0.126 | 6.4 |  | --> | 0.19 | 0 | 0.02223 | 0.21094 | 0 |  | --> | C11 ex GARRYCASTLE | Garrycastle [T41,T42] | ATHLONE |  | 53.4203 | -7.9081
MV/LV Substation TH***135 |  | 10 kV | _ | LV | 400 kVA :Kiosk Substation | 0.4 | --> | 0.4 | 0.15247 | 0.2 | Constrained,otherwise capacity available =260kVA. | --> | 0.38 | 0 | 0.051129 | 0.42072 | 0 |  | --> | C14 ex SANDYFORD | Sandyford [T41,T42] | CARRICKMINES |  | 53.2729 | -6.246
MV/LV Substation TH***135X |  | 10 kV | _ | LV | 400 kVA :Kiosk Substation | 0.4 | --> | 0.4 | 0 | 0 | Constrained,otherwise capacity available =348kVA. | --> | 0.38 | 0 | 0.020748 | 0.40782 | 0 |  | --> | C17 ex CARRIGALINE | Carrigaline [T41,T42] | BARNAHELY |  | 51.8148 | -8.375
MV/LV Substation TH***135Y |  | 10 kV | _ | LV | 200 kVA :Kiosk Substation | 0.2 | --> | 0.2 | 0.025 | 3.9 |  | --> | 0.19 | 0 | 0.045942 | 0.2249 | 0 |  | --> | C21 ex MARSHES | Marshes [T41,T42] | DUNDALK |  | 53.9601 | -6.3683
MV/LV Substation TH***135Y |  | 10 kV | _ | LV | 1000 kVA :Building Structure | 1 | --> | 1 | 0.5 | 10.9 |  | --> | 0.95 | 0 | 0 | 0.5 | 0 |  | --> | C21 ex MULLINGAR | Mullingar [T101,T102] | MULLINGAR |  | 53.526 | -7.355
MV/LV Substation TH***135Y |  | 10 kV | _ | LV | 400 kVA :Kiosk Substation | 0.4 | --> | 0.4 | 0 | 0 | Constrained,otherwise capacity available =217kVA. | --> | 0.38 | 0 | 0.015561 | 0.42687 | 0 |  | --> | C12 ex MONEYCOOLEY | Moneycooley [T41,T42,T44] | GRIFFINRATH |  | 53.3489 | -6.5507
MV/LV Substation TH***135Z |  | 10 kV | _ | LV | 400 kVA :Kiosk Substation | 0.4 | --> | 0.4 | 0 | 0 | Constrained,otherwise capacity available =284kVA. | --> | 0.38 | 0 | 0.003705 | 0.41724 | 0 |  | --> | C21 ex MONEYCOOLEY | Moneycooley [T41,T42,T44] | GRIFFINRATH |  | 53.3803 | -6.5921
MV/LV Substation TH***137Z |  | 20 kV | _ | LV | 100 kVA :Pole Substation | 0.1 | --> | 0.1 | 0.086 | 2.9 |  | --> | 0.095 | 0 | 0.002964 | 0 | 0 | Constrained,otherwise capacity available =102.1kW. | --> | E13 ex TELAYDON | Telaydon [T42,T421] | LISDRUM |  | 54.2748 | -7.0723
MV/LV Substation TH***138Y |  | 10 kV | _ | LV | 400 kVA :Kiosk Substation | 0.4 | --> | 0.4 | 0.386 | 2.4 |  | --> | 0.38 | 0 | 0 | 0.40212 | 0 |  | --> | C11 ex GRAIGUE | Graigue [T41,T42] | CARLOW |  | 52.8311 | -6.9246
MV/LV Substation TH***138Z |  | 10 kV | _ | LV | 200 kVA :Kiosk Substation | 0.2 | --> | 0.2 | 0 | 0 | Constrained,otherwise capacity available =102kVA. | --> | 0.19 | 0 | 0.024453 | 0.21436 | 0 |  | --> | C13 ex BALGADDY | Balgaddy [T41,T42] | GRANGE CASTLE |  | 53.3389 | -6.4469
MV/LV Substation TH***139X |  | 10 kV | _ | LV | 630 kVA :Kiosk Substation | 0.63 | --> | 0.63 | 0.5 | 2.2 |  | --> | 0.5985 | 0 | 0 | 0.5 | 0 |  | --> | C26 ex BAILIEBORO | Bailieboro [T41,T42] | MEATH HILL |  | 53.9156 | -6.9691
MV/LV Substation TH***139Z |  | 10 kV | _ | LV | 630 kVA :Kiosk Substation | 0.63 | --> | 0.63 | 0.5 | 1.5 |  | --> | 0.5985 | 0 | 0.003705 | 0.5 | 0 |  | --> | C11 ex SMEARLA | Smearla [T41,T42] | TRIEN |  | 52.4431 | -9.4826
MV/LV Substation TH***140X |  | 10 kV | _ | LV | 400 kVA :Kiosk Substation | 0.4 | --> | 0.4 | 0.314 | 1 |  | --> | 0.38 | 0 | 0.015561 | 0 | 0 | Constrained,otherwise capacity available =412.9kW. | --> | C15 ex BOYLE | Boyle [T41,T42] | CARRICK ON SHANNON |  | 53.9745 | -8.2815
MV/LV Substation TH***141Z |  | 10 kV | _ | LV | 200 kVA :Building Structure | 0.2 | --> | 0.2 | 0.18 | 4.6 |  | --> | 0.19 | 0 | 0.027417 | 0.20301 | 0 |  | --> | C35 ex CASTLEVIEW | Castleview [T101,T102] | CASTLEVIEW |  | 51.8972 | -8.3461
MV/LV Substation TH***142X |  | 10 kV | _ | LV | 1000 kVA :Kiosk Substation | 1 | --> | 1 | 0 | 0 | Constrained,otherwise capacity available =380kVA. | --> | 0.95 | 0 | 0 | 0.5 | 0 |  | --> | C15 ex ROCHES STREET | Roches Street [T41,T42] | LIMERICK |  | 52.6625 | -8.6311
MV/LV Substation TH***142X |  | 10 kV | _ | LV | 630 kVA :Building Structure | 0.63 | --> | 0.63 | 0 | 0 | Constrained,otherwise capacity available =500kVA. | --> | 0.5985 | 0 | 0.008151 | 0.5 | 0 |  | --> | C13 ex LOUGHLINSTOWN | Loughlinstown [T41,T42] | CARRICKMINES |  | 53.2575 | -6.1141
MV/LV Substation TH***144Y |  | 10 kV | _ | LV | 400 kVA :Kiosk Substation | 0.4 | --> | 0.4 | 0 | 0 | Constrained,otherwise capacity available =298kVA. | --> | 0.38 | 0 | 0.02964 | 0 | 0 | Constrained,otherwise capacity available =415.2kW. | --> | C24 ex TINAHASK | Tinahask [T41,T42] | ARKLOW |  | 52.7857 | -6.166
MV/LV Substation TH***145X |  | 10 kV | _ | LV | 400 kVA :Kiosk Substation | 0.4 | --> | 0.4 | 0 | 0 | Constrained,otherwise capacity available =329kVA. | --> | 0.38 | 0 | 0 | 0.41064 | 0 |  | --> | C11 ex BALLAGHADERREEN | Ballaghaderreen [T41,T42] | TONROE |  | 53.8993 | -8.5731
MV/LV Substation TH***146X |  | 10 kV | _ | LV | 50 kVA :Pole Substation | 0.05 | --> | 0.05 | 0.01 | 1.5 |  | --> | 0.0475 | 0 | 0 | 0.055725 | 0 |  | --> | C18 ex SHERCOCK | Shercock [T41,T42] | MEATH HILL |  | 53.998 | -6.8908
MV/LV Substation TH***147Z |  | 10 kV | _ | LV | 1000 kVA :Building Structure | 1 | --> | 1 | 0 | 0 | Constrained,otherwise capacity available =500kVA. | --> | 0.95 | 0 | 0 | 0.5 | 0 |  | --> | C22 ex ROCHES STREET | Roches Street [T41,T42] | LIMERICK |  | 52.6633 | -8.6287
MV/LV Substation TH***148Z |  | 10 kV | _ | LV | 400 kVA :Kiosk Substation | 0.4 | --> | 0.4 | 0 | 0 | Constrained,otherwise capacity available =315kVA. | --> | 0.38 | 0 | 0.008151 | 0.41271 | 0 |  | --> | E41 ex KINSALE | Kinsale [T423] | TRABEG |  | 51.7022 | -8.5293
MV/LV Substation TH***150 |  | 20 kV | _ | LV | 100 kVA :Pole Substation | 0.1 | --> | 0.1 | 0 | 0 | Constrained,otherwise capacity available =62kVA. | --> | 0.095 | 0 | 0.003705 | 0 | 0 | Constrained,otherwise capacity available =105.6kW. | --> | E13 ex ABBEYLEIX | Abbeyleix [T422] | PORTLAOISE |  | 52.9103 | -7.3347
MV/LV Substation TH***150X |  | 20 kV | _ | LV | 200 kVA :Pole Substation | 0.2 | --> | 0.2 | 0 | 0 | Constrained,otherwise capacity available =107kVA. | --> | 0.19 | 0 | 0.008151 | 0.21365 | 0 |  | --> | E15 ex ASHBOURNE | Ashbourne [T421,T422] | FINGLAS |  | 53.5035 | -6.4005
MV/LV Substation TH***151Y |  | 10 kV | _ | LV | 100 kVA :Pole Substation | 0.1 | --> | 0.1 | 0 | 0 | Constrained,otherwise capacity available =94kVA. | --> | 0.095 | 0 | 0 | 0.10091 | 0 |  | --> | C22 ex CELBRIDGE | Celbridge [T41,T42] | GRIFFINRATH |  | 53.3361 | -6.5434
MV/LV Substation TH***151Z |  | 20 kV | _ | LV | 630 kVA :Building Structure | 0.63 | --> | 0.63 | 0 | 0 | Constrained,otherwise capacity available =500kVA. | --> | 0.5985 | 0 | 0.002964 | 0 | 0 | Constrained,otherwise capacity available =500kW. | --> | E12 ex PORTLAOISE | Portlaoise [T423,T424] | PORTLAOISE |  | 53.0177 | -7.1504
MV/LV Substation TH***153 |  | 10 kV | _ | LV | 400 kVA :Building Structure | 0.4 | --> | 0.4 | 0 | 0 | Constrained,otherwise capacity available =143kVA. | --> | 0.38 | 0 | 0 | 0 | 0 | Constrained,otherwise capacity available =437.2kW. | --> | C12 ex COLLIGAN | Colligan [T41,T42] | DUNGARVAN |  | 52.0904 | -7.6197
MV/LV Substation TH***157X |  | 20 kV | _ | LV | 100 kVA :Pole Substation | 0.1 | --> | 0.1 | 0.052 | 2 |  | --> | 0.095 | 0 | 0 | 0 | 0 | Constrained,otherwise capacity available =107kW. | --> | E17 ex BALLYMACARRY | Ballymacarry [T421] | TRILLICK |  | 55.0829 | -7.4565
MV/LV Substation TH***158 |  | 10 kV | _ | LV | 200 kVA :Kiosk Substation | 0.2 | --> | 0.2 | 0 | 0 | Constrained,otherwise capacity available =157kVA. | --> | 0.19 | 0 | 0.003705 | 0.20643 | 0 |  | --> | C12 ex CRANMORE | Cranmore [T41,T42] | SLIGO |  | 54.259 | -8.4626
MV/LV Substation TH***159 |  | 10 kV | _ | LV | 630 kVA :Building Structure | 0.63 | --> | 0.63 | 0.5 | 0.8 |  | --> | 0.5985 | 0 | 0 | 0.5 | 0 |  | --> | C13 ex MANOR STREET | Manor Street [T41,T42] | WATERFORD |  | 52.2591 | -7.1067
MV/LV Substation TH***159X |  | 20 kV | _ | LV | 100 kVA :Pole Substation | 0.1 | --> | 0.1 | 0.07 | 2.1 |  | --> | 0.095 | 0 | 0 | 0 | 0 | Constrained,otherwise capacity available =104.5kW. | --> | E17 ex LISDRUM | Lisdrum [T422] | LISDRUM |  | 54.2158 | -7.0429
MV/LV Substation TH***163 |  | 20 kV | _ | LV | 100 kVA :Pole Substation | 0.1 | --> | 0.1 | 0.054 | 0.6 |  | --> | 0.095 | 0 | 0 | 0 | 0 | Constrained,otherwise capacity available =106.8kW. | --> | E19 ex LAWLESSTOWN | Lawlesstown [T42,T421] | DOON |  | 52.4688 | -7.6905
MV/LV Substation TH***163Z |  | 20 kV | _ | LV | 50 kVA :Pole Substation | 0.05 | --> | 0.05 | 0.042 | 5.9 |  | --> | 0.0475 | 0 | 0 | 0.0512 | 0 |  | --> | C14 ex CASHEL | Cashel [T41,T42] | CAHIR |  | 52.5682 | -7.8918
MV/LV Substation TH***166 |  | 10 kV | _ | LV | 200 kVA :Kiosk Substation | 0.2 | --> | 0.2 | 0.137 | 12.2 |  | --> | 0.19 | 0 | 0.020007 | 0.20935 | 0 |  | --> | C17 ex BALLYBEG | Ballybeg [T101,T102] | CARRICKMINES |  | 52.9472 | -6.0246
MV/LV Substation TH***166Y |  | 10 kV | _ | LV | 200 kVA :Kiosk Substation | 0.2 | --> | 0.2 | 0 | 0 | Constrained,otherwise capacity available =166kVA. | --> | 0.19 | 0 | 0.002964 | 0.2051 | 0 |  | --> | C18 ex HEADFORD | Headford [T41,T42] | CLOON |  | 53.4699 | -9.0982
MV/LV Substation TH***167X |  | 10 kV | _ | LV | 200 kVA :Pole Substation | 0.2 | --> | 0.2 | 0 | 0 | Constrained,otherwise capacity available =180kVA. | --> | 0.19 | 0 | 0.004446 | 0 | 0 | Constrained,otherwise capacity available =203kW. | --> | C19 ex MILFORD (NR) | Milford (nr) [T41,T42] | LETTERKENNY |  | 55.0944 | -7.5425
MV/LV Substation TH***168X |  | 10 kV | _ | LV | 630 kVA :Kiosk Substation | 0.63 | --> | 0.63 | 0.5 | 1.3 |  | --> | 0.5985 | 0 | 0 | 0.5 | 0 |  | --> | C18 ex CASTLEREA | Castlerea [T41,T42] | CARRICK ON SHANNON |  | 53.7692 | -8.4959
MV/LV Substation TH***169 |  | 10 kV | _ | LV | 200 kVA :Pole Substation | 0.2 | --> | 0.2 | 0.145 | 18.8 |  | --> | 0.19 | 0 | 0.009633 | 0.20818 | 0 |  | --> | E11 ex HARTNETTS CROSS | Hartnetts Cross [T121,T422] | HARTNETTS CROSS |  | 51.9046 | -8.9465
MV/LV Substation TH***169X |  | 10 kV | _ | LV | 50 kVA :Pole Substation | 0.05 | --> | 0.05 | 0.035 | 1 |  | --> | 0.0475 | 0 | 0.004446 | 0 | 0 | Constrained,otherwise capacity available =52.2kW. | --> | C15 ex BOYLE | Boyle [T41,T42] | CARRICK ON SHANNON |  | 53.9814 | -8.2921
MV/LV Substation TH***169X |  | 10 kV | _ | LV | 50 kVA :Pole Substation | 0.05 | --> | 0.05 | 0 | 0 | Constrained,otherwise capacity available =31kVA. | --> | 0.0475 | 0 | 0 | 0.052806 | 0 |  | --> | C14 ex CARRICK ON SHANNON | Carrick On Shannon [T41,T42] | CARRICK ON SHANNON |  | 53.9554 | -8.0884
MV/LV Substation TH***170Y |  | 10 kV | _ | LV | 400 kVA :Kiosk Substation | 0.4 | --> | 0.4 | 0 | 0 | Constrained,otherwise capacity available =283kVA. | --> | 0.38 | 0 | 0.025935 | 0.41739 | 0 |  | --> | C22 ex MIDLETON | Midleton [T101,T102] | MIDLETON |  | 51.9043 | -8.1696
MV/LV Substation TH***171 |  | 10 kV | _ | LV | 630 kVA :Kiosk Substation | 0.63 | --> | 0.63 | 0.365 | 13.4 |  | --> | 0.5985 | 0 | 0.003705 | 0.5 | 0 |  | --> | C17 ex POTTERY ROAD | Pottery Road [T101,T102] | CARRICKMINES |  | 53.2764 | -6.139
MV/LV Substation TH***171X |  | 10 kV | _ | LV | 200 kVA :Kiosk Substation | 0.2 | --> | 0.2 | 0.156 | 3.9 |  | --> | 0.19 | 0 | 0.019266 | 0.20657 | 0 |  | --> | C20 ex MARSHES | Marshes [T41,T42] | DUNDALK |  | 53.9679 | -6.3696
MV/LV Substation TH***172Y |  | 10 kV | _ | LV | 200 kVA :Kiosk Substation | 0.2 | --> | 0.2 | 0 | 0 | Constrained,otherwise capacity available =178kVA. | --> | 0.19 | 0 | 0.01482 | 0.20331 | 0 |  | --> | C16 ex BALLINACURRA | Ballinacurra [T41,T42] | LIMERICK |  | 52.632 | -8.6372
MV/LV Substation TH***175X |  | 20 kV | _ | LV | 200 kVA :Pole Substation | 0.2 | --> | 0.2 | 0 | 0 | Constrained,otherwise capacity available =181kVA. | --> | 0.19 | 0 | 0 | 0 | 0 | Constrained,otherwise capacity available =202.9kW. | --> | E14 ex BUNCRANA | Buncrana [T421,T422] | TRILLICK |  | 55.1454 | -7.4535
MV/LV Substation TH***175Y |  | 10 kV | _ | LV | 1000 kVA :Building Structure | 1 | --> | 1 | 0 | 0 | Constrained,otherwise capacity available =500kVA. | --> | 0.95 | 0 | 0 | 0.5 | 0 |  | --> | C11 ex BALLINACURRA | Ballinacurra [T41,T42] | LIMERICK |  | 52.66 | -8.637
MV/LV Substation TH***175Y |  | 10 kV | _ | LV | 400 kVA :Kiosk Substation | 0.4 | --> | 0.4 | 0.303 | 4.2 |  | --> | 0.38 | 0 | 0 | 0.41447 | 0 |  | --> | C19 ex ERRIGAL | Errigal [T41,T422] | SHANKILL |  | 54.0734 | -7.0797
MV/LV Substation TH***177X |  | 10 kV | _ | LV | 50 kVA :Pole Substation | 0.05 | --> | 0.05 | 0 | 0 | Constrained,otherwise capacity available =34kVA. | --> | 0.0475 | 0 | 0 | 0.052373 | 0 |  | --> | C17 ex MOUNTGORRY | Mountgorry [T41,T42] | GRANGE (DR) |  | 53.4543 | -6.1718
MV/LV Substation TH***177Z |  | 20 kV | _ | LV | 200 kVA :Kiosk Substation | 0.2 | --> | 0.2 | 0.166 | 1.3 |  | --> | 0.19 | 0 | 0.002964 | 0.2051 | 0 |  | --> | C17 ex ROOSKY | Roosky [T41] | RICHMOND |  | 53.7744 | -8.1163
MV/LV Substation TH***178Y |  | 10 kV | _ | LV | 200 kVA :Kiosk Substation | 0.2 | --> | 0.2 | 0 | 0 | Constrained,otherwise capacity available =193kVA. | --> | 0.19 | 0 | 0 | 0.20106 | 0 |  | --> | C16 ex TRAMORE | Tramore [T41,T42] | BUTLERSTOWN |  | 52.164 | -7.144
MV/LV Substation TH***179Y |  | 10 kV | _ | LV | 50 kVA :Pole Substation | 0.05 | --> | 0.05 | 0 | 0 | Constrained,otherwise capacity available =50kVA. | --> | 0.0475 | 0 | 0 | 0.05 | 0 |  | --> | C26 ex MONEYCOOLEY | Moneycooley [T41,T42,T44] | GRIFFINRATH |  | 53.3787 | -6.6251
MV/LV Substation TH***179Z |  | 20 kV | _ | LV | 400 kVA :Building Structure | 0.4 | --> | 0.4 | 0.358 | 1 |  | --> | 0.38 | 0 | 0 | 0.40633 | 0 |  | --> | E20 ex LONGFORD | Longford [T421,T422] | RICHMOND |  | 53.7416 | -7.8037
MV/LV Substation TH***179Z |  | 10 kV | _ | LV | 630 kVA :Kiosk Substation | 0.63 | --> | 0.63 | 0.5 | 9.5 |  | --> | 0.5985 | 0 | 0 | 0.5 | 0 |  | --> | C12 ex BANDON | Bandon [T101,T42] | BANDON |  | 51.7466 | -8.7374
MV/LV Substation TH***181Y |  | 10 kV | _ | LV | 400 kVA :Kiosk Substation | 0.4 | --> | 0.4 | 0 | 0 | Constrained,otherwise capacity available =311kVA. | --> | 0.38 | 0 | 0.022971 | 0.41329 | 0 |  | --> | C25 ex TRAMORE | Tramore [T41,T42] | BUTLERSTOWN |  | 52.156 | -7.163
MV/LV Substation TH***184X |  | 10 kV | _ | LV | 630 kVA :Building Structure | 0.63 | --> | 0.63 | 0 | 0 | Constrained,otherwise capacity available =500kVA. | --> | 0.5985 | 0 | 0 | 0.5 | 0 |  | --> | C17 ex BELFIELD | Belfield [T41,T42] | BLACKROCK |  | 53.3145 | -6.2079
MV/LV Substation TH***184Y |  | 10 kV | _ | LV | 630 kVA :Kiosk Substation | 0.63 | --> | 0.63 | 0.428 | 3 |  | --> | 0.5985 | 0 | 0.005187 | 0.5 | 0 |  | --> | C18 ex RAMSTOWN | Ramstown [T41,T42] | CRANE |  | 52.6742 | -6.2958
MV/LV Substation TH***185X |  | 10 kV | _ | LV | 630 kVA :Building Structure | 0.63 | --> | 0.63 | 0 | 0 | Constrained,otherwise capacity available =500kVA. | --> | 0.5985 | 0 | 0 | 0.5 | 0 |  | --> | C17 ex BELFIELD | Belfield [T41,T42] | BLACKROCK |  | 53.3145 | -6.2079
MV/LV Substation TH***186 |  | 10 kV | _ | LV | 50 kVA :Pole Substation | 0.05 | --> | 0.05 | 0.04 | 0.3 |  | --> | 0.0475 | 0 | 0 | 0.051496 | 0 |  | --> | C18 ex BALLYMOTE | Ballymote [T41] | SLIGO |  | 54.0866 | -8.5086
MV/LV Substation TH***186X |  | 10 kV | _ | LV | 400 kVA :Kiosk Substation | 0.4 | --> | 0.4 | 0 | 0 | Constrained,otherwise capacity available =384kVA. | --> | 0.38 | 0 | 0.010374 | 0.40242 | 0 |  | --> | C13 ex SPIDDAL | Spiddal [T42] | SCREEB |  | 53.2488 | -9.2166
MV/LV Substation TH***186X |  | 10 kV | _ | LV | 1000 kVA :Building Structure | 1 | --> | 1 | 0 | 0 | Constrained,otherwise capacity available =500kVA. | --> | 0.95 | 0 | 0 | 0.5 | 0 |  | --> | C17 ex BELFIELD | Belfield [T41,T42] | BLACKROCK |  | 53.313 | -6.2071
MV/LV Substation TH***186Z |  | 10 kV | _ | LV | 200 kVA :Kiosk Substation | 0.2 | --> | 0.2 | 0 | 0 | Constrained,otherwise capacity available =106kVA. | --> | 0.19 | 0 | 0.00741 | 0.21379 | 0 |  | --> | C11 ex MORRISTOWN | Morristown [T41,T42] | NEWBRIDGE |  | 53.1715 | -6.8159
MV/LV Substation TH***187X |  | 10 kV | _ | LV | 630 kVA :Kiosk Substation | 0.63 | --> | 0.63 | 0 | 0 | Constrained,otherwise capacity available =500kVA. | --> | 0.5985 | 0 | 0 | 0.5 | 0 |  | --> | C18 ex ATHBOY | Athboy [T42] | NAVAN |  | 53.6208 | -6.9203
MV/LV Substation TH***187Z |  | 10 kV | _ | LV | 50 kVA :Pole Substation | 0.05 | --> | 0.05 | 0 | 0 | Constrained,otherwise capacity available =49kVA. | --> | 0.0475 | 0 | 0 | 0.050152 | 0 |  | --> | C11 ex CARRIGALINE | Carrigaline [T41,T42] | BARNAHELY |  | 51.8282 | -8.3495
MV/LV Substation TH***189 |  | 10 kV | _ | LV | 200 kVA :Building Structure | 0.2 | --> | 0.2 | 0 | 0 | Constrained,otherwise capacity available =180kVA. | --> | 0.19 | 0 | 0.003705 | 0.20301 | 0 |  | --> | C11 ex BALLINACURRA | Ballinacurra [T41,T42] | LIMERICK |  | 52.6596 | -8.6387
MV/LV Substation TH***191Y |  | 10 kV | _ | LV | 200 kVA :Kiosk Substation | 0.2 | --> | 0.2 | 0 | 0 | Constrained,otherwise capacity available =112kVA. | --> | 0.19 | 0 | 0.012597 | 0.21294 | 0 |  | --> | C23 ex MACETOWN | Macetown [T101,T102] | MACETOWN |  | 53.423 | -6.4742
MV/LV Substation TH***192 |  | 10 kV | _ | LV | 50 kVA :Pole Substation | 0.05 | --> | 0.05 | 0 | 0 | Constrained,otherwise capacity available =47kVA. | --> | 0.0475 | 0 | 0 | 0.050453 | 0 |  | --> | C15 ex MALAHIDE | Malahide [T41,T42] | GLASMORE |  | 53.4154 | -6.1274
MV/LV Substation TH***192X |  | 10 kV | _ | LV | 630 kVA :Kiosk Substation | 0.63 | --> | 0.63 | 0.5 | 1.3 |  | --> | 0.5985 | 0 | 0 | 0.5 | 0 |  | --> | C18 ex CASTLEREA | Castlerea [T41,T42] | CARRICK ON SHANNON |  | 53.7699 | -8.4958
MV/LV Substation TH***195 |  | 10 kV | _ | LV | 400 kVA :Kiosk Substation | 0.4 | --> | 0.4 | 0 | 0 | Constrained,otherwise capacity available =264kVA. | --> | 0.38 | 0 | 0.024453 | 0.42014 | 0 |  | --> | C11 ex MORRISTOWN | Morristown [T41,T42] | NEWBRIDGE |  | 53.1745 | -6.8129
MV/LV Substation TH***195Y |  | 10 kV | _ | LV | 200 kVA :Kiosk Substation | 0.2 | --> | 0.2 | 0 | 0 | Constrained,otherwise capacity available =133kVA. | --> | 0.19 | 0 | 0.006669 | 0.20993 | 0 |  | --> | C11 ex HOLYCROSS ROAD | Holycross Road [T41,T42] | THURLES |  | 52.6701 | -7.8061
MV/LV Substation TH***196 |  | 10 kV | _ | LV | 200 kVA :Pole Substation | 0.2 | --> | 0.2 | 0 | 0 | Constrained,otherwise capacity available =194kVA. | --> | 0.19 | 0 | 0 | 0.20091 | 0 |  | --> | C15 ex SCARTEEN | Scarteen [T41,T42] | MALLOW |  | 52.1137 | -8.663
MV/LV Substation TH***197X |  | 10 kV | _ | LV | 400 kVA :Kiosk Substation | 0.4 | --> | 0.4 | 0.293 | 0.4 |  | --> | 0.38 | 0 | 0.002223 | 0.41593 | 0 |  | --> | C18 ex CARRICKMINES | Carrickmines [T41,T42] | CARRICKMINES |  | 53.2561 | -6.2184
MV/LV Substation TH***199 |  | 10 kV | _ | LV | 630 kVA :Building Structure | 0.63 | --> | 0.63 | 0 | 0 | Constrained,otherwise capacity available =217kVA. | --> | 0.5985 | 0 | 0 | 0.5 | 0 |  | --> | C12 ex FAIRHILL | Fairhill [T42] | KILBARRY |  | 51.9015 | -8.4676
MV/LV Substation TH***200X |  | 10 kV | _ | LV | 400 kVA :Kiosk Substation | 0.4 | --> | 0.4 | 0.286 | 3.9 |  | --> | 0.38 | 0 | 0.042237 | 0.41695 | 0 |  | --> | C20 ex MARSHES | Marshes [T41,T42] | DUNDALK |  | 53.9688 | -6.3649
MV/LV Substation TH***202X |  | 20 kV | _ | LV | 400 kVA :Kiosk Substation | 0.4 | --> | 0.4 | 0 | 0 | Constrained,otherwise capacity available =329kVA. | --> | 0.38 | 0 | 0.008892 | 0.41064 | 0 |  | --> | E16 ex PATRICKSWELL | Patrickswell [T421,T422] | LIMERICK |  | 52.5578 | -8.7904
MV/LV Substation TH***202Y |  | 10 kV | _ | LV | 50 kVA :Pole Substation | 0.05 | --> | 0.05 | 0 | 0 | Constrained,otherwise capacity available =50kVA. | --> | 0.0475 | 0 | 0 | 0.05 | 0 |  | --> | C16 ex CLONES | Clones [T41,T42] | SHANKILL |  | 54.1789 | -7.234
MV/LV Substation TH***202Z |  | 10 kV | _ | LV | 400 kVA :Kiosk Substation | 0.4 | --> | 0.4 | 0 | 0 | Constrained,otherwise capacity available =304kVA. | --> | 0.38 | 0 | 0.004446 | 0.41432 | 0 |  | --> | C21 ex MALAHIDE | Malahide [T41,T42] | GLASMORE |  | 53.4511 | -6.1525
MV/LV Substation TH***203Z |  | 10 kV | _ | LV | 400 kVA :Kiosk Substation | 0.4 | --> | 0.4 | 0 | 0 | Constrained,otherwise capacity available =317kVA. | --> | 0.38 | 0 | 0.032604 | 0.41241 | 0 |  | --> | C15 ex LOUGHSHINNY | Loughshinny [T41,T42] | GLASMORE |  | 53.5341 | -6.0934
MV/LV Substation TH***204X |  | 10 kV | _ | LV | 200 kVA :Pole Substation | 0.2 | --> | 0.2 | 0.198 | 0.2 |  | --> | 0.19 | 0 | 0.055575 | 0 | 0 | Constrained,otherwise capacity available =200.3kW. | --> | C11 ex ROSSGEIR | Rossgeir [T41,T42] | LETTERKENNY |  | 54.8173 | -7.5123
MV/LV Substation TH***207 |  | 10 kV | _ | LV | 200 kVA :Kiosk Substation | 0.2 | --> | 0.2 | 0.157 | 12.2 |  | --> | 0.19 | 0 | 0.023712 | 0.20643 | 0 |  | --> | C17 ex BALLYBEG | Ballybeg [T101,T102] | CARRICKMINES |  | 52.971 | -6.0263
MV/LV Substation TH***207Y |  | 10 kV | _ | LV | 1000 kVA :Building Structure | 1 | --> | 1 | 0 | 0 | Constrained,otherwise capacity available =500kVA. | --> | 0.95 | 0 | 0 | 0.5 | 0 |  | --> | C16 ex CLONAKILTY | Clonakilty [T41,T42] | DUNMANWAY |  | 51.6216 | -8.8832
MV/LV Substation TH***208 |  | 10 kV | _ | LV | 200 kVA :Kiosk Substation | 0.2 | --> | 0.2 | 0.188 | 12.2 |  | --> | 0.19 | 0 | 0.010374 | 0.20181 | 0 |  | --> | C25 ex BALLYBEG | Ballybeg [T101,T102] | CARRICKMINES |  | 52.9831 | -6.0598
MV/LV Substation TH***208 |  | 10 kV | _ | LV | 400 kVA :Kiosk Substation | 0.4 | --> | 0.4 | 0 | 0 | Constrained,otherwise capacity available =115kVA. | --> | 0.38 | 0 | 0.003705 | 0.44106 | 0 |  | --> | C13 ex INCHICORE NORTH | Inchicore North [T41] | INCHICORE 220KV |  | 53.3408 | -6.3476
MV/LV Substation TH***208X |  | 10 kV | _ | LV | 400 kVA :Kiosk Substation | 0.4 | --> | 0.4 | 0 | 0 | Constrained,otherwise capacity available =259kVA. | --> | 0.38 | 0 | 0.028899 | 0.42086 | 0 |  | --> | C15 ex TRIM | Trim [T41,T42] | NAVAN |  | 53.5642 | -6.8017
MV/LV Substation TH***208X |  | 10 kV | _ | LV | 400 kVA :Building Structure | 0.4 | --> | 0.4 | 0 | 0 | Constrained,otherwise capacity available =364kVA. | --> | 0.38 | 0 | 0.003705 | 0.40543 | 0 |  | --> | C16 ex LITTLE BRAY | Little Bray [T41,T42] | FASSAROE |  | 53.2391 | -6.1314
MV/LV Substation TH***209 |  | 10 kV | _ | LV | 100 kVA :Pole Substation | 0.1 | --> | 0.1 | 0 | 0 | Constrained,otherwise capacity available =92kVA. | --> | 0.095 | 0 | 0 | 0.072493 | 0 | Constrained,otherwise capacity available =101.2kW. | --> | C16 ex TOOMEVARA | Toomevara [T42] | NENAGH |  | 52.8567 | -7.946
MV/LV Substation TH***209 |  | 10 kV | _ | LV | 200 kVA :Kiosk Substation | 0.2 | --> | 0.2 | 0 | 0 | Constrained,otherwise capacity available =108kVA. | --> | 0.19 | 0 | 0.00741 | 0.21351 | 0 |  | --> | C16 ex TALBOTS INCH | Talbots Inch [T41,T42] | KILKENNY |  | 52.6648 | -7.2626
MV/LV Substation TH***209X |  | 10 kV | _ | LV | 630 kVA :Kiosk Substation | 0.63 | --> | 0.63 | 0.419 | 2.3 |  | --> | 0.5985 | 0 | 0 | 0.5 | 0 |  | --> | C21 ex BALLYRICKARD | Ballyrickard [T41,T42] | TRALEE |  | 52.2677 | -9.7073
MV/LV Substation TH***210 |  | 10 kV | _ | LV | 200 kVA :Kiosk Substation | 0.2 | --> | 0.2 | 0.157 | 4.6 |  | --> | 0.19 | 0 | 0.047424 | 0.20643 | 0 |  | --> | C39 ex CASTLEVIEW | Castleview [T101,T102] | CASTLEVIEW |  | 51.9033 | -8.3506
MV/LV Substation TH***211Z |  | 10 kV | _ | LV | 200 kVA :Building Structure | 0.2 | --> | 0.2 | 0 | 0 | Constrained,otherwise capacity available =175kVA. | --> | 0.19 | 0 | 0 | 0.20376 | 0 |  | --> | C17 ex RATHMULLAN | Rathmullan [T41,T42] | DRYBRIDGE |  | 53.7156 | -6.3717
MV/LV Substation TH***212Y |  | 20 kV | _ | LV | 200 kVA :Kiosk Substation | 0.2 | --> | 0.2 | 0.13 | 3.5 |  | --> | 0.19 | 0 | 0.034827 | 0 | 0 | Constrained,otherwise capacity available =210.4kW. | --> | E11 ex DUNFIRTH | Dunfirth [T122] | DUNFIRTH |  | 53.4001 | -6.8595
MV/LV Substation TH***212Y |  | 10 kV | _ | LV | 400 kVA :Kiosk Substation | 0.4 | --> | 0.4 | 0 | 0 | Constrained,otherwise capacity available =268kVA. | --> | 0.38 | 0 | 0.045201 | 0.41956 | 0 |  | --> | C13 ex DOCK ROAD | Dock Road [T41,T42] | LIMERICK |  | 52.6297 | -8.6664
MV/LV Substation TH***214X |  | 10 kV | _ | LV | 200 kVA :Kiosk Substation | 0.2 | --> | 0.2 | 0 | 0 | Constrained,otherwise capacity available =139kVA. | --> | 0.19 | 0 | 0 | 0.20906 | 0 |  | --> | C12 ex KILSARAN | Kilsaran [T42] | DRYBRIDGE |  | 53.8834 | -6.3452
MV/LV Substation TH***218X |  | 10 kV | _ | LV | 400 kVA :Kiosk Substation | 0.4 | --> | 0.4 | 0 | 0 | Constrained,otherwise capacity available =310kVA. | --> | 0.38 | 0 | 0.005928 | 0.41344 | 0 |  | --> | C16 ex DUNLEER | Dunleer [T41,T42] | DRYBRIDGE |  | 53.8329 | -6.3935
MV/LV Substation TH***225 |  | 20 kV | _ | LV | 400 kVA :Kiosk Substation | 0.4 | --> | 0.4 | 0.361 | 1.8 |  | --> | 0.38 | 0 | 0 | 0.40588 | 0 |  | --> | E18 ex BIRDHILL | Birdhill [T421,T422] | ARDNACRUSHA |  | 52.7194 | -8.4992
MV/LV Substation TH***226Z |  | 10 kV | _ | LV | 400 kVA :Kiosk Substation | 0.4 | --> | 0.4 | 0.33 | 3.3 |  | --> | 0.38 | 0 | 0 | 0.41049 | 0 |  | --> | C17 ex GLEBE | Glebe [T41,T42] | RICHMOND |  | 53.7187 | -7.7908
MV/LV Substation TH***227X |  | 20 kV | _ | LV | 200 kVA :Kiosk Substation | 0.2 | --> | 0.2 | 0.12 | 1.3 |  | --> | 0.19 | 0 | 0.021489 | 0.2118 | 0 |  | --> | E23 ex ATHBOY | Athboy [T423] | NAVAN |  | 53.5342 | -6.9585
MV/LV Substation TH***228X |  | 10 kV | _ | LV | 200 kVA :Kiosk Substation | 0.2 | --> | 0.2 | 0.137 | 0.8 |  | --> | 0.19 | 0 | 0.047424 | 0.20935 | 0 |  | --> | C11 ex MANOR STREET | Manor Street [T41,T42] | WATERFORD |  | 52.2524 | -7.0698
MV/LV Substation TH***228X |  | 10 kV | _ | LV | 100 kVA :Pole Substation | 0.1 | --> | 0.1 | 0.068 | 2.8 |  | --> | 0.095 | 0 | 0 | 0.10475 | 0 |  | --> | C20 ex CASTLEBLAYNEY | Castleblayney [T41,T42] | DUNDALK |  | 54.1155 | -6.7459
MV/LV Substation TH***231Y |  | 10 kV | _ | LV | 200 kVA :Kiosk Substation | 0.2 | --> | 0.2 | 0 | 0 | Constrained,otherwise capacity available =187kVA. | --> | 0.19 | 0 | 0 | 0.20196 | 0 |  | --> | C12 ex GRANGE (SR) | Grange (sr) [T41,T42] | BUTLERSTOWN |  | 52.2412 | -7.1137
MV/LV Substation TH***231Z |  | 10 kV | _ | LV | 50 kVA :Pole Substation | 0.05 | --> | 0.05 | 0.049 | 10.9 |  | --> | 0.0475 | 0 | 0 | 0.050152 | 0 |  | --> | C13 ex MULLINGAR | Mullingar [T101,T102] | MULLINGAR |  | 53.5732 | -7.3258
MV/LV Substation TH***232X |  | 10 kV | _ | LV | 400 kVA :Kiosk Substation | 0.4 | --> | 0.4 | 0 | 0 | Constrained,otherwise capacity available =279kVA. | --> | 0.38 | 0 | 0.004446 | 0.41797 | 0 |  | --> | C13 ex MONEENAGEISHA | Moneenageisha [T41,T42] | GALWAY 110KV |  | 53.2798 | -9.0372
MV/LV Substation TH***235X |  | 10 kV | _ | LV | 100 kVA :Pole Substation | 0.1 | --> | 0.1 | 0.06 | 6.2 |  | --> | 0.095 | 0 | 0.02223 | 0.1059 | 0 |  | --> | C24 ex CAHIR | Cahir [T41,T42] | CAHIR |  | 52.4407 | -7.8815
MV/LV Substation TH***235Z |  | 20 kV | _ | LV | 50 kVA :Pole Substation | 0.05 | --> | 0.05 | 0.046 | 0.1 |  | --> | 0.0475 | 0 | 0 | 0.050604 | 0 |  | --> | E12 ex KILCULLEN | Kilcullen [T41,T42,T424] | STRATFORD |  | 53.0905 | -6.8069
MV/LV Substation TH***236X |  | 20 kV | _ | LV | 200 kVA :Kiosk Substation | 0.2 | --> | 0.2 | 0 | 0 | Constrained,otherwise capacity available =172kVA. | --> | 0.19 | 0 | 0.001482 | 0.20421 | 0 |  | --> | C12 ex DUNLEER | Dunleer [T41,T42] | DRYBRIDGE |  | 53.7939 | -6.2401
MV/LV Substation TH***236X |  | 20 kV | _ | LV | 200 kVA :Kiosk Substation | 0.2 | --> | 0.2 | 0.175 | 3.6 |  | --> | 0.19 | 0 | 0.003705 | 0.20376 | 0 |  | --> | E20 ex ENNISCRONE | Enniscrone [T421,T422] | MOY |  | 54.2129 | -9.0802
MV/LV Substation TH***236X |  | 10 kV | _ | LV | 630 kVA :Building Structure | 0.63 | --> | 0.63 | 0.5 | 4.6 |  | --> | 0.5985 | 0 | 0 | 0.5 | 0 |  | --> | C18 ex DUN LAOGHAIRE | Dun Laoghaire [T41,T42] | BLACKROCK |  | 53.2944 | -6.1406
MV/LV Substation TH***237 |  | 20 kV | _ | LV | 200 kVA :Pole Substation | 0.2 | --> | 0.2 | 0.17 | 3 |  | --> | 0.19 | 0 | 0.008151 | 0 | 0 | Constrained,otherwise capacity available =204.5kW. | --> | E12 ex MOVILLE | Moville [T421,T422] | TRILLICK |  | 55.2055 | -6.9919
MV/LV Substation TH***239 |  | 20 kV | _ | LV | 50 kVA :Pole Substation | 0.05 | --> | 0.05 | 0.044 | 0.3 |  | --> | 0.0475 | 0 | 0 | 0.050903 | 0 |  | --> | E33 ex TRIM | Trim [T421] | NAVAN |  | 53.4706 | -6.7491
MV/LV Substation TH***241X |  | 10 kV | _ | LV | 50 kVA :Pole Substation | 0.05 | --> | 0.05 | 0.048 | 2 |  | --> | 0.0475 | 0 | 0 | 0.050303 | 0 |  | --> | C19 ex CAUSEWAY | Causeway [T41,T42] | TRALEE |  | 52.4008 | -9.8023
MV/LV Substation TH***242X |  | 10 kV | _ | LV | 200 kVA :Kiosk Substation | 0.2 | --> | 0.2 | 0 | 0 | Constrained,otherwise capacity available =98kVA. | --> | 0.19 | 0 | 0.045201 | 0.21492 | 0 |  | --> | C12 ex GRANGE (SR) | Grange (sr) [T41,T42] | BUTLERSTOWN |  | 52.243 | -7.1006
MV/LV Substation TH***243X |  | 20 kV | _ | LV | 200 kVA :Kiosk Substation | 0.2 | --> | 0.2 | 0 | 0 | Constrained,otherwise capacity available =131kVA. | --> | 0.19 | 0 | 0.014079 | 0.21022 | 0 |  | --> | C12 ex DUNLEER | Dunleer [T41,T42] | DRYBRIDGE |  | 53.7891 | -6.2454
MV/LV Substation TH***244X |  | 10 kV | _ | LV | 630 kVA :Kiosk Substation | 0.63 | --> | 0.63 | 0 | 0 | Constrained,otherwise capacity available =500kVA. | --> | 0.5985 | 0 | 0 | 0.5 | 0 |  | --> | C11 ex HOWTH JUNCTION | Howth Junction [T41,T42] | GRANGE (DR) |  | 53.3762 | -6.1663
MV/LV Substation TH***245X |  | 20 kV | _ | LV | 200 kVA :Kiosk Substation | 0.2 | --> | 0.2 | 0 | 0 | Constrained,otherwise capacity available =173kVA. | --> | 0.19 | 0 | 0 | 0 | 0 | Constrained,otherwise capacity available =204.1kW. | --> | E14 ex FOXHOLE | Foxhole [T421,T422] | DUNGARVAN |  | 51.955 | -7.8561
MV/LV Substation TH***245Z |  | 10 kV | _ | LV | 200 kVA :Kiosk Substation | 0.2 | --> | 0.2 | 0 | 0 | Constrained,otherwise capacity available =136kVA. | --> | 0.19 | 0 | 0 | 0.20949 | 0 |  | --> | C14 ex NAAS | Naas [T41,T42] | KILTEEL |  | 53.2182 | -6.666
MV/LV Substation TH***251 |  | 20 kV | _ | LV | 200 kVA :Pole Substation | 0.2 | --> | 0.2 | 0 | 0 | Constrained,otherwise capacity available =112kVA. | --> | 0.19 | 0 | 0.01482 | 0.21294 | 0 |  | --> | C16 ex CAPPAMORE | Cappamore [T41,T42] | ARDNACRUSHA |  | 52.5827 | -8.1631
MV/LV Substation TH***254X |  | 20 kV | _ | LV | 50 kVA :Pole Substation | 0.05 | --> | 0.05 | 0 | 0 | Constrained,otherwise capacity available =47kVA. | --> | 0.0475 | 0 | 0 | 0.050453 | 0 |  | --> | E19 ex KILCOCK | Kilcock [T421,T422] | GRIFFINRATH |  | 53.3888 | -6.7003
MV/LV Substation TH***255X |  | 10 kV | _ | LV | 630 kVA :Building Structure | 0.63 | --> | 0.63 | 0.421 | 4.6 |  | --> | 0.5985 | 0 | 0 | 0.5 | 0 |  | --> | C15 ex WATLING STREET | Watling Street [T41,T42] | FRANCIS STREET |  | 53.3458 | -6.2837
MV/LV Substation TH***255Z |  | 10 kV | _ | LV | 400 kVA :Kiosk Substation | 0.4 | --> | 0.4 | 0 | 0 | Constrained,otherwise capacity available =250kVA. | --> | 0.38 | 0 | 0 | 0.42216 | 0 |  | --> | C21 ex MALAHIDE | Malahide [T41,T42] | GLASMORE |  | 53.4518 | -6.1531
MV/LV Substation TH***257Y |  | 20 kV | _ | LV | 50 kVA :Pole Substation | 0.05 | --> | 0.05 | 0.032 | 1.3 |  | --> | 0.0475 | 0 | 0 | 0.052662 | 0 |  | --> | C17 ex ROOSKY | Roosky [T41] | RICHMOND |  | 53.7747 | -8.0945
MV/LV Substation TH***258Y |  | 10 kV | _ | LV | 200 kVA :Kiosk Substation | 0.2 | --> | 0.2 | 0 | 0 | Constrained,otherwise capacity available =126kVA. | --> | 0.19 | 0 | 0.021489 | 0 | 0 | Constrained,otherwise capacity available =210.9kW. | --> | C15 ex PALLAS | Pallas [T41,T42] | PORTLAOISE |  | 53.0421 | -7.2871
MV/LV Substation TH***258Z |  | 10 kV | _ | LV | 200 kVA :Kiosk Substation | 0.2 | --> | 0.2 | 0 | 0 | Constrained,otherwise capacity available =168kVA. | --> | 0.19 | 0 | 0 | 0.2048 | 0 |  | --> | C11 ex COOLMINE | Coolmine [T41,T42] | FINGLAS |  | 53.3769 | -6.3925
MV/LV Substation TH***259 |  | 10 kV | _ | LV | 100 kVA :Pole Substation | 0.1 | --> | 0.1 | 0.081 | 2.8 |  | --> | 0.095 | 0 | 0 | 0.10284 | 0 |  | --> | C19 ex CASTLEBLAYNEY | Castleblayney [T41,T42] | DUNDALK |  | 54.1129 | -6.7535
MV/LV Substation TH***261 |  | 10 kV | _ | LV | 200 kVA :Kiosk Substation | 0.2 | --> | 0.2 | 0 | 0 | Constrained,otherwise capacity available =140kVA. | --> | 0.19 | 0 | 0 | 0.20891 | 0 |  | --> | C15 ex TUAM NORTH | Tuam North [T41,T42] | CLOON |  | 53.5146 | -8.8657
MV/LV Substation TH***261 |  | 10 kV | _ | LV | 50 kVA :Pole Substation | 0.05 | --> | 0.05 | 0 | 0 | Constrained,otherwise capacity available =28kVA. | --> | 0.0475 | 0 | 0 | 0.053235 | 0 |  | --> | C21 ex LITTLE BRAY | Little Bray [T41,T42] | FASSAROE |  | 53.2193 | -6.1465
MV/LV Substation TH***262 |  | 10 kV | _ | LV | 630 kVA :Kiosk Substation | 0.63 | --> | 0.63 | 0.5 | 2.4 |  | --> | 0.5985 | 0 | 0.01482 | 0 | 0 | Constrained,otherwise capacity available =500kW. | --> | C15 ex KILTIMAGH | Kiltimagh [T41] | CASTLEBAR |  | 53.8468 | -8.9982
MV/LV Substation TH***262X |  | 10 kV | _ | LV | 50 kVA :Pole Substation | 0.05 | --> | 0.05 | 0.043 | 9.1 |  | --> | 0.0475 | 0 | 0 | 0.051052 | 0 |  | --> | C18 ex ARDNAREE | Ardnaree [T42,T421] | MOY |  | 54.103 | -9.1433
MV/LV Substation TH***262X |  | 20 kV | _ | LV | 400 kVA :Kiosk Substation | 0.4 | --> | 0.4 | 0.304 | 2.8 |  | --> | 0.38 | 0 | 0 | 0.41432 | 0 |  | --> | E12 ex CLARA | Clara [T421,T422] | THORNSBERRY |  | 53.3629 | -7.4971
MV/LV Substation TH***262Z |  | 20 kV | _ | LV | 200 kVA :Kiosk Substation | 0.2 | --> | 0.2 | 0 | 0 | Constrained,otherwise capacity available =195kVA. | --> | 0.19 | 0 | 0.005928 | 0.20076 | 0 |  | --> | E11 ex ACADEMY STREET | Academy Street [T421,T422,T44] | NAVAN |  | 53.533 | -6.5811
MV/LV Substation TH***263 |  | 10 kV | _ | LV | 630 kVA :Kiosk Substation | 0.63 | --> | 0.63 | 0.39 | 5.8 |  | --> | 0.5985 | 0 | 0.00741 | 0.5 | 0 |  | --> | C20 ex OAKFIELD | Oakfield [T41,T42] | SLIGO |  | 54.2712 | -8.6076
MV/LV Substation TH***263Z |  | 10 kV | _ | LV | 630 kVA :Building Structure | 0.63 | --> | 0.63 | 0 | 0 | Constrained,otherwise capacity available =500kVA. | --> | 0.5985 | 0 | 0.011115 | 0.5 | 0 |  | --> | C15 ex MOUNTGORRY | Mountgorry [T41,T42] | GRANGE (DR) |  | 53.4624 | -6.2171
MV/LV Substation TH***263Z |  | 20 kV | _ | LV | 200 kVA :Kiosk Substation | 0.2 | --> | 0.2 | 0 | 0 | Constrained,otherwise capacity available =191kVA. | --> | 0.19 | 0 | 0.00741 | 0.20136 | 0 |  | --> | E11 ex ACADEMY STREET | Academy Street [T421,T422,T44] | NAVAN |  | 53.537 | -6.5837
MV/LV Substation TH***264Z |  | 20 kV | _ | LV | 50 kVA :Pole Substation | 0.05 | --> | 0.05 | 0.026 | 0.2 |  | --> | 0.0475 | 0 | 0 | 0 | 0 | Constrained,otherwise capacity available =53.5kW. | --> | E15 ex BEALISTOWN | Bealistown [T421,T422] | GREAT ISLAND |  | 52.269 | -6.7536
MV/LV Substation TH***268Y |  | 20 kV | _ | LV | 400 kVA :Kiosk Substation | 0.4 | --> | 0.4 | 0.349 | 0.4 |  | --> | 0.38 | 0 | 0.008892 | 0.40767 | 0 |  | --> | E15 ex BALLYCONNELL | Ballyconnell [T421,T422] | GORTAWEE |  | 54.0898 | -7.4612
MV/LV Substation TH***271 |  | 10 kV | _ | LV | 1000 kVA :Building Structure | 1 | --> | 1 | 0 | 0 | Constrained,otherwise capacity available =500kVA. | --> | 0.95 | 0 | 0 | 0.5 | 0 |  | --> | C14 ex HOLYCROSS ROAD | Holycross Road [T41,T42] | THURLES |  | 52.6747 | -7.821
MV/LV Substation TH***271X |  | 10 kV | _ | LV | 630 kVA :Kiosk Substation | 0.63 | --> | 0.63 | 0.5 | 1.8 |  | --> | 0.5985 | 0 | 0.014079 | 0.5 | 0 |  | --> | C12 ex CAHERDAVIN | Caherdavin [T41,T42] | ARDNACRUSHA |  | 52.6621 | -8.6545
MV/LV Substation TH***271Y |  | 20 kV | _ | LV | 400 kVA :Kiosk Substation | 0.4 | --> | 0.4 | 0 | 0 | Constrained,otherwise capacity available =334kVA. | --> | 0.38 | 0 | 0.017784 | 0.4099 | 0 |  | --> | C17 ex BALLYGAR | Ballygar [T41,T42] | ATHLONE |  | 53.487 | -8.5624
MV/LV Substation TH***273 |  | 10 kV | _ | LV | 200 kVA :Pole Substation | 0.2 | --> | 0.2 | 0 | 0 | Constrained,otherwise capacity available =188kVA. | --> | 0.19 | 0 | 0 | 0.20181 | 0 |  | --> | C11 ex CHARLESTOWN | Charlestown [T41] | TONROE |  | 53.9573 | -8.8084
MV/LV Substation TH***273Z |  | 10 kV | _ | LV | 400 kVA :Kiosk Substation | 0.4 | --> | 0.4 | 0 | 0 | Constrained,otherwise capacity available =332kVA. | --> | 0.38 | 0 | 0 | 0.4102 | 0 |  | --> | C20 ex RATHMULLAN | Rathmullan [T41,T42] | DRYBRIDGE |  | 53.7052 | -6.374
MV/LV Substation TH***275X |  | 10 kV | _ | LV | 200 kVA :Kiosk Substation | 0.2 | --> | 0.2 | 0.095 | 6 |  | --> | 0.19 | 0 | 0.023712 | 0.21534 | 0 |  | --> | C22 ex PELLETSTOWN | Pelletstown [T101,T102] | FINGLAS |  | 53.3764 | -6.372
MV/LV Substation TH***275Y |  | 20 kV | _ | LV | 200 kVA :Kiosk Substation | 0.2 | --> | 0.2 | 0 | 0 | Constrained,otherwise capacity available =166kVA. | --> | 0.19 | 0 | 0.028158 | 0 | 0 | Constrained,otherwise capacity available =205.1kW. | --> | E16 ex KILMACTHOMAS | Kilmacthomas [T421,T422] | DUNGARVAN |  | 52.1342 | -7.4589
MV/LV Substation TH***275Y |  | 10 kV | _ | LV | 400 kVA :Kiosk Substation | 0.4 | --> | 0.4 | 0 | 0 | Constrained,otherwise capacity available =375kVA. | --> | 0.38 | 0 | 0.002964 | 0.40378 | 0 |  | --> | C15 ex TERMONFECKIN ROAD | Termonfeckin Road [T41,T42] | DRYBRIDGE |  | 53.7186 | -6.3329
MV/LV Substation TH***277X |  | 20 kV | _ | LV | 50 kVA :Pole Substation | 0.05 | --> | 0.05 | 0 | 0 | Constrained,otherwise capacity available =37kVA. | --> | 0.0475 | 0 | 0 | 0.051937 | 0 |  | --> | C16 ex CARRICK ON SHANNON | Carrick On Shannon [T41,T42] | CARRICK ON SHANNON |  | 53.9347 | -8.1093
MV/LV Substation TH***279X |  | 10 kV | _ | LV | 200 kVA :Kiosk Substation | 0.2 | --> | 0.2 | 0 | 0 | Constrained,otherwise capacity available =137kVA. | --> | 0.19 | 0 | 0.023712 | 0.20935 | 0 |  | --> | C17 ex CASTLEKNOCK | Castleknock [T41,T42] | FINGLAS |  | 53.3771 | -6.3761
MV/LV Substation TH***279Z |  | 10 kV | _ | LV | 200 kVA :Kiosk Substation | 0.2 | --> | 0.2 | 0.173 | 1.1 |  | --> | 0.19 | 0 | 0.00741 | 0 | 0 | Constrained,otherwise capacity available =204.1kW. | --> | C19 ex NEWCASTLEWEST | Newcastlewest [T41,T42] | RATHKEALE |  | 52.4169 | -9.0844
MV/LV Substation TH***280 |  | 10 kV | _ | LV | 200 kVA :Pole Substation | 0.2 | --> | 0.2 | 0 | 0 | Constrained,otherwise capacity available =132kVA. | --> | 0.19 | 0 | 0 | 0.21007 | 0 |  | --> | C15 ex MAYFIELD | Mayfield [T41,T42] | KILBARRY |  | 51.9186 | -8.4177
MV/LV Substation TH***280X |  | 10 kV | _ | LV | 200 kVA :Kiosk Substation | 0.2 | --> | 0.2 | 0.178 | 6.4 |  | --> | 0.19 | 0 | 0 | 0.20331 | 0 |  | --> | C13 ex GARRYCASTLE | Garrycastle [T41,T42] | ATHLONE |  | 53.4283 | -7.93
MV/LV Substation TH***282Z |  | 10 kV | _ | LV | 200 kVA :Kiosk Substation | 0.2 | --> | 0.2 | 0.168 | 1.5 |  | --> | 0.19 | 0 | 0 | 0.2048 | 0 |  | --> | C11 ex SMEARLA | Smearla [T41,T42] | TRIEN |  | 52.4419 | -9.4854
MV/LV Substation TH***284 |  | 20 kV | _ | LV | 100 kVA :Pole Substation | 0.1 | --> | 0.1 | 0 | 0 | Constrained,otherwise capacity available =60kVA. | --> | 0.095 | 0 | 0.025935 | 0.1059 | 0 |  | --> | E11 ex EDENDERRY | Edenderry [T421,T422] | BLAKE |  | 53.3396 | -7.0785
MV/LV Substation TH***284X |  | 10 kV | _ | LV | 400 kVA :Kiosk Substation | 0.4 | --> | 0.4 | 0.329 | 5.5 |  | --> | 0.38 | 0 | 0 | 0 | 0 | Constrained,otherwise capacity available =410.6kW. | --> | C14 ex GORTLEE | Gortlee [T41,T42] | LETTERKENNY |  | 54.9635 | -7.7611
MV/LV Substation TH***285Z |  | 10 kV | _ | LV | 630 kVA :Kiosk Substation | 0.63 | --> | 0.63 | 0.5 | 9.5 |  | --> | 0.5985 | 0 | 0 | 0.5 | 0 |  | --> | C13 ex BANDON | Bandon [T101,T42] | BANDON |  | 51.7497 | -8.7479
MV/LV Substation TH***286 |  | 10 kV | _ | LV | 50 kVA :Pole Substation | 0.05 | --> | 0.05 | 0 | 0 | Constrained,otherwise capacity available =49kVA. | --> | 0.0475 | 0 | 0 | 0.050152 | 0 |  | --> | C12 ex CHARLESTOWN | Charlestown [T41] | TONROE |  | 54.0005 | -8.777
MV/LV Substation TH***287Y |  | 20 kV | _ | LV | 630 kVA :Building Structure | 0.63 | --> | 0.63 | 0 | 0 | Constrained,otherwise capacity available =463kVA. | --> | 0.5985 | 0 | 0.008151 | 0.5 | 0 |  | --> | C11 ex KILDARE | Kildare [T41,T42] | NEWBRIDGE |  | 53.1412 | -7.0566
MV/LV Substation TH***289Y |  | 20 kV | _ | LV | 200 kVA :Kiosk Substation | 0.2 | --> | 0.2 | 0 | 0 | Constrained,otherwise capacity available =78kVA. | --> | 0.19 | 0 | 0.071136 | 0.21771 | 0 |  | --> | E17 ex JULIANSTOWN | Julianstown [T421,T422] | DRYBRIDGE |  | 53.6977 | -6.257
MV/LV Substation TH***289Z |  | 20 kV | _ | LV | 400 kVA :Kiosk Substation | 0.4 | --> | 0.4 | 0 | 0 | Constrained,otherwise capacity available =354kVA. | --> | 0.38 | 0 | 0 | 0.40692 | 0 |  | --> | E18 ex BALLINDERRY | Ballinderry [T41,T422] | MULLINGAR |  | 53.5116 | -7.1418
MV/LV Substation TH***290X |  | 10 kV | _ | LV | 400 kVA :Kiosk Substation | 0.4 | --> | 0.4 | 0.351 | 3.7 |  | --> | 0.38 | 0 | 0.008151 | 0.40737 | 0 |  | --> | C11 ex KILFLYNN | Kilflynn [T41,T42] | TRALEE |  | 52.3498 | -9.6863
MV/LV Substation TH***290Z |  | 10 kV | _ | LV | 630 kVA :Kiosk Substation | 0.63 | --> | 0.63 | 0 | 0 | Constrained,otherwise capacity available =392kVA. | --> | 0.5985 | 0 | 0 | 0.5 | 0 |  | --> | C16 ex CLONDALKIN | Clondalkin [T41,T42,T44] | INCHICORE 220KV |  | 53.3242 | -6.3941
MV/LV Substation TH***291 |  | 20 kV | _ | LV | 50 kVA :Pole Substation | 0.05 | --> | 0.05 | 0 | 0 | Constrained,otherwise capacity available =44kVA. | --> | 0.0475 | 0 | 0 | 0 | 0 | Constrained,otherwise capacity available =50.9kW. | --> | E17 ex BUNCRANA | Buncrana [T421,T422] | TRILLICK |  | 55.1398 | -7.4344
MV/LV Substation TH***291X |  | 10 kV | _ | LV | 200 kVA :Kiosk Substation | 0.2 | --> | 0.2 | 0.138 | 6 |  | --> | 0.19 | 0 | 0.018525 | 0.2092 | 0 |  | --> | C22 ex PELLETSTOWN | Pelletstown [T101,T102] | FINGLAS |  | 53.376 | -6.3762
MV/LV Substation TH***293X |  | 10 kV | _ | LV | 50 kVA :Pole Substation | 0.05 | --> | 0.05 | 0.05 | 0.3 |  | --> | 0.0475 | 0 | 0 | 0.05 | 0 |  | --> | C12 ex ABBEYFEALE | Abbeyfeale [T42] | TRIEN |  | 52.3701 | -9.3028
MV/LV Substation TH***293Z |  | 10 kV | _ | LV | 630 kVA :Kiosk Substation | 0.63 | --> | 0.63 | 0 | 0 | Constrained,otherwise capacity available =500kVA. | --> | 0.5985 | 0 | 0 | 0.5 | 0 |  | --> | C16 ex CLONDALKIN | Clondalkin [T41,T42,T44] | INCHICORE 220KV |  | 53.3241 | -6.3941
MV/LV Substation TH***294X |  | 10 kV | _ | LV | 400 kVA :Kiosk Substation | 0.4 | --> | 0.4 | 0 | 0 | Constrained,otherwise capacity available =337kVA. | --> | 0.38 | 0 | 0.00741 | 0.40945 | 0 |  | --> | C11 ex HOWTH JUNCTION | Howth Junction [T41,T42] | GRANGE (DR) |  | 53.3756 | -6.1635
MV/LV Substation TH***294Y |  | 20 kV | _ | LV | 100 kVA :Pole Substation | 0.1 | --> | 0.1 | 0 | 0 | Constrained,otherwise capacity available =95kVA. | --> | 0.095 | 0 | 0 | 0 | 0 | Constrained,otherwise capacity available =100.8kW. | --> | C13 ex CLOYNE | Cloyne [T41] | MIDLETON |  | 51.8298 | -8.0164
MV/LV Substation TH***296X |  | 20 kV | _ | LV | 50 kVA :Pole Substation | 0.05 | --> | 0.05 | 0 | 0 | Constrained,otherwise capacity available =48kVA. | --> | 0.0475 | 0 | 0 | 0 | 0 | Constrained,otherwise capacity available =50.3kW. | --> | E20 ex ROSCREA | Roscrea [T41,T42] | IKERRIN |  | 52.9272 | -7.7419
MV/LV Substation TH***296Z |  | 20 kV | _ | LV | 200 kVA :Kiosk Substation | 0.2 | --> | 0.2 | 0 | 0 | Constrained,otherwise capacity available =188kVA. | --> | 0.19 | 0 | 0 | 0.20181 | 0 |  | --> | E16 ex ASHBOURNE | Ashbourne [T421,T422] | FINGLAS |  | 53.5177 | -6.4081
MV/LV Substation TH***297X |  | 10 kV | _ | LV | 400 kVA :Kiosk Substation | 0.4 | --> | 0.4 | 0 | 0 | Constrained,otherwise capacity available =294kVA. | --> | 0.38 | 0 | 0.062985 | 0.41578 | 0 |  | --> | C21 ex CASTLETROY | Castletroy [T41,T42] | ARDNACRUSHA |  | 52.6594 | -8.555
MV/LV Substation TH***298X |  | 20 kV | _ | LV | 630 kVA :Kiosk Substation | 0.63 | --> | 0.63 | 0 | 0 | Constrained,otherwise capacity available =500kVA. | --> | 0.5985 | 0 | 0.011856 | 0.37742 | 0 | Constrained,otherwise capacity available =500kW. | --> | C21 ex CASTLEISLAND | Castleisland [T41,T42] | TRALEE |  | 52.226 | -9.4677
MV/LV Substation TH***299Y |  | 10 kV | _ | LV | 400 kVA :Kiosk Substation | 0.4 | --> | 0.4 | 0 | 0 | Constrained,otherwise capacity available =358kVA. | --> | 0.38 | 0 | 0.006669 | 0.40633 | 0 |  | --> | C20 ex POLLERTON | Pollerton [T41,T42] | CARLOW |  | 52.8311 | -6.9023
MV/LV Substation TH***300Y |  | 10 kV | _ | LV | 400 kVA :Kiosk Substation | 0.4 | --> | 0.4 | 0 | 0 | Constrained,otherwise capacity available =282kVA. | --> | 0.38 | 0 | 0 | 0.41753 | 0 |  | --> | C20 ex POLLERTON | Pollerton [T41,T42] | CARLOW |  | 52.8303 | -6.9019
MV/LV Substation TH***301X |  | 10 kV | _ | LV | 630 kVA :Building Structure | 0.63 | --> | 0.63 | 0.38033 | 0.4 | Constrained,otherwise capacity available =500kVA. | --> | 0.5985 | 0 | 0 | 0.5 | 0 |  | --> | C14 ex CARRICKMINES | Carrickmines [T41,T42] | CARRICKMINES |  | 53.2611 | -6.2238
MV/LV Substation TH***305 |  | 10 kV | _ | LV | 50 kVA :Pole Substation | 0.05 | --> | 0.05 | 0.049 | 0.4 |  | --> | 0.0475 | 0 | 0 | 0 | 0 | Constrained,otherwise capacity available =50.2kW. | --> | C13 ex SWINFORD | Swinford [T41,T42] | CASTLEBAR |  | 53.8911 | -9.101
MV/LV Substation TH***307 |  | 10 kV | _ | LV | 400 kVA :Kiosk Substation | 0.4 | --> | 0.4 | 0 | 0 | Constrained,otherwise capacity available =255kVA. | --> | 0.38 | 0 | 0.04446 | 0.42144 | 0 |  | --> | C15 ex LITTLE BRAY | Little Bray [T41,T42] | FASSAROE |  | 53.214 | -6.1096
MV/LV Substation TH***308Z |  | 10 kV | _ | LV | 200 kVA :Pole Substation | 0.2 | --> | 0.2 | 0 | 0 | Constrained,otherwise capacity available =111kVA. | --> | 0.19 | 0 | 0.042237 | 0.21308 | 0 |  | --> | C15 ex MALAHIDE | Malahide [T41,T42] | GLASMORE |  | 53.4217 | -6.1307
MV/LV Substation TH***309 |  | 20 kV | _ | LV | 200 kVA :Kiosk Substation | 0.2 | --> | 0.2 | 0 | 0 | Constrained,otherwise capacity available =169kVA. | --> | 0.19 | 0 | 0 | 0.20465 | 0 |  | --> | E47 ex CLAREGALWAY | Claregalway [T42,T421] | GALWAY 110KV |  | 53.436 | -8.7473
MV/LV Substation TH***309Y |  | 10 kV | _ | LV | 200 kVA :Kiosk Substation | 0.2 | --> | 0.2 | 0 | 0 | Constrained,otherwise capacity available =117kVA. | --> | 0.19 | 0 | 0 | 0.21223 | 0 |  | --> | C22 ex MIDLETON | Midleton [T101,T102] | MIDLETON |  | 51.9014 | -8.163
MV/LV Substation TH***311 |  | 10 kV | _ | LV | 50 kVA :Pole Substation | 0.05 | --> | 0.05 | 0 | 0 | Constrained,otherwise capacity available =37kVA. | --> | 0.0475 | 0 | 0 | 0.051937 | 0 |  | --> | C15 ex SAGGART | Saggart [T41,T42] | GRANGE CASTLE |  | 53.2746 | -6.4409
MV/LV Substation TH***311X |  | 10 kV | _ | LV | 630 kVA :Kiosk Substation | 0.63 | --> | 0.63 | 0 | 0 | Constrained,otherwise capacity available =500kVA. | --> | 0.5985 | 0 | 0 | 0.5 | 0 |  | --> | C13 ex CARRICK ON SHANNON | Carrick On Shannon [T41,T42] | CARRICK ON SHANNON |  | 53.9453 | -8.0945
MV/LV Substation TH***311Y |  | 10 kV | _ | LV | 630 kVA :Building Structure | 0.63 | --> | 0.63 | 0.5 | 2.4 |  | --> | 0.5985 | 0 | 0 | 0.5 | 0 |  | --> | C14 ex GRAIGUE | Graigue [T41,T42] | CARLOW |  | 52.837 | -6.9315
MV/LV Substation TH***312Y |  | 10 kV | _ | LV | 200 kVA :Kiosk Substation | 0.2 | --> | 0.2 | 0.152 | 18.8 |  | --> | 0.19 | 0 | 0.018525 | 0.20716 | 0 |  | --> | E11 ex HARTNETTS CROSS | Hartnetts Cross [T121,T422] | HARTNETTS CROSS |  | 51.91 | -8.9782
MV/LV Substation TH***315Y |  | 20 kV | _ | LV | 100 kVA :Pole Substation | 0.1 | --> | 0.1 | 0 | 0 | Constrained,otherwise capacity available =91kVA. | --> | 0.095 | 0 | 0.002964 | 0 | 0 | Constrained,otherwise capacity available =101.4kW. | --> | E17 ex SPRINGS | Springs [T421,T422] | DUNGARVAN |  | 52.0951 | -7.6388
MV/LV Substation TH***316Z |  | 10 kV | _ | LV | 1000 kVA :Building Structure | 1 | --> | 1 | 0 | 0 | Constrained,otherwise capacity available =500kVA. | --> | 0.95 | 0 | 0 | 0.5 | 0 |  | --> | C13 ex GRANGE (DR) | Grange (dr) [T41,T42] | GRANGE (DR) |  | 53.3977 | -6.1803
MV/LV Substation TH***316Z |  | 20 kV | _ | LV | 100 kVA :Pole Substation | 0.1 | --> | 0.1 | 0 | 0 | Constrained,otherwise capacity available =76kVA. | --> | 0.095 | 0 | 0 | 0.10358 | 0 |  | --> | C21 ex TERMONFECKIN ROAD | Termonfeckin Road [T41,T42] | DRYBRIDGE |  | 53.7625 | -6.2622
MV/LV Substation TH***317X |  | 20 kV | _ | LV | 100 kVA :Pole Substation | 0.1 | --> | 0.1 | 0 | 0 | Constrained,otherwise capacity available =59kVA. | --> | 0.095 | 0 | 0 | 0.10604 | 0 |  | --> | E11 ex BALLYHALE | Ballyhale [T42,T421] | KILKENNY |  | 52.5236 | -7.1327
MV/LV Substation TH***317Z |  | 10 kV | _ | LV | 200 kVA :Kiosk Substation | 0.2 | --> | 0.2 | 0 | 0 | Constrained,otherwise capacity available =191kVA. | --> | 0.19 | 0 | 0 | 0.20136 | 0 |  | --> | C26 ex STEPHENSTOWN | Stephenstown [T101,T102] | FINGLAS |  | 53.5911 | -6.1879
MV/LV Substation TH***320 |  | 10 kV | _ | LV | 1000 kVA :Building Structure | 1 | --> | 1 | 0 | 0 | Constrained,otherwise capacity available =500kVA. | --> | 0.95 | 0 | 0 | 0.5 | 0 |  | --> | C21 ex BALLINCOLLIG | Ballincollig [T41,T42] | KILBARRY |  | 51.8837 | -8.5918
MV/LV Substation TH***320Z |  | 10 kV | _ | LV | 400 kVA :Kiosk Substation | 0.4 | --> | 0.4 | 0.374 | 1.5 |  | --> | 0.38 | 0 | 0.003705 | 0.40393 | 0 |  | --> | C13 ex SMEARLA | Smearla [T41,T42] | TRIEN |  | 52.4552 | -9.4697
MV/LV Substation TH***322X |  | 10 kV | _ | LV | 200 kVA :Kiosk Substation | 0.2 | --> | 0.2 | 0.169 | 0.4 |  | --> | 0.19 | 0 | 0.006669 | 0.20465 | 0 |  | --> | C14 ex CARRICKMINES | Carrickmines [T41,T42] | CARRICKMINES |  | 53.2602 | -6.2153
MV/LV Substation TH***324 |  | 20 kV | _ | LV | 50 kVA :Pole Substation | 0.05 | --> | 0.05 | 0.032 | 1.3 |  | --> | 0.0475 | 0 | 0 | 0.052662 | 0 |  | --> | E16 ex BALLYCROSSAUN | Ballycrossaun [T421,T422] | SOMERSET |  | 53.0888 | -8.1891
MV/LV Substation TH***325X |  | 10 kV | _ | LV | 630 kVA :Building Structure | 0.63 | --> | 0.63 | 0.5 | 19.8 |  | --> | 0.5985 | 0 | 0 | 0.5 | 0 |  | --> | C13 ex TANEY | Taney [T101,T102] | CARRICKMINES |  | 53.2795 | -6.2125
MV/LV Substation TH***326X |  | 20 kV | _ | LV | 100 kVA :Pole Substation | 0.1 | --> | 0.1 | 0.06 | 0.3 |  | --> | 0.095 | 0 | 0.018525 | 0.1059 | 0 |  | --> | E31 ex TRIM | Trim [T421] | NAVAN |  | 53.5734 | -6.9075
MV/LV Substation TH***326X |  | 10 kV | _ | LV | 630 kVA :Building Structure | 0.63 | --> | 0.63 | 0.5 | 19.8 |  | --> | 0.5985 | 0 | 0 | 0.5 | 0 |  | --> | C13 ex TANEY | Taney [T101,T102] | CARRICKMINES |  | 53.2794 | -6.2125
MV/LV Substation TH***328 |  | 10 kV | _ | LV | 400 kVA :Building Structure | 0.4 | --> | 0.4 | 0 | 0 | Constrained,otherwise capacity available =334kVA. | --> | 0.38 | 0 | 0 | 0 | 0 | Constrained,otherwise capacity available =409.9kW. | --> | C14 ex DRUMBEAR | Drumbear [T41,T42] | LISDRUM |  | 54.249 | -6.9676
MV/LV Substation TH***329 |  | 10 kV | _ | LV | 400 kVA :Kiosk Substation | 0.4 | --> | 0.4 | 0.243 | 2.8 |  | --> | 0.38 | 0 | 0.045201 | 0.42202 | 0 |  | --> | C19 ex MOUNT MERRION | Mount Merrion [T41,T42] | CARRICKMINES |  | 53.2997 | -6.2082
MV/LV Substation TH***331 |  | 20 kV | _ | LV | 100 kVA :Pole Substation | 0.1 | --> | 0.1 | 0.077 | 1.4 |  | --> | 0.095 | 0 | 0 | 0.10343 | 0 |  | --> | E12 ex CONG | Cong [T421,T422] | CLOON |  | 53.5269 | -9.3799
MV/LV Substation TH***332 |  | 10 kV | _ | LV | 400 kVA :Building Structure | 0.4 | --> | 0.4 | 0 | 0 | Constrained,otherwise capacity available =336kVA. | --> | 0.38 | 0 | 0 | 0.4096 | 0 |  | --> | C14 ex HOLYCROSS ROAD | Holycross Road [T41,T42] | THURLES |  | 52.6732 | -7.8211
MV/LV Substation TH***332X |  | 10 kV | _ | LV | 400 kVA :Kiosk Substation | 0.4 | --> | 0.4 | 0.353 | 4.1 |  | --> | 0.38 | 0 | 0.009633 | 0.40707 | 0 |  | --> | C18 ex AGHAGAD | Aghagad [T41,T42] | SLIGO |  | 54.3939 | -8.5265
MV/LV Substation TH***335X |  | 10 kV | _ | LV | 630 kVA :Kiosk Substation | 0.63 | --> | 0.63 | 0.498 | 5.5 |  | --> | 0.5985 | 0 | 0.020007 | 0 | 0 | Constrained,otherwise capacity available =500kW. | --> | C13 ex GORTLEE | Gortlee [T41,T42] | LETTERKENNY |  | 54.9729 | -7.7251
MV/LV Substation TH***335Y |  | 10 kV | _ | LV | 400 kVA :Kiosk Substation | 0.4 | --> | 0.4 | 0 | 0 | Constrained,otherwise capacity available =281kVA. | --> | 0.38 | 0 | 0.013338 | 0.41768 | 0 |  | --> | C20 ex RAHEEN | Raheen [T41,T42] | LIMERICK |  | 52.6276 | -8.6455
MV/LV Substation TH***338X |  | 10 kV | _ | LV | 100 kVA :Pole Substation | 0.1 | --> | 0.1 | 0.078 | 2 |  | --> | 0.095 | 0 | 0 | 0.10329 | 0 |  | --> | C19 ex CAUSEWAY | Causeway [T41,T42] | TRALEE |  | 52.3924 | -9.8424
MV/LV Substation TH***338X |  | 10 kV | _ | LV | 1000 kVA :Building Structure | 1 | --> | 1 | 0.38033 | 0.4 | Constrained,otherwise capacity available =500kVA. | --> | 0.95 | 0 | 0 | 0.5 | 0 |  | --> | C20 ex CARRICKMINES | Carrickmines [T41,T42] | CARRICKMINES |  | 53.2508 | -6.1833
MV/LV Substation TH***340X |  | 10 kV | _ | LV | 1000 kVA :Building Structure | 1 | --> | 1 | 0.5 | 13.9 |  | --> | 0.95 | 0 | 0 | 0.5 | 0 |  | --> | C26 ex CENTRAL PARK | Central Park [T101,T102] | CARRICKMINES |  | 53.2774 | -6.2102
MV/LV Substation TH***341X |  | 10 kV | _ | LV | 200 kVA :Kiosk Substation | 0.2 | --> | 0.2 | 0 | 0 | Constrained,otherwise capacity available =140kVA. | --> | 0.19 | 0 | 0.040014 | 0.20891 | 0 |  | --> | C15 ex TRIM | Trim [T41,T42] | NAVAN |  | 53.5516 | -6.8021
MV/LV Substation TH***341Z |  | 20 kV | _ | LV | 100 kVA :Pole Substation | 0.1 | --> | 0.1 | 0 | 0 | Constrained,otherwise capacity available =100kVA. | --> | 0.095 | 0 | 0 | 0.1 | 0 |  | --> | E15 ex BATTER LANE TEMPORARY | Batter Lane Temporary 38kv [T421] | GLASMORE |  | 53.5058 | -6.2047
MV/LV Substation TH***342 |  | 20 kV | _ | LV | 50 kVA :Pole Substation | 0.05 | --> | 0.05 | 0 | 0 | Constrained,otherwise capacity available =37kVA. | --> | 0.0475 | 0 | 0 | 0.051937 | 0 |  | --> | E12 ex BALTINGLASS | Baltinglass [T421,T422] | STRATFORD |  | 53.0018 | -6.6351
MV/LV Substation TH***344Z |  | 10 kV | _ | LV | 630 kVA :Building Structure | 0.63 | --> | 0.63 | 0 | 0 | Constrained,otherwise capacity available =500kVA. | --> | 0.5985 | 0 | 0 | 0.5 | 0 |  | --> | C18 ex BALLYCOOLIN | Ballycoolin [T41,T42,T43] | FINGLAS |  | 53.4026 | -6.3683
MV/LV Substation TH***345 |  | 20 kV | _ | LV | 400 kVA :Kiosk Substation | 0.4 | --> | 0.4 | 0 | 0 | Constrained,otherwise capacity available =296kVA. | --> | 0.38 | 0 | 0.01482 | 0 | 0 | Constrained,otherwise capacity available =415.5kW. | --> | C13 ex CLOYNE | Cloyne [T41] | MIDLETON |  | 51.8295 | -8.0132
MV/LV Substation TH***345Z |  | 10 kV | _ | LV | 200 kVA :Kiosk Substation | 0.2 | --> | 0.2 | 0 | 0 | Constrained,otherwise capacity available =176kVA. | --> | 0.19 | 0 | 0 | 0.20361 | 0 |  | --> | C16 ex BALBRIGGAN | Balbriggan [T42] | GLASMORE |  | 53.6104 | -6.1799
MV/LV Substation TH***347 |  | 20 kV | _ | LV | 200 kVA :Kiosk Substation | 0.2 | --> | 0.2 | 0 | 0 | Constrained,otherwise capacity available =149kVA. | --> | 0.19 | 0 | 0.028899 | 0.2076 | 0 |  | --> | C21 ex TERMONFECKIN ROAD | Termonfeckin Road [T41,T42] | DRYBRIDGE |  | 53.7659 | -6.2611
MV/LV Substation TH***347X |  | 10 kV | _ | LV | 1000 kVA :Building Structure | 1 | --> | 1 | 0.5 | 3 |  | --> | 0.95 | 0 | 0.00741 | 0.5 | 0 |  | --> | C37 ex INCHICORE CENTRAL | Inchicore Central [T43,T45] | INCHICORE 220KV |  | 53.3378 | -6.3201
MV/LV Substation TH***351X |  | 10 kV | _ | LV | 200 kVA :Kiosk Substation | 0.2 | --> | 0.2 | 0 | 0 | Constrained,otherwise capacity available =181kVA. | --> | 0.19 | 0 | 0 | 0.20286 | 0 |  | --> | C16 ex MALAHIDE | Malahide [T41,T42] | GLASMORE |  | 53.4397 | -6.1243
MV/LV Substation TH***352 |  | 10 kV | _ | LV | 50 kVA :Pole Substation | 0.05 | --> | 0.05 | 0.034 | 2.9 |  | --> | 0.0475 | 0 | 0 | 0 | 0 | Constrained,otherwise capacity available =52.4kW. | --> | C12 ex TELAYDON | Telaydon [T42,T421] | LISDRUM |  | 54.2675 | -6.959
MV/LV Substation TH***354X |  | 10 kV | _ | LV | 200 kVA :Kiosk Substation | 0.2 | --> | 0.2 | 0 | 0 | Constrained,otherwise capacity available =165kVA. | --> | 0.19 | 0 | 0.010374 | 0.20525 | 0 |  | --> | C19 ex MALAHIDE | Malahide [T41,T42] | GLASMORE |  | 53.4535 | -6.1629
MV/LV Substation TH***355X |  | 20 kV | _ | LV | 50 kVA :Pole Substation | 0.05 | --> | 0.05 | 0.028 | 1.1 |  | --> | 0.0475 | 0 | 0.013338 | 0.053235 | 0 |  | --> | E24 ex BIRR | Birr [T41,T422] | DALLOW |  | 53.1389 | -7.8079
MV/LV Substation TH***357Y |  | 20 kV | _ | LV | 50 kVA :Pole Substation | 0.05 | --> | 0.05 | 0 | 0 | Constrained,otherwise capacity available =50kVA. | --> | 0.0475 | 0 | 0 | 0.05 | 0 |  | --> | E17 ex DULEEK | Duleek [T421,T422] | DRYBRIDGE |  | 53.6322 | -6.4814
MV/LV Substation TH***358X |  | 10 kV | _ | LV | 630 kVA :Building Structure | 0.63 | --> | 0.63 | 0.458 | 16.1 |  | --> | 0.5985 | 0 | 0 | 0.5 | 0 |  | --> | C22 ex RINGSEND | Ringsend [T101,T102] | POOLBEG |  | 53.3446 | -6.2285
MV/LV Substation TH***358Y |  | 10 kV | _ | LV | 630 kVA :Kiosk Substation | 0.63 | --> | 0.63 | 0 | 0 | Constrained,otherwise capacity available =500kVA. | --> | 0.5985 | 0 | 0.008151 | 0.5 | 0 |  | --> | C17 ex CELBRIDGE | Celbridge [T41,T42] | GRIFFINRATH |  | 53.3412 | -6.5364
MV/LV Substation TH***358Z |  | 10 kV | _ | LV | 400 kVA :Kiosk Substation | 0.4 | --> | 0.4 | 0 | 0 | Constrained,otherwise capacity available =330kVA. | --> | 0.38 | 0 | 0.013338 | 0.41049 | 0 |  | --> | E17 ex GLASMORE | Glasmore [T421,T422] | GLASMORE |  | 53.4459 | -6.2444
MV/LV Substation TH***359Z |  | 10 kV | _ | LV | 400 kVA :Kiosk Substation | 0.4 | --> | 0.4 | 0 | 0 | Constrained,otherwise capacity available =290kVA. | --> | 0.38 | 0 | 0.002964 | 0.41637 | 0 |  | --> | E17 ex GLASMORE | Glasmore [T421,T422] | GLASMORE |  | 53.4458 | -6.2428
MV/LV Substation TH***360 |  | 10 kV | _ | LV | 630 kVA :Kiosk Substation | 0.63 | --> | 0.63 | 0 | 0 | Constrained,otherwise capacity available =475kVA. | --> | 0.5985 | 0 | 0.022971 | 0.5 | 0 |  | --> | C22 ex HOWTH JUNCTION | Howth Junction [T41,T42] | GRANGE (DR) |  | 53.3879 | -6.154
MV/LV Substation TH***361X |  | 10 kV | _ | LV | 200 kVA :Kiosk Substation | 0.2 | --> | 0.2 | 0.098 | 6 |  | --> | 0.19 | 0 | 0.016302 | 0.21492 | 0 |  | --> | C22 ex PELLETSTOWN | Pelletstown [T101,T102] | FINGLAS |  | 53.3788 | -6.371
MV/LV Substation TH***362X |  | 10 kV | _ | LV | 1000 kVA :Building Structure | 1 | --> | 1 | 0.5 | 10 |  | --> | 0.95 | 0 | 0 | 0.5 | 0 |  | --> | C24 ex HAROLDS CROSS | Harolds Cross [T101,T102] | POOLBEG |  | 53.333 | -6.2623
MV/LV Substation TH***363Y |  | 10 kV | _ | LV | 630 kVA :Building Structure | 0.63 | --> | 0.63 | 0.5 | 3.8 |  | --> | 0.5985 | 0 | 0 | 0.5 | 0 |  | --> | C13 ex WATERFORD | Waterford [T41,T42] | WATERFORD |  | 52.2636 | -7.1205
MV/LV Substation TH***365 |  | 10 kV | _ | LV | 100 kVA :Pole Substation | 0.1 | --> | 0.1 | 0 | 0.9 |  | --> | 0.095 | 0 | 0.011856 | 0.11715 | 0 |  | --> | C12 ex ROSS CARBERY | Ross Carbery [T41,T42] | DUNMANWAY |  | 51.5776 | -9.0273
MV/LV Substation TH***365X |  | 10 kV | _ | LV | 100 kVA :Pole Substation | 0.1 | --> | 0.1 | 0.019092 | 0 | Constrained,otherwise capacity available =91kVA. | --> | 0.095 | 0 | 0 | 0 | 0 | Constrained,otherwise capacity available =101.4kW. | --> | C14 ex BALLYBAY | Ballybay [T41,T42] | LISDRUM |  | 54.1277 | -6.9072
MV/LV Substation TH***365X |  | 10 kV | _ | LV | 400 kVA :Kiosk Substation | 0.4 | --> | 0.4 | 0.346 | 3 |  | --> | 0.38 | 0 | 0.023712 | 0 | 0 | Constrained,otherwise capacity available =408.1kW. | --> | C21 ex BALLYRAINE | Ballyraine [T41,T42] | LETTERKENNY |  | 54.963 | -7.6901
MV/LV Substation TH***368X |  | 10 kV | _ | LV | 400 kVA :Kiosk Substation | 0.4 | --> | 0.4 | 0.213 | 3.9 |  | --> | 0.38 | 0 | 0.016302 | 0.42744 | 0 |  | --> | C22 ex GALWAY 110KV | Galway 110kv [T102,T103] | GALWAY 110KV |  | 53.2892 | -9.0002
MV/LV Substation TH***369Y |  | 10 kV | _ | LV | 50 kVA :Pole Substation | 0.05 | --> | 0.05 | 0 | 0 | Constrained,otherwise capacity available =44kVA. | --> | 0.0475 | 0 | 0 | 0 | 0 | Constrained,otherwise capacity available =50.9kW. | --> | C23 ex TINAHASK | Tinahask [T41,T42] | ARKLOW |  | 52.7942 | -6.2326
MV/LV Substation TH***370X |  | 10 kV | _ | LV | 200 kVA :Kiosk Substation | 0.2 | --> | 0.2 | 0 | 0 | Constrained,otherwise capacity available =165kVA. | --> | 0.19 | 0 | 0.018525 | 0.20525 | 0 |  | --> | C12 ex TUAM SOUTH | Tuam South [T42] | CLOON |  | 53.5196 | -8.843
MV/LV Substation TH***370Y |  | 20 kV | _ | LV | 200 kVA :Pole Substation | 0.2 | --> | 0.2 | 0 | 0 | Constrained,otherwise capacity available =154kVA. | --> | 0.19 | 0 | 0 | 0.20045 | 0 |  | --> | E11 ex CLONROCHE | Clonroche [T421,T422] | WEXFORD |  | 52.4096 | -6.71
MV/LV Substation TH***372 |  | 10 kV | _ | LV | 400 kVA :Building Structure | 0.4 | --> | 0.4 | 0.295 | 4.3 |  | --> | 0.38 | 0 | 0 | 0.41564 | 0 |  | --> | C11 ex DEANSGRANGE | Deansgrange [T41,T42] | CARRICKMINES |  | 53.2757 | -6.1587
MV/LV Substation TH***373X |  | 10 kV | _ | LV | 200 kVA :Kiosk Substation | 0.2 | --> | 0.2 | 0 | 0 | Constrained,otherwise capacity available =135kVA. | --> | 0.19 | 0 | 0.021489 | 0.20964 | 0 |  | --> | C17 ex CASTLEKNOCK | Castleknock [T41,T42] | FINGLAS |  | 53.3759 | -6.3794
MV/LV Substation TH***377X |  | 10 kV | _ | LV | 400 kVA :Building Structure | 0.4 | --> | 0.4 | 0.328 | 3.5 |  | --> | 0.38 | 0 | 0 | 0.41079 | 0 |  | --> | C11 ex TRIMMS LANE | Trimms Lane [T41,T42] | SALTHILL |  | 53.2602 | -9.074
MV/LV Substation TH***378X |  | 10 kV | _ | LV | 400 kVA :Kiosk Substation | 0.4 | --> | 0.4 | 0.165 | 4.9 |  | --> | 0.38 | 0 | 0.023712 | 0.43418 | 0 |  | --> | C22 ex COOLOCK | Coolock [T41,T42] | FINGLAS |  | 53.3917 | -6.1749
MV/LV Substation TH***383Y |  | 10 kV | _ | LV | 200 kVA :Kiosk Substation | 0.2 | --> | 0.2 | 0.173 | 18.8 |  | --> | 0.19 | 0 | 0.012597 | 0.20406 | 0 |  | --> | E11 ex HARTNETTS CROSS | Hartnetts Cross [T121,T422] | HARTNETTS CROSS |  | 51.9122 | -8.965
MV/LV Substation TH***383Y |  | 10 kV | _ | LV | 400 kVA :Kiosk Substation | 0.4 | --> | 0.4 | 0 | 0 | Constrained,otherwise capacity available =375kVA. | --> | 0.38 | 0 | 0.02223 | 0.40378 | 0 |  | --> | C17 ex VIRGINIA | Virginia [T41,T42] | MEATH HILL |  | 53.8341 | -7.082
MV/LV Substation TH***384 |  | 10 kV | _ | LV | 400 kVA :Kiosk Substation | 0.4 | --> | 0.4 | 0 | 0 | Constrained,otherwise capacity available =328kVA. | --> | 0.38 | 0 | 0.003705 | 0.41079 | 0 |  | --> | C13 ex MONEENAGEISHA | Moneenageisha [T41,T42] | GALWAY 110KV |  | 53.2784 | -9.0415
MV/LV Substation TH***387 |  | 20 kV | _ | LV | 50 kVA :Pole Substation | 0.05 | --> | 0.05 | 0 | 0 | Constrained,otherwise capacity available =49kVA. | --> | 0.0475 | 0 | 0 | 0.050152 | 0 |  | --> | E11 ex BALLYHALE | Ballyhale [T42,T421] | KILKENNY |  | 52.5215 | -7.1295
MV/LV Substation TH***387Z |  | 10 kV | _ | LV | 400 kVA :Kiosk Substation | 0.4 | --> | 0.4 | 0.13336 | 0.1 | Constrained,otherwise capacity available =319kVA. | --> | 0.38 | 0 | 0 | 0.41212 | 0 |  | --> | C18 ex BALLYMAHON | Ballymahon [T41,T42] | ATHLONE |  | 53.5584 | -7.7734
MV/LV Substation TH***388Y |  | 10 kV | _ | LV | 630 kVA :Kiosk Substation | 0.63 | --> | 0.63 | 0 | 0 | Constrained,otherwise capacity available =500kVA. | --> | 0.5985 | 0 | 0 | 0.5 | 0 |  | --> | C17 ex MIDLETON | Midleton [T101,T102] | MIDLETON |  | 51.9154 | -8.1743
MV/LV Substation TH***388Z |  | 10 kV | _ | LV | 200 kVA :Kiosk Substation | 0.2 | --> | 0.2 | 0.184 | 1.3 |  | --> | 0.19 | 0 | 0.001482 | 0.20241 | 0 |  | --> | C17 ex ROOSKY | Roosky [T41] | RICHMOND |  | 53.8333 | -7.916
MV/LV Substation TH***389 |  | 10 kV | _ | LV | 630 kVA :Kiosk Substation | 0.63 | --> | 0.63 | 0 | 0 | Constrained,otherwise capacity available =421kVA. | --> | 0.5985 | 0 | 0.018525 | 0.5 | 0 |  | --> | C17 ex WHITEHALL | Whitehall [T41] | FINGLAS |  | 53.3788 | -6.2621
MV/LV Substation TH***391X |  | 10 kV | _ | LV | 630 kVA :Building Structure | 0.63 | --> | 0.63 | 0.5 | 2.3 |  | --> | 0.5985 | 0 | 0 | 0.5 | 0 |  | --> | E18 ex MOY | Moy [T421,T422] | MOY |  | 54.115 | -9.1519
MV/LV Substation TH***393 |  | 20 kV | _ | LV | 400 kVA :Kiosk Substation | 0.4 | --> | 0.4 | 0 | 0 | Constrained,otherwise capacity available =320kVA. | --> | 0.38 | 0 | 0 | 0 | 0 | Constrained,otherwise capacity available =412kW. | --> | C14 ex FERMOY NORTH | Fermoy North [T41,T42] | BARRYMORE |  | 52.1863 | -8.3562
MV/LV Substation TH***393Z |  | 20 kV | _ | LV | 200 kVA :Kiosk Substation | 0.2 | --> | 0.2 | 0 | 0 | Constrained,otherwise capacity available =175kVA. | --> | 0.19 | 0 | 0.004446 | 0.20376 | 0 |  | --> | E13 ex GLASMORE | Glasmore [T421,T422] | GLASMORE |  | 53.4738 | -6.2336
MV/LV Substation TH***394 |  | 20 kV | _ | LV | 400 kVA :Kiosk Substation | 0.4 | --> | 0.4 | 0 | 0 | Constrained,otherwise capacity available =342kVA. | --> | 0.38 | 0 | 0.01482 | 0.40871 | 0 |  | --> | C17 ex BALLYGAR | Ballygar [T41,T42] | ATHLONE |  | 53.489 | -8.5704
MV/LV Substation TH***394Z |  | 20 kV | _ | LV | 400 kVA :Kiosk Substation | 0.4 | --> | 0.4 | 0 | 0 | Constrained,otherwise capacity available =295kVA. | --> | 0.38 | 0 | 0.012597 | 0.41564 | 0 |  | --> | E13 ex GLASMORE | Glasmore [T421,T422] | GLASMORE |  | 53.472 | -6.2313
MV/LV Substation TH***396 |  | 10 kV | _ | LV | 400 kVA :Kiosk Substation | 0.4 | --> | 0.4 | 0.35 | 11.9 |  | --> | 0.38 | 0 | 0.008151 | 0.40752 | 0 |  | --> | C36 ex SALTHILL | Salthill [T101,T102] | SALTHILL |  | 53.2874 | -9.0864
MV/LV Substation TH***397Z |  | 10 kV | _ | LV | 400 kVA :Kiosk Substation | 0.4 | --> | 0.4 | 0 | 0 | Constrained,otherwise capacity available =282kVA. | --> | 0.38 | 0 | 0.00741 | 0.41753 | 0 |  | --> | C12 ex KILBARRY | Kilbarry [T101,T43] | KILBARRY |  | 51.921 | -8.4646
MV/LV Substation TH***398X |  | 20 kV | _ | LV | 200 kVA :Kiosk Substation | 0.2 | --> | 0.2 | 0.178 | 2 |  | --> | 0.19 | 0 | 0.011115 | 0.20331 | 0 |  | --> | E16 ex MOHILL | Mohill [T421,T422] | CARRICK ON SHANNON |  | 53.9296 | -8.0025
MV/LV Substation TH***399Y |  | 10 kV | _ | LV | 50 kVA :Pole Substation | 0.05 | --> | 0.05 | 0.043 | 2.8 |  | --> | 0.0475 | 0 | 0 | 0.051052 | 0 |  | --> | E16 ex BALLYRAGGET | Ballyragget [T421,T422] | BALLYRAGGET |  | 52.8316 | -7.3469
MV/LV Substation TH***4013 |  | 20 kV | _ | LV | 50 kVA :Pole Substation | 0.05 | --> | 0.05 | 0 | 0 | Constrained,otherwise capacity available =33kVA. | --> | 0.0475 | 0 | 0 | 0.052518 | 0 |  | --> | E11 ex KILCOLGAN | Kilcolgan [T42,T421] | GALWAY 110KV |  | 53.2012 | -8.8686
MV/LV Substation TH***4024 |  | 20 kV | _ | LV | 50 kVA :Pole Substation | 0.05 | --> | 0.05 | 0 | 0 | Constrained,otherwise capacity available =41kVA. | --> | 0.0475 | 0 | 0.002964 | 0.051348 | 0 |  | --> | E18 ex CLONMINCH | Clonminch [T41,T422] | THORNSBERRY |  | 53.2738 | -7.6094
MV/LV Substation TH***4028 |  | 10 kV | _ | LV | 400 kVA :Kiosk Substation | 0.4 | --> | 0.4 | 0 | 0 | Constrained,otherwise capacity available =363kVA. | --> | 0.38 | 0 | 0.010374 | 0.40558 | 0 |  | --> | C11 ex GREYSTONES | Greystones [T41,T42] | FASSAROE |  | 53.1352 | -6.0906
MV/LV Substation TH***403 |  | 10 kV | _ | LV | 1000 kVA :Building Structure | 1 | --> | 1 | 0 | 0 | Constrained,otherwise capacity available =500kVA. | --> | 0.95 | 0 | 0 | 0.5 | 0 |  | --> | C15 ex LOUGHTAGALLA | Loughtagalla [T41,T42] | THURLES |  | 52.675 | -7.8102
MV/LV Substation TH***4030 |  | 10 kV | _ | LV | 200 kVA :Pole Substation | 0.2 | --> | 0.2 | 0.18 | 1.5 |  | --> | 0.19 | 0 | 0 | 0.20301 | 0 |  | --> | C11 ex BALLYARD | Ballyard [T41,T42] | TRALEE |  | 52.2621 | -9.7112
MV/LV Substation TH***403X |  | 10 kV | _ | LV | 50 kVA :Pole Substation | 0.05 | --> | 0.05 | 0.018 | 0.9 |  | --> | 0.0475 | 0 | 0.001482 | 0.054636 | 0 |  | --> | C15 ex CLONARD | Clonard [T41,T42] | WEXFORD |  | 52.3374 | -6.4866
MV/LV Substation TH***403X |  | 10 kV | _ | LV | 200 kVA :Kiosk Substation | 0.2 | --> | 0.2 | 0 | 0 | Constrained,otherwise capacity available =134kVA. | --> | 0.19 | 0 | 0 | 0.20978 | 0 |  | --> | C17 ex BALLYHAUNIS | Ballyhaunis [T41,T42] | DALTON |  | 53.7615 | -8.7754
MV/LV Substation TH***4046 |  | 10 kV | _ | LV | 100 kVA :Pole Substation | 0.1 | --> | 0.1 | 0 | 0 | Constrained,otherwise capacity available =95kVA. | --> | 0.095 | 0 | 0 | 0.10076 | 0 |  | --> | E11 ex ASHBOURNE | Ashbourne [T421,T422] | FINGLAS |  | 53.4632 | -6.3521
MV/LV Substation TH***4047 |  | 10 kV | _ | LV | 200 kVA :Kiosk Substation | 0.2 | --> | 0.2 | 0 | 0 | Constrained,otherwise capacity available =186kVA. | --> | 0.19 | 0 | 0 | 0.20211 | 0 |  | --> | C16 ex LITTLE BRAY | Little Bray [T41,T42] | FASSAROE |  | 53.2364 | -6.1237
MV/LV Substation TH***4047 |  | 10 kV | _ | LV | 630 kVA :Building Structure | 0.63 | --> | 0.63 | 0 | 0 | Constrained,otherwise capacity available =443kVA. | --> | 0.5985 | 0 | 0.003705 | 0.5 | 0 |  | --> | C17 ex CELBRIDGE | Celbridge [T41,T42] | GRIFFINRATH |  | 53.3384 | -6.5335
MV/LV Substation TH***404X |  | 20 kV | _ | LV | 50 kVA :Pole Substation | 0.05 | --> | 0.05 | 0 | 0 | Constrained,otherwise capacity available =37kVA. | --> | 0.0475 | 0 | 0 | 0.051937 | 0 |  | --> | E11 ex BALLYHALE | Ballyhale [T42,T421] | KILKENNY |  | 52.5172 | -7.1812
MV/LV Substation TH***4052 |  | 10 kV | _ | LV | 200 kVA :Kiosk Substation | 0.2 | --> | 0.2 | 0.199 | 2.4 |  | --> | 0.19 | 0 | 0 | 0.20015 | 0 |  | --> | C14 ex BRAY | Bray [T41,T42] | FASSAROE |  | 53.1908 | -6.1325
MV/LV Substation TH***4053 |  | 10 kV | _ | LV | 630 kVA :Kiosk Substation | 0.63 | --> | 0.63 | 0 | 0 | Constrained,otherwise capacity available =349kVA. | --> | 0.5985 | 0 | 0.004446 | 0.5 | 0 |  | --> | C28 ex KILMORE | Kilmore [T101,T102,T103] | FINGLAS |  | 53.4071 | -6.1776
MV/LV Substation TH***4054 |  | 10 kV | _ | LV | 630 kVA :Kiosk Substation | 0.63 | --> | 0.63 | 0 | 0 | Constrained,otherwise capacity available =500kVA. | --> | 0.5985 | 0 | 0 | 0.5 | 0 |  | --> | C28 ex KILMORE | Kilmore [T101,T102,T103] | FINGLAS |  | 53.407 | -6.1745
MV/LV Substation TH***4054 |  | 10 kV | _ | LV | 50 kVA :Pole Substation | 0.05 | --> | 0.05 | 0 | 0 | Constrained,otherwise capacity available =42kVA. | --> | 0.0475 | 0 | 0 | 0 | 0 | Constrained,otherwise capacity available =51.2kW. | --> | C11 ex DONEGAL | Donegal [T41,T42] | CATHALEENS FALL |  | 54.6807 | -8.2192
MV/LV Substation TH***4059 |  | 20 kV | _ | LV | 50 kVA :Pole Substation | 0.05 | --> | 0.05 | 0.05 | 1.7 |  | --> | 0.0475 | 0 | 0 | 0.05 | 0 |  | --> | E62 ex ATHY | Athy [T101,T102] | ATHY |  | 53.0251 | -6.9131
MV/LV Substation TH***4059 |  | 10 kV | _ | LV | 630 kVA :Kiosk Substation | 0.63 | --> | 0.63 | 0.47474 | 0.5 | Constrained,otherwise capacity available =500kVA. | --> | 0.5985 | 0 | 0.00741 | 0 | 0 | Constrained,otherwise capacity available =500kW. | --> | C20 ex KILMARTIN | Kilmartin [T41] | ARKLOW |  | 53.0686 | -6.2248
MV/LV Substation TH***405Y |  | 20 kV | _ | LV | 200 kVA :Kiosk Substation | 0.2 | --> | 0.2 | 0 | 0 | Constrained,otherwise capacity available =165kVA. | --> | 0.19 | 0 | 0.003705 | 0 | 0 | Constrained,otherwise capacity available =205.2kW. | --> | E20 ex FOXHOLE | Foxhole [T421,T422] | DUNGARVAN |  | 51.9337 | -8.0553
MV/LV Substation TH***4061 |  | 20 kV | _ | LV | 200 kVA :Kiosk Substation | 0.2 | --> | 0.2 | 0 | 0 | Constrained,otherwise capacity available =175kVA. | --> | 0.19 | 0 | 0.003705 | 0.20376 | 0 |  | --> | E16 ex PATRICKSWELL | Patrickswell [T421,T422] | LIMERICK |  | 52.5636 | -8.7997
MV/LV Substation TH***4067 |  | 10 kV | _ | LV | 630 kVA :Building Structure | 0.63 | --> | 0.63 | 0.5 | 3 |  | --> | 0.5985 | 0 | 0 | 0.5 | 0 |  | --> | C37 ex INCHICORE CENTRAL | Inchicore Central [T43,T45] | INCHICORE 220KV |  | 53.337 | -6.3157
MV/LV Substation TH***4070 |  | 10 kV | _ | LV | 50 kVA :Pole Substation | 0.05 | --> | 0.05 | 0 | 0 | Constrained,otherwise capacity available =45kVA. | --> | 0.0475 | 0 | 0 | 0.050753 | 0 |  | --> | C24 ex GORESBRIDGE | Goresbridge [T41,T42] | KILKENNY |  | 52.6294 | -7.0584
MV/LV Substation TH***4083 |  | 10 kV | _ | LV | 200 kVA :Pole Substation | 0.2 | --> | 0.2 | 0 | 0 | Constrained,otherwise capacity available =200kVA. | --> | 0.19 | 0 | 0 | 0.2 | 0 |  | --> | C12 ex SKIBBEREEN | Skibbereen [T41,T42] | DUNMANWAY |  | 51.5504 | -9.2617
MV/LV Substation TH***4087 |  | 10 kV | _ | LV | 630 kVA :Kiosk Substation | 0.63 | --> | 0.63 | 0.5 | 1.2 |  | --> | 0.5985 | 0 | 0 | 0.5 | 0 |  | --> | C20 ex SALLYNOGGIN ROAD | Sallynoggin Road [T41,T42] | CHERRYWOOD |  | 53.2799 | -6.1463
MV/LV Substation TH***4090 |  | 10 kV | _ | LV | 400 kVA :Kiosk Substation | 0.4 | --> | 0.4 | 0 | 0 | Constrained,otherwise capacity available =291kVA. | --> | 0.38 | 0 | 0.038532 | 0.41622 | 0 |  | --> | E17 ex GLASMORE | Glasmore [T421,T422] | GLASMORE |  | 53.448 | -6.2526
MV/LV Substation TH***4095 |  | 10 kV | _ | LV | 630 kVA :Kiosk Substation | 0.63 | --> | 0.63 | 0.5 | 13.2 |  | --> | 0.5985 | 0 | 0 | 0.5 | 0 |  | --> | C21 ex ARTANE | Artane [T101,T102] | FINGLAS |  | 53.3841 | -6.2358
MV/LV Substation TH***4097 |  | 20 kV | _ | LV | 50 kVA :Pole Substation | 0.05 | --> | 0.05 | 0.05 | 2.6 |  | --> | 0.0475 | 0 | 0 | 0.05 | 0 |  | --> | C18 ex KILLESHANDRA | Killeshandra [T41,T42] | GORTAWEE |  | 53.9972 | -7.5839
MV/LV Substation TH***4105 |  | 10 kV | _ | LV | 400 kVA :Kiosk Substation | 0.4 | --> | 0.4 | 0 | 0 | Constrained,otherwise capacity available =400kVA. | --> | 0.38 | 0 | 0 | 0.4 | 0 |  | --> | C13 ex DUNDRUM | Dundrum [T41,T42] | BLACKROCK |  | 53.292 | -6.2421
MV/LV Substation TH***4109 |  | 10 kV | _ | LV | 50 kVA :Pole Substation | 0.05 | --> | 0.05 | 0.049 | 0.7 |  | --> | 0.0475 | 0 | 0 | 0.050152 | 0 |  | --> | C11 ex KILRUSH | Kilrush [T41,T42] | TULLABRACK |  | 52.6374 | -9.2485
MV/LV Substation TH***4109 |  | 10 kV | _ | LV | 400 kVA :Kiosk Substation | 0.4 | --> | 0.4 | 0 | 0 | Constrained,otherwise capacity available =400kVA. | --> | 0.38 | 0 | 0 | 0.4 | 0 |  | --> | C20 ex SUTTON | Sutton [T41,T42] | GRANGE (DR) |  | 53.3755 | -6.0591
MV/LV Substation TH***4110 |  | 10 kV | _ | LV | 50 kVA :Pole Substation | 0.05 | --> | 0.05 | 0.045 | 1.7 |  | --> | 0.0475 | 0 | 0 | 0.050753 | 0 |  | --> | C21 ex ATHY | Athy [T101,T102] | ATHY |  | 52.9742 | -7.0703
MV/LV Substation TH***4113 |  | 10 kV | _ | LV | 200 kVA :Pole Substation | 0.2 | --> | 0.2 | 0 | 0 | Constrained,otherwise capacity available =149kVA. | --> | 0.19 | 0 | 0.005187 | 0 | 0 | Constrained,otherwise capacity available =207.6kW. | --> | C13 ex DONEGAL | Donegal [T41,T42] | CATHALEENS FALL |  | 54.6396 | -8.1103
MV/LV Substation TH***4115 |  | 10 kV | _ | LV | 630 kVA :Kiosk Substation | 0.63 | --> | 0.63 | 0 | 0 | Constrained,otherwise capacity available =428kVA. | --> | 0.5985 | 0 | 0 | 0.5 | 0 |  | --> | C13 ex GRANGE (DR) | Grange (dr) [T41,T42] | GRANGE (DR) |  | 53.4082 | -6.1617
MV/LV Substation TH***412 |  | 20 kV | _ | LV | 50 kVA :Pole Substation | 0.05 | --> | 0.05 | 0.037 | 1.9 |  | --> | 0.0475 | 0 | 0 | 0 | 0 | Constrained,otherwise capacity available =51.9kW. | --> | E17 ex CREESLOUGH | Creeslough [T421] | ARDNAGAPPARY |  | 55.1798 | -7.972
MV/LV Substation TH***412X |  | 10 kV | _ | LV | 630 kVA :Kiosk Substation | 0.63 | --> | 0.63 | 0.5 | 5.5 |  | --> | 0.5985 | 0 | 0 | 0 | 0 | Constrained,otherwise capacity available =500kW. | --> | C14 ex GORTLEE | Gortlee [T41,T42] | LETTERKENNY |  | 54.9476 | -7.766
MV/LV Substation TH***412X |  | 10 kV | _ | LV | 400 kVA :Kiosk Substation | 0.4 | --> | 0.4 | 0 | 0 | Constrained,otherwise capacity available =238kVA. | --> | 0.38 | 0 | 0.025194 | 0 | 0 | Constrained,otherwise capacity available =423.9kW. | --> | C16 ex RATHDOWNEY | Rathdowney [T42] | IKERRIN |  | 52.855 | -7.5836
MV/LV Substation TH***412Z |  | 10 kV | _ | LV | 400 kVA :Kiosk Substation | 0.4 | --> | 0.4 | 0 | 0 | Constrained,otherwise capacity available =349kVA. | --> | 0.38 | 0 | 0 | 0.40767 | 0 |  | --> | C12 ex MONEYCOOLEY | Moneycooley [T41,T42,T44] | GRIFFINRATH |  | 53.3529 | -6.5479
MV/LV Substation TH***4130 |  | 10 kV | _ | LV | 50 kVA :Pole Substation | 0.05 | --> | 0.05 | 0.05 | 2.8 |  | --> | 0.0475 | 0 | 0 | 0.05 | 0 |  | --> | E16 ex BALLYRAGGET | Ballyragget [T421,T422] | BALLYRAGGET |  | 52.8503 | -7.391
MV/LV Substation TH***4137 |  | 10 kV | _ | LV | 400 kVA :Kiosk Substation | 0.4 | --> | 0.4 | 0 | 0 | Constrained,otherwise capacity available =226kVA. | --> | 0.38 | 0 | 0.014079 | 0.42559 | 0 |  | --> | C19 ex SALLINS | Sallins [T41,T42] | GRIFFINRATH |  | 53.2878 | -6.7553
MV/LV Substation TH***4139 |  | 10 kV | _ | LV | 1000 kVA :Building Structure | 1 | --> | 1 | 0.5 | 7.9 |  | --> | 0.95 | 0 | 0.006669 | 0.5 | 0 |  | --> | C19 ex TRINITY | Trinity [T101,T102] | POOLBEG |  | 53.3411 | -6.2443
MV/LV Substation TH***4141 |  | 10 kV | _ | LV | 400 kVA :Kiosk Substation | 0.4 | --> | 0.4 | 0 | 0 | Constrained,otherwise capacity available =400kVA. | --> | 0.38 | 0 | 0 | 0.4 | 0 |  | --> | C20 ex FORTUNESTOWN | Fortunestown [T101,T102] | INCHICORE 220KV |  | 53.2838 | -6.4193
MV/LV Substation TH***4142 |  | 10 kV | _ | LV | 400 kVA :Kiosk Substation | 0.4 | --> | 0.4 | 0 | 0 | Constrained,otherwise capacity available =400kVA. | --> | 0.38 | 0 | 0 | 0.4 | 0 |  | --> | C20 ex FORTUNESTOWN | Fortunestown [T101,T102] | INCHICORE 220KV |  | 53.2835 | -6.4209
MV/LV Substation TH***4146 |  | 10 kV | _ | LV | 1000 kVA :Building Structure | 1 | --> | 1 | 0 | 0 | Constrained,otherwise capacity available =500kVA. | --> | 0.95 | 0 | 0 | 0.5 | 0 |  | --> | C23 ex CITYWEST | Citywest [T101,T102] | INCHICORE 220KV |  | 53.2849 | -6.4273
MV/LV Substation TH***4147 |  | 10 kV | _ | LV | 630 kVA :Kiosk Substation | 0.63 | --> | 0.63 | 0.307 | 12.2 |  | --> | 0.5985 | 0 | 0.071136 | 0.5 | 0 |  | --> | C22 ex BALLYBEG | Ballybeg [T101,T102] | CARRICKMINES |  | 52.9778 | -6.0544
MV/LV Substation TH***4148 |  | 10 kV | _ | LV | 400 kVA :Kiosk Substation | 0.4 | --> | 0.4 | 0 | 0 | Constrained,otherwise capacity available =400kVA. | --> | 0.38 | 0 | 0 | 0.4 | 0 |  | --> | C26 ex CITYWEST | Citywest [T101,T102] | INCHICORE 220KV |  | 53.2885 | -6.419
MV/LV Substation TH***4148 |  | 10 kV | _ | LV | 400 kVA :Kiosk Substation | 0.4 | --> | 0.4 | 0 | 0 | Constrained,otherwise capacity available =327kVA. | --> | 0.38 | 0 | 0 | 0 | 0 | Constrained,otherwise capacity available =410.9kW. | --> | C17 ex COLLIGAN | Colligan [T41,T42] | DUNGARVAN |  | 52.098 | -7.625
MV/LV Substation TH***4149 |  | 10 kV | _ | LV | 400 kVA :Kiosk Substation | 0.4 | --> | 0.4 | 0 | 0 | Constrained,otherwise capacity available =400kVA. | --> | 0.38 | 0 | 0 | 0.4 | 0 |  | --> | C26 ex CITYWEST | Citywest [T101,T102] | INCHICORE 220KV |  | 53.2892 | -6.4183
MV/LV Substation TH***4151 |  | 10 kV | _ | LV | 630 kVA :Building Structure | 0.63 | --> | 0.63 | 0.5 | 2.8 |  | --> | 0.5985 | 0 | 0 | 0.5 | 0 |  | --> | C23 ex MOUNT MERRION | Mount Merrion [T41,T42] | CARRICKMINES |  | 53.2915 | -6.2073
MV/LV Substation TH***4152 |  | 10 kV | _ | LV | 200 kVA :Pole Substation | 0.2 | --> | 0.2 | 0.2 | 1.3 |  | --> | 0.19 | 0 | 0 | 0.2 | 0 |  | --> | C15 ex CLIFDEN | Clifden [T41,T42] | SCREEB |  | 53.4379 | -10.0764
MV/LV Substation TH***4154 |  | 20 kV | _ | LV | 50 kVA :Pole Substation | 0.05 | --> | 0.05 | 0.05 | 2.5 |  | --> | 0.0475 | 0 | 0 | 0.05 | 0 |  | --> | E17 ex BAGENALSTOWN | Bagenalstown [T421,T422] | CARLOW |  | 52.7554 | -7.0733
MV/LV Substation TH***416 |  | 20 kV | _ | LV | 50 kVA :Pole Substation | 0.05 | --> | 0.05 | 0.03 | 6 |  | --> | 0.0475 | 0 | 0.006669 | 0 | 0 | Constrained,otherwise capacity available =52.9kW. | --> | C14 ex ARDGEEHA | Ardgeeha [T41,T42] | DOON |  | 52.3832 | -7.6973
MV/LV Substation TH***416 |  | 10 kV | _ | LV | 400 kVA :Building Structure | 0.4 | --> | 0.4 | 0.042007 | 0 | Constrained,otherwise capacity available =313kVA. | --> | 0.38 | 0 | 0.04446 | 0.4 | 0 |  | --> | C16 ex SHANNON | Shannon [T41,T42] | DRUMLINE |  | 52.7011 | -8.9021
MV/LV Substation TH***4161 |  | 10 kV | _ | LV | 630 kVA :Kiosk Substation | 0.63 | --> | 0.63 | 0.5 | 1.5 |  | --> | 0.5985 | 0 | 0 | 0.5 | 0 |  | --> | C11 ex BALLYARD | Ballyard [T41,T42] | TRALEE |  | 52.2648 | -9.7067
MV/LV Substation TH***4162 |  | 10 kV | _ | LV | 630 kVA :Building Structure | 0.63 | --> | 0.63 | 0.5 | 2.8 |  | --> | 0.5985 | 0 | 0 | 0.5 | 0 |  | --> | C22 ex MOUNT MERRION | Mount Merrion [T41,T42] | CARRICKMINES |  | 53.2967 | -6.2117
MV/LV Substation TH***4163 |  | 10 kV | _ | LV | 630 kVA :Kiosk Substation | 0.63 | --> | 0.63 | 0.409 | 12.2 |  | --> | 0.5985 | 0 | 0.042237 | 0.5 | 0 |  | --> | C19 ex BALLYBEG | Ballybeg [T101,T102] | CARRICKMINES |  | 53.0158 | -6.114
MV/LV Substation TH***4164 |  | 10 kV | _ | LV | 630 kVA :Kiosk Substation | 0.63 | --> | 0.63 | 0.5 | 12.2 |  | --> | 0.5985 | 0 | 0.051129 | 0.5 | 0 |  | --> | C19 ex BALLYBEG | Ballybeg [T101,T102] | CARRICKMINES |  | 53.0166 | -6.1166
MV/LV Substation TH***4168 |  | 20 kV | _ | LV | 400 kVA :Kiosk Substation | 0.4 | --> | 0.4 | 0 | 0 | Constrained,otherwise capacity available =304kVA. | --> | 0.38 | 0 | 0.11708 | 0.41432 | 0 |  | --> | C24 ex MACETOWN | Macetown [T101,T102] | MACETOWN |  | 53.5013 | -6.5337
MV/LV Substation TH***4168 |  | 20 kV | _ | LV | 200 kVA :Pole Substation | 0.2 | --> | 0.2 | 0.117 | 1.1 |  | --> | 0.19 | 0 | 0 | 0.21223 | 0 |  | --> | E12 ex BIRR | Birr [T41,T422] | DALLOW |  | 53.1059 | -7.717
MV/LV Substation TH***4170 |  | 20 kV | _ | LV | 400 kVA :Kiosk Substation | 0.4 | --> | 0.4 | 0 | 0 | Constrained,otherwise capacity available =367kVA. | --> | 0.38 | 0 | 0.003705 | 0.40498 | 0 |  | --> | E15 ex BATTER LANE TEMPORARY | Batter Lane Temporary 38kv [T421] | GLASMORE |  | 53.5214 | -6.1668
MV/LV Substation TH***4171 |  | 10 kV | _ | LV | 1000 kVA :Building Structure | 1 | --> | 1 | 0.5 | 1.5 |  | --> | 0.95 | 0 | 0.056316 | 0.5 | 0 |  | --> | C21 ex MONKSTOWN | Monkstown [T41,T42] | BLACKROCK |  | 53.289 | -6.1768
MV/LV Substation TH***4177 |  | 20 kV | _ | LV | 200 kVA :Kiosk Substation | 0.2 | --> | 0.2 | 0 | 0 | Constrained,otherwise capacity available =185kVA. | --> | 0.19 | 0 | 0.003705 | 0.20226 | 0 |  | --> | E11 ex ACADEMY STREET | Academy Street [T421,T422,T44] | NAVAN |  | 53.5277 | -6.5868
MV/LV Substation TH***4179 |  | 20 kV | _ | LV | 200 kVA :Kiosk Substation | 0.2 | --> | 0.2 | 0 | 0 | Constrained,otherwise capacity available =115kVA. | --> | 0.19 | 0 | 0.026676 | 0.21251 | 0 |  | --> | E14 ex KILCOCK | Kilcock [T421,T422] | GRIFFINRATH |  | 53.4067 | -6.6686
MV/LV Substation TH***4180 |  | 10 kV | _ | LV | 630 kVA :Building Structure | 0.63 | --> | 0.63 | 0.5 | 4.3 |  | --> | 0.5985 | 0 | 0.018525 | 0.5 | 0 |  | --> | C11 ex DEANSGRANGE | Deansgrange [T41,T42] | CARRICKMINES |  | 53.2754 | -6.1585
MV/LV Substation TH***4180 |  | 20 kV | _ | LV | 50 kVA :Pole Substation | 0.05 | --> | 0.05 | 0 | 0 | Constrained,otherwise capacity available =47kVA. | --> | 0.0475 | 0 | 0 | 0.050453 | 0 |  | --> | E19 ex KILCOCK | Kilcock [T421,T422] | GRIFFINRATH |  | 53.3902 | -6.7022
MV/LV Substation TH***4180 |  | 10 kV | _ | LV | 1000 kVA :Building Structure | 1 | --> | 1 | 0.5 | 11 |  | --> | 0.95 | 0 | 0 | 0.5 | 0 |  | --> | C16 ex MISERY HILL | Misery Hill [T101,T102] | POOLBEG |  | 53.3443 | -6.2326
MV/LV Substation TH***4183 |  | 20 kV | _ | LV | 50 kVA :Pole Substation | 0.05 | --> | 0.05 | 0 | 0 | Constrained,otherwise capacity available =45kVA. | --> | 0.0475 | 0 | 0 | 0.050753 | 0 |  | --> | E20 ex GARRANACANTY | Garranacanty [T421,T422] | TIPPERARY |  | 52.4921 | -8.0246
MV/LV Substation TH***4185 |  | 10 kV | _ | LV | 1000 kVA :Building Structure | 1 | --> | 1 | 0.5 | 1.2 |  | --> | 0.95 | 0 | 0 | 0.5 | 0 |  | --> | C23 ex SALLYNOGGIN ROAD | Sallynoggin Road [T41,T42] | CHERRYWOOD |  | 53.2811 | -6.1025
MV/LV Substation TH***4185 |  | 10 kV | _ | LV | 630 kVA :Kiosk Substation | 0.63 | --> | 0.63 | 0.38033 | 0.4 | Constrained,otherwise capacity available =455kVA. | --> | 0.5985 | 0 | 0.002964 | 0.5 | 0 |  | --> | C17 ex CARRICKMINES | Carrickmines [T41,T42] | CARRICKMINES |  | 53.2407 | -6.1971
MV/LV Substation TH***4193 |  | 10 kV | _ | LV | 400 kVA :Kiosk Substation | 0.4 | --> | 0.4 | 0.223 | 11 |  | --> | 0.38 | 0 | 0.023712 | 0.42602 | 0 |  | --> | C22 ex CLOON | Cloon [T42,T421] | CLOON |  | 53.5123 | -8.8522
MV/LV Substation TH***4194 |  | 20 kV | _ | LV | 50 kVA :Pole Substation | 0.05 | --> | 0.05 | 0 | 0 | Constrained,otherwise capacity available =4kVA. | --> | 0.0475 | 0 | 0.004446 | 0.056523 | 0 |  | --> | E12 ex KILCOCK | Kilcock [T421,T422] | GRIFFINRATH |  | 53.4529 | -6.5976
MV/LV Substation TH***4195 |  | 10 kV | _ | LV | 1000 kVA :Building Structure | 1 | --> | 1 | 0.5 | 7.2 |  | --> | 0.95 | 0 | 0.003705 | 0.5 | 0 |  | --> | C28 ex LIBERTY STREET | Liberty Street [T101,T102] | LIBERTY STREET |  | 51.8981 | -8.4746
MV/LV Substation TH***419Y |  | 20 kV | _ | LV | 200 kVA :Kiosk Substation | 0.2 | --> | 0.2 | 0.14262 | 0.1 | Constrained,otherwise capacity available =165kVA. | --> | 0.19 | 0 | 0.008892 | 0.20525 | 0 |  | --> | C12 ex CARRIGLAWN | Carriglawn [T41,T42] | WEXFORD |  | 52.3781 | -6.449
MV/LV Substation TH***419Y |  | 10 kV | _ | LV | 200 kVA :Kiosk Substation | 0.2 | --> | 0.2 | 0.187 | 0.8 |  | --> | 0.19 | 0 | 0 | 0.20196 | 0 |  | --> | C21 ex MANOR STREET | Manor Street [T41,T42] | WATERFORD |  | 52.2534 | -7.1135
MV/LV Substation TH***420 |  | 10 kV | _ | LV | 50 kVA :Pole Substation | 0.05 | --> | 0.05 | 0.039 | 12.2 |  | --> | 0.0475 | 0 | 0 | 0.051643 | 0 |  | --> | C17 ex BALLYBEG | Ballybeg [T101,T102] | CARRICKMINES |  | 52.9281 | -6.0411
MV/LV Substation TH***4201 |  | 20 kV | _ | LV | 50 kVA :Pole Substation | 0.05 | --> | 0.05 | 0.05 | 2.9 |  | --> | 0.0475 | 0 | 0 | 0 | 0 | Constrained,otherwise capacity available =50kW. | --> | E13 ex TELAYDON | Telaydon [T42,T421] | LISDRUM |  | 54.2845 | -7.104
MV/LV Substation TH***4202 |  | 10 kV | _ | LV | 400 kVA :Kiosk Substation | 0.4 | --> | 0.4 | 0 | 0 | Constrained,otherwise capacity available =361kVA. | --> | 0.38 | 0 | 0 | 0 | 0 | Constrained,otherwise capacity available =405.9kW. | --> | C11 ex COLLIGAN | Colligan [T41,T42] | DUNGARVAN |  | 52.0949 | -7.6085
MV/LV Substation TH***4203 |  | 10 kV | _ | LV | 400 kVA :Kiosk Substation | 0.4 | --> | 0.4 | 0.305 | 13.1 |  | --> | 0.38 | 0 | 0.014079 | 0.41417 | 0 |  | --> | C12 ex MONREAD | Monread [T101,T102] | MONREAD |  | 53.2292 | -6.6617
MV/LV Substation TH***4205 |  | 20 kV | _ | LV | 400 kVA :Kiosk Substation | 0.4 | --> | 0.4 | 0.33039 | 0.3 | Constrained,otherwise capacity available =344kVA. | --> | 0.38 | 0 | 0.003705 | 0.40841 | 0 |  | --> | E33 ex TRIM | Trim [T421] | NAVAN |  | 53.4879 | -6.806
MV/LV Substation TH***4213 |  | 10 kV | _ | LV | 630 kVA :Kiosk Substation | 0.63 | --> | 0.63 | 0.38033 | 0.4 | Constrained,otherwise capacity available =500kVA. | --> | 0.5985 | 0 | 0 | 0.5 | 0 |  | --> | C17 ex CARRICKMINES | Carrickmines [T41,T42] | CARRICKMINES |  | 53.2484 | -6.1828
MV/LV Substation TH***4221 |  | 10 kV | _ | LV | 630 kVA :Kiosk Substation | 0.63 | --> | 0.63 | 0 | 0 | Constrained,otherwise capacity available =500kVA. | --> | 0.5985 | 0 | 0 | 0.5 | 0 |  | --> | C23 ex MACETOWN | Macetown [T101,T102] | MACETOWN |  | 53.4153 | -6.4599
MV/LV Substation TH***4224 |  | 10 kV | _ | LV | 400 kVA :Kiosk Substation | 0.4 | --> | 0.4 | 0 | 0 | Constrained,otherwise capacity available =395kVA. | --> | 0.38 | 0 | 0 | 0.40076 | 0 |  | --> | C16 ex CREGG ROAD | Cregg Road [T41,T42] | BALLYDINE |  | 52.3485 | -7.3871
MV/LV Substation TH***4228 |  | 10 kV | _ | LV | 400 kVA :Kiosk Substation | 0.4 | --> | 0.4 | 0 | 0 | Constrained,otherwise capacity available =330kVA. | --> | 0.38 | 0 | 0.093366 | 0.41049 | 0 |  | --> | C17 ex NAAS | Naas [T41,T42] | KILTEEL |  | 53.211 | -6.6749
MV/LV Substation TH***422Z |  | 10 kV | _ | LV | 630 kVA :Building Structure | 0.63 | --> | 0.63 | 0 | 0 | Constrained,otherwise capacity available =500kVA. | --> | 0.5985 | 0 | 0 | 0.5 | 0 |  | --> | C14 ex LIFFEY VALLEY | Liffey Valley [T41,T42] | INCHICORE 220KV |  | 53.3505 | -6.4104
MV/LV Substation TH***4230 |  | 20 kV | _ | LV | 400 kVA :Kiosk Substation | 0.4 | --> | 0.4 | 0 | 0 | Constrained,otherwise capacity available =340kVA. | --> | 0.38 | 0 | 0.089661 | 0.40901 | 0 |  | --> | C24 ex MACETOWN | Macetown [T101,T102] | MACETOWN |  | 53.5032 | -6.5352
MV/LV Substation TH***4231 |  | 10 kV | _ | LV | 400 kVA :Kiosk Substation | 0.4 | --> | 0.4 | 0 | 0 | Constrained,otherwise capacity available =400kVA. | --> | 0.38 | 0 | 0 | 0.4 | 0 |  | --> | C17 ex CAMDEN ROW | Camden Row [T41] | FRANCIS STREET |  | 53.3423 | -6.2803
MV/LV Substation TH***4235 |  | 10 kV | _ | LV | 630 kVA :Kiosk Substation | 0.63 | --> | 0.63 | 0 | 0 | Constrained,otherwise capacity available =500kVA. | --> | 0.5985 | 0 | 0.083733 | 0.5 | 0 |  | --> | C22 ex CITYWEST | Citywest [T101,T102] | INCHICORE 220KV |  | 53.2899 | -6.4164
MV/LV Substation TH***4236 |  | 10 kV | _ | LV | 1000 kVA :Building Structure | 1 | --> | 1 | 0 | 0 | Constrained,otherwise capacity available =500kVA. | --> | 0.95 | 0 | 0 | 0.5 | 0 |  | --> | C22 ex CITYWEST | Citywest [T101,T102] | INCHICORE 220KV |  | 53.291 | -6.4113
MV/LV Substation TH***4236 |  | 10 kV | _ | LV | 50 kVA :Pole Substation | 0.05 | --> | 0.05 | 0.043 | 3 |  | --> | 0.0475 | 0 | 0 | 0.051052 | 0 |  | --> | C21 ex NENAGH | Nenagh [T41,T42] | NENAGH |  | 52.8555 | -8.2073
MV/LV Substation TH***4238 |  | 10 kV | _ | LV | 400 kVA :Kiosk Substation | 0.4 | --> | 0.4 | 0 | 0 | Constrained,otherwise capacity available =366kVA. | --> | 0.38 | 0 | 0.060021 | 0.40513 | 0 |  | --> | C11 ex NAAS | Naas [T41,T42] | KILTEEL |  | 53.2068 | -6.6484
MV/LV Substation TH***4238 |  | 10 kV | _ | LV | 400 kVA :Kiosk Substation | 0.4 | --> | 0.4 | 0 | 0 | Constrained,otherwise capacity available =333kVA. | --> | 0.38 | 0 | 0.010374 | 0.41005 | 0 |  | --> | C15 ex BLAKE | Blake [T41,T42] | BLAKE |  | 53.2869 | -6.8639
MV/LV Substation TH***424 |  | 10 kV | _ | LV | 400 kVA :Kiosk Substation | 0.4 | --> | 0.4 | 0.369 | 2.8 |  | --> | 0.38 | 0 | 0 | 0.40468 | 0 |  | --> | C19 ex RECESS | Recess [T41] | SCREEB |  | 53.3939 | -9.9209
MV/LV Substation TH***4242 |  | 10 kV | _ | LV | 630 kVA :Building Structure | 0.63 | --> | 0.63 | 0.5 | 7 |  | --> | 0.5985 | 0 | 0 | 0.5 | 0 |  | --> | C20 ex NORTH QUAYS | North Quays [T101,T102,T103] | POOLBEG |  | 53.3492 | -6.2295
MV/LV Substation TH***4243 |  | 10 kV | _ | LV | 1000 kVA :Building Structure | 1 | --> | 1 | 0.5 | 7 |  | --> | 0.95 | 0 | 0 | 0.5 | 0 |  | --> | C20 ex NORTH QUAYS | North Quays [T101,T102,T103] | POOLBEG |  | 53.349 | -6.2295
MV/LV Substation TH***4249 |  | 20 kV | _ | LV | 400 kVA :Kiosk Substation | 0.4 | --> | 0.4 | 0 | 0 | Constrained,otherwise capacity available =377kVA. | --> | 0.38 | 0 | 0 | 0.40348 | 0 |  | --> | E21 ex ASHBOURNE | Ashbourne [T421,T422] | FINGLAS |  | 53.4897 | -6.2933
MV/LV Substation TH***424X |  | 20 kV | _ | LV | 100 kVA :Pole Substation | 0.1 | --> | 0.1 | 0.074 | 4.2 |  | --> | 0.095 | 0 | 0 | 0.10387 | 0 |  | --> | E15 ex JENKINSTOWN | Jenkinstown [T421,T422] | DUNDALK |  | 54.0457 | -6.363
MV/LV Substation TH***4260 |  | 20 kV | _ | LV | 50 kVA :Pole Substation | 0.05 | --> | 0.05 | 0 | 0 | Constrained,otherwise capacity available =32kVA. | --> | 0.0475 | 0 | 0 | 0 | 0 | Constrained,otherwise capacity available =52.7kW. | --> | E12 ex PORTLAOISE | Portlaoise [T423,T424] | PORTLAOISE |  | 53.014 | -7.1508
MV/LV Substation TH***4260 |  | 20 kV | _ | LV | 630 kVA :Kiosk Substation | 0.63 | --> | 0.63 | 0 | 0 | Constrained,otherwise capacity available =500kVA. | --> | 0.5985 | 0 | 0.15561 | 0.5 | 0 |  | --> | C24 ex MACETOWN | Macetown [T101,T102] | MACETOWN |  | 53.5037 | -6.5326
MV/LV Substation TH***4261 |  | 20 kV | _ | LV | 1000 kVA :Building Structure | 1 | --> | 1 | 0 | 0 | Constrained,otherwise capacity available =500kVA. | --> | 0.95 | 0 | 0.03705 | 0.5 | 0 |  | --> | C24 ex MACETOWN | Macetown [T101,T102] | MACETOWN |  | 53.5035 | -6.5286
MV/LV Substation TH***4265 |  | 10 kV | _ | LV | 400 kVA :Building Structure | 0.4 | --> | 0.4 | 0 | 0 | Constrained,otherwise capacity available =400kVA. | --> | 0.38 | 0 | 0 | 0.4 | 0 |  | --> | C15 ex SEMPERIT | Semperit [T41,T42,T43] | GRANGE CASTLE |  | 53.3348 | -6.3598
MV/LV Substation TH***426X |  | 10 kV | _ | LV | 200 kVA :Kiosk Substation | 0.2 | --> | 0.2 | 0.15 | 4.6 |  | --> | 0.19 | 0 | 0.027417 | 0.20745 | 0 |  | --> | C11 ex RINGASKIDDY 110KV | Ringaskiddy 110kv [T42] | BARNAHELY |  | 51.8668 | -8.3397
MV/LV Substation TH***4270 |  | 10 kV | _ | LV | 400 kVA :Kiosk Substation | 0.4 | --> | 0.4 | 0 | 0 | Constrained,otherwise capacity available =385kVA. | --> | 0.38 | 0 | 0.011856 | 0.40227 | 0 |  | --> | C16 ex KILLACLOYNE | Killacloyne [T41,T42] | MIDLETON |  | 51.9165 | -8.3351
MV/LV Substation TH***4270 |  | 20 kV | _ | LV | 50 kVA :Pole Substation | 0.05 | --> | 0.05 | 0 | 0 | Constrained,otherwise capacity available =50kVA. | --> | 0.0475 | 0 | 0 | 0.05 | 0 |  | --> | E19 ex KILCOCK | Kilcock [T421,T422] | GRIFFINRATH |  | 53.3898 | -6.7033
MV/LV Substation TH***4271 |  | 10 kV | _ | LV | 630 kVA :Kiosk Substation | 0.63 | --> | 0.63 | 0 | 0 | Constrained,otherwise capacity available =473kVA. | --> | 0.5985 | 0 | 0.018525 | 0.5 | 0 |  | --> | C12 ex SRAH | Srah [T41,T42] | THORNSBERRY |  | 53.2916 | -7.5002
MV/LV Substation TH***428 |  | 20 kV | _ | LV | 100 kVA :Pole Substation | 0.1 | --> | 0.1 | 0 | 0 | Constrained,otherwise capacity available =73kVA. | --> | 0.095 | 0 | 0 | 0.10402 | 0 |  | --> | C17 ex ROSCOMMON | Roscommon [T41,T42] | LANESBORO |  | 53.6142 | -8.2917
MV/LV Substation TH***4289 |  | 20 kV | _ | LV | 50 kVA :Pole Substation | 0.05 | --> | 0.05 | 0 | 0 | Constrained,otherwise capacity available =50kVA. | --> | 0.0475 | 0 | 0 | 0.05 | 0 |  | --> | E11 ex CLONROCHE | Clonroche [T421,T422] | WEXFORD |  | 52.4056 | -6.7072
MV/LV Substation TH***429 |  | 10 kV | _ | LV | 100 kVA :Pole Substation | 0.1 | --> | 0.1 | 0.091 | 4.6 |  | --> | 0.095 | 0 | 0 | 0.10136 | 0 |  | --> | C19 ex RINGASKIDDY 110KV | Ringaskiddy 110kv [T42] | BARNAHELY |  | 51.8681 | -8.3331
MV/LV Substation TH***4297 |  | 10 kV | _ | LV | 1000 kVA :Building Structure | 1 | --> | 1 | 0.5 | 7.2 |  | --> | 0.95 | 0 | 0 | 0.5 | 0 |  | --> | C17 ex LIBERTY STREET | Liberty Street [T101,T102] | LIBERTY STREET |  | 51.8961 | -8.4777
MV/LV Substation TH***4299 |  | 10 kV | _ | LV | 630 kVA :Kiosk Substation | 0.63 | --> | 0.63 | 0 | 0 | Constrained,otherwise capacity available =500kVA. | --> | 0.5985 | 0 | 0.006669 | 0.5 | 0 |  | --> | C17 ex LEIXLIP | Leixlip [T41,T42] | GRIFFINRATH |  | 53.3659 | -6.4977
MV/LV Substation TH***430 |  | 10 kV | _ | LV | 200 kVA :Pole Substation | 0.2 | --> | 0.2 | 0 | 0 | Constrained,otherwise capacity available =141kVA. | --> | 0.19 | 0 | 0.008151 | 0.20877 | 0 |  | --> | C17 ex SKIBBEREEN | Skibbereen [T41,T42] | DUNMANWAY |  | 51.5581 | -9.1318
MV/LV Substation TH***4303 |  | 10 kV | _ | LV | 400 kVA :Kiosk Substation | 0.4 | --> | 0.4 | 0 | 0 | Constrained,otherwise capacity available =328kVA. | --> | 0.38 | 0 | 0.004446 | 0.41079 | 0 |  | --> | C18 ex NAAS | Naas [T41,T42] | KILTEEL |  | 53.1947 | -6.6669
MV/LV Substation TH***430Y |  | 10 kV | _ | LV | 100 kVA :Pole Substation | 0.1 | --> | 0.1 | 0.087 | 2.2 |  | --> | 0.095 | 0 | 0 | 0.10195 | 0 |  | --> | C19 ex BAILIEBORO | Bailieboro [T41,T42] | MEATH HILL |  | 53.8865 | -7.0507
MV/LV Substation TH***4311 |  | 20 kV | _ | LV | 50 kVA :Pole Substation | 0.05 | --> | 0.05 | 0.05 | 3.5 |  | --> | 0.0475 | 0 | 0 | 0 | 0 | Constrained,otherwise capacity available =50kW. | --> | E11 ex DUNFIRTH | Dunfirth [T122] | DUNFIRTH |  | 53.3967 | -6.8779
MV/LV Substation TH***4313 |  | 20 kV | _ | LV | 630 kVA :Building Structure | 0.63 | --> | 0.63 | 0 | 0 | Constrained,otherwise capacity available =500kVA. | --> | 0.5985 | 0 | 0 | 0.5 | 0 |  | --> | E19 ex ADAMSTOWN | Adamstown [T121,T122] | INCHICORE 220KV |  | 53.3365 | -6.4678
MV/LV Substation TH***4314 |  | 20 kV | _ | LV | 630 kVA :Building Structure | 0.63 | --> | 0.63 | 0 | 0 | Constrained,otherwise capacity available =500kVA. | --> | 0.5985 | 0 | 0 | 0.5 | 0 |  | --> | E19 ex ADAMSTOWN | Adamstown [T121,T122] | INCHICORE 220KV |  | 53.3366 | -6.4678
MV/LV Substation TH***4314 |  | 10 kV | _ | LV | 630 kVA :Building Structure | 0.63 | --> | 0.63 | 0.5 | 2.4 |  | --> | 0.5985 | 0 | 0 | 0.5 | 0 |  | --> | C18 ex GRAIGUE | Graigue [T41,T42] | CARLOW |  | 52.8765 | -6.9338
MV/LV Substation TH***4315 |  | 20 kV | _ | LV | 1000 kVA :Building Structure | 1 | --> | 1 | 0 | 0 | Constrained,otherwise capacity available =500kVA. | --> | 0.95 | 0 | 0 | 0.5 | 0 |  | --> | E19 ex ADAMSTOWN | Adamstown [T121,T122] | INCHICORE 220KV |  | 53.3379 | -6.4707
MV/LV Substation TH***4316 |  | 20 kV | _ | LV | 1000 kVA :Building Structure | 1 | --> | 1 | 0 | 0 | Constrained,otherwise capacity available =500kVA. | --> | 0.95 | 0 | 0 | 0.5 | 0 |  | --> | E19 ex ADAMSTOWN | Adamstown [T121,T122] | INCHICORE 220KV |  | 53.3371 | -6.4701
MV/LV Substation TH***4322 |  | 10 kV | _ | LV | 400 kVA :Building Structure | 0.4 | --> | 0.4 | 0 | 0 | Constrained,otherwise capacity available =338kVA. | --> | 0.38 | 0 | 0.01482 | 0.40931 | 0 |  | --> | C18 ex MALAHIDE | Malahide [T41,T42] | GLASMORE |  | 53.4438 | -6.1478
MV/LV Substation TH***4324 |  | 10 kV | _ | LV | 630 kVA :Kiosk Substation | 0.63 | --> | 0.63 | 0 | 0 | Constrained,otherwise capacity available =500kVA. | --> | 0.5985 | 0 | 0.11189 | 0.5 | 0 |  | --> | C16 ex JOHNSTOWN | Johnstown [T41,T42] | KILTEEL |  | 53.2411 | -6.5999
MV/LV Substation TH***432X |  | 10 kV | _ | LV | 200 kVA :Kiosk Substation | 0.2 | --> | 0.2 | 0 | 0 | Constrained,otherwise capacity available =161kVA. | --> | 0.19 | 0 | 0.020748 | 0.20584 | 0 |  | --> | C17 ex BALLYHAUNIS | Ballyhaunis [T41,T42] | DALTON |  | 53.7598 | -8.775
MV/LV Substation TH***4330 |  | 10 kV | _ | LV | 630 kVA :Kiosk Substation | 0.63 | --> | 0.63 | 0 | 0 | Constrained,otherwise capacity available =500kVA. | --> | 0.5985 | 0 | 0 | 0.5 | 0 |  | --> | C11 ex GLASNEVIN | Glasnevin [T41] | FINGLAS |  | 53.3678 | -6.2701
MV/LV Substation TH***4335 |  | 20 kV | _ | LV | 1000 kVA :Building Structure | 1 | --> | 1 | 0 | 0 | Constrained,otherwise capacity available =500kVA. | --> | 0.95 | 0 | 0 | 0.5 | 0 |  | --> | E19 ex ADAMSTOWN | Adamstown [T121,T122] | INCHICORE 220KV |  | 53.3371 | -6.4673
MV/LV Substation TH***4339 |  | 10 kV | _ | LV | 50 kVA :Pole Substation | 0.05 | --> | 0.05 | 0 | 0 | Constrained,otherwise capacity available =49kVA. | --> | 0.0475 | 0 | 0 | 0.050152 | 0 |  | --> | C29 ex GRANGE CASTLE | Grange Castle [T101,T102] | INCHICORE 220KV |  | 53.2927 | -6.4823
MV/LV Substation TH***433X |  | 10 kV | _ | LV | 50 kVA :Pole Substation | 0.05 | --> | 0.05 | 0 | 0 | Constrained,otherwise capacity available =5kVA. | --> | 0.0475 | 0 | 0 | 0.056391 | 0 |  | --> | C16 ex BALLAGHADERREEN | Ballaghaderreen [T41,T42] | TONROE |  | 53.9042 | -8.5902
MV/LV Substation TH***434 |  | 10 kV | _ | LV | 400 kVA :Kiosk Substation | 0.4 | --> | 0.4 | 0.321 | 4.6 |  | --> | 0.38 | 0 | 0.004446 | 0.41182 | 0 |  | --> | C19 ex RINGASKIDDY 110KV | Ringaskiddy 110kv [T42] | BARNAHELY |  | 51.87 | -8.3352
MV/LV Substation TH***4341 |  | 10 kV | _ | LV | 630 kVA :Kiosk Substation | 0.63 | --> | 0.63 | 0.463 | 3.5 |  | --> | 0.5985 | 0 | 0.002964 | 0.5 | 0 |  | --> | C21 ex DUNDALK | Dundalk [T41,T42] | DUNDALK |  | 54.0059 | -6.4095
MV/LV Substation TH***4346 |  | 10 kV | _ | LV | 400 kVA :Kiosk Substation | 0.4 | --> | 0.4 | 0 | 0 | Constrained,otherwise capacity available =400kVA. | --> | 0.38 | 0 | 0 | 0 | 0 | Constrained,otherwise capacity available =400kW. | --> | C14 ex PORTLAOISE | Portlaoise [T41,T42] | PORTLAOISE |  | 53.0485 | -7.2615
MV/LV Substation TH***4347 |  | 20 kV | _ | LV | 200 kVA :Pole Substation | 0.2 | --> | 0.2 | 0 | 0 | Constrained,otherwise capacity available =200kVA. | --> | 0.19 | 0 | 0 | 0 | 0 | Constrained,otherwise capacity available =200kW. | --> | E14 ex EMYVALE | Emyvale [T422] | LISDRUM |  | 54.3423 | -6.9499
MV/LV Substation TH***4353 |  | 20 kV | _ | LV | 630 kVA :Kiosk Substation | 0.63 | --> | 0.63 | 0 | 0 | Constrained,otherwise capacity available =500kVA. | --> | 0.5985 | 0 | 0 | 0.5 | 0 |  | --> | C24 ex MACETOWN | Macetown [T101,T102] | MACETOWN |  | 53.5039 | -6.532
MV/LV Substation TH***4354 |  | 20 kV | _ | LV | 630 kVA :Kiosk Substation | 0.63 | --> | 0.63 | 0 | 0 | Constrained,otherwise capacity available =500kVA. | --> | 0.5985 | 0 | 0.027417 | 0.5 | 0 |  | --> | C24 ex MACETOWN | Macetown [T101,T102] | MACETOWN |  | 53.5064 | -6.5327
MV/LV Substation TH***4357 |  | 20 kV | _ | LV | 400 kVA :Kiosk Substation | 0.4 | --> | 0.4 | 0 | 0 | Constrained,otherwise capacity available =384kVA. | --> | 0.38 | 0 | 0 | 0.40242 | 0 |  | --> | E17 ex BALTRASNA | Baltrasna [T121,T122] | BALTRASNA |  | 53.5135 | -6.5423
MV/LV Substation TH***4358 |  | 20 kV | _ | LV | 630 kVA :Building Structure | 0.63 | --> | 0.63 | 0 | 0 | Constrained,otherwise capacity available =500kVA. | --> | 0.5985 | 0 | 0 | 0.5 | 0 |  | --> | E19 ex ADAMSTOWN | Adamstown [T121,T122] | INCHICORE 220KV |  | 53.3368 | -6.4716
MV/LV Substation TH***436 |  | 20 kV | _ | LV | 50 kVA :Pole Substation | 0.05 | --> | 0.05 | 0 | 0 | Constrained,otherwise capacity available =35kVA. | --> | 0.0475 | 0 | 0 | 0.052228 | 0 |  | --> | E18 ex MANORHAMILTON | Manorhamilton [T422] | SLIGO |  | 54.2999 | -8.1651
MV/LV Substation TH***4361 |  | 20 kV | _ | LV | 1000 kVA :Building Structure | 1 | --> | 1 | 0 | 0 | Constrained,otherwise capacity available =500kVA. | --> | 0.95 | 0 | 0.017784 | 0.5 | 0 |  | --> | E54 ex GRANGE CASTLE | Grange Castle [T124] | INCHICORE 220KV |  | 53.3307 | -6.4081
MV/LV Substation TH***4362 |  | 10 kV | _ | LV | 400 kVA :Kiosk Substation | 0.4 | --> | 0.4 | 0 | 0 | Constrained,otherwise capacity available =399kVA. | --> | 0.38 | 0 | 0 | 0.40015 | 0 |  | --> | C19 ex MIDLETON | Midleton [T101,T102] | MIDLETON |  | 51.9287 | -8.1923
MV/LV Substation TH***4365 |  | 10 kV | _ | LV | 400 kVA :Kiosk Substation | 0.4 | --> | 0.4 | 0 | 0 | Constrained,otherwise capacity available =400kVA. | --> | 0.38 | 0 | 0 | 0.4 | 0 |  | --> | C13 ex MIDLETON | Midleton [T101,T102] | MIDLETON |  | 51.929 | -8.1748
MV/LV Substation TH***436X |  | 10 kV | _ | LV | 1000 kVA :Building Structure | 1 | --> | 1 | 0 | 0 | Constrained,otherwise capacity available =500kVA. | --> | 0.95 | 0 | 0 | 0.5 | 0 |  | --> | C16 ex HEADFORD ROAD | Headford Road [T41,T42] | GALWAY 110KV |  | 53.2786 | -9.0487
MV/LV Substation TH***4384 |  | 20 kV | _ | LV | 630 kVA :Kiosk Substation | 0.63 | --> | 0.63 | 0 | 0 | Constrained,otherwise capacity available =500kVA. | --> | 0.5985 | 0 | 0 | 0.5 | 0 |  | --> | C24 ex MACETOWN | Macetown [T101,T102] | MACETOWN |  | 53.5068 | -6.53
MV/LV Substation TH***4385 |  | 20 kV | _ | LV | 630 kVA :Kiosk Substation | 0.63 | --> | 0.63 | 0 | 0 | Constrained,otherwise capacity available =500kVA. | --> | 0.5985 | 0 | 0 | 0.5 | 0 |  | --> | C24 ex MACETOWN | Macetown [T101,T102] | MACETOWN |  | 53.5059 | -6.5307
MV/LV Substation TH***439X |  | 10 kV | _ | LV | 50 kVA :Pole Substation | 0.05 | --> | 0.05 | 0 | 0 | Constrained,otherwise capacity available =49kVA. | --> | 0.0475 | 0 | 0 | 0.050152 | 0 |  | --> | C15 ex SAGGART | Saggart [T41,T42] | GRANGE CASTLE |  | 53.2679 | -6.3828
MV/LV Substation TH***439Z |  | 10 kV | _ | LV | 630 kVA :Building Structure | 0.63 | --> | 0.63 | 0 | 0 | Constrained,otherwise capacity available =500kVA. | --> | 0.5985 | 0 | 0 | 0.5 | 0 |  | --> | C11 ex HOWTH JUNCTION | Howth Junction [T41,T42] | GRANGE (DR) |  | 53.3764 | -6.1666
MV/LV Substation TH***4407 |  | 10 kV | _ | LV | 630 kVA :Kiosk Substation | 0.63 | --> | 0.63 | 0 | 0 | Constrained,otherwise capacity available =500kVA. | --> | 0.5985 | 0 | 0 | 0 | 0 | Constrained,otherwise capacity available =500kW. | --> | C19 ex PALLAS | Pallas [T41,T42] | PORTLAOISE |  | 53.0358 | -7.306
MV/LV Substation TH***4408 |  | 10 kV | _ | LV | 400 kVA :Kiosk Substation | 0.4 | --> | 0.4 | 0 | 0 | Constrained,otherwise capacity available =392kVA. | --> | 0.38 | 0 | 0 | 0 | 0 | Constrained,otherwise capacity available =401.2kW. | --> | C19 ex PALLAS | Pallas [T41,T42] | PORTLAOISE |  | 53.0355 | -7.3057
MV/LV Substation TH***4409 |  | 10 kV | _ | LV | 400 kVA :Kiosk Substation | 0.4 | --> | 0.4 | 0 | 0 | Constrained,otherwise capacity available =400kVA. | --> | 0.38 | 0 | 0 | 0 | 0 | Constrained,otherwise capacity available =400kW. | --> | C19 ex PALLAS | Pallas [T41,T42] | PORTLAOISE |  | 53.0347 | -7.3062
MV/LV Substation TH***441 |  | 20 kV | _ | LV | 100 kVA :Pole Substation | 0.1 | --> | 0.1 | 0 | 0 | Constrained,otherwise capacity available =93kVA. | --> | 0.095 | 0 | 0 | 0.10106 | 0 |  | --> | E11 ex BALLYHALE | Ballyhale [T42,T421] | KILKENNY |  | 52.5201 | -7.1347
MV/LV Substation TH***441X |  | 10 kV | _ | LV | 1000 kVA :Building Structure | 1 | --> | 1 | 0.5 | 20.8 |  | --> | 0.95 | 0 | 0.008151 | 0.5 | 0 |  | --> | C19 ex HEUSTON SQUARE | Heuston Square [T101,T102] | INCHICORE 220KV |  | 53.3442 | -6.2837
MV/LV Substation TH***4420 |  | 10 kV | _ | LV | 400 kVA :Kiosk Substation | 0.4 | --> | 0.4 | 0 | 0 | Constrained,otherwise capacity available =400kVA. | --> | 0.38 | 0 | 0 | 0.4 | 0 |  | --> | C23 ex ATHLONE | Athlone [T41,T42] | ATHLONE |  | 53.423 | -7.9402
MV/LV Substation TH***4429 |  | 10 kV | _ | LV | 400 kVA :Kiosk Substation | 0.4 | --> | 0.4 | 0 | 0 | Constrained,otherwise capacity available =396kVA. | --> | 0.38 | 0 | 0.013338 | 0.40061 | 0 |  | --> | E13 ex GLASMORE | Glasmore [T421,T422] | GLASMORE |  | 53.4725 | -6.2484
MV/LV Substation TH***4437 |  | 10 kV | _ | LV | 630 kVA :Building Structure | 0.63 | --> | 0.63 | 0 | 0 | Constrained,otherwise capacity available =500kVA. | --> | 0.5985 | 0 | 0.00741 | 0.5 | 0 |  | --> | C15 ex DRUMCONDRA | Drumcondra [T41,T42] | MCDERMOTT |  | 53.3592 | -6.2563
MV/LV Substation TH***445Z |  | 10 kV | _ | LV | 200 kVA :Kiosk Substation | 0.2 | --> | 0.2 | 0 | 0 | Constrained,otherwise capacity available =147kVA. | --> | 0.19 | 0 | 0.008892 | 0.20789 | 0 |  | --> | C19 ex CELBRIDGE | Celbridge [T41,T42] | GRIFFINRATH |  | 53.314 | -6.6114
MV/LV Substation TH***447X |  | 10 kV | _ | LV | 200 kVA :Kiosk Substation | 0.2 | --> | 0.2 | 0 | 0 | Constrained,otherwise capacity available =145kVA. | --> | 0.19 | 0 | 0 | 0.20818 | 0 |  | --> | C15 ex LUCAN EAST | Lucan East [T41,T42] | GRANGE CASTLE |  | 53.3503 | -6.4394
MV/LV Substation TH***447X |  | 10 kV | _ | LV | 1000 kVA :Building Structure | 1 | --> | 1 | 0.5 | 4 |  | --> | 0.95 | 0 | 0 | 0.5 | 0 |  | --> | C31 ex WOLFE TONE STREET | Wolfe Tone Street [T101,T102] | FINGLAS |  | 53.3494 | -6.2795
MV/LV Substation TH***4481 |  | 20 kV | _ | LV | 630 kVA :Kiosk Substation | 0.63 | --> | 0.63 | 0 | 0 | Constrained,otherwise capacity available =500kVA. | --> | 0.5985 | 0 | 0 | 0.5 | 0 |  | --> | C24 ex MACETOWN | Macetown [T101,T102] | MACETOWN |  | 53.5086 | -6.5303
MV/LV Substation TH***4482 |  | 20 kV | _ | LV | 630 kVA :Kiosk Substation | 0.63 | --> | 0.63 | 0 | 0 | Constrained,otherwise capacity available =500kVA. | --> | 0.5985 | 0 | 0 | 0.5 | 0 |  | --> | C24 ex MACETOWN | Macetown [T101,T102] | MACETOWN |  | 53.5068 | -6.5283
MV/LV Substation TH***448Y |  | 10 kV | _ | LV | 400 kVA :Kiosk Substation | 0.4 | --> | 0.4 | 0 | 0 | Constrained,otherwise capacity available =315kVA. | --> | 0.38 | 0 | 0.015561 | 0 | 0 | Constrained,otherwise capacity available =412.7kW. | --> | C16 ex RATHDRUM | Rathdrum [T42] | ARKLOW |  | 52.9354 | -6.2354
MV/LV Substation TH***449 |  | 10 kV | _ | LV | 50 kVA :Pole Substation | 0.05 | --> | 0.05 | 0.044 | 9.5 |  | --> | 0.0475 | 0 | 0 | 0.050903 | 0 |  | --> | C13 ex BANDON | Bandon [T101,T42] | BANDON |  | 51.7486 | -8.76
MV/LV Substation TH***450 |  | 10 kV | _ | LV | 100 kVA :Pole Substation | 0.1 | --> | 0.1 | 0.083 | 12.2 |  | --> | 0.095 | 0 | 0 | 0.10255 | 0 |  | --> | C23 ex BALLYBEG | Ballybeg [T101,T102] | CARRICKMINES |  | 52.924 | -6.1159
MV/LV Substation TH***450Y |  | 10 kV | _ | LV | 400 kVA :Kiosk Substation | 0.4 | --> | 0.4 | 0.359 | 12.2 |  | --> | 0.38 | 0 | 0.008151 | 0.40618 | 0 |  | --> | C21 ex BALLYBEG | Ballybeg [T101,T102] | CARRICKMINES |  | 52.9874 | -6.0726
MV/LV Substation TH***450Z |  | 10 kV | _ | LV | 400 kVA :Kiosk Substation | 0.4 | --> | 0.4 | 0.302 | 13.1 |  | --> | 0.38 | 0 | 0.006669 | 0.41461 | 0 |  | --> | C23 ex MONREAD | Monread [T101,T102] | MONREAD |  | 53.2359 | -6.728
MV/LV Substation TH***4515 |  | 10 kV | _ | LV | 1000 kVA :Building Structure | 1 | --> | 1 | 0.5 | 7.9 |  | --> | 0.95 | 0 | 0 | 0.5 | 0 |  | --> | C28 ex TRINITY | Trinity [T101,T102] | POOLBEG |  | 53.3405 | -6.2406
MV/LV Substation TH***451X |  | 20 kV | _ | LV | 100 kVA :Pole Substation | 0.1 | --> | 0.1 | 0 | 0 | Constrained,otherwise capacity available =52kVA. | --> | 0.095 | 0 | 0.011115 | 0.10704 | 0 |  | --> | E11 ex GLASMORE | Glasmore [T421,T422] | GLASMORE |  | 53.4908 | -6.1004
MV/LV Substation TH***4539 |  | 10 kV | _ | LV | 1000 kVA :Building Structure | 1 | --> | 1 | 0.5 | 1.5 |  | --> | 0.95 | 0 | 0 | 0.5 | 0 |  | --> | C20 ex MARROWBONE LANE | Marrowbone Lane [T42] | INCHICORE 220KV |  | 53.3412 | -6.2887
MV/LV Substation TH***4540 |  | 10 kV | _ | LV | 1000 kVA :Building Structure | 1 | --> | 1 | 0.5 | 1.5 |  | --> | 0.95 | 0 | 0 | 0.5 | 0 |  | --> | C18 ex MARROWBONE LANE | Marrowbone Lane [T42] | INCHICORE 220KV |  | 53.3421 | -6.2878
MV/LV Substation TH***4541 |  | 10 kV | _ | LV | 1000 kVA :Building Structure | 1 | --> | 1 | 0.5 | 1.5 |  | --> | 0.95 | 0 | 0 | 0.5 | 0 |  | --> | C20 ex MARROWBONE LANE | Marrowbone Lane [T42] | INCHICORE 220KV |  | 53.3413 | -6.2891
MV/LV Substation TH***4543 |  | 10 kV | _ | LV | 1000 kVA :Building Structure | 1 | --> | 1 | 0.5 | 6 |  | --> | 0.95 | 0 | 0 | 0.5 | 0 |  | --> | C28 ex PELLETSTOWN | Pelletstown [T101,T102] | FINGLAS |  | 53.3764 | -6.3097
MV/LV Substation TH***4544 |  | 10 kV | _ | LV | 1000 kVA :Building Structure | 1 | --> | 1 | 0.5 | 6 |  | --> | 0.95 | 0 | 0 | 0.5 | 0 |  | --> | C28 ex PELLETSTOWN | Pelletstown [T101,T102] | FINGLAS |  | 53.376 | -6.309
MV/LV Substation TH***4546 |  | 10 kV | _ | LV | 1000 kVA :Building Structure | 1 | --> | 1 | 0.5 | 6 |  | --> | 0.95 | 0 | 0 | 0.5 | 0 |  | --> | C28 ex PELLETSTOWN | Pelletstown [T101,T102] | FINGLAS |  | 53.3754 | -6.3083
MV/LV Substation TH***4547 |  | 10 kV | _ | LV | 1000 kVA :Building Structure | 1 | --> | 1 | 0.5 | 6 |  | --> | 0.95 | 0 | 0 | 0.5 | 0 |  | --> | C28 ex PELLETSTOWN | Pelletstown [T101,T102] | FINGLAS |  | 53.3755 | -6.3091
MV/LV Substation TH***454Z |  | 10 kV | _ | LV | 200 kVA :Kiosk Substation | 0.2 | --> | 0.2 | 0 | 0 | Constrained,otherwise capacity available =63kVA. | --> | 0.19 | 0 | 0.019266 | 0.21978 | 0 |  | --> | C17 ex KILDARE | Kildare [T41,T42] | NEWBRIDGE |  | 53.1598 | -6.8916
MV/LV Substation TH***455Z |  | 10 kV | _ | LV | 400 kVA :Kiosk Substation | 0.4 | --> | 0.4 | 0 | 0 | Constrained,otherwise capacity available =296kVA. | --> | 0.38 | 0 | 0.043719 | 0.41549 | 0 |  | --> | C20 ex SUTTON | Sutton [T41,T42] | GRANGE (DR) |  | 53.3749 | -6.0547
MV/LV Substation TH***456 |  | 10 kV | _ | LV | 200 kVA :Pole Substation | 0.2 | --> | 0.2 | 0.129 | 5.3 |  | --> | 0.19 | 0 | 0.034827 | 0.2105 | 0 |  | --> | C17 ex BALLYTIVNAN | Ballytivnan [T41,T42] | SLIGO |  | 54.3059 | -8.5563
MV/LV Substation TH***4561 |  | 10 kV | _ | LV | 630 kVA :Building Structure | 0.63 | --> | 0.63 | 0.5 | 7.9 |  | --> | 0.5985 | 0 | 0 | 0.5 | 0 |  | --> | C28 ex TRINITY | Trinity [T101,T102] | POOLBEG |  | 53.3405 | -6.2405
MV/LV Substation TH***456Y |  | 10 kV | _ | LV | 400 kVA :Kiosk Substation | 0.4 | --> | 0.4 | 0 | 0 | Constrained,otherwise capacity available =261kVA. | --> | 0.38 | 0 | 0.021489 | 0.42058 | 0 |  | --> | C17 ex BISHOPSTOWN | Bishopstown [T41,T42] | KILBARRY |  | 51.8846 | -8.5784
MV/LV Substation TH***461X |  | 10 kV | _ | LV | 400 kVA :Kiosk Substation | 0.4 | --> | 0.4 | 0 | 0 | Constrained,otherwise capacity available =238kVA. | --> | 0.38 | 0 | 0.027417 | 0.42388 | 0 |  | --> | C21 ex DOUGLAS | Douglas [T41,T42] | TRABEG |  | 51.8733 | -8.3945
MV/LV Substation TH***4654 |  | 10 kV | _ | LV | 1000 kVA :Building Structure | 1 | --> | 1 | 0.5 | 7 |  | --> | 0.95 | 0 | 0 | 0.5 | 0 |  | --> | C41 ex NORTH QUAYS | North Quays [T101,T102,T103] | POOLBEG |  | 53.3516 | -6.231
MV/LV Substation TH***4655 |  | 10 kV | _ | LV | 1000 kVA :Building Structure | 1 | --> | 1 | 0.5 | 7 |  | --> | 0.95 | 0 | 0 | 0.5 | 0 |  | --> | C41 ex NORTH QUAYS | North Quays [T101,T102,T103] | POOLBEG |  | 53.3519 | -6.2321
MV/LV Substation TH***4656 |  | 10 kV | _ | LV | 1000 kVA :Building Structure | 1 | --> | 1 | 0.5 | 7 |  | --> | 0.95 | 0 | 0 | 0.5 | 0 |  | --> | C41 ex NORTH QUAYS | North Quays [T101,T102,T103] | POOLBEG |  | 53.3519 | -6.2322
MV/LV Substation TH***466X |  | 20 kV | _ | LV | 200 kVA :Kiosk Substation | 0.2 | --> | 0.2 | 0 | 0 | Constrained,otherwise capacity available =157kVA. | --> | 0.19 | 0 | 0.004446 | 0.20643 | 0 |  | --> | E11 ex BALLYHALE | Ballyhale [T42,T421] | KILKENNY |  | 52.5242 | -7.1802
MV/LV Substation TH***467 |  | 10 kV | _ | LV | 100 kVA :Pole Substation | 0.1 | --> | 0.1 | 0 | 0 | Constrained,otherwise capacity available =50kVA. | --> | 0.095 | 0 | 0 | 0.10732 | 0 |  | --> | C17 ex DUNLEER | Dunleer [T41,T42] | DRYBRIDGE |  | 53.8813 | -6.3413
MV/LV Substation TH***471Z |  | 20 kV | _ | LV | 400 kVA :Kiosk Substation | 0.4 | --> | 0.4 | 0 | 0 | Constrained,otherwise capacity available =372kVA. | --> | 0.38 | 0 | 0 | 0.40423 | 0 |  | --> | E13 ex BALTINGLASS | Baltinglass [T421,T422] | STRATFORD |  | 52.9147 | -6.8403
MV/LV Substation TH***472Y |  | 20 kV | _ | LV | 400 kVA :Kiosk Substation | 0.4 | --> | 0.4 | 0.323 | 1.1 |  | --> | 0.38 | 0 | 0.022971 | 0.41153 | 0 |  | --> | C17 ex GILLOGUE | Gillogue [T41,T42] | ARDNACRUSHA |  | 52.7218 | -8.5574
MV/LV Substation TH***476Y |  | 10 kV | _ | LV | 400 kVA :Kiosk Substation | 0.4 | --> | 0.4 | 0.326 | 3.9 |  | --> | 0.38 | 0 | 0.008151 | 0.41108 | 0 |  | --> | C20 ex MARSHES | Marshes [T41,T42] | DUNDALK |  | 53.9813 | -6.3728
MV/LV Substation TH***479 |  | 20 kV | _ | LV | 50 kVA :Pole Substation | 0.05 | --> | 0.05 | 0.032 | 4.2 |  | --> | 0.0475 | 0 | 0 | 0.052662 | 0 |  | --> | E15 ex JENKINSTOWN | Jenkinstown [T421,T422] | DUNDALK |  | 54.0439 | -6.3653
MV/LV Substation TH***482Z |  | 10 kV | _ | LV | 400 kVA :Building Structure | 0.4 | --> | 0.4 | 0 | 0 | Constrained,otherwise capacity available =375kVA. | --> | 0.38 | 0 | 0 | 0.40378 | 0 |  | --> | C18 ex ROSEHILL | Rosehill [T41,T42] | KILKENNY |  | 52.6532 | -7.256
MV/LV Substation TH***484Y |  | 10 kV | _ | LV | 400 kVA :Kiosk Substation | 0.4 | --> | 0.4 | 0.4 | 12.2 |  | --> | 0.38 | 0 | 0 | 0.4 | 0 |  | --> | C25 ex BALLYBEG | Ballybeg [T101,T102] | CARRICKMINES |  | 52.9936 | -6.0491
MV/LV Substation TH***485 |  | 10 kV | _ | LV | 200 kVA :Kiosk Substation | 0.2 | --> | 0.2 | 0 | 0 | Constrained,otherwise capacity available =168kVA. | --> | 0.19 | 0 | 0.016302 | 0.2048 | 0 |  | --> | C15 ex COBH | Cobh [T41,T42] | COW CROSS |  | 51.8447 | -8.3135
MV/LV Substation TH***486X |  | 10 kV | _ | LV | 1000 kVA :Building Structure | 1 | --> | 1 | 0.5 | 11 |  | --> | 0.95 | 0 | 0.002223 | 0.5 | 0 |  | --> | C16 ex MISERY HILL | Misery Hill [T101,T102] | POOLBEG |  | 53.3408 | -6.2279
MV/LV Substation TH***487 |  | 20 kV | _ | LV | 50 kVA :Pole Substation | 0.05 | --> | 0.05 | 0.033 | 2.8 |  | --> | 0.0475 | 0 | 0 | 0.052518 | 0 |  | --> | E21 ex CLARA | Clara [T421,T422] | THORNSBERRY |  | 53.397 | -7.6721
MV/LV Substation TH***487X |  | 20 kV | _ | LV | 50 kVA :Pole Substation | 0.05 | --> | 0.05 | 0 | 0 | Constrained,otherwise capacity available =35kVA. | --> | 0.0475 | 0 | 0.003705 | 0 | 0 | Constrained,otherwise capacity available =52.2kW. | --> | E11 ex CASTLELYONS | Castlelyons [T421,T422] | BARRYMORE |  | 52.0927 | -8.2452
MV/LV Substation TH***488 |  | 10 kV | _ | LV | 1000 kVA :Kiosk Substation | 1 | --> | 1 | 0.5 | 1.3 |  | --> | 0.95 | 0 | 0.02223 | 0.5 | 0 |  | --> | C27 ex CLIFDEN | Clifden [T41,T42] | SCREEB |  | 53.488 | -10.0233
MV/LV Substation TH***490Y |  | 10 kV | _ | LV | 200 kVA :Kiosk Substation | 0.2 | --> | 0.2 | 0 | 0 | Constrained,otherwise capacity available =144kVA. | --> | 0.19 | 0 | 0.003705 | 0 | 0 | Constrained,otherwise capacity available =208.3kW. | --> | C14 ex PORTLAOISE | Portlaoise [T41,T42] | PORTLAOISE |  | 53.0508 | -7.2773
MV/LV Substation TH***491Y |  | 10 kV | _ | LV | 200 kVA :Kiosk Substation | 0.2 | --> | 0.2 | 0 | 0 | Constrained,otherwise capacity available =143kVA. | --> | 0.19 | 0 | 0.008892 | 0 | 0 | Constrained,otherwise capacity available =208.5kW. | --> | C14 ex PORTLAOISE | Portlaoise [T41,T42] | PORTLAOISE |  | 53.053 | -7.2779
MV/LV Substation TH***493Z |  | 10 kV | _ | LV | 200 kVA :Kiosk Substation | 0.2 | --> | 0.2 | 0 | 0 | Constrained,otherwise capacity available =182kVA. | --> | 0.19 | 0 | 0 | 0.20271 | 0 |  | --> | C14 ex SWORDS | Swords [T41,T42] | GLASMORE |  | 53.4629 | -6.2398
MV/LV Substation TH***496 |  | 20 kV | _ | LV | 50 kVA :Pole Substation | 0.05 | --> | 0.05 | 0 | 0 | Constrained,otherwise capacity available =26kVA. | --> | 0.0475 | 0 | 0 | 0.053518 | 0 |  | --> | E20 ex GARRANACANTY | Garranacanty [T421,T422] | TIPPERARY |  | 52.4929 | -8.0262
MV/LV Substation TH***497 |  | 10 kV | _ | LV | 100 kVA :Pole Substation | 0.1 | --> | 0.1 | 0.072 | 0.3 |  | --> | 0.095 | 0 | 0.006669 | 0.10417 | 0 |  | --> | C15 ex BANAGHER | Banagher [T41,T42] | DALLOW |  | 53.184 | -7.9802
MV/LV Substation TH***498 |  | 20 kV | _ | LV | 50 kVA :Pole Substation | 0.05 | --> | 0.05 | 0 | 0 | Constrained,otherwise capacity available =49kVA. | --> | 0.0475 | 0 | 0 | 0 | 0 | Constrained,otherwise capacity available =50.2kW. | --> | E20 ex ROSCREA | Roscrea [T41,T42] | IKERRIN |  | 52.9309 | -7.7617
MV/LV Substation TH***498Y |  | 20 kV | _ | LV | 100 kVA :Pole Substation | 0.1 | --> | 0.1 | 0.08 | 4.4 |  | --> | 0.095 | 0 | 0 | 0.10299 | 0 |  | --> | E18 ex CRANE | Crane [T122] | CRANE |  | 52.448 | -6.3487
MV/LV Substation TH***503X |  | 20 kV | _ | LV | 400 kVA :Kiosk Substation | 0.4 | --> | 0.4 | 0 | 0 | Constrained,otherwise capacity available =357kVA. | --> | 0.38 | 0 | 0.006669 | 0.40648 | 0 |  | --> | E11 ex BALLYHALE | Ballyhale [T42,T421] | KILKENNY |  | 52.5224 | -7.1549
MV/LV Substation TH***509Y |  | 10 kV | _ | LV | 50 kVA :Pole Substation | 0.05 | --> | 0.05 | 0 | 0 | Constrained,otherwise capacity available =38kVA. | --> | 0.0475 | 0 | 0 | 0 | 0 | Constrained,otherwise capacity available =51.8kW. | --> | C13 ex CURRAGLASS | Curraglass [T41] | BARRYMORE |  | 52.0871 | -8.0031
MV/LV Substation TH***511Z |  | 10 kV | _ | LV | 400 kVA :Kiosk Substation | 0.4 | --> | 0.4 | 0 | 0 | Constrained,otherwise capacity available =321kVA. | --> | 0.38 | 0 | 0 | 0.41182 | 0 |  | --> | C15 ex MALAHIDE | Malahide [T41,T42] | GLASMORE |  | 53.4185 | -6.1456
MV/LV Substation TH***512 |  | 20 kV | _ | LV | 50 kVA :Pole Substation | 0.05 | --> | 0.05 | 0 | 0 | Constrained,otherwise capacity available =47kVA. | --> | 0.0475 | 0 | 0 | 0.050453 | 0 |  | --> | E13 ex SHILLELAGH | Shillelagh [T421,T422] | CARLOW |  | 52.7957 | -6.4442
MV/LV Substation TH***526X |  | 10 kV | _ | LV | 1000 kVA :Building Structure | 1 | --> | 1 | 0 | 0 | Constrained,otherwise capacity available =500kVA. | --> | 0.95 | 0 | 0 | 0.5 | 0 |  | --> | C12 ex GLOUCESTER PLACE | Gloucester Place [T41,T42] | MCDERMOTT |  | 53.3526 | -6.2518
MV/LV Substation TH***527X |  | 10 kV | _ | LV | 1000 kVA :Building Structure | 1 | --> | 1 | 0 | 0 | Constrained,otherwise capacity available =500kVA. | --> | 0.95 | 0 | 0.00741 | 0.5 | 0 |  | --> | C12 ex GLOUCESTER PLACE | Gloucester Place [T41,T42] | MCDERMOTT |  | 53.3522 | -6.251
MV/LV Substation TH***528X |  | 10 kV | _ | LV | 630 kVA :Building Structure | 0.63 | --> | 0.63 | 0 | 0 | Constrained,otherwise capacity available =387kVA. | --> | 0.5985 | 0 | 0.003705 | 0.5 | 0 |  | --> | C16 ex CLONDALKIN | Clondalkin [T41,T42,T44] | INCHICORE 220KV |  | 53.3245 | -6.3956
MV/LV Substation TH***532Y |  | 20 kV | _ | LV | 200 kVA :Kiosk Substation | 0.2 | --> | 0.2 | 0.19 | 6.2 |  | --> | 0.19 | 0 | 0 | 0 | 0 | Constrained,otherwise capacity available =201.5kW. | --> | E28 ex MILFORD (MWR) | Milford (mwr) [T422] | CHARLEVILLE |  | 52.4033 | -8.7816
MV/LV Substation TH***534X |  | 20 kV | _ | LV | 200 kVA :Kiosk Substation | 0.2 | --> | 0.2 | 0 | 0 | Constrained,otherwise capacity available =161kVA. | --> | 0.19 | 0 | 0 | 0.20584 | 0 |  | --> | E11 ex BALLYHALE | Ballyhale [T42,T421] | KILKENNY |  | 52.524 | -7.1905
MV/LV Substation TH***537Z |  | 10 kV | _ | LV | 400 kVA :Kiosk Substation | 0.4 | --> | 0.4 | 0 | 0 | Constrained,otherwise capacity available =390kVA. | --> | 0.38 | 0 | 0 | 0.40151 | 0 |  | --> | C20 ex MERVILLE | Merville [T41,T42] | FINGLAS |  | 53.3878 | -6.2995
MV/LV Substation TH***540Z |  | 10 kV | _ | LV | 200 kVA :Kiosk Substation | 0.2 | --> | 0.2 | 0 | 0 | Constrained,otherwise capacity available =170kVA. | --> | 0.19 | 0 | 0.010374 | 0.2045 | 0 |  | --> | C24 ex GORESBRIDGE | Goresbridge [T41,T42] | KILKENNY |  | 52.6302 | -7.0718
MV/LV Substation TH***541Z |  | 20 kV | _ | LV | 400 kVA :Kiosk Substation | 0.4 | --> | 0.4 | 0 | 0 | Constrained,otherwise capacity available =300kVA. | --> | 0.38 | 0 | 0.011856 | 0.41491 | 0 |  | --> | E16 ex ASHBOURNE | Ashbourne [T421,T422] | FINGLAS |  | 53.5007 | -6.3894
MV/LV Substation TH***543Z |  | 10 kV | _ | LV | 100 kVA :Building Structure | 0.1 | --> | 0.1 | 0 | 5 |  | --> | 0.095 | 0 | 0 | 0.11911 | 0 |  | --> | C18 ex MCDONAGH | Mcdonagh [T41,T42] | KILKENNY |  | 52.6562 | -7.2459
MV/LV Substation TH***547 |  | 10 kV | _ | LV | 100 kVA :Pole Substation | 0.1 | --> | 0.1 | 0 | 0 | Constrained,otherwise capacity available =49kVA. | --> | 0.095 | 0 | 0.003705 | 0.10746 | 0 |  | --> | E15 ex WHITECHURCH | Whitechurch [T421,T422] | KILBARRY |  | 51.9311 | -8.5634
MV/LV Substation TH***548Y |  | 10 kV | _ | LV | 200 kVA :Kiosk Substation | 0.2 | --> | 0.2 | 0 | 0 | Constrained,otherwise capacity available =156kVA. | --> | 0.19 | 0 | 0.003705 | 0.20657 | 0 |  | --> | C19 ex ROSEHILL | Rosehill [T41,T42] | KILKENNY |  | 52.6413 | -7.2537
MV/LV Substation TH***548Y |  | 10 kV | _ | LV | 50 kVA :Pole Substation | 0.05 | --> | 0.05 | 0 | 0 | Constrained,otherwise capacity available =34kVA. | --> | 0.0475 | 0 | 0.002223 | 0.052373 | 0 |  | --> | C19 ex CLONMINCH | Clonminch [T41,T422] | THORNSBERRY |  | 53.2618 | -7.4871
MV/LV Substation TH***554Y |  | 20 kV | _ | LV | 50 kVA :Pole Substation | 0.05 | --> | 0.05 | 0 | 0 | Constrained,otherwise capacity available =47kVA. | --> | 0.0475 | 0 | 0 | 0.050453 | 0 |  | --> | E17 ex CAVAN | Cavan [T42,T421] | SHANKILL |  | 54.0842 | -7.4165
MV/LV Substation TH***556X |  | 10 kV | _ | LV | 200 kVA :Kiosk Substation | 0.2 | --> | 0.2 | 0.195 | 1.4 |  | --> | 0.19 | 0 | 0 | 0.20076 | 0 |  | --> | C11 ex CROSSMOLINA | Crossmolina [T41,T42] | MOY |  | 54.0333 | -9.324
MV/LV Substation TH***560X |  | 10 kV | _ | LV | 630 kVA :Building Structure | 0.63 | --> | 0.63 | 0 | 0 | Constrained,otherwise capacity available =500kVA. | --> | 0.5985 | 0 | 0 | 0.5 | 0 |  | --> | C13 ex CARRICK ON SHANNON | Carrick On Shannon [T41,T42] | CARRICK ON SHANNON |  | 53.9466 | -8.0919
MV/LV Substation TH***561Y |  | 10 kV | _ | LV | 630 kVA :Kiosk Substation | 0.63 | --> | 0.63 | 0.13336 | 0.1 | Constrained,otherwise capacity available =381kVA. | --> | 0.5985 | 0 | 0.004446 | 0.5 | 0 |  | --> | C18 ex BALLYMAHON | Ballymahon [T41,T42] | ATHLONE |  | 53.5621 | -7.7621
MV/LV Substation TH***562Y |  | 10 kV | _ | LV | 400 kVA :Kiosk Substation | 0.4 | --> | 0.4 | 0.321 | 12.2 |  | --> | 0.38 | 0 | 0.017784 | 0.41182 | 0 |  | --> | C21 ex BALLYBEG | Ballybeg [T101,T102] | CARRICKMINES |  | 52.9841 | -6.0697
MV/LV Substation TH***563Z |  | 10 kV | _ | LV | 630 kVA :Kiosk Substation | 0.63 | --> | 0.63 | 0.486 | 9.1 |  | --> | 0.5985 | 0 | 0.010374 | 0.5 | 0 |  | --> | C20 ex CENTRE PARK ROAD | Marina [T105,T106] | MARINA |  | 51.8914 | -8.4488
MV/LV Substation TH***566Y |  | 10 kV | _ | LV | 50 kVA :Pole Substation | 0.05 | --> | 0.05 | 0.037 | 3.9 |  | --> | 0.0475 | 0 | 0 | 0.051937 | 0 |  | --> | C21 ex MARSHES | Marshes [T41,T42] | DUNDALK |  | 53.959 | -6.3765
MV/LV Substation TH***569Y |  | 10 kV | _ | LV | 200 kVA :Kiosk Substation | 0.2 | --> | 0.2 | 0 | 0 | Constrained,otherwise capacity available =137kVA. | --> | 0.19 | 0 | 0.006669 | 0.20935 | 0 |  | --> | C22 ex KILMONEY | Kilmoney [T41,T42] | TRABEG |  | 51.8072 | -8.3949
MV/LV Substation TH***569Y |  | 10 kV | _ | LV | 400 kVA :Kiosk Substation | 0.4 | --> | 0.4 | 0.332 | 1.1 |  | --> | 0.38 | 0 | 0.011856 | 0 | 0 | Constrained,otherwise capacity available =410.2kW. | --> | C15 ex NEWCASTLEWEST | Newcastlewest [T41,T42] | RATHKEALE |  | 52.4465 | -9.0497
MV/LV Substation TH***569Y |  | 20 kV | _ | LV | 200 kVA :Pole Substation | 0.2 | --> | 0.2 | 0.168 | 4.4 |  | --> | 0.19 | 0 | 0 | 0.2048 | 0 |  | --> | E13 ex CRANE | Crane [T122] | CRANE |  | 52.4797 | -6.428
MV/LV Substation TH***570X |  | 10 kV | _ | LV | 200 kVA :Kiosk Substation | 0.2 | --> | 0.2 | 0.188 | 1.1 |  | --> | 0.19 | 0 | 0 | 0.20181 | 0 |  | --> | C23 ex KILKEE | Kilkee [T41] | TULLABRACK |  | 52.6698 | -9.66
MV/LV Substation TH***576Y |  | 10 kV | _ | LV | 400 kVA :Kiosk Substation | 0.4 | --> | 0.4 | 0.254 | 6.4 |  | --> | 0.38 | 0 | 0.042978 | 0.42158 | 0 |  | --> | C18 ex BUSHFIELD | Bushfield [T41,T42] | ATHLONE |  | 53.4343 | -7.9245
MV/LV Substation TH***577 |  | 10 kV | _ | LV | 200 kVA :Kiosk Substation | 0.2 | --> | 0.2 | 0 | 0 | Constrained,otherwise capacity available =137kVA. | --> | 0.19 | 0 | 0.011115 | 0.20935 | 0 |  | --> | C16 ex GORT | Gort [T41,T42] | ENNIS |  | 53.0679 | -8.8254
MV/LV Substation TH***583 |  | 10 kV | _ | LV | 50 kVA :Pole Substation | 0.05 | --> | 0.05 | 0.008 | 1.9 |  | --> | 0.0475 | 0 | 0.008151 | 0 | 0 | Constrained,otherwise capacity available =56kW. | --> | C17 ex MILFORD (MWR) | Milford (mwr) [T41] | CHARLEVILLE |  | 52.3467 | -8.9705
MV/LV Substation TH***584X |  | 20 kV | _ | LV | 200 kVA :Kiosk Substation | 0.2 | --> | 0.2 | 0.183 | 1.5 |  | --> | 0.19 | 0 | 0.003705 | 0.20256 | 0 |  | --> | E17 ex ACHILL | Achill [T422] | CARROWBEG |  | 53.927 | -9.9299
MV/LV Substation TH***586Y |  | 10 kV | _ | LV | 400 kVA :Kiosk Substation | 0.4 | --> | 0.4 | 0 | 0 | Constrained,otherwise capacity available =345kVA. | --> | 0.38 | 0 | 0 | 0 | 0 | Constrained,otherwise capacity available =408.3kW. | --> | C15 ex PORTARLINGTON | Portarlington [T41,T42] | PORTLAOISE |  | 53.1629 | -7.1905
MV/LV Substation TH***593X |  | 10 kV | _ | LV | 630 kVA :Kiosk Substation | 0.63 | --> | 0.63 | 0 | 0 | Constrained,otherwise capacity available =483kVA. | --> | 0.5985 | 0 | 0.008151 | 0 | 0 | Constrained,otherwise capacity available =500kW. | --> | C12 ex CULLION | Cullion [T41,T42] | LETTERKENNY |  | 54.9385 | -7.7304
MV/LV Substation TH***596 |  | 10 kV | _ | LV | 50 kVA :Pole Substation | 0.05 | --> | 0.05 | 0 | 0 | Constrained,otherwise capacity available =30kVA. | --> | 0.0475 | 0 | 0 | 0 | 0 | Constrained,otherwise capacity available =52.9kW. | --> | C16 ex MILFORD (NR) | Milford (nr) [T41,T42] | LETTERKENNY |  | 55.0444 | -7.8082
MV/LV Substation TH***596Y |  | 10 kV | _ | LV | 200 kVA :Kiosk Substation | 0.2 | --> | 0.2 | 0 | 0 | Constrained,otherwise capacity available =87kVA. | --> | 0.19 | 0 | 0.022971 | 0.21646 | 0 |  | --> | C12 ex MONEYCOOLEY | Moneycooley [T41,T42,T44] | GRIFFINRATH |  | 53.3512 | -6.5498
MV/LV Substation TH***607X |  | 10 kV | _ | LV | 630 kVA :Building Structure | 0.63 | --> | 0.63 | 0 | 0 | Constrained,otherwise capacity available =414kVA. | --> | 0.5985 | 0 | 0.004446 | 0.5 | 0 |  | --> | C21 ex ENNISTYMON | Ennistymon [T41,T42] | ENNIS |  | 52.9332 | -9.3468
MV/LV Substation TH***609 |  | 20 kV | _ | LV | 50 kVA :Pole Substation | 0.05 | --> | 0.05 | 0 | 0 | Constrained,otherwise capacity available =27kVA. | --> | 0.0475 | 0 | 0 | 0.053377 | 0 |  | --> | E17 ex DULEEK | Duleek [T421,T422] | DRYBRIDGE |  | 53.6503 | -6.4744
MV/LV Substation TH***609X |  | 20 kV | _ | LV | 100 kVA :Pole Substation | 0.1 | --> | 0.1 | 0 | 0 |  | --> | 0.095 | 0 | 0.002223 | 0.11727 | 0 |  | --> | E11 ex GLASMORE | Glasmore [T421,T422] | GLASMORE |  | 53.4956 | -6.1115
MV/LV Substation TH***609X |  | 10 kV | _ | LV | 400 kVA :Kiosk Substation | 0.4 | --> | 0.4 | 0.318 | 13.5 |  | --> | 0.38 | 0 | 0.028899 | 0.41226 | 0 |  | --> | C18 ex ENNIS | Ennis [T101,T102] | ENNIS |  | 52.8589 | -8.9671
MV/LV Substation TH***611 |  | 20 kV | _ | LV | 100 kVA :Pole Substation | 0.1 | --> | 0.1 | 0 | 0 | Constrained,otherwise capacity available =84kVA. | --> | 0.095 | 0 | 0 | 0 | 0 | Constrained,otherwise capacity available =102.4kW. | --> | E17 ex SPRINGS | Springs [T421,T422] | DUNGARVAN |  | 52.1084 | -7.6675
MV/LV Substation TH***611 |  | 20 kV | _ | LV | 630 kVA :Kiosk Substation | 0.63 | --> | 0.63 | 0 | 0 | Constrained,otherwise capacity available =500kVA. | --> | 0.5985 | 0 | 0 | 0 | 0 | Constrained,otherwise capacity available =500kW. | --> | E18 ex KILLYBEGS | Killybegs [T422] | BINBANE |  | 54.6363 | -8.4414
MV/LV Substation TH***611X |  | 20 kV | _ | LV | 200 kVA :Kiosk Substation | 0.2 | --> | 0.2 | 0 | 0 | Constrained,otherwise capacity available =162kVA. | --> | 0.19 | 0 | 0.002964 | 0.20569 | 0 |  | --> | E19 ex KILCOCK | Kilcock [T421,T422] | GRIFFINRATH |  | 53.3941 | -6.6696
MV/LV Substation TH***611Y |  | 20 kV | _ | LV | 630 kVA :Kiosk Substation | 0.63 | --> | 0.63 | 0.5 | 1 |  | --> | 0.5985 | 0 | 0.013338 | 0.5 | 0 |  | --> | E21 ex LONGFORD | Longford [T421,T422] | RICHMOND |  | 53.7687 | -7.8345
MV/LV Substation TH***612Y |  | 10 kV | _ | LV | 400 kVA :Kiosk Substation | 0.4 | --> | 0.4 | 0 | 0 | Constrained,otherwise capacity available =212kVA. | --> | 0.38 | 0 | 0.071136 | 0.42758 | 0 |  | --> | C21 ex PORTARLINGTON | Portarlington [T43] | BLAKE |  | 53.1325 | -7.1484
MV/LV Substation TH***614Y |  | 10 kV | _ | LV | 200 kVA :Kiosk Substation | 0.2 | --> | 0.2 | 0 | 0 | Constrained,otherwise capacity available =106kVA. | --> | 0.19 | 0 | 0.003705 | 0 | 0 | Constrained,otherwise capacity available =213.8kW. | --> | C15 ex PALLAS | Pallas [T41,T42] | PORTLAOISE |  | 53.0485 | -7.3147
MV/LV Substation TH***618 |  | 20 kV | _ | LV | 50 kVA :Pole Substation | 0.05 | --> | 0.05 | 0 | 0 | Constrained,otherwise capacity available =37kVA. | --> | 0.0475 | 0 | 0.005928 | 0.051937 | 0 |  | --> | E17 ex DULEEK | Duleek [T421,T422] | DRYBRIDGE |  | 53.6314 | -6.4835
MV/LV Substation TH***620X |  | 20 kV | _ | LV | 400 kVA :Kiosk Substation | 0.4 | --> | 0.4 | 0 | 0 | Constrained,otherwise capacity available =295kVA. | --> | 0.38 | 0 | 0.056316 | 0.41564 | 0 |  | --> | E16 ex ASHBOURNE | Ashbourne [T421,T422] | FINGLAS |  | 53.5096 | -6.3904
MV/LV Substation TH***621Y |  | 10 kV | _ | LV | 200 kVA :Kiosk Substation | 0.2 | --> | 0.2 | 0 | 0 | Constrained,otherwise capacity available =179kVA. | --> | 0.19 | 0 | 0 | 0.20316 | 0 |  | --> | C15 ex DERRYCRAMPH | Derrycramph [T41,T42] | SHANKILL |  | 53.9909 | -7.3684
MV/LV Substation TH***623X |  | 10 kV | _ | LV | 200 kVA :Kiosk Substation | 0.2 | --> | 0.2 | 0 | 0 | Constrained,otherwise capacity available =180kVA. | --> | 0.19 | 0 | 0.005187 | 0.20301 | 0 |  | --> | C20 ex BALLYGAR | Ballygar [T41,T42] | ATHLONE |  | 53.5669 | -8.2496
MV/LV Substation TH***625X |  | 10 kV | _ | LV | 200 kVA :Kiosk Substation | 0.2 | --> | 0.2 | 0 | 0 | Constrained,otherwise capacity available =123kVA. | --> | 0.19 | 0 | 0.005928 | 0.21137 | 0 |  | --> | C16 ex JOHNSTOWN | Johnstown [T41,T42] | KILTEEL |  | 53.2456 | -6.5945
MV/LV Substation TH***625Y |  | 10 kV | _ | LV | 1000 kVA :Kiosk Substation | 1 | --> | 1 | 0 | 0 | Constrained,otherwise capacity available =500kVA. | --> | 0.95 | 0 | 0 | 0.5 | 0 |  | --> | C11 ex BALLINACURRA | Ballinacurra [T41,T42] | LIMERICK |  | 52.6604 | -8.6376
MV/LV Substation TH***627Y |  | 10 kV | _ | LV | 200 kVA :Kiosk Substation | 0.2 | --> | 0.2 | 0.127 | 0.9 |  | --> | 0.19 | 0 | 0.005928 | 0.21079 | 0 |  | --> | C15 ex CLONARD | Clonard [T41,T42] | WEXFORD |  | 52.3334 | -6.4843
MV/LV Substation TH***629Y |  | 10 kV | _ | LV | 200 kVA :Kiosk Substation | 0.2 | --> | 0.2 | 0 | 0 | Constrained,otherwise capacity available =187kVA. | --> | 0.19 | 0 | 0 | 0.072493 | 0 | Constrained,otherwise capacity available =202kW. | --> | C15 ex TOOMEVARA | Toomevara [T42] | NENAGH |  | 52.9417 | -8.0382
MV/LV Substation TH***630 |  | 10 kV | _ | LV | 200 kVA :Pole Substation | 0.2 | --> | 0.2 | 0 | 0 | Constrained,otherwise capacity available =200kVA. | --> | 0.19 | 0 | 0 | 0.2 | 0 |  | --> | C18 ex ORANMORE | Oranmore [T41,T44] | GALWAY 110KV |  | 53.2763 | -8.9308
MV/LV Substation TH***631 |  | 10 kV | _ | LV | 200 kVA :Pole Substation | 0.2 | --> | 0.2 | 0.162 | 5.8 |  | --> | 0.19 | 0 | 0.028899 | 0.20569 | 0 |  | --> | C20 ex OAKFIELD | Oakfield [T41,T42] | SLIGO |  | 54.2703 | -8.589
MV/LV Substation TH***633X |  | 10 kV | _ | LV | 630 kVA :Building Structure | 0.63 | --> | 0.63 | 0 | 0 | Constrained,otherwise capacity available =500kVA. | --> | 0.5985 | 0 | 0 | 0.5 | 0 |  | --> | C19 ex GRANBY ROW | Granby Row [T41] | MCDERMOTT |  | 53.3544 | -6.2591
MV/LV Substation TH***636 |  | 10 kV | _ | LV | 100 kVA :Pole Substation | 0.1 | --> | 0.1 | 0.067 | 0.4 |  | --> | 0.095 | 0 | 0.00741 | 0.10489 | 0 |  | --> | C18 ex CARRICKMINES | Carrickmines [T41,T42] | CARRICKMINES |  | 53.2475 | -6.2183
MV/LV Substation TH***636X |  | 10 kV | _ | LV | 1000 kVA :Building Structure | 1 | --> | 1 | 0 | 0 | Constrained,otherwise capacity available =500kVA. | --> | 0.95 | 0 | 0 | 0.5 | 0 |  | --> | C14 ex DRUMCONDRA | Drumcondra [T41,T42] | MCDERMOTT |  | 53.3638 | -6.2482
MV/LV Substation TH***637X |  | 10 kV | _ | LV | 400 kVA :Kiosk Substation | 0.4 | --> | 0.4 | 0.362 | 1.3 |  | --> | 0.38 | 0 | 0.00741 | 0.40573 | 0 |  | --> | C26 ex CLIFDEN | Clifden [T41,T42] | SCREEB |  | 53.4928 | -10.0186
MV/LV Substation TH***639X |  | 10 kV | _ | LV | 400 kVA :Kiosk Substation | 0.4 | --> | 0.4 | 0 | 0 | Constrained,otherwise capacity available =348kVA. | --> | 0.38 | 0 | 0 | 0.40782 | 0 |  | --> | C21 ex ENNISTYMON | Ennistymon [T41,T42] | ENNIS |  | 52.9342 | -9.3394
MV/LV Substation TH***639Z |  | 10 kV | _ | LV | 200 kVA :Kiosk Substation | 0.2 | --> | 0.2 | 0 | 0 | Constrained,otherwise capacity available =180kVA. | --> | 0.19 | 0 | 0 | 0 | 0 | Constrained,otherwise capacity available =203kW. | --> | C18 ex KNOCKMULLEN | Knockmullen [T42,T421] | GREAT ISLAND |  | 52.3845 | -6.9468
MV/LV Substation TH***640Y |  | 10 kV | _ | LV | 400 kVA :Building Structure | 0.4 | --> | 0.4 | 0 | 0 | Constrained,otherwise capacity available =337kVA. | --> | 0.38 | 0 | 0 | 0 | 0 | Constrained,otherwise capacity available =409.5kW. | --> | C13 ex FERMOY NORTH | Fermoy North [T41,T42] | BARRYMORE |  | 52.1402 | -8.2703
MV/LV Substation TH***641Y |  | 10 kV | _ | LV | 50 kVA :Pole Substation | 0.05 | --> | 0.05 | 0 | 0 | Constrained,otherwise capacity available =45kVA. | --> | 0.0475 | 0 | 0 | 0.050753 | 0 |  | --> | C22 ex CELBRIDGE | Celbridge [T41,T42] | GRIFFINRATH |  | 53.3339 | -6.5475
MV/LV Substation TH***642X |  | 20 kV | _ | LV | 400 kVA :Kiosk Substation | 0.4 | --> | 0.4 | 0 | 0 | Constrained,otherwise capacity available =319kVA. | --> | 0.38 | 0 | 0.002964 | 0.41212 | 0 |  | --> | E14 ex KILCOCK | Kilcock [T421,T422] | GRIFFINRATH |  | 53.4021 | -6.6715
MV/LV Substation TH***642Z |  | 20 kV | _ | LV | 50 kVA :Pole Substation | 0.05 | --> | 0.05 | 0 | 0 | Constrained,otherwise capacity available =47kVA. | --> | 0.0475 | 0 | 0 | 0.050453 | 0 |  | --> | E17 ex BALTRASNA | Baltrasna [T121,T122] | BALTRASNA |  | 53.5251 | -6.526
MV/LV Substation TH***643 |  | 20 kV | _ | LV | 100 kVA :Pole Substation | 0.1 | --> | 0.1 | 0 | 0 | Constrained,otherwise capacity available =62kVA. | --> | 0.095 | 0 | 0.031122 | 0.10561 | 0 |  | --> | C19 ex ENNISTYMON | Ennistymon [T41,T42] | ENNIS |  | 53.0251 | -9.2839
MV/LV Substation TH***647Y |  | 20 kV | _ | LV | 50 kVA :Pole Substation | 0.05 | --> | 0.05 | 0.05 | 4.2 |  | --> | 0.0475 | 0 | 0 | 0.05 | 0 |  | --> | E15 ex JENKINSTOWN | Jenkinstown [T421,T422] | DUNDALK |  | 54.0448 | -6.366
MV/LV Substation TH***648X |  | 10 kV | _ | LV | 200 kVA :Kiosk Substation | 0.2 | --> | 0.2 | 0 | 0 | Constrained,otherwise capacity available =147kVA. | --> | 0.19 | 0 | 0.013338 | 0.20789 | 0 |  | --> | C12 ex CAPPAMORE | Cappamore [T41,T42] | ARDNACRUSHA |  | 52.6486 | -8.4052
MV/LV Substation TH***649Z |  | 10 kV | _ | LV | 630 kVA :Kiosk Substation | 0.63 | --> | 0.63 | 0 | 0 | Constrained,otherwise capacity available =500kVA. | --> | 0.5985 | 0 | 0.003705 | 0.5 | 0 |  | --> | C15 ex MALAHIDE | Malahide [T41,T42] | GLASMORE |  | 53.4199 | -6.1503
MV/LV Substation TH***650Y |  | 20 kV | _ | LV | 630 kVA :Building Structure | 0.63 | --> | 0.63 | 0 | 0 | Constrained,otherwise capacity available =500kVA. | --> | 0.5985 | 0 | 0 | 0.5 | 0 |  | --> | E16 ex JULIANSTOWN | Julianstown [T421,T422] | DRYBRIDGE |  | 53.698 | -6.245
MV/LV Substation TH***651X |  | 10 kV | _ | LV | 630 kVA :Building Structure | 0.63 | --> | 0.63 | 0 | 0 | Constrained,otherwise capacity available =500kVA. | --> | 0.5985 | 0 | 0 | 0.5 | 0 |  | --> | C11 ex COOLCORCORAN | Coolcorcoran [T41,T42] | KNOCKEARAGH |  | 52.0603 | -9.5061
MV/LV Substation TH***651Y |  | 20 kV | _ | LV | 400 kVA :Kiosk Substation | 0.4 | --> | 0.4 | 0.336 | 3 |  | --> | 0.38 | 0 | 0.003705 | 0 | 0 | Constrained,otherwise capacity available =409.6kW. | --> | E14 ex CHARLEVILLE | Charleville [T421,T422] | CHARLEVILLE |  | 52.3574 | -8.6963
MV/LV Substation TH***652Y |  | 20 kV | _ | LV | 100 kVA :Pole Substation | 0.1 | --> | 0.1 | 0.077 | 1.3 |  | --> | 0.095 | 0 | 0.003705 | 0.10343 | 0 |  | --> | C17 ex ROOSKY | Roosky [T41] | RICHMOND |  | 53.7819 | -8.1038
MV/LV Substation TH***652Z |  | 10 kV | _ | LV | 630 kVA :Kiosk Substation | 0.63 | --> | 0.63 | 0 | 0 | Constrained,otherwise capacity available =500kVA. | --> | 0.5985 | 0 | 0 | 0.5 | 0 |  | --> | C17 ex SALLINS | Sallins [T41,T42] | GRIFFINRATH |  | 53.2906 | -6.6824
MV/LV Substation TH***653 |  | 20 kV | _ | LV | 50 kVA :Pole Substation | 0.05 | --> | 0.05 | 0.048 | 7.2 |  | --> | 0.0475 | 0 | 0.008151 | 0.050303 | 0 |  | --> | C06 ex AHANE | Ahane [T102] | AHANE |  | 52.6685 | -8.4903
MV/LV Substation TH***654Z |  | 20 kV | _ | LV | 400 kVA :Building Structure | 0.4 | --> | 0.4 | 0 | 0 | Constrained,otherwise capacity available =341kVA. | --> | 0.38 | 0 | 0 | 0.40886 | 0 |  | --> | E15 ex ASHBOURNE | Ashbourne [T421,T422] | FINGLAS |  | 53.5117 | -6.4016
MV/LV Substation TH***655 |  | 20 kV | _ | LV | 630 kVA :Building Structure | 0.63 | --> | 0.63 | 0.37132 | 0.4 | Constrained,otherwise capacity available =500kVA. | --> | 0.5985 | 0 | 0 | 0.5 | 0 |  | --> | E15 ex BALLYCONNELL | Ballyconnell [T421,T422] | GORTAWEE |  | 54.1151 | -7.583
MV/LV Substation TH***657 |  | 10 kV | _ | LV | 200 kVA :Kiosk Substation | 0.2 | --> | 0.2 | 0 | 0 | Constrained,otherwise capacity available =122kVA. | --> | 0.19 | 0 | 0.008892 | 0.21151 | 0 |  | --> | C15 ex COOLMINE | Coolmine [T41,T42] | FINGLAS |  | 53.3892 | -6.4154
MV/LV Substation TH***657Z |  | 10 kV | _ | LV | 200 kVA :Kiosk Substation | 0.2 | --> | 0.2 | 0.154 | 1.7 |  | --> | 0.19 | 0 | 0.015561 | 0.20687 | 0 |  | --> | C26 ex ATHY | Athy [T101,T102] | ATHY |  | 53.1023 | -7.0057
MV/LV Substation TH***660 |  | 10 kV | _ | LV | 400 kVA :Kiosk Substation | 0.4 | --> | 0.4 | 0.231 | 0.9 |  | --> | 0.38 | 0 | 0 | 0.42488 | 0 |  | --> | C17 ex GARVILLE AVENUE | Garville Avenue [T42] | MILLTOWN (DR) |  | 53.3261 | -6.2639
MV/LV Substation TH***660Y |  | 20 kV | _ | LV | 400 kVA :Kiosk Substation | 0.4 | --> | 0.4 | 0 | 0 | Constrained,otherwise capacity available =333kVA. | --> | 0.38 | 0 | 0.028899 | 0.41005 | 0 |  | --> | E15 ex JULIANSTOWN | Julianstown [T421,T422] | DRYBRIDGE |  | 53.6292 | -6.2655
MV/LV Substation TH***661X |  | 10 kV | _ | LV | 1000 kVA :Building Structure | 1 | --> | 1 | 0.5 | 6 |  | --> | 0.95 | 0 | 0 | 0.5 | 0 |  | --> | C24 ex PELLETSTOWN | Pelletstown [T101,T102] | FINGLAS |  | 53.3764 | -6.3334
MV/LV Substation TH***661X |  | 10 kV | _ | LV | 50 kVA :Pole Substation | 0.05 | --> | 0.05 | 0.023 | 3 |  | --> | 0.0475 | 0 | 0.011115 | 0.05394 | 0 |  | --> | C16 ex RAMSTOWN | Ramstown [T41,T42] | CRANE |  | 52.6666 | -6.3023
MV/LV Substation TH***661Z |  | 10 kV | _ | LV | 630 kVA :Kiosk Substation | 0.63 | --> | 0.63 | 0 | 0 | Constrained,otherwise capacity available =492kVA. | --> | 0.5985 | 0 | 0.0741 | 0.5 | 0 |  | --> | C16 ex KILLACLOYNE | Killacloyne [T41,T42] | MIDLETON |  | 51.9134 | -8.3223
MV/LV Substation TH***662X |  | 10 kV | _ | LV | 1000 kVA :Kiosk Substation | 1 | --> | 1 | 0.5 | 6 |  | --> | 0.95 | 0 | 0 | 0.5 | 0 |  | --> | C24 ex PELLETSTOWN | Pelletstown [T101,T102] | FINGLAS |  | 53.3764 | -6.3334
MV/LV Substation TH***663 |  | 10 kV | _ | LV | 630 kVA :Kiosk Substation | 0.63 | --> | 0.63 | 0.5 | 8.1 |  | --> | 0.5985 | 0 | 0 | 0.5 | 0 |  | --> | C19 ex MILLTOWN (DR) | Milltown (dr) [T101,T102] | POOLBEG |  | 53.3153 | -6.2472
MV/LV Substation TH***663X |  | 10 kV | _ | LV | 1000 kVA :Building Structure | 1 | --> | 1 | 0.5 | 6 |  | --> | 0.95 | 0 | 0 | 0.5 | 0 |  | --> | C24 ex PELLETSTOWN | Pelletstown [T101,T102] | FINGLAS |  | 53.3761 | -6.3314
MV/LV Substation TH***664 |  | 10 kV | _ | LV | 100 kVA :Pole Substation | 0.1 | --> | 0.1 | 0.042 | 0.9 |  | --> | 0.095 | 0 | 0.005187 | 0.10844 | 0 |  | --> | C12 ex ROSS CARBERY | Ross Carbery [T41,T42] | DUNMANWAY |  | 51.575 | -9.0185
MV/LV Substation TH***664X |  | 10 kV | _ | LV | 630 kVA :Kiosk Substation | 0.63 | --> | 0.63 | 0 | 0 | Constrained,otherwise capacity available =500kVA. | --> | 0.5985 | 0 | 0.002964 | 0.5 | 0 |  | --> | C11 ex COOLCORCORAN | Coolcorcoran [T41,T42] | KNOCKEARAGH |  | 52.0586 | -9.4999
MV/LV Substation TH***665 |  | 20 kV | _ | LV | 100 kVA :Pole Substation | 0.1 | --> | 0.1 | 0.093 | 1.4 |  | --> | 0.095 | 0 | 0.003705 | 0.10106 | 0 |  | --> | E13 ex KILLINICK | Killinick [T421,T422] | WEXFORD |  | 52.223 | -6.3857
MV/LV Substation TH***666X |  | 20 kV | _ | LV | 200 kVA :Pole Substation | 0.2 | --> | 0.2 | 0 | 0 | Constrained,otherwise capacity available =195kVA. | --> | 0.19 | 0 | 0 | 0.2 | 0 |  | --> | E25 ex TALBOTS INCH | Talbots Inch [T41,T42] | KILKENNY |  | 52.7211 | -7.3539
MV/LV Substation TH***669Z |  | 20 kV | _ | LV | 100 kVA :Pole Substation | 0.1 | --> | 0.1 | 0 | 0 | Constrained,otherwise capacity available =90kVA. | --> | 0.095 | 0 | 0.01482 | 0.10151 | 0 |  | --> | E11 ex BALLYDEHOB | Ballydehob [T421] | DUNMANWAY |  | 51.564 | -9.4613
MV/LV Substation TH***671Y |  | 20 kV | _ | LV | 50 kVA :Pole Substation | 0.05 | --> | 0.05 | 0 | 0 | Constrained,otherwise capacity available =19kVA. | --> | 0.0475 | 0 | 0.006669 | 0.054497 | 0 |  | --> | C21 ex TERMONFECKIN ROAD | Termonfeckin Road [T41,T42] | DRYBRIDGE |  | 53.7709 | -6.3061
MV/LV Substation TH***672 |  | 20 kV | _ | LV | 100 kVA :Pole Substation | 0.1 | --> | 0.1 | 0 | 0 | Constrained,otherwise capacity available =68kVA. | --> | 0.095 | 0 | 0 | 0 | 0 | Constrained,otherwise capacity available =104.7kW. | --> | E17 ex SPRINGS | Springs [T421,T422] | DUNGARVAN |  | 52.1244 | -7.5606
MV/LV Substation TH***674 |  | 20 kV | _ | LV | 50 kVA :Pole Substation | 0.05 | --> | 0.05 | 0 | 0 | Constrained,otherwise capacity available =41kVA. | --> | 0.0475 | 0 | 0.005928 | 0.051348 | 0 |  | --> | E16 ex PATRICKSWELL | Patrickswell [T421,T422] | LIMERICK |  | 52.5576 | -8.7971
MV/LV Substation TH***675 |  | 20 kV | _ | LV | 200 kVA :Pole Substation | 0.2 | --> | 0.2 | 0 | 0 | Constrained,otherwise capacity available =143kVA. | --> | 0.19 | 0 | 0.008892 | 0 | 0 | Constrained,otherwise capacity available =208.5kW. | --> | E14 ex BUNCRANA | Buncrana [T421,T422] | TRILLICK |  | 55.1438 | -7.4523
MV/LV Substation TH***678 |  | 10 kV | _ | LV | 100 kVA :Pole Substation | 0.1 | --> | 0.1 | 0.073 | 1.7 |  | --> | 0.095 | 0 | 0.002964 | 0.10402 | 0 |  | --> | C21 ex ATHY | Athy [T101,T102] | ATHY |  | 52.9234 | -7.062
MV/LV Substation TH***682X |  | 10 kV | _ | LV | 50 kVA :Pole Substation | 0.05 | --> | 0.05 | 0 | 0 | Constrained,otherwise capacity available =46kVA. | --> | 0.0475 | 0 | 0 | 0 | 0 | Constrained,otherwise capacity available =50.6kW. | --> | C16 ex PALLAS | Pallas [T41,T42] | PORTLAOISE |  | 53.0895 | -7.368
MV/LV Substation TH***683 |  | 20 kV | _ | LV | 50 kVA :Pole Substation | 0.05 | --> | 0.05 | 0.041 | 13.8 |  | --> | 0.0475 | 0 | 0 | 0.051348 | 0 |  | --> | C14 ex SINGLAND | Singland [T101,T102] | SINGLAND |  | 52.6452 | -8.5654
MV/LV Substation TH***684 |  | 20 kV | _ | LV | 400 kVA :Kiosk Substation | 0.4 | --> | 0.4 | 0 | 0 | Constrained,otherwise capacity available =353kVA. | --> | 0.38 | 0 | 0 | 0.40707 | 0 |  | --> | E16 ex PATRICKSWELL | Patrickswell [T421,T422] | LIMERICK |  | 52.5617 | -8.7817
MV/LV Substation TH***684 |  | 10 kV | _ | LV | 200 kVA :Kiosk Substation | 0.2 | --> | 0.2 | 0 | 0 | Constrained,otherwise capacity available =134kVA. | --> | 0.19 | 0 | 0.002223 | 0 | 0 | Constrained,otherwise capacity available =209.8kW. | --> | C19 ex LISMORE | Lismore [T41,T42] | DUNGARVAN |  | 52.1323 | -7.9274
MV/LV Substation TH***685Z |  | 20 kV | _ | LV | 200 kVA :Kiosk Substation | 0.2 | --> | 0.2 | 0 | 0 | Constrained,otherwise capacity available =106kVA. | --> | 0.19 | 0 | 0.003705 | 0.20166 | 0 |  | --> | E18 ex BALTRASNA | Baltrasna [T121,T122] | BALTRASNA |  | 53.5005 | -6.4679
MV/LV Substation TH***687X |  | 20 kV | _ | LV | 100 kVA :Pole Substation | 0.1 | --> | 0.1 | 0.091 | 2.5 |  | --> | 0.095 | 0 | 0 | 0.10136 | 0 |  | --> | E17 ex BAGENALSTOWN | Bagenalstown [T421,T422] | CARLOW |  | 52.708 | -6.9531
MV/LV Substation TH***687Z |  | 10 kV | _ | LV | 200 kVA :Kiosk Substation | 0.2 | --> | 0.2 | 0.175 | 1.4 |  | --> | 0.19 | 0 | 0.006669 | 0.20376 | 0 |  | --> | E18 ex KILLINICK | Killinick [T421,T422] | WEXFORD |  | 52.2677 | -6.3903
MV/LV Substation TH***688X |  | 20 kV | _ | LV | 200 kVA :Kiosk Substation | 0.2 | --> | 0.2 | 0 | 0 | Constrained,otherwise capacity available =178kVA. | --> | 0.19 | 0 | 0 | 0.20331 | 0 |  | --> | E16 ex MILLTOWN (SR) | Milltown (sr) [T421,T422] | OUGHTRAGH |  | 52.1051 | -9.7859
MV/LV Substation TH***688X |  | 10 kV | _ | LV | 200 kVA :Kiosk Substation | 0.2 | --> | 0.2 | 0.173 | 12.2 |  | --> | 0.19 | 0 | 0.017043 | 0.20406 | 0 |  | --> | C17 ex BALLYBEG | Ballybeg [T101,T102] | CARRICKMINES |  | 52.9493 | -6.0291
MV/LV Substation TH***689X |  | 10 kV | _ | LV | 630 kVA :Kiosk Substation | 0.63 | --> | 0.63 | 0.5 | 12.2 |  | --> | 0.5985 | 0 | 0.004446 | 0.5 | 0 |  | --> | C14 ex BALLYBEG | Ballybeg [T101,T102] | CARRICKMINES |  | 52.9953 | -6.087
MV/LV Substation TH***694 |  | 10 kV | _ | LV | 400 kVA :Kiosk Substation | 0.4 | --> | 0.4 | 0 | 0 | Constrained,otherwise capacity available =293kVA. | --> | 0.38 | 0 | 0 | 0.41593 | 0 |  | --> | C11 ex BALLYBODEN | Ballyboden [T41,T42] | COOKSTOWN |  | 53.281 | -6.2736
MV/LV Substation TH***698 |  | 10 kV | _ | LV | 400 kVA :Kiosk Substation | 0.4 | --> | 0.4 | 0.347 | 11.9 |  | --> | 0.38 | 0 | 0.036309 | 0.40797 | 0 |  | --> | C19 ex SALTHILL | Salthill [T101,T102] | SALTHILL |  | 53.266 | -9.0774
MV/LV Substation TH***703 |  | 10 kV | _ | LV | 50 kVA :Pole Substation | 0.05 | --> | 0.05 | 0.014 | 7.2 |  | --> | 0.0475 | 0 | 0 | 0 | 0 | Constrained,otherwise capacity available =55.2kW. | --> | C18 ex CONVOY | Convoy [T41,T42] | LETTERKENNY |  | 54.8732 | -7.6177
MV/LV Substation TH***706X |  | 10 kV | _ | LV | 1000 kVA :Building Structure | 1 | --> | 1 | 0.5 | 4 |  | --> | 0.95 | 0 | 0 | 0.5 | 0 |  | --> | C13 ex SHERIFF STREET | Sheriff Street [T41,T42] | FRANCIS STREET |  | 53.3458 | -6.2457
MV/LV Substation TH***707 |  | 20 kV | _ | LV | 200 kVA :Pole Substation | 0.2 | --> | 0.2 | 0.168 | 1 |  | --> | 0.19 | 0 | 0.011856 | 0.2048 | 0 |  | --> | E20 ex LONGFORD | Longford [T421,T422] | RICHMOND |  | 53.7378 | -7.7909
MV/LV Substation TH***708 |  | 20 kV | _ | LV | 200 kVA :Pole Substation | 0.2 | --> | 0.2 | 0.116 | 9.1 |  | --> | 0.19 | 0 | 0.025935 | 0.21237 | 0 |  | --> | E19 ex ARDNAREE | Ardnaree [T42,T421] | MOY |  | 54.1267 | -9.139
MV/LV Substation TH***711 |  | 10 kV | _ | LV | 200 kVA :Kiosk Substation | 0.2 | --> | 0.2 | 0.144 | 7.2 |  | --> | 0.19 | 0 | 0 | 0 | 0 | Constrained,otherwise capacity available =208.3kW. | --> | C18 ex CONVOY | Convoy [T41,T42] | LETTERKENNY |  | 54.877 | -7.6031
MV/LV Substation TH***718 |  | 10 kV | _ | LV | 400 kVA :Building Structure | 0.4 | --> | 0.4 | 0.347 | 4.6 |  | --> | 0.38 | 0 | 0 | 0.40797 | 0 |  | --> | C11 ex DUN LAOGHAIRE | Dun Laoghaire [T41,T42] | BLACKROCK |  | 53.2929 | -6.1471
MV/LV Substation TH***718Y |  | 10 kV | _ | LV | 100 kVA :Pole Substation | 0.1 | --> | 0.1 | 0.095 | 0.2 |  | --> | 0.095 | 0 | 0.00741 | 0 | 0 | Constrained,otherwise capacity available =100.8kW. | --> | C14 ex ROSBERCON | Rosbercon [T41,T42] | WATERFORD |  | 52.4522 | -6.9615
MV/LV Substation TH***719 |  | 10 kV | _ | LV | 200 kVA :Kiosk Substation | 0.2 | --> | 0.2 | 0.149 | 11.1 |  | --> | 0.19 | 0 | 0.008151 | 0.2076 | 0 |  | --> | C17 ex CABRA | Cabra [T101,T102] | FINGLAS |  | 53.3718 | -6.283
MV/LV Substation TH***719X |  | 10 kV | _ | LV | 200 kVA :Pole Substation | 0.2 | --> | 0.2 | 0 | 0 | Constrained,otherwise capacity available =124kVA. | --> | 0.19 | 0 | 0.00741 | 0.21122 | 0 |  | --> | C16 ex CLONES | Clones [T41,T42] | SHANKILL |  | 54.1801 | -7.2306
MV/LV Substation TH***720 |  | 10 kV | _ | LV | 630 kVA :Kiosk Substation | 0.63 | --> | 0.63 | 0 | 0 | Constrained,otherwise capacity available =500kVA. | --> | 0.5985 | 0 | 0 | 0.5 | 0 |  | --> | C11 ex COOLCORCORAN | Coolcorcoran [T41,T42] | KNOCKEARAGH |  | 52.0608 | -9.482
MV/LV Substation TH***721Y |  | 20 kV | _ | LV | 400 kVA :Kiosk Substation | 0.4 | --> | 0.4 | 0 | 0 | Constrained,otherwise capacity available =336kVA. | --> | 0.38 | 0 | 0.002223 | 0 | 0 | Constrained,otherwise capacity available =409.6kW. | --> | E13 ex ABBEYLEIX | Abbeyleix [T422] | PORTLAOISE |  | 52.9228 | -7.3415
MV/LV Substation TH***721Y |  | 20 kV | _ | LV | 100 kVA :Pole Substation | 0.1 | --> | 0.1 | 0.077 | 1 |  | --> | 0.095 | 0 | 0 | 0.10343 | 0 |  | --> | E12 ex LONGFORD | Longford [T421,T422] | RICHMOND |  | 53.8182 | -7.7684
MV/LV Substation TH***723 |  | 20 kV | _ | LV | 200 kVA :Building Structure | 0.2 | --> | 0.2 | 0 | 0 | Constrained,otherwise capacity available =81kVA. | --> | 0.19 | 0 | 0.003705 | 0.2173 | 0 |  | --> | E14 ex COLLOONEY | Collooney [T421,T422] | SLIGO |  | 54.1862 | -8.4915
MV/LV Substation TH***723Y |  | 10 kV | _ | LV | 200 kVA :Kiosk Substation | 0.2 | --> | 0.2 | 0.173 | 9.5 |  | --> | 0.19 | 0 | 0.011115 | 0.20406 | 0 |  | --> | C11 ex BANDON | Bandon [T101,T42] | BANDON |  | 51.7541 | -8.7333
MV/LV Substation TH***726Z |  | 20 kV | _ | LV | 400 kVA :Kiosk Substation | 0.4 | --> | 0.4 | 0.377 | 17.7 |  | --> | 0.38 | 0 | 0.011115 | 0.40348 | 0 |  | --> | E13 ex COOLROE | Coolroe [T121,T122] | COOLROE |  | 51.884 | -8.6225
MV/LV Substation TH***731 |  | 10 kV | _ | LV | 400 kVA :Building Structure | 0.4 | --> | 0.4 | 0 | 0 | Constrained,otherwise capacity available =395kVA. | --> | 0.38 | 0 | 0 | 0.40076 | 0 |  | --> | C19 ex BELFIELD | Belfield [T41,T42] | BLACKROCK |  | 53.3028 | -6.2261
MV/LV Substation TH***733 |  | 10 kV | _ | LV | 50 kVA :Pole Substation | 0.05 | --> | 0.05 | 0.041 | 2.4 |  | --> | 0.0475 | 0 | 0.004446 | 0.051348 | 0 |  | --> | C16 ex BRAY | Bray [T41,T42] | FASSAROE |  | 53.1676 | -6.1446
MV/LV Substation TH***734Y |  | 10 kV | _ | LV | 400 kVA :Kiosk Substation | 0.4 | --> | 0.4 | 0.318 | 2.9 |  | --> | 0.38 | 0 | 0.021489 | 0.41226 | 0 |  | --> | C12 ex ABBEYLAND | Abbeyland [T41,T42] | NAVAN |  | 53.6692 | -6.6835
MV/LV Substation TH***735 |  | 10 kV | _ | LV | 100 kVA :Pole Substation | 0.1 | --> | 0.1 | 0 | 0 | Constrained,otherwise capacity available =90kVA. | --> | 0.095 | 0 | 0.00741 | 0.10151 | 0 |  | --> | C17 ex GRAIGUENAMANAGH | Graiguenamanagh [T41,T42] | KILKENNY |  | 52.5428 | -6.9493
MV/LV Substation TH***735X |  | 10 kV | _ | LV | 200 kVA :Kiosk Substation | 0.2 | --> | 0.2 | 0.104 | 6 |  | --> | 0.19 | 0 | 0.002964 | 0 | 0 | Constrained,otherwise capacity available =214.1kW. | --> | C13 ex ARDGEEHA | Ardgeeha [T41,T42] | DOON |  | 52.3666 | -7.6964
MV/LV Substation TH***736X |  | 10 kV | _ | LV | 630 kVA :Kiosk Substation | 0.63 | --> | 0.63 | 0.455 | 6 |  | --> | 0.5985 | 0 | 0 | 0 | 0 | Constrained,otherwise capacity available =500kW. | --> | C11 ex ARDGEEHA | Ardgeeha [T41,T42] | DOON |  | 52.3522 | -7.7028
MV/LV Substation TH***736Z |  | 10 kV | _ | LV | 630 kVA :Kiosk Substation | 0.63 | --> | 0.63 | 0 | 0 | Constrained,otherwise capacity available =500kVA. | --> | 0.5985 | 0 | 0.002223 | 0.5 | 0 |  | --> | E17 ex GLASMORE | Glasmore [T421,T422] | GLASMORE |  | 53.4474 | -6.2446
MV/LV Substation TH***737Z |  | 10 kV | _ | LV | 630 kVA :Kiosk Substation | 0.63 | --> | 0.63 | 0 | 0 | Constrained,otherwise capacity available =500kVA. | --> | 0.5985 | 0 | 0.001482 | 0.5 | 0 |  | --> | E17 ex GLASMORE | Glasmore [T421,T422] | GLASMORE |  | 53.4477 | -6.2427
MV/LV Substation TH***738X |  | 10 kV | _ | LV | 200 kVA :Kiosk Substation | 0.2 | --> | 0.2 | 0.137 | 3 |  | --> | 0.19 | 0 | 0.033345 | 0.20935 | 0 |  | --> | C18 ex RAMSTOWN | Ramstown [T41,T42] | CRANE |  | 52.6679 | -6.3014
MV/LV Substation TH***738Y |  | 20 kV | _ | LV | 200 kVA :Kiosk Substation | 0.2 | --> | 0.2 | 0 | 0 | Constrained,otherwise capacity available =76kVA. | --> | 0.19 | 0 | 0.00741 | 0.21799 | 0 |  | --> | E12 ex ACADEMY STREET | Academy Street [T421,T422,T44] | NAVAN |  | 53.6412 | -6.6574
MV/LV Substation TH***738Y |  | 10 kV | _ | LV | 400 kVA :Kiosk Substation | 0.4 | --> | 0.4 | 0 | 0 | Constrained,otherwise capacity available =310kVA. | --> | 0.38 | 0 | 0.040014 | 0.41344 | 0 |  | --> | C20 ex RATHMULLAN | Rathmullan [T41,T42] | DRYBRIDGE |  | 53.6926 | -6.4129
MV/LV Substation TH***739Y |  | 10 kV | _ | LV | 200 kVA :Kiosk Substation | 0.2 | --> | 0.2 | 0.162 | 8.2 |  | --> | 0.19 | 0 | 0.006669 | 0.20569 | 0 |  | --> | C12 ex MOUNT MISERY | Mount Misery [T41,T42] | WATERFORD |  | 52.2729 | -7.1115
MV/LV Substation TH***741 |  | 10 kV | _ | LV | 200 kVA :Kiosk Substation | 0.2 | --> | 0.2 | 0 | 0 | Constrained,otherwise capacity available =102kVA. | --> | 0.19 | 0 | 0.028899 | 0.21436 | 0 |  | --> | C16 ex KILLACLOYNE | Killacloyne [T41,T42] | MIDLETON |  | 51.9182 | -8.3392
MV/LV Substation TH***744 |  | 20 kV | _ | LV | 100 kVA :Pole Substation | 0.1 | --> | 0.1 | 0.06 | 0.4 |  | --> | 0.095 | 0 | 0 | 0.1059 | 0 |  | --> | E16 ex TULLOW | Tullow [T421,T422] | CARLOW |  | 52.7716 | -6.6746
MV/LV Substation TH***746Z |  | 10 kV | _ | LV | 400 kVA :Kiosk Substation | 0.4 | --> | 0.4 | 0 | 0 | Constrained,otherwise capacity available =312kVA. | --> | 0.38 | 0 | 0 | 0.41315 | 0 |  | --> | E17 ex GLASMORE | Glasmore [T421,T422] | GLASMORE |  | 53.4488 | -6.2452
MV/LV Substation TH***749 |  | 10 kV | _ | LV | 400 kVA :Building Structure | 0.4 | --> | 0.4 | 0.348 | 2.8 |  | --> | 0.38 | 0 | 0 | 0.40782 | 0 |  | --> | C18 ex MOUNT MERRION | Mount Merrion [T41,T42] | CARRICKMINES |  | 53.2978 | -6.1956
MV/LV Substation TH***751X |  | 10 kV | _ | LV | 1000 kVA :Building Structure | 1 | --> | 1 | 0 | 0 | Constrained,otherwise capacity available =500kVA. | --> | 0.95 | 0 | 0 | 0.5 | 0 |  | --> | C14 ex DRUMCONDRA | Drumcondra [T41,T42] | MCDERMOTT |  | 53.363 | -6.2489
MV/LV Substation TH***751Z |  | 10 kV | _ | LV | 50 kVA :Pole Substation | 0.05 | --> | 0.05 | 0 | 0 | Constrained,otherwise capacity available =50kVA. | --> | 0.0475 | 0 | 0 | 0.05 | 0 |  | --> | C17 ex CARRIGALINE | Carrigaline [T41,T42] | BARNAHELY |  | 51.8169 | -8.373
MV/LV Substation TH***754Y |  | 10 kV | _ | LV | 200 kVA :Kiosk Substation | 0.2 | --> | 0.2 | 0 | 0 | Constrained,otherwise capacity available =191kVA. | --> | 0.19 | 0 | 0 | 0.20136 | 0 |  | --> | C16 ex DERRYCRAMPH | Derrycramph [T41,T42] | SHANKILL |  | 53.9754 | -7.3558
MV/LV Substation TH***757X |  | 10 kV | _ | LV | 200 kVA :Kiosk Substation | 0.2 | --> | 0.2 | 0 | 0 | Constrained,otherwise capacity available =171kVA. | --> | 0.19 | 0 | 0.001482 | 0.20436 | 0 |  | --> | C16 ex ATHENRY | Athenry [T41,T42] | GALWAY 110KV |  | 53.3057 | -8.748
MV/LV Substation TH***758 |  | 10 kV | _ | LV | 400 kVA :Kiosk Substation | 0.4 | --> | 0.4 | 0.246 | 1.5 |  | --> | 0.38 | 0 | 0.006669 | 0.42273 | 0 |  | --> | C16 ex MONKSTOWN | Monkstown [T41,T42] | BLACKROCK |  | 53.2924 | -6.1608
MV/LV Substation TH***758X |  | 10 kV | _ | LV | 200 kVA :Building Structure | 0.2 | --> | 0.2 | 0.168 | 12.2 |  | --> | 0.19 | 0 | 0 | 0.2048 | 0 |  | --> | C22 ex BALLYBEG | Ballybeg [T101,T102] | CARRICKMINES |  | 52.9776 | -6.0354
MV/LV Substation TH***759Y |  | 20 kV | _ | LV | 1000 kVA :Building Structure | 1 | --> | 1 | 0.5 | 1 |  | --> | 0.95 | 0 | 0.03705 | 0.5 | 0 |  | --> | E20 ex LONGFORD | Longford [T421,T422] | RICHMOND |  | 53.7408 | -7.8032
MV/LV Substation TH***761X |  | 20 kV | _ | LV | 100 kVA :Pole Substation | 0.1 | --> | 0.1 | 0.082 | 2.1 |  | --> | 0.095 | 0 | 0 | 0 | 0 | Constrained,otherwise capacity available =102.7kW. | --> | E17 ex LISDRUM | Lisdrum [T422] | LISDRUM |  | 54.2167 | -7.0454
MV/LV Substation TH***764Y |  | 10 kV | _ | LV | 200 kVA :Kiosk Substation | 0.2 | --> | 0.2 | 0.157 | 2.9 |  | --> | 0.19 | 0 | 0 | 0 | 0 | Constrained,otherwise capacity available =206.4kW. | --> | C18 ex TELAYDON | Telaydon [T42,T421] | LISDRUM |  | 54.2511 | -6.974
MV/LV Substation TH***764Z |  | 20 kV | _ | LV | 50 kVA :Pole Substation | 0.05 | --> | 0.05 | 0 | 0 | Constrained,otherwise capacity available =42kVA. | --> | 0.0475 | 0 | 0.02223 | 0.0512 | 0 |  | --> | E18 ex BALLINDERRY | Ballinderry [T41,T422] | MULLINGAR |  | 53.5082 | -7.2409
MV/LV Substation TH***770 |  | 20 kV | _ | LV | 100 kVA :Pole Substation | 0.1 | --> | 0.1 | 0.075 | 0.6 |  | --> | 0.095 | 0 | 0.013338 | 0.10373 | 0 |  | --> | E12 ex FERNS | Ferns [T421] | CRANE |  | 52.5884 | -6.5042
MV/LV Substation TH***770X |  | 10 kV | _ | LV | 200 kVA :Kiosk Substation | 0.2 | --> | 0.2 | 0 | 0 | Constrained,otherwise capacity available =170kVA. | --> | 0.19 | 0 | 0.00741 | 0.2045 | 0 |  | --> | C11 ex CASTLECOMER | Castlecomer [T41,T42] | BALLYRAGGET |  | 52.7978 | -7.2138
MV/LV Substation TH***770X |  | 10 kV | _ | LV | 200 kVA :Kiosk Substation | 0.2 | --> | 0.2 | 0 | 0 | Constrained,otherwise capacity available =154kVA. | --> | 0.19 | 0 | 0.00741 | 0.20687 | 0 |  | --> | C15 ex TULLA | Tulla [T41,T42] | ENNIS |  | 52.8646 | -8.7508
MV/LV Substation TH***770X |  | 20 kV | _ | LV | 100 kVA :Pole Substation | 0.1 | --> | 0.1 | 0.07 | 1.1 |  | --> | 0.095 | 0 | 0 | 0.10446 | 0 |  | --> | E12 ex BIRR | Birr [T41,T422] | DALLOW |  | 53.0974 | -7.7193
MV/LV Substation TH***778Z |  | 20 kV | _ | LV | 200 kVA :Kiosk Substation | 0.2 | --> | 0.2 | 0 | 0 | Constrained,otherwise capacity available =124kVA. | --> | 0.19 | 0 | 0.025935 | 0.21122 | 0 |  | --> | E17 ex BALTRASNA | Baltrasna [T121,T122] | BALTRASNA |  | 53.5125 | -6.5349
MV/LV Substation TH***779Z |  | 10 kV | _ | LV | 400 kVA :Building Structure | 0.4 | --> | 0.4 | 0.327 | 4.6 |  | --> | 0.38 | 0 | 0 | 0.41094 | 0 |  | --> | C38 ex CASTLEVIEW | Castleview [T101,T102] | CASTLEVIEW |  | 51.8847 | -8.3931
MV/LV Substation TH***781 |  | 10 kV | _ | LV | 630 kVA :Kiosk Substation | 0.63 | --> | 0.63 | 0.38 | 3 |  | --> | 0.5985 | 0 | 0.017784 | 0.5 | 0 |  | --> | C11 ex GREENHILLS | Greenhills [T42] | INCHICORE 220KV |  | 53.3173 | -6.3362
MV/LV Substation TH***782X |  | 10 kV | _ | LV | 100 kVA :Pole Substation | 0.1 | --> | 0.1 | 0 | 0 | Constrained,otherwise capacity available =89kVA. | --> | 0.095 | 0 | 0.003705 | 0.10166 | 0 |  | --> | C16 ex CLONAKILTY | Clonakilty [T41,T42] | DUNMANWAY |  | 51.626 | -8.8935
MV/LV Substation TH***789X |  | 10 kV | _ | LV | 400 kVA :Kiosk Substation | 0.4 | --> | 0.4 | 0.263 | 4.5 |  | --> | 0.38 | 0 | 0.011856 | 0.42029 | 0 |  | --> | C14 ex MALLOW | Mallow [T41,T42] | MALLOW |  | 52.1459 | -8.6432
MV/LV Substation TH***790X |  | 10 kV | _ | LV | 400 kVA :Kiosk Substation | 0.4 | --> | 0.4 | 0.348 | 4.5 |  | --> | 0.38 | 0 | 0.018525 | 0.40782 | 0 |  | --> | C14 ex MALLOW | Mallow [T41,T42] | MALLOW |  | 52.1481 | -8.6426
MV/LV Substation TH***791Y |  | 10 kV | _ | LV | 200 kVA :Kiosk Substation | 0.2 | --> | 0.2 | 0 | 0 | Constrained,otherwise capacity available =159kVA. | --> | 0.19 | 0 | 0.00741 | 0 | 0 | Constrained,otherwise capacity available =206.1kW. | --> | C14 ex PORTLAOISE | Portlaoise [T41,T42] | PORTLAOISE |  | 53.0522 | -7.2753
MV/LV Substation TH***792X |  | 10 kV | _ | LV | 1000 kVA :Building Structure | 1 | --> | 1 | 0.5 | 11 |  | --> | 0.95 | 0 | 0 | 0.5 | 0 |  | --> | C20 ex MISERY HILL | Misery Hill [T101,T102] | POOLBEG |  | 53.346 | -6.2437
MV/LV Substation TH***792X |  | 10 kV | _ | LV | 50 kVA :Pole Substation | 0.05 | --> | 0.05 | 0 | 0 | Constrained,otherwise capacity available =11kVA. | --> | 0.0475 | 0 | 0 | 0.05559 | 0 |  | --> | C21 ex OLDBAWN | Oldbawn [T41,T42] | COOKSTOWN |  | 53.273 | -6.3604
MV/LV Substation TH***793X |  | 10 kV | _ | LV | 100 kVA :Pole Substation | 0.1 | --> | 0.1 | 0 | 0 | Constrained,otherwise capacity available =79kVA. | --> | 0.095 | 0 | 0 | 0.10314 | 0 |  | --> | C14 ex BALLYHALE | Ballyhale [T42,T421] | KILKENNY |  | 52.3706 | -7.1721
MV/LV Substation TH***794X |  | 20 kV | _ | LV | 100 kVA :Pole Substation | 0.1 | --> | 0.1 | 0 | 0 | Constrained,otherwise capacity available =55kVA. | --> | 0.095 | 0 | 0.03705 | 0.10661 | 0 |  | --> | E25 ex TALBOTS INCH | Talbots Inch [T41,T42] | KILKENNY |  | 52.7122 | -7.3287
MV/LV Substation TH***796X |  | 10 kV | _ | LV | 100 kVA :Pole Substation | 0.1 | --> | 0.1 | 0 | 0 | Constrained,otherwise capacity available =96kVA. | --> | 0.095 | 0 | 0 | 0.10061 | 0 |  | --> | E11 ex ASHBOURNE | Ashbourne [T421,T422] | FINGLAS |  | 53.4409 | -6.3377
MV/LV Substation TH***798Y |  | 20 kV | _ | LV | 200 kVA :Kiosk Substation | 0.2 | --> | 0.2 | 0.146 | 8.2 |  | --> | 0.19 | 0 | 0.008892 | 0.20804 | 0 |  | --> | C17 ex MOUNT MISERY | Mount Misery [T41,T42] | WATERFORD |  | 52.2749 | -7.1138
MV/LV Substation TH***799X |  | 10 kV | _ | LV | 200 kVA :Kiosk Substation | 0.2 | --> | 0.2 | 0 | 0 | Constrained,otherwise capacity available =119kVA. | --> | 0.19 | 0 | 0.041496 | 0.21194 | 0 |  | --> | C11 ex NAAS | Naas [T41,T42] | KILTEEL |  | 53.2165 | -6.6472
MV/LV Substation TH***799Y |  | 10 kV | _ | LV | 400 kVA :Kiosk Substation | 0.4 | --> | 0.4 | 0 | 0 | Constrained,otherwise capacity available =315kVA. | --> | 0.38 | 0 | 0.004446 | 0.41271 | 0 |  | --> | E12 ex KILCARRAGH | Kilcarragh [T421,T422] | BUTLERSTOWN |  | 52.2363 | -7.0706
MV/LV Substation TH***800 |  | 10 kV | _ | LV | 400 kVA :Kiosk Substation | 0.4 | --> | 0.4 | 0 | 0 | Constrained,otherwise capacity available =324kVA. | --> | 0.38 | 0 | 0.076323 | 0.41138 | 0 |  | --> | C11 ex CLONTARF | Clontarf [T42] | FINGLAS |  | 53.3753 | -6.1936
MV/LV Substation TH***800X |  | 10 kV | _ | LV | 200 kVA :Kiosk Substation | 0.2 | --> | 0.2 | 0 | 0 | Constrained,otherwise capacity available =200kVA. | --> | 0.19 | 0 | 0 | 0.2 | 0 |  | --> | C15 ex STICKILLEN | Stickillen [T41,T42] | DRYBRIDGE |  | 53.8481 | -6.5395
MV/LV Substation TH***801Y |  | 10 kV | _ | LV | 100 kVA :Pole Substation | 0.1 | --> | 0.1 | 0 | 0 | Constrained,otherwise capacity available =82kVA. | --> | 0.095 | 0 | 0.001482 | 0.1027 | 0 |  | --> | C17 ex HOLYCROSS ROAD | Holycross Road [T41,T42] | THURLES |  | 52.7519 | -7.9519
MV/LV Substation TH***802X |  | 10 kV | _ | LV | 100 kVA :Pole Substation | 0.1 | --> | 0.1 | 0 | 0 | Constrained,otherwise capacity available =97kVA. | --> | 0.095 | 0 | 0 | 0.10045 | 0 |  | --> | C17 ex CARRIGSHANE | Carrigshane [T41] | MIDLETON |  | 51.8598 | -8.1618
MV/LV Substation TH***805X |  | 10 kV | _ | LV | 200 kVA :Kiosk Substation | 0.2 | --> | 0.2 | 0.163 | 1.6 |  | --> | 0.19 | 0 | 0.003705 | 0 | 0 | Constrained,otherwise capacity available =205.5kW. | --> | C12 ex FOYNES | Foynes [T41,T42] | RATHKEALE |  | 52.6123 | -9.1124
MV/LV Substation TH***808Y |  | 10 kV | _ | LV | 100 kVA :Pole Substation | 0.1 | --> | 0.1 | 0 | 0 | Constrained,otherwise capacity available =86kVA. | --> | 0.095 | 0 | 0.002964 | 0.1021 | 0 |  | --> | C12 ex AGHAMORE | Aghamore [T41,T42] | LANESBORO |  | 53.7707 | -8.0463
MV/LV Substation TH***811 |  | 10 kV | _ | LV | 200 kVA :Pole Substation | 0.2 | --> | 0.2 | 0 | 0 | Constrained,otherwise capacity available =127kVA. | --> | 0.19 | 0 | 0.01482 | 0 | 0 | Constrained,otherwise capacity available =210.8kW. | --> | C13 ex DONEGAL | Donegal [T41,T42] | CATHALEENS FALL |  | 54.6498 | -8.1088
MV/LV Substation TH***811Y |  | 10 kV | _ | LV | 200 kVA :Kiosk Substation | 0.2 | --> | 0.2 | 0.15 | 1.7 |  | --> | 0.19 | 0 | 0.003705 | 0.20745 | 0 |  | --> | C23 ex ATHY | Athy [T101,T102] | ATHY |  | 52.9449 | -7.0401
MV/LV Substation TH***812X |  | 20 kV | _ | LV | 200 kVA :Kiosk Substation | 0.2 | --> | 0.2 | 0.176 | 2.4 |  | --> | 0.19 | 0 | 0.006669 | 0.20361 | 0 |  | --> | C19 ex GRAIGUE | Graigue [T41,T42] | CARLOW |  | 52.8214 | -6.9387
MV/LV Substation TH***815X |  | 20 kV | _ | LV | 200 kVA :Pole Substation | 0.2 | --> | 0.2 | 0 | 0 | Constrained,otherwise capacity available =84kVA. | --> | 0.19 | 0 | 0.002223 | 0.21688 | 0 |  | --> | E21 ex GLENAMADDY | Glenamaddy [T422] | ATHLONE |  | 53.6175 | -8.7457
MV/LV Substation TH***815Z |  | 10 kV | _ | LV | 400 kVA :Kiosk Substation | 0.4 | --> | 0.4 | 0 | 0 | Constrained,otherwise capacity available =330kVA. | --> | 0.38 | 0 | 0.003705 | 0.41049 | 0 |  | --> | C18 ex DOUGLAS | Douglas [T41,T42] | TRABEG |  | 51.8622 | -8.4091
MV/LV Substation TH***816 |  | 10 kV | _ | LV | 200 kVA :Pole Substation | 0.2 | --> | 0.2 | 0 | 0 | Constrained,otherwise capacity available =146kVA. | --> | 0.19 | 0 | 0 | 0.20804 | 0 |  | --> | C15 ex MAYFIELD | Mayfield [T41,T42] | KILBARRY |  | 51.9191 | -8.3972
MV/LV Substation TH***818Z |  | 20 kV | _ | LV | 50 kVA :Pole Substation | 0.05 | --> | 0.05 | 0 | 0 | Constrained,otherwise capacity available =44kVA. | --> | 0.0475 | 0 | 0.004446 | 0.050903 | 0 |  | --> | E18 ex BALLINDERRY | Ballinderry [T41,T422] | MULLINGAR |  | 53.5073 | -7.2442
MV/LV Substation TH***819Y |  | 10 kV | _ | LV | 200 kVA :Kiosk Substation | 0.2 | --> | 0.2 | 0.166 | 8.2 |  | --> | 0.19 | 0 | 0 | 0.2051 | 0 |  | --> | C12 ex MOUNT MISERY | Mount Misery [T41,T42] | WATERFORD |  | 52.2731 | -7.0876
MV/LV Substation TH***819Z |  | 20 kV | _ | LV | 100 kVA :Pole Substation | 0.1 | --> | 0.1 | 0 | 0 | Constrained,otherwise capacity available =73kVA. | --> | 0.095 | 0 | 0 | 0.10402 | 0 |  | --> | E18 ex BALLINDERRY | Ballinderry [T41,T422] | MULLINGAR |  | 53.5153 | -7.2703
MV/LV Substation TH***822 |  | 10 kV | _ | LV | 630 kVA :Kiosk Substation | 0.63 | --> | 0.63 | 0 | 0 | Constrained,otherwise capacity available =388kVA. | --> | 0.5985 | 0 | 0.011115 | 0.5 | 0 |  | --> | C19 ex DUNDRUM | Dundrum [T41,T42] | BLACKROCK |  | 53.2935 | -6.2463
MV/LV Substation TH***822X |  | 10 kV | _ | LV | 200 kVA :Kiosk Substation | 0.2 | --> | 0.2 | 0.144 | 11.9 |  | --> | 0.19 | 0 | 0.008151 | 0.20833 | 0 |  | --> | C28 ex SALTHILL | Salthill [T101,T102] | SALTHILL |  | 53.2536 | -9.155
MV/LV Substation TH***825 |  | 10 kV | _ | LV | 400 kVA :Kiosk Substation | 0.4 | --> | 0.4 | 0 | 0 | Constrained,otherwise capacity available =293kVA. | --> | 0.38 | 0 | 0.010374 | 0.41593 | 0 |  | --> | C19 ex DUNDRUM | Dundrum [T41,T42] | BLACKROCK |  | 53.3077 | -6.2418
MV/LV Substation TH***825 |  | 10 kV | _ | LV | 200 kVA :Pole Substation | 0.2 | --> | 0.2 | 0 | 0 | Constrained,otherwise capacity available =176kVA. | --> | 0.19 | 0 | 0.00741 | 0.20361 | 0 |  | --> | C12 ex AGHAMORE | Aghamore [T41,T42] | LANESBORO |  | 53.6766 | -7.9924
MV/LV Substation TH***829 |  | 20 kV | _ | LV | 400 kVA :Kiosk Substation | 0.4 | --> | 0.4 | 0 | 0 | Constrained,otherwise capacity available =394kVA. | --> | 0.38 | 0 | 0.00741 | 0.40091 | 0 |  | --> | E17 ex DINGLE | Dingle [T421,T422] | OUGHTRAGH |  | 52.1413 | -10.2866
MV/LV Substation TH***830 |  | 10 kV | _ | LV | 1000 kVA :Building Structure | 1 | --> | 1 | 0.5 | 0.8 |  | --> | 0.95 | 0 | 0 | 0.5 | 0 |  | --> | C20 ex DONNYBROOK | Donnybrook [T41,T42] | MILLTOWN (DR) |  | 53.3316 | -6.2303
MV/LV Substation TH***830X |  | 10 kV | _ | LV | 1000 kVA :Building Structure | 1 | --> | 1 | 0.5 | 3 |  | --> | 0.95 | 0 | 0 | 0.5 | 0 |  | --> | C37 ex INCHICORE CENTRAL | Inchicore Central [T43,T45] | INCHICORE 220KV |  | 53.338 | -6.3202
MV/LV Substation TH***831 |  | 10 kV | _ | LV | 100 kVA :Pole Substation | 0.1 | --> | 0.1 | 0.096 | 5.6 |  | --> | 0.095 | 0 | 0 | 0.10061 | 0 |  | --> | C12 ex KILCOOLE | Kilcoole [T41,T42] | FASSAROE |  | 53.0803 | -6.0659
MV/LV Substation TH***831Y |  | 10 kV | _ | LV | 630 kVA :Building Structure | 0.63 | --> | 0.63 | 0 | 0 | Constrained,otherwise capacity available =496kVA. | --> | 0.5985 | 0 | 0 | 0.5 | 0 |  | --> | C11 ex ROCHES STREET | Roches Street [T41,T42] | LIMERICK |  | 52.6612 | -8.6199
MV/LV Substation TH***832X |  | 10 kV | _ | LV | 200 kVA :Pole Substation | 0.2 | --> | 0.2 | 0.186 | 0.9 |  | --> | 0.19 | 0 | 0.003705 | 0.20211 | 0 |  | --> | C11 ex RATHMORE | Rathmore [T42,T421] | KNOCKEARAGH |  | 52.0863 | -9.2155
MV/LV Substation TH***833X |  | 10 kV | _ | LV | 50 kVA :Pole Substation | 0.05 | --> | 0.05 | 0 | 0 | Constrained,otherwise capacity available =44kVA. | --> | 0.0475 | 0 | 0 | 0.050903 | 0 |  | --> | C17 ex HOLYCROSS ROAD | Holycross Road [T41,T42] | THURLES |  | 52.6728 | -7.8461
MV/LV Substation TH***834 |  | 20 kV | _ | LV | 400 kVA :Kiosk Substation | 0.4 | --> | 0.4 | 0.268 | 13.5 |  | --> | 0.38 | 0 | 0.040755 | 0.41956 | 0 |  | --> | C19 ex ENNIS | Ennis [T101,T102] | ENNIS |  | 52.8169 | -8.8641
MV/LV Substation TH***845X |  | 10 kV | _ | LV | 200 kVA :Kiosk Substation | 0.2 | --> | 0.2 | 0.133 | 0.8 |  | --> | 0.19 | 0 | 0.025935 | 0.20993 | 0 |  | --> | C11 ex MANOR STREET | Manor Street [T41,T42] | WATERFORD |  | 52.2523 | -7.0738
MV/LV Substation TH***845Y |  | 20 kV | _ | LV | 400 kVA :Kiosk Substation | 0.4 | --> | 0.4 | 0 | 0 | Constrained,otherwise capacity available =304kVA. | --> | 0.38 | 0 | 0.009633 | 0.41432 | 0 |  | --> | E15 ex DULEEK | Duleek [T421,T422] | DRYBRIDGE |  | 53.6561 | -6.4269
MV/LV Substation TH***848X |  | 10 kV | _ | LV | 400 kVA :Kiosk Substation | 0.4 | --> | 0.4 | 0 | 0 | Constrained,otherwise capacity available =310kVA. | --> | 0.38 | 0 | 0.01482 | 0.41344 | 0 |  | --> | C17 ex SKIBBEREEN | Skibbereen [T41,T42] | DUNMANWAY |  | 51.5279 | -9.1781
MV/LV Substation TH***849X |  | 10 kV | _ | LV | 400 kVA :Kiosk Substation | 0.4 | --> | 0.4 | 0.236 | 13.5 |  | --> | 0.38 | 0 | 0.022971 | 0.42417 | 0 |  | --> | C18 ex ENNIS | Ennis [T101,T102] | ENNIS |  | 52.8522 | -8.9623
MV/LV Substation TH***852X |  | 10 kV | _ | LV | 200 kVA :Kiosk Substation | 0.2 | --> | 0.2 | 0.171 | 7.9 |  | --> | 0.19 | 0 | 0.002223 | 0.20436 | 0 |  | --> | C11 ex DUNMANWAY | Dunmanway [T422,T43] | DUNMANWAY |  | 51.7157 | -9.1223
MV/LV Substation TH***855X |  | 10 kV | _ | LV | 400 kVA :Kiosk Substation | 0.4 | --> | 0.4 | 0 | 0 | Constrained,otherwise capacity available =291kVA. | --> | 0.38 | 0 | 0.019266 | 0.41622 | 0 |  | --> | C11 ex POLLERTON | Pollerton [T41,T42] | CARLOW |  | 52.8419 | -6.9054
MV/LV Substation TH***856 |  | 10 kV | _ | LV | 630 kVA :Kiosk Substation | 0.63 | --> | 0.63 | 0.5 | 8.1 |  | --> | 0.5985 | 0 | 0 | 0.5 | 0 |  | --> | C15 ex MILLTOWN (DR) | Milltown (dr) [T101,T102] | POOLBEG |  | 53.325 | -6.2552
MV/LV Substation TH***860 |  | 20 kV | _ | LV | 200 kVA :Kiosk Substation | 0.2 | --> | 0.2 | 0 | 0 | Constrained,otherwise capacity available =117kVA. | --> | 0.19 | 0 | 0.010374 | 0.21223 | 0 |  | --> | E11 ex BALLYHALE | Ballyhale [T42,T421] | KILKENNY |  | 52.5219 | -7.1362
MV/LV Substation TH***860 |  | 20 kV | _ | LV | 100 kVA :Pole Substation | 0.1 | --> | 0.1 | 0 | 0 | Constrained,otherwise capacity available =57kVA. | --> | 0.095 | 0 | 0 | 0.10633 | 0 |  | --> | E15 ex BATTER LANE TEMPORARY | Batter Lane Temporary 38kv [T421] | GLASMORE |  | 53.5307 | -6.1742
MV/LV Substation TH***861 |  | 20 kV | _ | LV | 400 kVA :Kiosk Substation | 0.4 | --> | 0.4 | 0 | 0 | Constrained,otherwise capacity available =285kVA. | --> | 0.38 | 0 | 0.011115 | 0.4171 | 0 |  | --> | E14 ex BALLINDERRY | Ballinderry [T41,T422] | MULLINGAR |  | 53.4177 | -7.2977
MV/LV Substation TH***861Y |  | 10 kV | _ | LV | 400 kVA :Kiosk Substation | 0.4 | --> | 0.4 | 0.346 | 5 |  | --> | 0.38 | 0 | 0.005928 | 0.40812 | 0 |  | --> | C13 ex MCDONAGH | Mcdonagh [T41,T42] | KILKENNY |  | 52.6656 | -7.2347
MV/LV Substation TH***862 |  | 20 kV | _ | LV | 200 kVA :Pole Substation | 0.2 | --> | 0.2 | 0.147 | 18.8 |  | --> | 0.19 | 0 | 0.00741 | 0.20789 | 0 |  | --> | E17 ex HARTNETTS CROSS | Hartnetts Cross [T121,T422] | HARTNETTS CROSS |  | 51.9462 | -9.1702
MV/LV Substation TH***862X |  | 20 kV | _ | LV | 630 kVA :Kiosk Substation | 0.63 | --> | 0.63 | 0.45 | 1.1 |  | --> | 0.5985 | 0 | 0.002964 | 0.5 | 0 |  | --> | E12 ex BUNCLODY | Bunclody [T421,T422] | CRANE |  | 52.6554 | -6.651
MV/LV Substation TH***864Y |  | 10 kV | _ | LV | 400 kVA :Kiosk Substation | 0.4 | --> | 0.4 | 0 | 0 | Constrained,otherwise capacity available =380kVA. | --> | 0.38 | 0 | 0.003705 | 0.40302 | 0 |  | --> | C15 ex KINSALE | Kinsale [T41,T42] | BANDON |  | 51.7076 | -8.5218
MV/LV Substation TH***865 |  | 10 kV | _ | LV | 200 kVA :Kiosk Substation | 0.2 | --> | 0.2 | 0 | 0 | Constrained,otherwise capacity available =163kVA. | --> | 0.19 | 0 | 0.02223 | 0.20554 | 0 |  | --> | C20 ex POLLERTON | Pollerton [T41,T42] | CARLOW |  | 52.8299 | -6.9036
MV/LV Substation TH***865 |  | 10 kV | _ | LV | 400 kVA :Kiosk Substation | 0.4 | --> | 0.4 | 0.283 | 4.3 |  | --> | 0.38 | 0 | 0 | 0.41739 | 0 |  | --> | C21 ex DEANSGRANGE | Deansgrange [T41,T42] | CARRICKMINES |  | 53.2669 | -6.1849
MV/LV Substation TH***865X |  | 10 kV | _ | LV | 400 kVA :Kiosk Substation | 0.4 | --> | 0.4 | 0 | 0 | Constrained,otherwise capacity available =339kVA. | --> | 0.38 | 0 | 0.002223 | 0.40916 | 0 |  | --> | C17 ex CARRIGALINE | Carrigaline [T41,T42] | BARNAHELY |  | 51.8009 | -8.2914
MV/LV Substation TH***866X |  | 20 kV | _ | LV | 400 kVA :Kiosk Substation | 0.4 | --> | 0.4 | 0 | 0 | Constrained,otherwise capacity available =343kVA. | --> | 0.38 | 0 | 0.025935 | 0.40856 | 0 |  | --> | E11 ex GLASMORE | Glasmore [T421,T422] | GLASMORE |  | 53.4872 | -6.141
MV/LV Substation TH***866X |  | 20 kV | _ | LV | 50 kVA :Pole Substation | 0.05 | --> | 0.05 | 0 | 0 | Constrained,otherwise capacity available =50kVA. | --> | 0.0475 | 0 | 0 | 0.05 | 0 |  | --> | E12 ex MILLTOWN (SR) | Milltown (sr) [T421,T422] | OUGHTRAGH |  | 52.0703 | -9.8441
MV/LV Substation TH***867X |  | 20 kV | _ | LV | 400 kVA :Kiosk Substation | 0.4 | --> | 0.4 | 0 | 0 | Constrained,otherwise capacity available =243kVA. | --> | 0.38 | 0 | 0.047424 | 0.42316 | 0 |  | --> | E11 ex GLASMORE | Glasmore [T421,T422] | GLASMORE |  | 53.4883 | -6.1432
MV/LV Substation TH***867Z |  | 10 kV | _ | LV | 630 kVA :Building Structure | 0.63 | --> | 0.63 | 0.5 | 4.6 |  | --> | 0.5985 | 0 | 0 | 0.5 | 0 |  | --> | C38 ex CASTLEVIEW | Castleview [T101,T102] | CASTLEVIEW |  | 51.885 | -8.3921
MV/LV Substation TH***870X |  | 20 kV | _ | LV | 50 kVA :Pole Substation | 0.05 | --> | 0.05 | 0 | 0 | Constrained,otherwise capacity available =46kVA. | --> | 0.0475 | 0 | 0.004446 | 0 | 0 | Constrained,otherwise capacity available =50.6kW. | --> | E14 ex BLESSINGTON | Blessington [T421,T422] | KILTEEL |  | 53.1192 | -6.5834
MV/LV Substation TH***870Z |  | 20 kV | _ | LV | 200 kVA :Kiosk Substation | 0.2 | --> | 0.2 | 0.161 | 1.7 |  | --> | 0.19 | 0 | 0.013338 | 0.20584 | 0 |  | --> | C26 ex ATHY | Athy [T101,T102] | ATHY |  | 53.1066 | -7.0133
MV/LV Substation TH***874X |  | 20 kV | _ | LV | 50 kVA :Pole Substation | 0.05 | --> | 0.05 | 0 | 0 | Constrained,otherwise capacity available =44kVA. | --> | 0.0475 | 0 | 0.003705 | 0.050903 | 0 |  | --> | C13 ex MORNINGTON ROAD | Mornington Road [T41,T42] | DRYBRIDGE |  | 53.717 | -6.2649
MV/LV Substation TH***874X |  | 10 kV | _ | LV | 630 kVA :Kiosk Substation | 0.63 | --> | 0.63 | 0 | 0 | Constrained,otherwise capacity available =500kVA. | --> | 0.5985 | 0 | 0 | 0.5 | 0 |  | --> | C17 ex DELVIN | Delvin [T41,T42] | MULLINGAR |  | 53.6125 | -7.0923
MV/LV Substation TH***875X |  | 20 kV | _ | LV | 50 kVA :Pole Substation | 0.05 | --> | 0.05 | 0.049 | 1.7 |  | --> | 0.0475 | 0 | 0.002964 | 0.050152 | 0 |  | --> | E64 ex ATHY | Athy [T101,T102] | ATHY |  | 53.0855 | -7.0878
MV/LV Substation TH***875X |  | 10 kV | _ | LV | 200 kVA :Pole Substation | 0.2 | --> | 0.2 | 0 | 0 | Constrained,otherwise capacity available =165kVA. | --> | 0.19 | 0 | 0.002223 | 0.20525 | 0 |  | --> | C15 ex CASTLECOMER | Castlecomer [T41,T42] | BALLYRAGGET |  | 52.885 | -7.1577
MV/LV Substation TH***878X |  | 10 kV | _ | LV | 1000 kVA :Building Structure | 1 | --> | 1 | 0 | 0 | Constrained,otherwise capacity available =500kVA. | --> | 0.95 | 0 | 0 | 0.5 | 0 |  | --> | C17 ex STICKILLEN | Stickillen [T41,T42] | DRYBRIDGE |  | 53.857 | -6.5423
MV/LV Substation TH***879X |  | 10 kV | _ | LV | 50 kVA :Pole Substation | 0.05 | --> | 0.05 | 0.031 | 3.5 |  | --> | 0.0475 | 0 | 0 | 0.052806 | 0 |  | --> | C18 ex DUNDALK | Dundalk [T41,T42] | DUNDALK |  | 54.0138 | -6.4281
MV/LV Substation TH***879X |  | 10 kV | _ | LV | 1000 kVA :Building Structure | 1 | --> | 1 | 0 | 0 | Constrained,otherwise capacity available =500kVA. | --> | 0.95 | 0 | 0 | 0.5 | 0 |  | --> | C17 ex STICKILLEN | Stickillen [T41,T42] | DRYBRIDGE |  | 53.857 | -6.5421
MV/LV Substation TH***880X |  | 10 kV | _ | LV | 200 kVA :Kiosk Substation | 0.2 | --> | 0.2 | 0 | 0 | Constrained,otherwise capacity available =145kVA. | --> | 0.19 | 0 | 0.014079 | 0.20818 | 0 |  | --> | C11 ex POLLERTON | Pollerton [T41,T42] | CARLOW |  | 52.8477 | -6.8974
MV/LV Substation TH***880Y |  | 10 kV | _ | LV | 400 kVA :Kiosk Substation | 0.4 | --> | 0.4 | 0 | 0 | Constrained,otherwise capacity available =235kVA. | --> | 0.38 | 0 | 0.016302 | 0 | 0 | Constrained,otherwise capacity available =424.3kW. | --> | C14 ex KNOCKMULLEN | Knockmullen [T42,T421] | GREAT ISLAND |  | 52.3926 | -6.939
MV/LV Substation TH***881X |  | 10 kV | _ | LV | 100 kVA :Pole Substation | 0.1 | --> | 0.1 | 0.077 | 3.3 |  | --> | 0.095 | 0 | 0.00741 | 0.10343 | 0 |  | --> | C12 ex LLOYD | Lloyd [T41,T42] | NAVAN |  | 53.7291 | -6.889
MV/LV Substation TH***881X |  | 20 kV | _ | LV | 50 kVA :Pole Substation | 0.05 | --> | 0.05 | 0.044 | 2.1 |  | --> | 0.0475 | 0 | 0.00741 | 0 | 0 | Constrained,otherwise capacity available =50.9kW. | --> | E17 ex LISDRUM | Lisdrum [T422] | LISDRUM |  | 54.2163 | -7.0418
MV/LV Substation TH***884X |  | 10 kV | _ | LV | 630 kVA :Kiosk Substation | 0.63 | --> | 0.63 | 0.5 | 3.1 |  | --> | 0.5985 | 0 | 0 | 0.5 | 0 |  | --> | C22 ex BELLFIELD | Bellfield [T41,T42] | CRANE |  | 52.4968 | -6.5677
MV/LV Substation TH***884Y |  | 10 kV | _ | LV | 400 kVA :Kiosk Substation | 0.4 | --> | 0.4 | 0.17 | 13.1 |  | --> | 0.38 | 0 | 0 | 0.43348 | 0 |  | --> | C12 ex MONREAD | Monread [T101,T102] | MONREAD |  | 53.2208 | -6.6581
MV/LV Substation TH***885 |  | 10 kV | _ | LV | 400 kVA :Kiosk Substation | 0.4 | --> | 0.4 | 0 | 0 | Constrained,otherwise capacity available =308kVA. | --> | 0.38 | 0 | 0.021489 | 0.41373 | 0 |  | --> | C17 ex POLLERTON | Pollerton [T41,T42] | CARLOW |  | 52.847 | -6.9302
MV/LV Substation TH***887X |  | 10 kV | _ | LV | 400 kVA :Kiosk Substation | 0.4 | --> | 0.4 | 0.387 | 0.7 |  | --> | 0.38 | 0 | 0 | 0.40197 | 0 |  | --> | C16 ex KILRUSH | Kilrush [T41,T42] | TULLABRACK |  | 52.6346 | -9.5983
MV/LV Substation TH***887Z |  | 10 kV | _ | LV | 50 kVA :Pole Substation | 0.05 | --> | 0.05 | 0 | 0 | Constrained,otherwise capacity available =50kVA. | --> | 0.0475 | 0 | 0 | 0 | 0 | Constrained,otherwise capacity available =50kW. | --> | E18 ex BLESSINGTON | Blessington [T421,T422] | KILTEEL |  | 53.1894 | -6.4815
MV/LV Substation TH***888Y |  | 10 kV | _ | LV | 200 kVA :Kiosk Substation | 0.2 | --> | 0.2 | 0.104 | 1.7 |  | --> | 0.19 | 0 | 0.006669 | 0.21407 | 0 |  | --> | C21 ex ATHY | Athy [T101,T102] | ATHY |  | 52.9431 | -7.0431
MV/LV Substation TH***890X |  | 10 kV | _ | LV | 100 kVA :Pole Substation | 0.1 | --> | 0.1 | 0 | 0 | Constrained,otherwise capacity available =84kVA. | --> | 0.095 | 0 | 0.002964 | 0 | 0 | Constrained,otherwise capacity available =102.4kW. | --> | C16 ex RATHDRUM | Rathdrum [T42] | ARKLOW |  | 53.0131 | -6.3272
MV/LV Substation TH***891 |  | 10 kV | _ | LV | 50 kVA :Pole Substation | 0.05 | --> | 0.05 | 0 | 0 |  | --> | 0.0475 | 0 | 0.008151 | 0 | 0 | Constrained,otherwise capacity available =57.4kW. | --> | C16 ex BANTRY | Bantry [T41,T42] | BALLYLICKY |  | 51.6837 | -9.4368
MV/LV Substation TH***892 |  | 10 kV | _ | LV | 400 kVA :Kiosk Substation | 0.4 | --> | 0.4 | 0 | 0 | Constrained,otherwise capacity available =364kVA. | --> | 0.38 | 0 | 0.004446 | 0.40543 | 0 |  | --> | C14 ex LITTLE BRAY | Little Bray [T41,T42] | FASSAROE |  | 53.2041 | -6.115
MV/LV Substation TH***892 |  | 10 kV | _ | LV | 100 kVA :Pole Substation | 0.1 | --> | 0.1 | 0.056 | 0.9 |  | --> | 0.095 | 0 | 0 | 0.10647 | 0 |  | --> | C12 ex ROSS CARBERY | Ross Carbery [T41,T42] | DUNMANWAY |  | 51.5821 | -9.0294
MV/LV Substation TH***895Z |  | 20 kV | _ | LV | 100 kVA :Pole Substation | 0.1 | --> | 0.1 | 0.099 | 0.9 |  | --> | 0.095 | 0 | 0 | 0 | 0 | Constrained,otherwise capacity available =100.2kW. | --> | E21 ex CASTLETOWNBERE | Castletownbere [T421] | BALLYLICKY |  | 51.6642 | -9.809
MV/LV Substation TH***897 |  | 10 kV | _ | LV | 200 kVA :Kiosk Substation | 0.2 | --> | 0.2 | 0 | 0 | Constrained,otherwise capacity available =172kVA. | --> | 0.19 | 0 | 0 | 0.20421 | 0 |  | --> | C15 ex LITTLE BRAY | Little Bray [T41,T42] | FASSAROE |  | 53.2133 | -6.1073
MV/LV Substation TH***897Y |  | 10 kV | _ | LV | 630 kVA :Kiosk Substation | 0.63 | --> | 0.63 | 0 | 0 | Constrained,otherwise capacity available =500kVA. | --> | 0.5985 | 0 | 0 | 0 | 0 | Constrained,otherwise capacity available =500kW. | --> | C15 ex PORTARLINGTON | Portarlington [T41,T42] | PORTLAOISE |  | 53.1576 | -7.1803
MV/LV Substation TH***898 |  | 10 kV | _ | LV | 200 kVA :Kiosk Substation | 0.2 | --> | 0.2 | 0 | 0 | Constrained,otherwise capacity available =122kVA. | --> | 0.19 | 0 | 0.012597 | 0.21151 | 0 |  | --> | C18 ex DOUGLAS | Douglas [T41,T42] | TRABEG |  | 51.8748 | -8.4289
MV/LV Substation TH***899 |  | 20 kV | _ | LV | 50 kVA :Pole Substation | 0.05 | --> | 0.05 | 0.03 | 19.8 |  | --> | 0.0475 | 0 | 0 | 0.052949 | 0 |  | --> | E19 ex MULLAGHARLIN | Mullagharlin [T121,T122] | MULLAGHARLIN |  | 53.9629 | -6.4931
MV/LV Substation TH***900 |  | 10 kV | _ | LV | 200 kVA :Pole Substation | 0.2 | --> | 0.2 | 0.154 | 12.2 |  | --> | 0.19 | 0 | 0 | 0.20687 | 0 |  | --> | C21 ex BALLYBEG | Ballybeg [T101,T102] | CARRICKMINES |  | 52.9923 | -6.0822
MV/LV Substation TH***902 |  | 10 kV | _ | LV | 400 kVA :Kiosk Substation | 0.4 | --> | 0.4 | 0.349 | 4.4 |  | --> | 0.38 | 0 | 0.00741 | 0.40767 | 0 |  | --> | C18 ex KINGSCOURT | Kingscourt [T41,T42] | MEATH HILL |  | 53.9075 | -6.8147
MV/LV Substation TH***902Y |  | 10 kV | _ | LV | 200 kVA :Kiosk Substation | 0.2 | --> | 0.2 | 0.188 | 1.4 |  | --> | 0.19 | 0 | 0.004446 | 0.20181 | 0 |  | --> | E18 ex KILLINICK | Killinick [T421,T422] | WEXFORD |  | 52.2831 | -6.3961
MV/LV Substation TH***907 |  | 20 kV | _ | LV | 50 kVA :Pole Substation | 0.05 | --> | 0.05 | 0.029 | 4.4 |  | --> | 0.0475 | 0 | 0 | 0 | 0 | Constrained,otherwise capacity available =53.1kW. | --> | E18 ex STRANORLAR | Stranorlar [T421,T422] | LETTERKENNY |  | 54.7949 | -7.6779
MV/LV Substation TH***908X |  | 10 kV | _ | LV | 200 kVA :Kiosk Substation | 0.2 | --> | 0.2 | 0 | 0 | Constrained,otherwise capacity available =197kVA. | --> | 0.19 | 0 | 0 | 0.20045 | 0 |  | --> | C16 ex OLDBAWN | Oldbawn [T41,T42] | COOKSTOWN |  | 53.2853 | -6.3643
MV/LV Substation TH***910Y |  | 10 kV | _ | LV | 400 kVA :Kiosk Substation | 0.4 | --> | 0.4 | 0.299 | 1.7 |  | --> | 0.38 | 0 | 0.009633 | 0.41505 | 0 |  | --> | C20 ex ATHY | Athy [T101,T102] | ATHY |  | 52.9824 | -6.9753
MV/LV Substation TH***912 |  | 10 kV | _ | LV | 200 kVA :Building Structure | 0.2 | --> | 0.2 | 0.168 | 1.6 |  | --> | 0.19 | 0 | 0 | 0 | 0 | Constrained,otherwise capacity available =204.8kW. | --> | C14 ex DERRYBEG | Derrybeg [T41,T42] | ARDNAGAPPARY |  | 55.0654 | -8.2868
MV/LV Substation TH***912 |  | 10 kV | _ | LV | 400 kVA :Kiosk Substation | 0.4 | --> | 0.4 | 0 | 0 | Constrained,otherwise capacity available =333kVA. | --> | 0.38 | 0 | 0.009633 | 0.41005 | 0 |  | --> | C15 ex CAHIRCALLA | Cahircalla [T41,T42] | ENNIS |  | 52.8303 | -8.9905
MV/LV Substation TH***913 |  | 10 kV | _ | LV | 400 kVA :Kiosk Substation | 0.4 | --> | 0.4 | 0 | 0 | Constrained,otherwise capacity available =362kVA. | --> | 0.38 | 0 | 0.01482 | 0.40573 | 0 |  | --> | C17 ex GREYSTONES | Greystones [T41,T42] | FASSAROE |  | 53.1396 | -6.0604
MV/LV Substation TH***913 |  | 10 kV | _ | LV | 400 kVA :Kiosk Substation | 0.4 | --> | 0.4 | 0.226 | 0.4 |  | --> | 0.38 | 0 | 0.084474 | 0.42559 | 0 |  | --> | C19 ex CARRICKMINES | Carrickmines [T41,T42] | CARRICKMINES |  | 53.2639 | -6.2095
MV/LV Substation TH***915 |  | 10 kV | _ | LV | 200 kVA :Kiosk Substation | 0.2 | --> | 0.2 | 0 | 0 | Constrained,otherwise capacity available =106kVA. | --> | 0.19 | 0 | 0.055575 | 0.21379 | 0 |  | --> | C29 ex STEPHENSTOWN | Stephenstown [T101,T102] | FINGLAS |  | 53.5966 | -6.1802
MV/LV Substation TH***915X |  | 10 kV | _ | LV | 200 kVA :Pole Substation | 0.2 | --> | 0.2 | 0 | 0 | Constrained,otherwise capacity available =163kVA. | --> | 0.19 | 0 | 0 | 0 | 0 | Constrained,otherwise capacity available =205.5kW. | --> | E18 ex BLESSINGTON | Blessington [T421,T422] | KILTEEL |  | 53.2046 | -6.4
MV/LV Substation TH***916 |  | 10 kV | _ | LV | 400 kVA :Kiosk Substation | 0.4 | --> | 0.4 | 0.324 | 6 |  | --> | 0.38 | 0 | 0.015561 | 0.41138 | 0 |  | --> | C29 ex PELLETSTOWN | Pelletstown [T101,T102] | FINGLAS |  | 53.3708 | -6.3295
MV/LV Substation TH***916X |  | 10 kV | _ | LV | 400 kVA :Kiosk Substation | 0.4 | --> | 0.4 | 0 | 0 | Constrained,otherwise capacity available =264kVA. | --> | 0.38 | 0 | 0 | 0 | 0 | Constrained,otherwise capacity available =420.1kW. | --> | C12 ex COLLIGAN | Colligan [T41,T42] | DUNGARVAN |  | 52.0893 | -7.6177
MV/LV Substation TH***916Y |  | 10 kV | _ | LV | 400 kVA :Building Structure | 0.4 | --> | 0.4 | 0 | 0 | Constrained,otherwise capacity available =363kVA. | --> | 0.38 | 0 | 0 | 0.40558 | 0 |  | --> | C17 ex GARRYOWEN | Garryowen [T41,T42] | LIMERICK |  | 52.6668 | -8.6155
MV/LV Substation TH***917Y |  | 10 kV | _ | LV | 400 kVA :Kiosk Substation | 0.4 | --> | 0.4 | 0.329 | 13.1 |  | --> | 0.38 | 0 | 0.017043 | 0.41064 | 0 |  | --> | C19 ex MONREAD | Monread [T101,T102] | MONREAD |  | 53.2331 | -6.6589
MV/LV Substation TH***918 |  | 10 kV | _ | LV | 630 kVA :Kiosk Substation | 0.63 | --> | 0.63 | 0 | 0 | Constrained,otherwise capacity available =500kVA. | --> | 0.5985 | 0 | 0 | 0.5 | 0 |  | --> | C13 ex WHITEHALL | Whitehall [T41] | FINGLAS |  | 53.3772 | -6.2674
MV/LV Substation TH***918 |  | 20 kV | _ | LV | 200 kVA :Kiosk Substation | 0.2 | --> | 0.2 | 0.149 | 3.3 |  | --> | 0.19 | 0 | 0.008151 | 0.2076 | 0 |  | --> | E15 ex BALLYBUNION | Ballybunion [T421,T422] | TRIEN |  | 52.5147 | -9.6701
MV/LV Substation TH***920Y |  | 20 kV | _ | LV | 200 kVA :Kiosk Substation | 0.2 | --> | 0.2 | 0 | 0 | Constrained,otherwise capacity available =146kVA. | --> | 0.19 | 0 | 0.019266 | 0.20804 | 0 |  | --> | E15 ex DULEEK | Duleek [T421,T422] | DRYBRIDGE |  | 53.6601 | -6.4072
MV/LV Substation TH***921 |  | 10 kV | _ | LV | 100 kVA :Pole Substation | 0.1 | --> | 0.1 | 0.083 | 3 |  | --> | 0.095 | 0 | 0 | 0 | 0 | Constrained,otherwise capacity available =102.5kW. | --> | E17 ex CHARLEVILLE | Charleville [T421,T422] | CHARLEVILLE |  | 52.3555 | -8.6875
MV/LV Substation TH***922X |  | 10 kV | _ | LV | 630 kVA :Building Structure | 0.63 | --> | 0.63 | 0.5 | 20.8 |  | --> | 0.5985 | 0 | 0 | 0.5 | 0 |  | --> | C17 ex HEUSTON SQUARE | Heuston Square [T101,T102] | INCHICORE 220KV |  | 53.3445 | -6.2975
MV/LV Substation TH***923Y |  | 10 kV | _ | LV | 400 kVA :Kiosk Substation | 0.4 | --> | 0.4 | 0.358 | 1.7 |  | --> | 0.38 | 0 | 0.016302 | 0.40633 | 0 |  | --> | C21 ex ATHY | Athy [T101,T102] | ATHY |  | 52.9436 | -7.0461
MV/LV Substation TH***925X |  | 10 kV | _ | LV | 400 kVA :Kiosk Substation | 0.4 | --> | 0.4 | 0 | 0 | Constrained,otherwise capacity available =344kVA. | --> | 0.38 | 0 | 0 | 0.40841 | 0 |  | --> | C11 ex MORRISTOWN | Morristown [T41,T42] | NEWBRIDGE |  | 53.1728 | -6.8147
MV/LV Substation TH***926Y |  | 20 kV | _ | LV | 200 kVA :Kiosk Substation | 0.2 | --> | 0.2 | 0 | 0 | Constrained,otherwise capacity available =181kVA. | --> | 0.19 | 0 | 0 | 0.20286 | 0 |  | --> | C11 ex KILDARE | Kildare [T41,T42] | NEWBRIDGE |  | 53.1422 | -7.0613
MV/LV Substation TH***927Y |  | 10 kV | _ | LV | 400 kVA :Kiosk Substation | 0.4 | --> | 0.4 | 0 | 0 | Constrained,otherwise capacity available =314kVA. | --> | 0.38 | 0 | 0.014079 | 0 | 0 | Constrained,otherwise capacity available =412.9kW. | --> | C15 ex PALLAS | Pallas [T41,T42] | PORTLAOISE |  | 53.0479 | -7.3191
MV/LV Substation TH***928X |  | 20 kV | _ | LV | 400 kVA :Kiosk Substation | 0.4 | --> | 0.4 | 0.343 | 1.1 |  | --> | 0.38 | 0 | 0.002964 | 0.40856 | 0 |  | --> | E20 ex BIRR | Birr [T41,T422] | DALLOW |  | 53.094 | -7.9141
MV/LV Substation TH***928X |  | 20 kV | _ | LV | 200 kVA :Kiosk Substation | 0.2 | --> | 0.2 | 0.153 | 2.3 |  | --> | 0.19 | 0 | 0.006669 | 0.20701 | 0 |  | --> | E13 ex AGHADA | Aghada [T721] | N/A |  | 51.8292 | -8.2255
MV/LV Substation TH***928Y |  | 10 kV | _ | LV | 400 kVA :Kiosk Substation | 0.4 | --> | 0.4 | 0 | 0 | Constrained,otherwise capacity available =321kVA. | --> | 0.38 | 0 | 0.002223 | 0 | 0 | Constrained,otherwise capacity available =411.8kW. | --> | C15 ex PALLAS | Pallas [T41,T42] | PORTLAOISE |  | 53.0488 | -7.3206
MV/LV Substation TH***931 |  | 10 kV | _ | LV | 400 kVA :Kiosk Substation | 0.4 | --> | 0.4 | 0.212 | 4.4 |  | --> | 0.38 | 0 | 0.008892 | 0.42758 | 0 |  | --> | C18 ex KINGSCOURT | Kingscourt [T41,T42] | MEATH HILL |  | 53.9063 | -6.8046
MV/LV Substation TH***931Z |  | 10 kV | _ | LV | 400 kVA :Kiosk Substation | 0.4 | --> | 0.4 | 0 | 0 | Constrained,otherwise capacity available =287kVA. | --> | 0.38 | 0 | 0.008892 | 0.41681 | 0 |  | --> | C15 ex MORRISTOWN | Morristown [T41,T42] | NEWBRIDGE |  | 53.1873 | -6.8184
MV/LV Substation TH***932 |  | 20 kV | _ | LV | 50 kVA :Pole Substation | 0.05 | --> | 0.05 | 0.047 | 3.3 |  | --> | 0.0475 | 0 | 0 | 0.050453 | 0 |  | --> | E16 ex BALLYBUNION | Ballybunion [T421,T422] | TRIEN |  | 52.4968 | -9.6581
MV/LV Substation TH***933 |  | 20 kV | _ | LV | 50 kVA :Pole Substation | 0.05 | --> | 0.05 | 0.043 | 1.9 |  | --> | 0.0475 | 0 | 0 | 0 | 0 | Constrained,otherwise capacity available =51.1kW. | --> | E17 ex CREESLOUGH | Creeslough [T421] | ARDNAGAPPARY |  | 55.177 | -7.9289
MV/LV Substation TH***933Y |  | 10 kV | _ | LV | 630 kVA :Building Structure | 0.63 | --> | 0.63 | 0 | 0 | Constrained,otherwise capacity available =500kVA. | --> | 0.5985 | 0 | 0 | 0.5 | 0 |  | --> | C20 ex ROCHES STREET | Roches Street [T41,T42] | LIMERICK |  | 52.6605 | -8.6309
MV/LV Substation TH***945Y |  | 10 kV | _ | LV | 400 kVA :Kiosk Substation | 0.4 | --> | 0.4 | 0 | 0 | Constrained,otherwise capacity available =342kVA. | --> | 0.38 | 0 | 0.014079 | 0 | 0 | Constrained,otherwise capacity available =408.7kW. | --> | C15 ex PORTARLINGTON | Portarlington [T41,T42] | PORTLAOISE |  | 53.1593 | -7.1787
MV/LV Substation TH***946Y |  | 10 kV | _ | LV | 400 kVA :Kiosk Substation | 0.4 | --> | 0.4 | 0 | 0 | Constrained,otherwise capacity available =362kVA. | --> | 0.38 | 0 | 0.005928 | 0 | 0 | Constrained,otherwise capacity available =405.7kW. | --> | C15 ex PORTARLINGTON | Portarlington [T41,T42] | PORTLAOISE |  | 53.1585 | -7.1774
MV/LV Substation TH***947Y |  | 10 kV | _ | LV | 630 kVA :Building Structure | 0.63 | --> | 0.63 | 0 | 0 | Constrained,otherwise capacity available =500kVA. | --> | 0.5985 | 0 | 0 | 0.5 | 0 |  | --> | C21 ex ATHLONE | Athlone [T41,T42] | ATHLONE |  | 53.4217 | -7.9975
MV/LV Substation TH***948Y |  | 20 kV | _ | LV | 200 kVA :Pole Substation | 0.2 | --> | 0.2 | 0.167 | 1.1 |  | --> | 0.19 | 0 | 0.003705 | 0.20495 | 0 |  | --> | E24 ex BIRR | Birr [T41,T422] | DALLOW |  | 53.1793 | -7.718
MV/LV Substation TH***951X |  | 10 kV | _ | LV | 200 kVA :Kiosk Substation | 0.2 | --> | 0.2 | 0.149 | 1.4 |  | --> | 0.19 | 0 | 0.020748 | 0.2076 | 0 |  | --> | C14 ex KELLS | Kells [T41,T42] | NAVAN |  | 53.76 | -6.8387
MV/LV Substation TH***951Z |  | 10 kV | _ | LV | 400 kVA :Kiosk Substation | 0.4 | --> | 0.4 | 0 | 0 | Constrained,otherwise capacity available =334kVA. | --> | 0.38 | 0 | 0.004446 | 0.4099 | 0 |  | --> | C17 ex DOUGLAS | Douglas [T41,T42] | TRABEG |  | 51.8663 | -8.4314
MV/LV Substation TH***952 |  | 20 kV | _ | LV | 200 kVA :Kiosk Substation | 0.2 | --> | 0.2 | 0.173 | 1.3 |  | --> | 0.19 | 0 | 0.002223 | 0.20406 | 0 |  | --> | E16 ex BALLYCROSSAUN | Ballycrossaun [T421,T422] | SOMERSET |  | 53.0939 | -8.2253
MV/LV Substation TH***952X |  | 10 kV | _ | LV | 50 kVA :Pole Substation | 0.05 | --> | 0.05 | 0 | 0 | Constrained,otherwise capacity available =43kVA. | --> | 0.0475 | 0 | 0 | 0.051052 | 0 |  | --> | C15 ex CASTLECOMER | Castlecomer [T41,T42] | BALLYRAGGET |  | 52.8842 | -7.1526
MV/LV Substation TH***955Y |  | 20 kV | _ | LV | 50 kVA :Pole Substation | 0.05 | --> | 0.05 | 0 | 0 | Constrained,otherwise capacity available =24kVA. | --> | 0.0475 | 0 | 0.00741 | 0.0538 | 0 |  | --> | E16 ex WHITECHURCH | Whitechurch [T421,T422] | KILBARRY |  | 51.9813 | -8.5103
MV/LV Substation TH***955Y |  | 10 kV | _ | LV | 630 kVA :Kiosk Substation | 0.63 | --> | 0.63 | 0.449 | 1.8 |  | --> | 0.5985 | 0 | 0 | 0.5 | 0 |  | --> | C16 ex MOYLISH | Moylish [T41,T42] | ARDNACRUSHA |  | 52.6815 | -8.6597
MV/LV Substation TH***956Y |  | 10 kV | _ | LV | 630 kVA :Kiosk Substation | 0.63 | --> | 0.63 | 0.5 | 1.8 |  | --> | 0.5985 | 0 | 0 | 0.5 | 0 |  | --> | C16 ex MOYLISH | Moylish [T41,T42] | ARDNACRUSHA |  | 52.6826 | -8.6587
MV/LV Substation TH***957Y |  | 10 kV | _ | LV | 630 kVA :Kiosk Substation | 0.63 | --> | 0.63 | 0.5 | 1.8 |  | --> | 0.5985 | 0 | 0 | 0.5 | 0 |  | --> | C16 ex MOYLISH | Moylish [T41,T42] | ARDNACRUSHA |  | 52.683 | -8.6605
MV/LV Substation TH***957Z |  | 10 kV | _ | LV | 200 kVA :Pole Substation | 0.2 | --> | 0.2 | 0.2 | 13.1 |  | --> | 0.19 | 0 | 0.03705 | 0.2 | 0 |  | --> | C23 ex MONREAD | Monread [T101,T102] | MONREAD |  | 53.2259 | -6.7431
MV/LV Substation TH***959X |  | 10 kV | _ | LV | 400 kVA :Kiosk Substation | 0.4 | --> | 0.4 | 0.382 | 7.8 |  | --> | 0.38 | 0 | 0 | 0.40272 | 0 |  | --> | C11 ex CARROWBEG | Carrowbeg [T41,T42] | CARROWBEG |  | 53.7972 | -9.5517
MV/LV Substation TH***965 |  | 20 kV | _ | LV | 100 kVA :Pole Substation | 0.1 | --> | 0.1 | 0 | 0 | Constrained,otherwise capacity available =81kVA. | --> | 0.095 | 0 | 0 | 0.10284 | 0 |  | --> | C15 ex KANTURK | Kanturk [T41,T42] | GLENLARA |  | 52.1661 | -8.8202
MV/LV Substation TH***965X |  | 10 kV | _ | LV | 400 kVA :Kiosk Substation | 0.4 | --> | 0.4 | 0.336 | 12.2 |  | --> | 0.38 | 0 | 0.011115 | 0.4096 | 0 |  | --> | C21 ex BALLYBEG | Ballybeg [T101,T102] | CARRICKMINES |  | 52.9876 | -6.0876
MV/LV Substation TH***966Z |  | 20 kV | _ | LV | 200 kVA :Kiosk Substation | 0.2 | --> | 0.2 | 0.165 | 1.3 |  | --> | 0.19 | 0 | 0.00741 | 0.20525 | 0 |  | --> | C16 ex LOUGHANALLA | Loughanalla [T41,T42] | MULLINGAR |  | 53.6756 | -7.2923
MV/LV Substation TH***969Y |  | 20 kV | _ | LV | 400 kVA :Kiosk Substation | 0.4 | --> | 0.4 | 0 | 0 | Constrained,otherwise capacity available =289kVA. | --> | 0.38 | 0 | 0.055575 | 0.41651 | 0 |  | --> | C21 ex TERMONFECKIN ROAD | Termonfeckin Road [T41,T42] | DRYBRIDGE |  | 53.7636 | -6.2662
MV/LV Substation TH***974X |  | 10 kV | _ | LV | 400 kVA :Kiosk Substation | 0.4 | --> | 0.4 | 0.27 | 0.8 |  | --> | 0.38 | 0 | 0.055575 | 0.41927 | 0 |  | --> | C20 ex MANOR STREET | Manor Street [T41,T42] | WATERFORD |  | 52.2486 | -7.1186
MV/LV Substation TH***974X |  | 10 kV | _ | LV | 200 kVA :Kiosk Substation | 0.2 | --> | 0.2 | 0 | 0 | Constrained,otherwise capacity available =168kVA. | --> | 0.19 | 0 | 0.004446 | 0.2048 | 0 |  | --> | C15 ex COBH | Cobh [T41,T42] | COW CROSS |  | 51.846 | -8.3118
MV/LV Substation TH***976X |  | 10 kV | _ | LV | 400 kVA :Kiosk Substation | 0.4 | --> | 0.4 | 0 | 0 | Constrained,otherwise capacity available =384kVA. | --> | 0.38 | 0 | 0 | 0.40242 | 0 |  | --> | C15 ex COBH | Cobh [T41,T42] | COW CROSS |  | 51.8516 | -8.2855
MV/LV Substation TH***978X |  | 10 kV | _ | LV | 100 kVA :Pole Substation | 0.1 | --> | 0.1 | 0 | 0 | Constrained,otherwise capacity available =93kVA. | --> | 0.095 | 0 | 0 | 0 | 0 | Constrained,otherwise capacity available =101.1kW. | --> | C22 ex PORTLAOISE | Portlaoise [T41,T42] | PORTLAOISE |  | 53.0587 | -7.208
MV/LV Substation TH***983Z |  | 20 kV | _ | LV | 100 kVA :Pole Substation | 0.1 | --> | 0.1 | 0.09 | 10.9 |  | --> | 0.095 | 0 | 0 | 0.10151 | 0 |  | --> | C24 ex MULLINGAR | Mullingar [T101,T102] | MULLINGAR |  | 53.5974 | -7.3826
MV/LV Substation TH***984 |  | 20 kV | _ | LV | 50 kVA :Pole Substation | 0.05 | --> | 0.05 | 0 | 0 | Constrained,otherwise capacity available =45kVA. | --> | 0.0475 | 0 | 0 | 0.050753 | 0 |  | --> | E18 ex GLASMORE | Glasmore [T421,T422] | GLASMORE |  | 53.5523 | -6.2098
MV/LV Substation TH***984X |  | 10 kV | _ | LV | 100 kVA :Pole Substation | 0.1 | --> | 0.1 | 0 | 0 | Constrained,otherwise capacity available =51kVA. | --> | 0.095 | 0 | 0 | 0.10718 | 0 |  | --> | C16 ex PORTLAW | Portlaw [T41,T42] | BUTLERSTOWN |  | 52.2838 | -7.3147
MV/LV Substation TH***990 |  | 10 kV | _ | LV | 400 kVA :Building Structure | 0.4 | --> | 0.4 | 0.4 | 4.4 |  | --> | 0.38 | 0 | 0 | 0.4 | 0 |  | --> | C19 ex KINGSCOURT | Kingscourt [T41,T42] | MEATH HILL |  | 53.8717 | -6.7877
MV/LV Substation TH***990Y |  | 20 kV | _ | LV | 400 kVA :Kiosk Substation | 0.4 | --> | 0.4 | 0.327 | 0.4 |  | --> | 0.38 | 0 | 0.019266 | 0.41094 | 0 |  | --> | E13 ex TULLOW | Tullow [T421,T422] | CARLOW |  | 52.7369 | -6.773
MV/LV Substation TH***991X |  | 10 kV | _ | LV | 100 kVA :Pole Substation | 0.1 | --> | 0.1 | 0.07 | 6 |  | --> | 0.095 | 0 | 0.020748 | 0 | 0 | Constrained,otherwise capacity available =104.5kW. | --> | C12 ex ARDGEEHA | Ardgeeha [T41,T42] | DOON |  | 52.3695 | -7.6997
MV/LV Substation TH***994X |  | 10 kV | _ | LV | 200 kVA :Kiosk Substation | 0.2 | --> | 0.2 | 0.137 | 0.7 |  | --> | 0.19 | 0 | 0 | 0.20935 | 0 |  | --> | C20 ex KILRUSH | Kilrush [T41,T42] | TULLABRACK |  | 52.7474 | -9.4943
MV/LV Substation TH***997Z |  | 10 kV | _ | LV | 400 kVA :Kiosk Substation | 0.4 | --> | 0.4 | 0.335 | 0.9 |  | --> | 0.38 | 0 | 0.006669 | 0.40975 | 0 |  | --> | C19 ex CLONARD | Clonard [T41,T42] | WEXFORD |  | 52.3268 | -6.4975
MV/LV Substation TH***998X |  | 10 kV | _ | LV | 200 kVA :Pole Substation | 0.2 | --> | 0.2 | 0 | 0 | Constrained,otherwise capacity available =200kVA. | --> | 0.19 | 0 | 0 | 0.2 | 0 |  | --> | C35 ex SEMPERIT | Semperit [T41,T42,T43] | GRANGE CASTLE |  | 53.3232 | -6.352
MV/LV Substation TH***999 |  | 20 kV | _ | LV | 200 kVA :Pole Substation | 0.2 | --> | 0.2 | 0.077 | 1.6 |  | --> | 0.19 | 0 | 0 | 0 | 0 | Constrained,otherwise capacity available =217.9kW. | --> | E17 ex BELMULLET | Belmullet [T421] | BELLACORICK |  | 54.2265 | -9.9905
MV/LV Substation TH***999X |  | 20 kV | _ | LV | 50 kVA :Pole Substation | 0.05 | --> | 0.05 | 0 | 0 | Constrained,otherwise capacity available =49kVA. | --> | 0.0475 | 0 | 0 | 0.050152 | 0 |  | --> | E18 ex GURRANEBANE | Gurranebane [T421,T422] | OUGHTRAGH |  | 51.8281 | -10.2704
MV/LV Substation TI***002X |  | 10 kV | _ | LV | 100 kVA :Pole Substation | 0.1 | --> | 0.1 | 0.093 | 7.2 |  | --> | 0.095 | 0 | 0 | 0 | 0 | Constrained,otherwise capacity available =101.1kW. | --> | C12 ex CONVOY | Convoy [T41,T42] | LETTERKENNY |  | 54.8268 | -7.7452
MV/LV Substation TI***002Y |  | 20 kV | _ | LV | 50 kVA :Pole Substation | 0.05 | --> | 0.05 | 0 | 0 | Constrained,otherwise capacity available =28kVA. | --> | 0.0475 | 0 | 0 | 0.053235 | 0 |  | --> | C18 ex DEERPARK | Deerpark [T41,T42] | BALLYDINE |  | 52.4648 | -7.5528
MV/LV Substation TI***005 |  | 10 kV | _ | LV | 400 kVA :Building Structure | 0.4 | --> | 0.4 | 0.24 | 2.3 |  | --> | 0.38 | 0 | 0.006669 | 0.42359 | 0 |  | --> | E17 ex MOY | Moy [T421,T422] | MOY |  | 54.1159 | -9.1641
MV/LV Substation TI***010 |  | 20 kV | _ | LV | 100 kVA :Pole Substation | 0.1 | --> | 0.1 | 0 | 0 | Constrained,otherwise capacity available =100kVA. | --> | 0.095 | 0 | 0.004446 | 0 | 0 | Constrained,otherwise capacity available =100kW. | --> | C11 ex TIMOLEAGUE | Timoleague [T41] | BANDON |  | 51.6068 | -8.7338
MV/LV Substation TI***022 |  | 10 kV | _ | LV | 50 kVA :Pole Substation | 0.05 | --> | 0.05 | 0 | 0 | Constrained,otherwise capacity available =37kVA. | --> | 0.0475 | 0 | 0.00741 | 0 | 0 | Constrained,otherwise capacity available =51.9kW. | --> | C11 ex RATHDRUM | Rathdrum [T42] | ARKLOW |  | 52.8762 | -6.2201
MV/LV Substation TI***023 |  | 20 kV | _ | LV | 200 kVA :Pole Substation | 0.2 | --> | 0.2 | 0 | 0 | Constrained,otherwise capacity available =54kVA. | --> | 0.19 | 0 | 0.004446 | 0.22101 | 0 |  | --> | C19 ex ENNISTYMON | Ennistymon [T41,T42] | ENNIS |  | 53.0322 | -9.2894
MV/LV Substation TI***023 |  | 10 kV | _ | LV | 400 kVA :Kiosk Substation | 0.4 | --> | 0.4 | 0.345 | 6 |  | --> | 0.38 | 0 | 0 | 0 | 0 | Constrained,otherwise capacity available =408.3kW. | --> | C13 ex ARDGEEHA | Ardgeeha [T41,T42] | DOON |  | 52.3609 | -7.6879
MV/LV Substation TI***025 |  | 10 kV | _ | LV | 100 kVA :Pole Substation | 0.1 | --> | 0.1 | 0.081 | 12.2 |  | --> | 0.095 | 0 | 0.004446 | 0.10284 | 0 |  | --> | C25 ex BALLYBEG | Ballybeg [T101,T102] | CARRICKMINES |  | 52.9969 | -6.0652
MV/LV Substation TI***027 |  | 10 kV | _ | LV | 200 kVA :Pole Substation | 0.2 | --> | 0.2 | 0 | 0 | Constrained,otherwise capacity available =147kVA. | --> | 0.19 | 0 | 0.008892 | 0.20789 | 0 |  | --> | C11 ex GRAIGUENAMANAGH | Graiguenamanagh [T41,T42] | KILKENNY |  | 52.5384 | -6.9524
MV/LV Substation TI***035 |  | 10 kV | _ | LV | 630 kVA :Building Structure | 0.63 | --> | 0.63 | 0 | 0 | Constrained,otherwise capacity available =494kVA. | --> | 0.5985 | 0 | 0.009633 | 0.5 | 0 |  | --> | C17 ex HOLYCROSS ROAD | Holycross Road [T41,T42] | THURLES |  | 52.7512 | -7.957
MV/LV Substation TI***042X |  | 20 kV | _ | LV | 50 kVA :Pole Substation | 0.05 | --> | 0.05 | 0.04 | 2 |  | --> | 0.0475 | 0 | 0.00741 | 0 | 0 | Constrained,otherwise capacity available =51.5kW. | --> | E17 ex BALLYMACARRY | Ballymacarry [T421] | TRILLICK |  | 55.0684 | -7.4352
MV/LV Substation TI***050 |  | 10 kV | _ | LV | 50 kVA :Pole Substation | 0.05 | --> | 0.05 | 0 | 0 | Constrained,otherwise capacity available =27kVA. | --> | 0.0475 | 0 | 0 | 0.053377 | 0 |  | --> | C11 ex GRAIGUENAMANAGH | Graiguenamanagh [T41,T42] | KILKENNY |  | 52.5351 | -6.9495
MV/LV Substation TI***051Z |  | 10 kV | _ | LV | 100 kVA :Pole Substation | 0.1 | --> | 0.1 | 0 | 0 | Constrained,otherwise capacity available =79kVA. | --> | 0.095 | 0 | 0 | 0.10314 | 0 |  | --> | C14 ex DRYBRIDGE | Drybridge [T41,T42] | DRYBRIDGE |  | 53.79 | -6.4219
MV/LV Substation TI***061X |  | 20 kV | _ | LV | 400 kVA :Kiosk Substation | 0.4 | --> | 0.4 | 0.332 | 0.9 |  | --> | 0.38 | 0 | 0 | 0.4102 | 0 |  | --> | E19 ex KENMARE | Kenmare [T421] | KNOCKEARAGH |  | 51.8998 | -9.6068
MV/LV Substation TI***064X |  | 20 kV | _ | LV | 50 kVA :Pole Substation | 0.05 | --> | 0.05 | 0.001 | 0.4 |  | --> | 0.0475 | 0 | 0.002964 | 0.056917 | 0 |  | --> | C16 ex CARRAROE | Carraroe [T42] | SCREEB |  | 53.0627 | -9.5305
MV/LV Substation TI***065X |  | 10 kV | _ | LV | 400 kVA :Building Structure | 0.4 | --> | 0.4 | 0 | 0 | Constrained,otherwise capacity available =243kVA. | --> | 0.38 | 0 | 0.00741 | 0.42316 | 0 |  | --> | C22 ex GARRYOWEN | Garryowen [T41,T42] | LIMERICK |  | 52.6526 | -8.5916
MV/LV Substation TI***068 |  | 10 kV | _ | LV | 630 kVA :Building Structure | 0.63 | --> | 0.63 | 0 | 0 | Constrained,otherwise capacity available =500kVA. | --> | 0.5985 | 0 | 0.0741 | 0.5 | 0 |  | --> | C11 ex BALLYBEGGAN | Ballybeggan [T43,T44] | TRALEE |  | 52.2726 | -9.6836
MV/LV Substation TI***070Z |  | 10 kV | _ | LV | 50 kVA :Pole Substation | 0.05 | --> | 0.05 | 0 | 0 | Constrained,otherwise capacity available =44kVA. | --> | 0.0475 | 0 | 0 | 0.050903 | 0 |  | --> | C20 ex CELBRIDGE | Celbridge [T41,T42] | GRIFFINRATH |  | 53.2977 | -6.5792
MV/LV Substation TI***074 |  | 10 kV | _ | LV | 400 kVA :Kiosk Substation | 0.4 | --> | 0.4 | 0.3 | 11 |  | --> | 0.38 | 0 | 0 | 0.41491 | 0 |  | --> | C22 ex CLOON | Cloon [T42,T421] | CLOON |  | 53.5079 | -8.8562
MV/LV Substation TI***074Y |  | 10 kV | _ | LV | 50 kVA :Pole Substation | 0.05 | --> | 0.05 | 0 | 0 | Constrained,otherwise capacity available =33kVA. | --> | 0.0475 | 0 | 0.036309 | 0.052518 | 0 |  | --> | C16 ex CLONES | Clones [T41,T42] | SHANKILL |  | 54.205 | -7.229
MV/LV Substation TI***075 |  | 10 kV | _ | LV | 630 kVA :Kiosk Substation | 0.63 | --> | 0.63 | 0 | 0 | Constrained,otherwise capacity available =500kVA. | --> | 0.5985 | 0 | 0 | 0.5 | 0 |  | --> | C13 ex COBH | Cobh [T41,T42] | COW CROSS |  | 51.8607 | -8.2971
MV/LV Substation TI***078 |  | 10 kV | _ | LV | 630 kVA :Building Structure | 0.63 | --> | 0.63 | 0 | 0 | Constrained,otherwise capacity available =500kVA. | --> | 0.5985 | 0 | 0.003705 | 0.5 | 0 |  | --> | E16 ex GARRANACANTY | Garranacanty [T421,T422] | TIPPERARY |  | 52.4727 | -8.1587
MV/LV Substation TI***080 |  | 10 kV | _ | LV | 50 kVA :Pole Substation | 0.05 | --> | 0.05 | 0.019092 | 0 | Constrained,otherwise capacity available =49kVA. | --> | 0.0475 | 0 | 0 | 0 | 0 | Constrained,otherwise capacity available =50.2kW. | --> | C18 ex BALLYBAY | Ballybay [T41,T42] | LISDRUM |  | 54.1733 | -6.9495
MV/LV Substation TI***114Z |  | 20 kV | _ | LV | 50 kVA :Pole Substation | 0.05 | --> | 0.05 | 0.05 | 1.5 |  | --> | 0.0475 | 0 | 0.011856 | 0.05 | 0 |  | --> | C14 ex SMEARLA | Smearla [T41,T42] | TRIEN |  | 52.5708 | -9.3713
MV/LV Substation TI***116 |  | 10 kV | _ | LV | 630 kVA :Kiosk Substation | 0.63 | --> | 0.63 | 0.398 | 1.2 |  | --> | 0.5985 | 0 | 0.014079 | 0.5 | 0 |  | --> | C20 ex SALLYNOGGIN ROAD | Sallynoggin Road [T41,T42] | CHERRYWOOD |  | 53.2886 | -6.1391
MV/LV Substation TI***119X |  | 10 kV | _ | LV | 630 kVA :Building Structure | 0.63 | --> | 0.63 | 0.15247 | 0.2 | Constrained,otherwise capacity available =479kVA. | --> | 0.5985 | 0 | 0 | 0.5 | 0 |  | --> | C13 ex SANDYFORD | Sandyford [T41,T42] | CARRICKMINES |  | 53.2679 | -6.2454
MV/LV Substation TI***134X |  | 10 kV | _ | LV | 400 kVA :Kiosk Substation | 0.4 | --> | 0.4 | 0.15247 | 0.2 | Constrained,otherwise capacity available =308kVA. | --> | 0.38 | 0 | 0.01482 | 0.41373 | 0 |  | --> | C19 ex SANDYFORD | Sandyford [T41,T42] | CARRICKMINES |  | 53.2691 | -6.2449
MV/LV Substation TI***140Y |  | 10 kV | _ | LV | 50 kVA :Pole Substation | 0.05 | --> | 0.05 | 0 | 0 | Constrained,otherwise capacity available =38kVA. | --> | 0.0475 | 0 | 0 | 0 | 0 | Constrained,otherwise capacity available =51.8kW. | --> | E18 ex BLESSINGTON | Blessington [T421,T422] | KILTEEL |  | 53.2116 | -6.4839
MV/LV Substation TI***147X |  | 10 kV | _ | LV | 50 kVA :Pole Substation | 0.05 | --> | 0.05 | 0.047 | 11 |  | --> | 0.0475 | 0 | 0 | 0.050453 | 0 |  | --> | C22 ex CLOON | Cloon [T42,T421] | CLOON |  | 53.5047 | -8.8592
MV/LV Substation TI***155 |  | 10 kV | _ | LV | 25 kVA :Pole Substation | 0.025 | --> | 0.025 | 0 | 0 | Constrained,otherwise capacity available =24kVA. | --> | 0.02375 | 0 | 0 | 0.025151 | 0 |  | --> | C11 ex GRAIGUENAMANAGH | Graiguenamanagh [T41,T42] | KILKENNY |  | 52.5371 | -6.9578
MV/LV Substation TI***157X |  | 20 kV | _ | LV | 100 kVA :Pole Substation | 0.1 | --> | 0.1 | 0 | 0 | Constrained,otherwise capacity available =99kVA. | --> | 0.095 | 0 | 0 | 0.10015 | 0 |  | --> | E13 ex SHILLELAGH | Shillelagh [T421,T422] | CARLOW |  | 52.8 | -6.4748
MV/LV Substation TI***158X |  | 20 kV | _ | LV | 50 kVA :Pole Substation | 0.05 | --> | 0.05 | 0 | 0 | Constrained,otherwise capacity available =13kVA. | --> | 0.0475 | 0 | 0.008151 | 0.05532 | 0 |  | --> | E13 ex SHILLELAGH | Shillelagh [T421,T422] | CARLOW |  | 52.7973 | -6.4742
MV/LV Substation TI***158Y |  | 10 kV | _ | LV | 400 kVA :Kiosk Substation | 0.4 | --> | 0.4 | 0 | 0 | Constrained,otherwise capacity available =379kVA. | --> | 0.38 | 0 | 0 | 0.40318 | 0 |  | --> | C20 ex POLLERTON | Pollerton [T41,T42] | CARLOW |  | 52.7985 | -6.8942
MV/LV Substation TI***160X |  | 20 kV | _ | LV | 200 kVA :Pole Substation | 0.2 | --> | 0.2 | 0 | 0 | Constrained,otherwise capacity available =51kVA. | --> | 0.19 | 0 | 0.049647 | 0.22141 | 0 |  | --> | E13 ex SHILLELAGH | Shillelagh [T421,T422] | CARLOW |  | 52.7993 | -6.4661
MV/LV Substation TI***162X |  | 20 kV | _ | LV | 100 kVA :Pole Substation | 0.1 | --> | 0.1 | 0 | 0 | Constrained,otherwise capacity available =58kVA. | --> | 0.095 | 0 | 0 | 0.10618 | 0 |  | --> | E13 ex SHILLELAGH | Shillelagh [T421,T422] | CARLOW |  | 52.8036 | -6.4721
MV/LV Substation TI***165Y |  | 20 kV | _ | LV | 50 kVA :Pole Substation | 0.05 | --> | 0.05 | 0 | 0 | Constrained,otherwise capacity available =32kVA. | --> | 0.0475 | 0 | 0.011856 | 0.052662 | 0 |  | --> | E20 ex BALTINGLASS | Baltinglass [T421,T422] | STRATFORD |  | 52.9849 | -6.8075
MV/LV Substation TI***168Y |  | 20 kV | _ | LV | 200 kVA :Kiosk Substation | 0.2 | --> | 0.2 | 0 | 0 | Constrained,otherwise capacity available =173kVA. | --> | 0.19 | 0 | 0.011115 | 0.20406 | 0 |  | --> | E20 ex BALTINGLASS | Baltinglass [T421,T422] | STRATFORD |  | 52.9904 | -6.8041
MV/LV Substation TI***168Y |  | 10 kV | _ | LV | 50 kVA :Pole Substation | 0.05 | --> | 0.05 | 0.05 | 0.4 |  | --> | 0.0475 | 0 | 0 | 0 | 0 | Constrained,otherwise capacity available =50kW. | --> | C12 ex KILMAGIG | Kilmagig [T42] | ARKLOW |  | 52.8606 | -6.2157
MV/LV Substation TI***173Y |  | 20 kV | _ | LV | 50 kVA :Pole Substation | 0.05 | --> | 0.05 | 0 | 0 | Constrained,otherwise capacity available =24kVA. | --> | 0.0475 | 0 | 0 | 0.0538 | 0 |  | --> | E20 ex BALTINGLASS | Baltinglass [T421,T422] | STRATFORD |  | 52.9982 | -6.7973
MV/LV Substation TI***182 |  | 10 kV | _ | LV | 50 kVA :Pole Substation | 0.05 | --> | 0.05 | 0.035 | 0.4 |  | --> | 0.0475 | 0 | 0 | 0 | 0 | Constrained,otherwise capacity available =52.2kW. | --> | C15 ex KILMAGIG | Kilmagig [T42] | ARKLOW |  | 52.8564 | -6.3177
MV/LV Substation TI***192Y |  | 20 kV | _ | LV | 50 kVA :Pole Substation | 0.05 | --> | 0.05 | 0 | 0 | Constrained,otherwise capacity available =49kVA. | --> | 0.0475 | 0 | 0 | 0.050152 | 0 |  | --> | E20 ex BALTINGLASS | Baltinglass [T421,T422] | STRATFORD |  | 53.0025 | -6.8068
MV/LV Substation TI***196Y |  | 10 kV | _ | LV | 50 kVA :Pole Substation | 0.05 | --> | 0.05 | 0 | 0 | Constrained,otherwise capacity available =46kVA. | --> | 0.0475 | 0 | 0 | 0.050604 | 0 |  | --> | C20 ex POLLERTON | Pollerton [T41,T42] | CARLOW |  | 52.7986 | -6.8915
MV/LV Substation TI***197Y |  | 20 kV | _ | LV | 50 kVA :Pole Substation | 0.05 | --> | 0.05 | 0.031 | 1.6 |  | --> | 0.0475 | 0 | 0.024453 | 0 | 0 | Constrained,otherwise capacity available =52.8kW. | --> | C17 ex FOYNES | Foynes [T41,T42] | RATHKEALE |  | 52.5529 | -9.2233
MV/LV Substation TI***199Y |  | 20 kV | _ | LV | 100 kVA :Pole Substation | 0.1 | --> | 0.1 | 0 | 0 | Constrained,otherwise capacity available =77kVA. | --> | 0.095 | 0 | 0.003705 | 0.10343 | 0 |  | --> | E20 ex BALTINGLASS | Baltinglass [T421,T422] | STRATFORD |  | 52.9858 | -6.8094
MV/LV Substation TI***200 |  | 20 kV | _ | LV | 200 kVA :Pole Substation | 0.2 | --> | 0.2 | 0.2 | 1.4 |  | --> | 0.19 | 0 | 0 | 0.2 | 0 |  | --> | E11 ex KILLINICK | Killinick [T421,T422] | WEXFORD |  | 52.1934 | -6.492
MV/LV Substation TI***201Z |  | 20 kV | _ | LV | 400 kVA :Kiosk Substation | 0.4 | --> | 0.4 | 0 | 0 | Constrained,otherwise capacity available =365kVA. | --> | 0.38 | 0 | 0 | 0 | 0 | Constrained,otherwise capacity available =405.3kW. | --> | E19 ex PORTLAOISE | Portlaoise [T423,T424] | PORTLAOISE |  | 53.028 | -7.2914
MV/LV Substation TI***203 |  | 10 kV | _ | LV | 50 kVA :Pole Substation | 0.05 | --> | 0.05 | 0.046 | 5.6 |  | --> | 0.0475 | 0 | 0 | 0.050604 | 0 |  | --> | C14 ex KILCOOLE | Kilcoole [T41,T42] | FASSAROE |  | 53.0895 | -6.1585
MV/LV Substation TI***224 |  | 10 kV | _ | LV | 400 kVA :Kiosk Substation | 0.4 | --> | 0.4 | 0 | 0 | Constrained,otherwise capacity available =358kVA. | --> | 0.38 | 0 | 0.05187 | 0.40633 | 0 |  | --> | C16 ex CREGG ROAD | Cregg Road [T41,T42] | BALLYDINE |  | 52.3494 | -7.3933
MV/LV Substation TI***229 |  | 20 kV | _ | LV | 50 kVA :Pole Substation | 0.05 | --> | 0.05 | 0.045 | 8.1 |  | --> | 0.0475 | 0 | 0 | 0 | 0 | Constrained,otherwise capacity available =50.8kW. | --> | E15 ex WESTPORT | Westport [T421,T422] | CASTLEBAR |  | 53.8028 | -9.4741
MV/LV Substation TI***239X |  | 20 kV | _ | LV | 100 kVA :Pole Substation | 0.1 | --> | 0.1 | 0 | 0 | Constrained,otherwise capacity available =73kVA. | --> | 0.095 | 0 | 0 | 0 | 0 | Constrained,otherwise capacity available =104kW. | --> | E14 ex BUNCRANA | Buncrana [T421,T422] | TRILLICK |  | 55.1475 | -7.4611
MV/LV Substation TI***242X |  | 20 kV | _ | LV | 400 kVA :Kiosk Substation | 0.4 | --> | 0.4 | 0.327 | 2.5 |  | --> | 0.38 | 0 | 0.006669 | 0.41094 | 0 |  | --> | E17 ex EDGEWORTHSTOWN | Edgeworthstown [T421,T422] | RICHMOND |  | 53.6998 | -7.6157
MV/LV Substation TI***245X |  | 20 kV | _ | LV | 50 kVA :Pole Substation | 0.05 | --> | 0.05 | 0 | 0 | Constrained,otherwise capacity available =50kVA. | --> | 0.0475 | 0 | 0 | 0 | 0 | Constrained,otherwise capacity available =50kW. | --> | E12 ex CARNDONAGH | Carndonagh [T421,T422] | TRILLICK |  | 55.2597 | -7.2782
MV/LV Substation TI***259 |  | 10 kV | _ | LV | 200 kVA :Pole Substation | 0.2 | --> | 0.2 | 0 | 0 | Constrained,otherwise capacity available =158kVA. | --> | 0.19 | 0 | 0 | 0.20628 | 0 |  | --> | C23 ex CREGG ROAD | Cregg Road [T41,T42] | BALLYDINE |  | 52.3579 | -7.3913
MV/LV Substation TI***262X |  | 10 kV | _ | LV | 630 kVA :Building Structure | 0.63 | --> | 0.63 | 0 | 0 | Constrained,otherwise capacity available =500kVA. | --> | 0.5985 | 0 | 0 | 0.5 | 0 |  | --> | C17 ex CAMDEN ROW | Camden Row [T41] | FRANCIS STREET |  | 53.3417 | -6.2754
MV/LV Substation TI***266X |  | 10 kV | _ | LV | 400 kVA :Building Structure | 0.4 | --> | 0.4 | 0 | 0 | Constrained,otherwise capacity available =330kVA. | --> | 0.38 | 0 | 0 | 0.40227 | 0 |  | --> | C23 ex KILMORE | Kilmore [T101,T102,T103] | FINGLAS |  | 53.403 | -6.2227
MV/LV Substation TI***268Z |  | 20 kV | _ | LV | 33 kVA :Pole Substation | 0.033 | --> | 0.033 | 0 | 0 | Constrained,otherwise capacity available =33kVA. | --> | 0.03135 | 0 | 0 | 0.033 | 0 |  | --> | E13 ex SHILLELAGH | Shillelagh [T421,T422] | CARLOW |  | 52.7913 | -6.4578
MV/LV Substation TI***274Z |  | 10 kV | _ | LV | 630 kVA :Building Structure | 0.63 | --> | 0.63 | 0 | 0 | Constrained,otherwise capacity available =500kVA. | --> | 0.5985 | 0 | 0 | 0.5 | 0 |  | --> | C12 ex MAYFIELD | Mayfield [T41,T42] | KILBARRY |  | 51.9034 | -8.4278
MV/LV Substation TI***287Z |  | 10 kV | _ | LV | 630 kVA :Kiosk Substation | 0.63 | --> | 0.63 | 0.5 | 13.2 |  | --> | 0.5985 | 0 | 0 | 0.5 | 0 |  | --> | C23 ex ARTANE | Artane [T101,T102] | FINGLAS |  | 53.3848 | -6.211
MV/LV Substation TI***288Z |  | 10 kV | _ | LV | 630 kVA :Building Structure | 0.63 | --> | 0.63 | 0.5 | 13.2 |  | --> | 0.5985 | 0 | 0 | 0.5 | 0 |  | --> | C23 ex ARTANE | Artane [T101,T102] | FINGLAS |  | 53.3836 | -6.2123
MV/LV Substation TI***296 |  | 20 kV | _ | LV | 100 kVA :Pole Substation | 0.1 | --> | 0.1 | 0.095 | 1.8 |  | --> | 0.095 | 0 | 0.00741 | 0.10076 | 0 |  | --> | E14 ex BIRDHILL | Birdhill [T421,T422] | ARDNACRUSHA |  | 52.8293 | -8.2668
MV/LV Substation TI***297Z |  | 10 kV | _ | LV | 400 kVA :Building Structure | 0.4 | --> | 0.4 | 0 | 0 | Constrained,otherwise capacity available =367kVA. | --> | 0.38 | 0 | 0 | 0 | 0 | Constrained,otherwise capacity available =405kW. | --> | C14 ex DRUMBEAR | Drumbear [T41,T42] | LISDRUM |  | 54.2474 | -6.9651
MV/LV Substation TI***309Y |  | 10 kV | _ | LV | 100 kVA :Pole Substation | 0.1 | --> | 0.1 | 0.099 | 2.9 |  | --> | 0.095 | 0 | 0.11115 | 0 | 0 | Constrained,otherwise capacity available =100.2kW. | --> | C12 ex TELAYDON | Telaydon [T42,T421] | LISDRUM |  | 54.2789 | -6.9703
MV/LV Substation TI***311 |  | 10 kV | _ | LV | 630 kVA :Kiosk Substation | 0.63 | --> | 0.63 | 0 | 0 | Constrained,otherwise capacity available =446kVA. | --> | 0.5985 | 0 | 0.031122 | 0.5 | 0 |  | --> | C18 ex HEADFORD ROAD | Headford Road [T41,T42] | GALWAY 110KV |  | 53.2896 | -9.0468
MV/LV Substation TI***324 |  | 10 kV | _ | LV | 100 kVA :Pole Substation | 0.1 | --> | 0.1 | 0 | 0 | Constrained,otherwise capacity available =87kVA. | --> | 0.095 | 0 | 0 | 0.10195 | 0 |  | --> | C11 ex HOLYCROSS ROAD | Holycross Road [T41,T42] | THURLES |  | 52.6582 | -7.8311
MV/LV Substation TI***328 |  | 10 kV | _ | LV | 400 kVA :Kiosk Substation | 0.4 | --> | 0.4 | 0 | 0 | Constrained,otherwise capacity available =307kVA. | --> | 0.38 | 0 | 0.028158 | 0.41388 | 0 |  | --> | C18 ex HEADFORD ROAD | Headford Road [T41,T42] | GALWAY 110KV |  | 53.2917 | -9.0454
MV/LV Substation TI***329 |  | 10 kV | _ | LV | 400 kVA :Kiosk Substation | 0.4 | --> | 0.4 | 0 | 0 | Constrained,otherwise capacity available =305kVA. | --> | 0.38 | 0 | 0.006669 | 0.41417 | 0 |  | --> | C18 ex HEADFORD ROAD | Headford Road [T41,T42] | GALWAY 110KV |  | 53.2907 | -9.0436
MV/LV Substation TI***334Y |  | 10 kV | _ | LV | 200 kVA :Kiosk Substation | 0.2 | --> | 0.2 | 0 | 0 | Constrained,otherwise capacity available =145kVA. | --> | 0.19 | 0 | 0.001482 | 0.20818 | 0 |  | --> | C11 ex DERRYCRAMPH | Derrycramph [T41,T42] | SHANKILL |  | 53.9781 | -7.351
MV/LV Substation TI***340X |  | 10 kV | _ | LV | 630 kVA :Kiosk Substation | 0.63 | --> | 0.63 | 0 | 0 | Constrained,otherwise capacity available =500kVA. | --> | 0.5985 | 0 | 0 | 0.5 | 0 |  | --> | C19 ex PARKMORE | Parkmore [T41,T42] | GALWAY 110KV |  | 53.2915 | -8.9921
MV/LV Substation TI***340Z |  | 10 kV | _ | LV | 200 kVA :Pole Substation | 0.2 | --> | 0.2 | 0.2 | 2.9 |  | --> | 0.19 | 0 | 0 | 0 | 0 | Constrained,otherwise capacity available =200kW. | --> | C12 ex TELAYDON | Telaydon [T42,T421] | LISDRUM |  | 54.2795 | -6.9696
MV/LV Substation TI***344 |  | 20 kV | _ | LV | 50 kVA :Pole Substation | 0.05 | --> | 0.05 | 0.03 | 16.1 |  | --> | 0.0475 | 0 | 0 | 0.052949 | 0 |  | --> | E21 ex WEXFORD | Wexford [T121,T122] | WEXFORD |  | 52.4161 | -6.5239
MV/LV Substation TI***347X |  | 10 kV | _ | LV | 400 kVA :Kiosk Substation | 0.4 | --> | 0.4 | 0 | 0 | Constrained,otherwise capacity available =384kVA. | --> | 0.38 | 0 | 0 | 0 | 0 | Constrained,otherwise capacity available =402.4kW. | --> | C15 ex CULLION | Cullion [T41,T42] | LETTERKENNY |  | 54.9504 | -7.6969
MV/LV Substation TI***353 |  | 20 kV | _ | LV | 50 kVA :Pole Substation | 0.05 | --> | 0.05 | 0 | 0 | Constrained,otherwise capacity available =35kVA. | --> | 0.0475 | 0 | 0 | 0.052228 | 0 |  | --> | E17 ex MILLTOWN (SR) | Milltown (sr) [T421,T422] | OUGHTRAGH |  | 52.1204 | -9.7522
MV/LV Substation TI***362 |  | 20 kV | _ | LV | 100 kVA :Pole Substation | 0.1 | --> | 0.1 | 0.1 | 2.9 |  | --> | 0.095 | 0 | 0 | 0 | 0 | Constrained,otherwise capacity available =100kW. | --> | E19 ex TELAYDON | Telaydon [T42,T421] | LISDRUM |  | 54.2797 | -6.9143
MV/LV Substation TI***365 |  | 10 kV | _ | LV | 400 kVA :Kiosk Substation | 0.4 | --> | 0.4 | 0.255 | 1.2 |  | --> | 0.38 | 0 | 0.023712 | 0.42144 | 0 |  | --> | C20 ex SALLYNOGGIN ROAD | Sallynoggin Road [T41,T42] | CHERRYWOOD |  | 53.2903 | -6.1406
MV/LV Substation TI***366Z |  | 10 kV | _ | LV | 200 kVA :Kiosk Substation | 0.2 | --> | 0.2 | 0 | 0 | Constrained,otherwise capacity available =176kVA. | --> | 0.19 | 0 | 0.011115 | 0.20361 | 0 |  | --> | C12 ex MAYFIELD | Mayfield [T41,T42] | KILBARRY |  | 51.9054 | -8.4298
MV/LV Substation TI***372 |  | 10 kV | _ | LV | 200 kVA :Pole Substation | 0.2 | --> | 0.2 | 0.158 | 1.6 |  | --> | 0.19 | 0 | 0.003705 | 0 | 0 | Constrained,otherwise capacity available =206.3kW. | --> | C16 ex BALLYSHANNON | Ballyshannon [T41,T42] | CATHALEENS FALL |  | 54.5086 | -8.195
MV/LV Substation TI***381X |  | 10 kV | _ | LV | 100 kVA :Pole Substation | 0.1 | --> | 0.1 | 0 | 0 | Constrained,otherwise capacity available =69kVA. | --> | 0.095 | 0 | 0.005928 | 0.1046 | 0 |  | --> | C11 ex DERRYCRAMPH | Derrycramph [T41,T42] | SHANKILL |  | 53.9766 | -7.3498
MV/LV Substation TI***381Y |  | 10 kV | _ | LV | 50 kVA :Pole Substation | 0.05 | --> | 0.05 | 0.046 | 12.2 |  | --> | 0.0475 | 0 | 0.002964 | 0.050604 | 0 |  | --> | C14 ex BALLYBEG | Ballybeg [T101,T102] | CARRICKMINES |  | 52.9985 | -6.0874
MV/LV Substation TI***385X |  | 10 kV | _ | LV | 50 kVA :Pole Substation | 0.05 | --> | 0.05 | 0 | 0 | Constrained,otherwise capacity available =42kVA. | --> | 0.0475 | 0 | 0.002964 | 0.0512 | 0 |  | --> | C16 ex CLONES | Clones [T41,T42] | SHANKILL |  | 54.1951 | -7.2273
MV/LV Substation TI***4015 |  | 10 kV | _ | LV | 50 kVA :Pole Substation | 0.05 | --> | 0.05 | 0 | 0 | Constrained,otherwise capacity available =50kVA. | --> | 0.0475 | 0 | 0 | 0 | 0 | Constrained,otherwise capacity available =50kW. | --> | C13 ex DONEGAL | Donegal [T41,T42] | CATHALEENS FALL |  | 54.6619 | -8.0788
MV/LV Substation TI***4018 |  | 20 kV | _ | LV | 50 kVA :Pole Substation | 0.05 | --> | 0.05 | 0 | 0 | Constrained,otherwise capacity available =50kVA. | --> | 0.0475 | 0 | 0 | 0 | 0 | Constrained,otherwise capacity available =50kW. | --> | E14 ex EMYVALE | Emyvale [T422] | LISDRUM |  | 54.339 | -6.9904
MV/LV Substation TI***402 |  | 10 kV | _ | LV | 100 kVA :Pole Substation | 0.1 | --> | 0.1 | 0 | 0 | Constrained,otherwise capacity available =82kVA. | --> | 0.095 | 0 | 0 | 0 | 0 | Constrained,otherwise capacity available =102.7kW. | --> | C20 ex ROSCREA | Roscrea [T41,T42] | IKERRIN |  | 52.9574 | -7.8398
MV/LV Substation TI***4023 |  | 20 kV | _ | LV | 100 kVA :Pole Substation | 0.1 | --> | 0.1 | 0 | 0 | Constrained,otherwise capacity available =81kVA. | --> | 0.095 | 0 | 0.005928 | 0.10284 | 0 |  | --> | E13 ex SHILLELAGH | Shillelagh [T421,T422] | CARLOW |  | 52.7969 | -6.4569
MV/LV Substation TI***4033 |  | 20 kV | _ | LV | 50 kVA :Pole Substation | 0.05 | --> | 0.05 | 0.05 | 2.9 |  | --> | 0.0475 | 0 | 0 | 0 | 0 | Constrained,otherwise capacity available =50kW. | --> | E19 ex TELAYDON | Telaydon [T42,T421] | LISDRUM |  | 54.2796 | -6.9165
MV/LV Substation TI***4073 |  | 10 kV | _ | LV | 400 kVA :Kiosk Substation | 0.4 | --> | 0.4 | 0 | 0 | Constrained,otherwise capacity available =400kVA. | --> | 0.38 | 0 | 0 | 0.4 | 0 |  | --> | C18 ex LOUGHLINSTOWN | Loughlinstown [T41,T42] | CARRICKMINES |  | 53.2359 | -6.1644
MV/LV Substation TI***4096 |  | 10 kV | _ | LV | 100 kVA :Pole Substation | 0.1 | --> | 0.1 | 0.061 | 2.9 |  | --> | 0.095 | 0 | 0.020748 | 0 | 0 | Constrained,otherwise capacity available =105.8kW. | --> | C12 ex TELAYDON | Telaydon [T42,T421] | LISDRUM |  | 54.2768 | -6.9653
MV/LV Substation TI***4112 |  | 10 kV | _ | LV | 50 kVA :Pole Substation | 0.05 | --> | 0.05 | 0 | 0 | Constrained,otherwise capacity available =33kVA. | --> | 0.0475 | 0 | 0.00741 | 0 | 0 | Constrained,otherwise capacity available =52.5kW. | --> | C20 ex MOUNTMELLICK | Mountmellick [T41,T42] | PORTLAOISE |  | 53.1236 | -7.2565
MV/LV Substation TI***4113 |  | 10 kV | _ | LV | 50 kVA :Pole Substation | 0.05 | --> | 0.05 | 0 | 0 | Constrained,otherwise capacity available =50kVA. | --> | 0.0475 | 0 | 0 | 0.05 | 0 |  | --> | C11 ex SCARIFF | Scariff [T42] | ENNIS |  | 52.8666 | -8.4538
MV/LV Substation TI***4124 |  | 10 kV | _ | LV | 1000 kVA :Building Structure | 1 | --> | 1 | 0.5 | 0.9 |  | --> | 0.95 | 0 | 0 | 0.5 | 0 |  | --> | C13 ex GARVILLE AVENUE | Garville Avenue [T42] | MILLTOWN (DR) |  | 53.3203 | -6.2798
MV/LV Substation TI***4132 |  | 10 kV | _ | LV | 50 kVA :Pole Substation | 0.05 | --> | 0.05 | 0.05 | 3.1 |  | --> | 0.0475 | 0 | 0 | 0.05 | 0 |  | --> | E11 ex LUMCLOON | Lumcloon [T421,T422] | DALLOW |  | 53.1896 | -7.9328
MV/LV Substation TI***4134 |  | 10 kV | _ | LV | 50 kVA :Pole Substation | 0.05 | --> | 0.05 | 0 | 0 | Constrained,otherwise capacity available =50kVA. | --> | 0.0475 | 0 | 0 | 0.05 | 0 |  | --> | C12 ex MAYFIELD | Mayfield [T41,T42] | KILBARRY |  | 51.9063 | -8.4296
MV/LV Substation TI***4144 |  | 10 kV | _ | LV | 1000 kVA :Building Structure | 1 | --> | 1 | 0 | 0 | Constrained,otherwise capacity available =500kVA. | --> | 0.95 | 0 | 0 | 0.5 | 0 |  | --> | C12 ex BALLYBODEN | Ballyboden [T41,T42] | COOKSTOWN |  | 53.2801 | -6.3122
MV/LV Substation TI***419 |  | 10 kV | _ | LV | 50 kVA :Pole Substation | 0.05 | --> | 0.05 | 0 | 0 | Constrained,otherwise capacity available =38kVA. | --> | 0.0475 | 0 | 0.006669 | 0.05179 | 0 |  | --> | C15 ex BLAKE | Blake [T41,T42] | BLAKE |  | 53.3285 | -6.8436
MV/LV Substation TI***425Y |  | 10 kV | _ | LV | 400 kVA :Building Structure | 0.4 | --> | 0.4 | 0 | 0 | Constrained,otherwise capacity available =400kVA. | --> | 0.38 | 0 | 0 | 0.4 | 0 |  | --> | C12 ex LOUGHTAGALLA | Loughtagalla [T41,T42] | THURLES |  | 52.6592 | -7.7953
MV/LV Substation TI***4308 |  | 20 kV | _ | LV | 50 kVA :Pole Substation | 0.05 | --> | 0.05 | 0.05 | 1.4 |  | --> | 0.0475 | 0 | 0 | 0.05 | 0 |  | --> | E11 ex KILLINICK | Killinick [T421,T422] | WEXFORD |  | 52.195 | -6.4958
MV/LV Substation TI***4310 |  | 10 kV | _ | LV | 50 kVA :Pole Substation | 0.05 | --> | 0.05 | 0 | 0 | Constrained,otherwise capacity available =50kVA. | --> | 0.0475 | 0 | 0 | 0.05 | 0 |  | --> | C15 ex BLAKE | Blake [T41,T42] | BLAKE |  | 53.3383 | -6.8409
MV/LV Substation TI***4316 |  | 20 kV | _ | LV | 630 kVA :Kiosk Substation | 0.63 | --> | 0.63 | 0 | 0 | Constrained,otherwise capacity available =396kVA. | --> | 0.5985 | 0 | 0.034827 | 0 | 0 | Constrained,otherwise capacity available =500kW. | --> | E13 ex BLESSINGTON | Blessington [T421,T422] | KILTEEL |  | 53.1365 | -6.6149
MV/LV Substation TI***4339 |  | 10 kV | _ | LV | 50 kVA :Pole Substation | 0.05 | --> | 0.05 | 0 | 0 | Constrained,otherwise capacity available =50kVA. | --> | 0.0475 | 0 | 0 | 0.05 | 0 |  | --> | C30 ex KINSALE | Kinsale [T41,T42] | BANDON |  | 51.715 | -8.5801
MV/LV Substation TI***437 |  | 20 kV | _ | LV | 50 kVA :Pole Substation | 0.05 | --> | 0.05 | 0.035 | 0.6 |  | --> | 0.0475 | 0 | 0.015561 | 0.052228 | 0 |  | --> | E11 ex FERNS | Ferns [T421] | CRANE |  | 52.6166 | -6.5159
MV/LV Substation TI***4421 |  | 20 kV | _ | LV | 100 kVA :Pole Substation | 0.1 | --> | 0.1 | 0 | 0 | Constrained,otherwise capacity available =100kVA. | --> | 0.095 | 0 | 0 | 0 | 0 | Constrained,otherwise capacity available =100kW. | --> | E12 ex PORTLAOISE | Portlaoise [T423,T424] | PORTLAOISE |  | 52.9701 | -7.2116
MV/LV Substation TI***448 |  | 10 kV | _ | LV | 50 kVA :Pole Substation | 0.05 | --> | 0.05 | 0 | 0 | Constrained,otherwise capacity available =49kVA. | --> | 0.0475 | 0 | 0 | 0.050152 | 0 |  | --> | C11 ex JOHNSTOWN | Johnstown [T41,T42] | KILTEEL |  | 53.2123 | -6.6247
MV/LV Substation TI***4519 |  | 20 kV | _ | LV | 50 kVA :Pole Substation | 0.05 | --> | 0.05 | 0.05 | 16.1 |  | --> | 0.0475 | 0 | 0 | 0.05 | 0 |  | --> | E12 ex WEXFORD | Wexford [T121,T122] | WEXFORD |  | 52.402 | -6.5785
MV/LV Substation TI***456Z |  | 10 kV | _ | LV | 200 kVA :Kiosk Substation | 0.2 | --> | 0.2 | 0.171 | 4.6 |  | --> | 0.19 | 0 | 0 | 0.20436 | 0 |  | --> | C41 ex CASTLEVIEW | Castleview [T101,T102] | CASTLEVIEW |  | 51.9026 | -8.4275
MV/LV Substation TI***468Y |  | 10 kV | _ | LV | 100 kVA :Pole Substation | 0.1 | --> | 0.1 | 0 | 0 | Constrained,otherwise capacity available =83kVA. | --> | 0.095 | 0 | 0 | 0.10255 | 0 |  | --> | C17 ex LOUGHREA | Loughrea [T41,T42] | SOMERSET |  | 53.2043 | -8.5835
MV/LV Substation TI***483X |  | 20 kV | _ | LV | 100 kVA :Pole Substation | 0.1 | --> | 0.1 | 0 | 0 | Constrained,otherwise capacity available =92kVA. | --> | 0.095 | 0 | 0 | 0.10121 | 0 |  | --> | E17 ex MILLTOWN (SR) | Milltown (sr) [T421,T422] | OUGHTRAGH |  | 52.1212 | -9.7517
MV/LV Substation TI***489X |  | 10 kV | _ | LV | 50 kVA :Pole Substation | 0.05 | --> | 0.05 | 0.031 | 0.5 |  | --> | 0.0475 | 0 | 0.004446 | 0 | 0 | Constrained,otherwise capacity available =52.8kW. | --> | C15 ex KILMARTIN | Kilmartin [T41] | ARKLOW |  | 53.0665 | -6.0975
MV/LV Substation TI***490 |  | 10 kV | _ | LV | 100 kVA :Pole Substation | 0.1 | --> | 0.1 | 0 | 0 | Constrained,otherwise capacity available =78kVA. | --> | 0.095 | 0 | 0.013338 | 0.10329 | 0 |  | --> | C20 ex POLLERTON | Pollerton [T41,T42] | CARLOW |  | 52.7986 | -6.8993
MV/LV Substation TI***490 |  | 20 kV | _ | LV | 50 kVA :Pole Substation | 0.05 | --> | 0.05 | 0.03 | 2 |  | --> | 0.0475 | 0 | 0 | 0 | 0 | Constrained,otherwise capacity available =52.9kW. | --> | E17 ex BALLYMACARRY | Ballymacarry [T421] | TRILLICK |  | 55.0653 | -7.4226
MV/LV Substation TI***498 |  | 10 kV | _ | LV | 400 kVA :Kiosk Substation | 0.4 | --> | 0.4 | 0.32 | 11 |  | --> | 0.38 | 0 | 0 | 0.41197 | 0 |  | --> | C22 ex CLOON | Cloon [T42,T421] | CLOON |  | 53.5094 | -8.8518
MV/LV Substation TI***498Y |  | 10 kV | _ | LV | 50 kVA :Pole Substation | 0.05 | --> | 0.05 | 0 | 0 | Constrained,otherwise capacity available =38kVA. | --> | 0.0475 | 0 | 0.003705 | 0.05179 | 0 |  | --> | C14 ex DRYBRIDGE | Drybridge [T41,T42] | DRYBRIDGE |  | 53.7916 | -6.424
MV/LV Substation TI***499 |  | 10 kV | _ | LV | 400 kVA :Kiosk Substation | 0.4 | --> | 0.4 | 0.339 | 11 |  | --> | 0.38 | 0 | 0.00741 | 0.40916 | 0 |  | --> | C22 ex CLOON | Cloon [T42,T421] | CLOON |  | 53.5081 | -8.8524
MV/LV Substation TI***499Y |  | 10 kV | _ | LV | 50 kVA :Pole Substation | 0.05 | --> | 0.05 | 0 | 0 | Constrained,otherwise capacity available =29kVA. | --> | 0.0475 | 0 | 0.00741 | 0.053092 | 0 |  | --> | C14 ex DRYBRIDGE | Drybridge [T41,T42] | DRYBRIDGE |  | 53.7915 | -6.4217
MV/LV Substation TI***502X |  | 10 kV | _ | LV | 100 kVA :Pole Substation | 0.1 | --> | 0.1 | 0 | 0 | Constrained,otherwise capacity available =92kVA. | --> | 0.095 | 0 | 0 | 0.10121 | 0 |  | --> | C11 ex DERRYCRAMPH | Derrycramph [T41,T42] | SHANKILL |  | 53.949 | -7.1912
MV/LV Substation TI***502X |  | 20 kV | _ | LV | 200 kVA :Pole Substation | 0.2 | --> | 0.2 | 0 | 0 | Constrained,otherwise capacity available =125kVA. | --> | 0.19 | 0 | 0.024453 | 0.21108 | 0 |  | --> | E13 ex SHILLELAGH | Shillelagh [T421,T422] | CARLOW |  | 52.7961 | -6.4554
MV/LV Substation TI***503Y |  | 10 kV | _ | LV | 100 kVA :Pole Substation | 0.1 | --> | 0.1 | 0 | 0 | Constrained,otherwise capacity available =77kVA. | --> | 0.095 | 0 | 0 | 0.10343 | 0 |  | --> | C14 ex DRYBRIDGE | Drybridge [T41,T42] | DRYBRIDGE |  | 53.7985 | -6.425
MV/LV Substation TI***508X |  | 20 kV | _ | LV | 50 kVA :Pole Substation | 0.05 | --> | 0.05 | 0 | 0 | Constrained,otherwise capacity available =50kVA. | --> | 0.0475 | 0 | 0 | 0.05 | 0 |  | --> | E13 ex SHILLELAGH | Shillelagh [T421,T422] | CARLOW |  | 52.7904 | -6.4524
MV/LV Substation TI***516 |  | 10 kV | _ | LV | 50 kVA :Pole Substation | 0.05 | --> | 0.05 | 0 | 0 | Constrained,otherwise capacity available =39kVA. | --> | 0.0475 | 0 | 0 | 0.051643 | 0 |  | --> | C11 ex JOHNSTOWN | Johnstown [T41,T42] | KILTEEL |  | 53.2056 | -6.6209
MV/LV Substation TI***524X |  | 10 kV | _ | LV | 200 kVA :Pole Substation | 0.2 | --> | 0.2 | 0 | 0 | Constrained,otherwise capacity available =120kVA. | --> | 0.19 | 0 | 0 | 0.2118 | 0 |  | --> | C15 ex GARRYSPILLANE | Garryspillane [T41] | TIPPERARY |  | 52.4024 | -8.2966
MV/LV Substation TI***526X |  | 20 kV | _ | LV | 100 kVA :Pole Substation | 0.1 | --> | 0.1 | 0.085 | 16.1 |  | --> | 0.095 | 0 | 0.002223 | 0.10225 | 0 |  | --> | E21 ex WEXFORD | Wexford [T121,T122] | WEXFORD |  | 52.418 | -6.5299
MV/LV Substation TI***535X |  | 10 kV | _ | LV | 400 kVA :Building Structure | 0.4 | --> | 0.4 | 0 | 0 | Constrained,otherwise capacity available =400kVA. | --> | 0.38 | 0 | 0 | 0.4 | 0 |  | --> | C14 ex BALLYMOUNT | Ballymount [T41,T42] | INCHICORE 220KV |  | 53.3185 | -6.3598
MV/LV Substation TI***537X |  | 20 kV | _ | LV | 50 kVA :Pole Substation | 0.05 | --> | 0.05 | 0.049 | 1.4 |  | --> | 0.0475 | 0 | 0 | 0.050152 | 0 |  | --> | E11 ex KILLINICK | Killinick [T421,T422] | WEXFORD |  | 52.1977 | -6.4971
MV/LV Substation TI***544Y |  | 20 kV | _ | LV | 50 kVA :Pole Substation | 0.05 | --> | 0.05 | 0 | 0 | Constrained,otherwise capacity available =50kVA. | --> | 0.0475 | 0 | 0 | 0.05 | 0 |  | --> | E14 ex EDENDERRY | Edenderry [T421,T422] | BLAKE |  | 53.3211 | -6.9562
MV/LV Substation TI***548Y |  | 10 kV | _ | LV | 100 kVA :Pole Substation | 0.1 | --> | 0.1 | 0 | 0 | Constrained,otherwise capacity available =59kVA. | --> | 0.095 | 0 | 0 | 0.10604 | 0 |  | --> | C20 ex CELBRIDGE | Celbridge [T41,T42] | GRIFFINRATH |  | 53.2956 | -6.5677
MV/LV Substation TI***556Z |  | 10 kV | _ | LV | 400 kVA :Kiosk Substation | 0.4 | --> | 0.4 | 0 | 0 | Constrained,otherwise capacity available =323kVA. | --> | 0.38 | 0 | 0 | 0.41153 | 0 |  | --> | C21 ex BALLINCOLLIG | Ballincollig [T41,T42] | KILBARRY |  | 51.8877 | -8.5882
MV/LV Substation TI***559 |  | 10 kV | _ | LV | 50 kVA :Pole Substation | 0.05 | --> | 0.05 | 0 | 0 | Constrained,otherwise capacity available =50kVA. | --> | 0.0475 | 0 | 0 | 0.05 | 0 |  | --> | C11 ex SCARIFF | Scariff [T42] | ENNIS |  | 52.866 | -8.4501
MV/LV Substation TI***560Y |  | 10 kV | _ | LV | 100 kVA :Pole Substation | 0.1 | --> | 0.1 | 0.09 | 0.2 |  | --> | 0.095 | 0 | 0 | 0 | 0 | Constrained,otherwise capacity available =101.5kW. | --> | E17 ex BEALISTOWN | Bealistown [T421,T422] | GREAT ISLAND |  | 52.2355 | -6.8393
MV/LV Substation TI***566 |  | 10 kV | _ | LV | 50 kVA :Pole Substation | 0.05 | --> | 0.05 | 0.015 | 0.5 |  | --> | 0.0475 | 0 | 0 | 0 | 0 | Constrained,otherwise capacity available =55kW. | --> | C20 ex KILMARTIN | Kilmartin [T41] | ARKLOW |  | 53.0238 | -6.1628
MV/LV Substation TI***566X |  | 10 kV | _ | LV | 630 kVA :Kiosk Substation | 0.63 | --> | 0.63 | 0 | 0 | Constrained,otherwise capacity available =500kVA. | --> | 0.5985 | 0 | 0 | 0.5 | 0 |  | --> | C15 ex ORANMORE | Oranmore [T41,T44] | GALWAY 110KV |  | 53.2686 | -8.9291
MV/LV Substation TI***576X |  | 20 kV | _ | LV | 100 kVA :Pole Substation | 0.1 | --> | 0.1 | 0.082 | 1.7 |  | --> | 0.095 | 0 | 0.2964 | 0.1027 | 0 |  | --> | E11 ex NEWPORT | Newport [T421] | CARROWBEG |  | 53.8808 | -9.4559
MV/LV Substation TI***582 |  | 10 kV | _ | LV | 50 kVA :Pole Substation | 0.05 | --> | 0.05 | 0.05 | 0.5 |  | --> | 0.0475 | 0 | 0 | 0 | 0 | Constrained,otherwise capacity available =50kW. | --> | C15 ex KILMARTIN | Kilmartin [T41] | ARKLOW |  | 53.0697 | -6.0926
MV/LV Substation TI***586Z |  | 20 kV | _ | LV | 400 kVA :Kiosk Substation | 0.4 | --> | 0.4 | 0 | 0 | Constrained,otherwise capacity available =289kVA. | --> | 0.38 | 0 | 0.008151 | 0.41651 | 0 |  | --> | E14 ex BALLINDERRY | Ballinderry [T41,T422] | MULLINGAR |  | 53.4578 | -7.1103
MV/LV Substation TI***593 |  | 10 kV | _ | LV | 50 kVA :Pole Substation | 0.05 | --> | 0.05 | 0 | 0 | Constrained,otherwise capacity available =30kVA. | --> | 0.0475 | 0 | 0 | 0 | 0 | Constrained,otherwise capacity available =52.9kW. | --> | C16 ex KILCLOHER | Kilcloher [T41,T42] | DUNGARVAN |  | 52.1589 | -7.8358
MV/LV Substation TI***595 |  | 20 kV | _ | LV | 25 kVA :Pole Substation | 0.025 | --> | 0.025 | 0 | 0 | Constrained,otherwise capacity available =22kVA. | --> | 0.02375 | 0 | 0 | 0.025451 | 0 |  | --> | E17 ex BALTINGLASS | Baltinglass [T421,T422] | STRATFORD |  | 52.8963 | -6.6336
MV/LV Substation TI***601Y |  | 20 kV | _ | LV | 200 kVA :Pole Substation | 0.2 | --> | 0.2 | 0 | 0 | Constrained,otherwise capacity available =200kVA. | --> | 0.19 | 0 | 0 | 0.2 | 0 |  | --> | E16 ex GLENAMADDY | Glenamaddy [T422] | ATHLONE |  | 53.5843 | -8.6473
MV/LV Substation TI***605Y |  | 10 kV | _ | LV | 630 kVA :Kiosk Substation | 0.63 | --> | 0.63 | 0 | 0 | Constrained,otherwise capacity available =404kVA. | --> | 0.5985 | 0 | 0.039273 | 0.5 | 0 |  | --> | C22 ex MIDLETON | Midleton [T101,T102] | MIDLETON |  | 51.9301 | -8.1877
MV/LV Substation TI***612 |  | 20 kV | _ | LV | 50 kVA :Pole Substation | 0.05 | --> | 0.05 | 0 | 0 | Constrained,otherwise capacity available =50kVA. | --> | 0.0475 | 0 | 0 | 0.05 | 0 |  | --> | E16 ex MILLTOWN (SR) | Milltown (sr) [T421,T422] | OUGHTRAGH |  | 52.1201 | -9.7615
MV/LV Substation TI***616 |  | 20 kV | _ | LV | 50 kVA :Pole Substation | 0.05 | --> | 0.05 | 0.05 | 0.2 |  | --> | 0.0475 | 0 | 0 | 0 | 0 | Constrained,otherwise capacity available =50kW. | --> | C12 ex ROSSGEIR | Rossgeir [T41,T42] | LETTERKENNY |  | 54.7947 | -7.613
MV/LV Substation TI***616Y |  | 10 kV | _ | LV | 200 kVA :Kiosk Substation | 0.2 | --> | 0.2 | 0 | 0 | Constrained,otherwise capacity available =171kVA. | --> | 0.19 | 0 | 0.004446 | 0.20436 | 0 |  | --> | E11 ex SLANE | Slane [T421] | DRYBRIDGE |  | 53.7783 | -6.4774
MV/LV Substation TI***619 |  | 10 kV | _ | LV | 50 kVA :Pole Substation | 0.05 | --> | 0.05 | 0.046 | 5.6 |  | --> | 0.0475 | 0 | 0 | 0.050604 | 0 |  | --> | C14 ex KILCOOLE | Kilcoole [T41,T42] | FASSAROE |  | 53.0927 | -6.1639
MV/LV Substation TI***633X |  | 20 kV | _ | LV | 50 kVA :Pole Substation | 0.05 | --> | 0.05 | 0 | 0 | Constrained,otherwise capacity available =42kVA. | --> | 0.0475 | 0 | 0 | 0.0512 | 0 |  | --> | C12 ex SPIDDAL | Spiddal [T42] | SCREEB |  | 53.2452 | -9.3524
MV/LV Substation TI***639 |  | 10 kV | _ | LV | 50 kVA :Pole Substation | 0.05 | --> | 0.05 | 0 | 0 | Constrained,otherwise capacity available =46kVA. | --> | 0.0475 | 0 | 0 | 0.050604 | 0 |  | --> | C21 ex PORTARLINGTON | Portarlington [T43] | BLAKE |  | 53.1416 | -7.1594
MV/LV Substation TI***649X |  | 20 kV | _ | LV | 50 kVA :Pole Substation | 0.05 | --> | 0.05 | 0 | 0 | Constrained,otherwise capacity available =50kVA. | --> | 0.0475 | 0 | 0 | 0 | 0 | Constrained,otherwise capacity available =50kW. | --> | C11 ex MOUNTMELLICK | Mountmellick [T41,T42] | PORTLAOISE |  | 53.1404 | -7.4731
MV/LV Substation TI***658 |  | 10 kV | _ | LV | 50 kVA :Pole Substation | 0.05 | --> | 0.05 | 0 | 0 | Constrained,otherwise capacity available =47kVA. | --> | 0.0475 | 0 | 0 | 0 | 0 | Constrained,otherwise capacity available =50.5kW. | --> | C15 ex DUNGLOE | Dungloe [T41,T42] | ARDNAGAPPARY |  | 54.8525 | -8.3141
MV/LV Substation TI***661X |  | 20 kV | _ | LV | 50 kVA :Pole Substation | 0.05 | --> | 0.05 | 0 | 0 | Constrained,otherwise capacity available =21kVA. | --> | 0.0475 | 0 | 0.003705 | 0.05422 | 0 |  | --> | C11 ex RIVERSTOWN | Riverstown [T41,T42] | KILBARRY |  | 52.0138 | -8.3424
MV/LV Substation TI***662X |  | 10 kV | _ | LV | 400 kVA :Kiosk Substation | 0.4 | --> | 0.4 | 0 | 0 | Constrained,otherwise capacity available =362kVA. | --> | 0.38 | 0 | 0.033345 | 0.40573 | 0 |  | --> | C17 ex STICKILLEN | Stickillen [T41,T42] | DRYBRIDGE |  | 53.8557 | -6.5358
MV/LV Substation TI***692Y |  | 10 kV | _ | LV | 630 kVA :Kiosk Substation | 0.63 | --> | 0.63 | 0 | 0 | Constrained,otherwise capacity available =500kVA. | --> | 0.5985 | 0 | 0 | 0.5 | 0 |  | --> | C16 ex CREGG ROAD | Cregg Road [T41,T42] | BALLYDINE |  | 52.3524 | -7.3915
MV/LV Substation TI***701 |  | 20 kV | _ | LV | 400 kVA :Building Structure | 0.4 | --> | 0.4 | 0.341 | 1.5 |  | --> | 0.38 | 0 | 0 | 0.40886 | 0 |  | --> | C16 ex SCREEB | Screeb [T41] | SCREEB |  | 53.2747 | -9.6618
MV/LV Substation TI***705X |  | 20 kV | _ | LV | 200 kVA :Pole Substation | 0.2 | --> | 0.2 | 0.2 | 0.5 |  | --> | 0.19 | 0 | 0 | 0.2 | 0 |  | --> | E11 ex ARDFINNAN | Ardfinnan [T421] | CAHIR |  | 52.2586 | -7.8919
MV/LV Substation TI***706 |  | 20 kV | _ | LV | 50 kVA :Pole Substation | 0.05 | --> | 0.05 | 0 | 0 | Constrained,otherwise capacity available =14kVA. | --> | 0.0475 | 0 | 0 | 0.055184 | 0 |  | --> | E16 ex GLENAMADDY | Glenamaddy [T422] | ATHLONE |  | 53.581 | -8.6535
MV/LV Substation TI***708 |  | 10 kV | _ | LV | 50 kVA :Pole Substation | 0.05 | --> | 0.05 | 0 | 0 | Constrained,otherwise capacity available =26kVA. | --> | 0.0475 | 0 | 0 | 0.053518 | 0 |  | --> | C14 ex DRYBRIDGE | Drybridge [T41,T42] | DRYBRIDGE |  | 53.7718 | -6.4291
MV/LV Substation TI***708 |  | 20 kV | _ | LV | 100 kVA :Pole Substation | 0.1 | --> | 0.1 | 0.099 | 1.5 |  | --> | 0.095 | 0 | 0 | 0.10015 | 0 |  | --> | C16 ex SCREEB | Screeb [T41] | SCREEB |  | 53.2666 | -9.6656
MV/LV Substation TI***717 |  | 20 kV | _ | LV | 200 kVA :Kiosk Substation | 0.2 | --> | 0.2 | 0 | 0 | Constrained,otherwise capacity available =156kVA. | --> | 0.19 | 0 | 0 | 0 | 0 | Constrained,otherwise capacity available =206.6kW. | --> | E12 ex CARNDONAGH | Carndonagh [T421,T422] | TRILLICK |  | 55.2577 | -7.2759
MV/LV Substation TI***725 |  | 10 kV | _ | LV | 50 kVA :Pole Substation | 0.05 | --> | 0.05 | 0.044 | 0.9 |  | --> | 0.0475 | 0 | 0 | 0.050903 | 0 |  | --> | C12 ex WOODFORD | Woodford [T41,T42] | KNOCKEARAGH |  | 52.0735 | -9.4459
MV/LV Substation TI***734X |  | 20 kV | _ | LV | 50 kVA :Pole Substation | 0.05 | --> | 0.05 | 0 | 0 | Constrained,otherwise capacity available =16kVA. | --> | 0.0475 | 0 | 0 | 0 | 0 | Constrained,otherwise capacity available =54.9kW. | --> | E12 ex PORTLAOISE | Portlaoise [T423,T424] | PORTLAOISE |  | 52.962 | -7.2012
MV/LV Substation TI***746 |  | 20 kV | _ | LV | 50 kVA :Pole Substation | 0.05 | --> | 0.05 | 0.035 | 2 |  | --> | 0.0475 | 0 | 0.003705 | 0 | 0 | Constrained,otherwise capacity available =52.2kW. | --> | E17 ex BALLYMACARRY | Ballymacarry [T421] | TRILLICK |  | 55.0652 | -7.4261
MV/LV Substation TI***777 |  | 10 kV | _ | LV | 50 kVA :Pole Substation | 0.05 | --> | 0.05 | 0 | 0 | Constrained,otherwise capacity available =41kVA. | --> | 0.0475 | 0 | 0.006669 | 0 | 0 | Constrained,otherwise capacity available =51.3kW. | --> | C20 ex ROSCREA | Roscrea [T41,T42] | IKERRIN |  | 52.9551 | -7.8338
MV/LV Substation TI***780X |  | 10 kV | _ | LV | 50 kVA :Pole Substation | 0.05 | --> | 0.05 | 0 | 0 | Constrained,otherwise capacity available =49kVA. | --> | 0.0475 | 0 | 0.002964 | 0.050152 | 0 |  | --> | C20 ex POLLERTON | Pollerton [T41,T42] | CARLOW |  | 52.8011 | -6.8969
MV/LV Substation TI***781X |  | 10 kV | _ | LV | 200 kVA :Kiosk Substation | 0.2 | --> | 0.2 | 0.155 | 6 |  | --> | 0.19 | 0 | 0.009633 | 0 | 0 | Constrained,otherwise capacity available =206.7kW. | --> | C13 ex ARDGEEHA | Ardgeeha [T41,T42] | DOON |  | 52.361 | -7.6841
MV/LV Substation TI***786X |  | 20 kV | _ | LV | 200 kVA :Pole Substation | 0.2 | --> | 0.2 | 0 | 0 | Constrained,otherwise capacity available =179kVA. | --> | 0.19 | 0 | 0 | 0 | 0 | Constrained,otherwise capacity available =203.2kW. | --> | C11 ex TIMOLEAGUE | Timoleague [T41] | BANDON |  | 51.642 | -8.7672
MV/LV Substation TI***788Y |  | 10 kV | _ | LV | 100 kVA :Pole Substation | 0.1 | --> | 0.1 | 0.1 | 0.2 |  | --> | 0.095 | 0 | 0 | 0 | 0 | Constrained,otherwise capacity available =100kW. | --> | E17 ex BEALISTOWN | Bealistown [T421,T422] | GREAT ISLAND |  | 52.2478 | -6.8381
MV/LV Substation TI***789Y |  | 20 kV | _ | LV | 100 kVA :Pole Substation | 0.1 | --> | 0.1 | 0 | 0 | Constrained,otherwise capacity available =93kVA. | --> | 0.095 | 0 | 0 | 0 | 0 | Constrained,otherwise capacity available =101.1kW. | --> | E12 ex PORTLAOISE | Portlaoise [T423,T424] | PORTLAOISE |  | 52.9634 | -7.1989
MV/LV Substation TI***794 |  | 20 kV | _ | LV | 200 kVA :Pole Substation | 0.2 | --> | 0.2 | 0.135 | 0.6 |  | --> | 0.19 | 0 | 0 | 0.20964 | 0 |  | --> | E12 ex FERNS | Ferns [T421] | CRANE |  | 52.5746 | -6.5451
MV/LV Substation TI***797 |  | 10 kV | _ | LV | 100 kVA :Pole Substation | 0.1 | --> | 0.1 | 0 | 0 | Constrained,otherwise capacity available =83kVA. | --> | 0.095 | 0 | 0.011115 | 0.10255 | 0 |  | --> | C20 ex POLLERTON | Pollerton [T41,T42] | CARLOW |  | 52.8007 | -6.901
MV/LV Substation TI***797 |  | 20 kV | _ | LV | 50 kVA :Pole Substation | 0.05 | --> | 0.05 | 0.033 | 0.6 |  | --> | 0.0475 | 0 | 0 | 0.052518 | 0 |  | --> | E12 ex FERNS | Ferns [T421] | CRANE |  | 52.5587 | -6.5567
MV/LV Substation TI***815Y |  | 20 kV | _ | LV | 50 kVA :Pole Substation | 0.05 | --> | 0.05 | 0.048 | 2.9 |  | --> | 0.0475 | 0 | 0 | 0 | 0 | Constrained,otherwise capacity available =50.3kW. | --> | E19 ex TELAYDON | Telaydon [T42,T421] | LISDRUM |  | 54.2798 | -6.918
MV/LV Substation TI***832Y |  | 10 kV | _ | LV | 50 kVA :Pole Substation | 0.05 | --> | 0.05 | 0 | 0 | Constrained,otherwise capacity available =49kVA. | --> | 0.0475 | 0 | 0.003705 | 0.050152 | 0 |  | --> | C11 ex JOHNSTOWN | Johnstown [T41,T42] | KILTEEL |  | 53.2164 | -6.6384
MV/LV Substation TI***834Z |  | 10 kV | _ | LV | 50 kVA :Pole Substation | 0.05 | --> | 0.05 | 0 | 0 | Constrained,otherwise capacity available =50kVA. | --> | 0.0475 | 0 | 0 | 0 | 0 | Constrained,otherwise capacity available =50kW. | --> | E18 ex BLESSINGTON | Blessington [T421,T422] | KILTEEL |  | 53.2151 | -6.4712
MV/LV Substation TI***842 |  | 10 kV | _ | LV | 50 kVA :Pole Substation | 0.05 | --> | 0.05 | 0.038 | 0.2 |  | --> | 0.0475 | 0 | 0 | 0.05179 | 0 |  | --> | C13 ex SANDYFORD | Sandyford [T41,T42] | CARRICKMINES |  | 53.26 | -6.2939
MV/LV Substation TI***849Y |  | 10 kV | _ | LV | 200 kVA :Pole Substation | 0.2 | --> | 0.2 | 0 | 0 | Constrained,otherwise capacity available =169kVA. | --> | 0.19 | 0 | 0 | 0 | 0 | Constrained,otherwise capacity available =204.7kW. | --> | E18 ex BLESSINGTON | Blessington [T421,T422] | KILTEEL |  | 53.2096 | -6.4902
MV/LV Substation TI***863 |  | 20 kV | _ | LV | 50 kVA :Pole Substation | 0.05 | --> | 0.05 | 0 | 0 | Constrained,otherwise capacity available =43kVA. | --> | 0.0475 | 0 | 0 | 0.051052 | 0 |  | --> | E21 ex ATHENRY | Athenry [T423] | GALWAY 110KV |  | 53.3484 | -8.7087
MV/LV Substation TI***867X |  | 20 kV | _ | LV | 50 kVA :Pole Substation | 0.05 | --> | 0.05 | 0.048 | 0.1 |  | --> | 0.0475 | 0 | 0 | 0.050303 | 0 |  | --> | E12 ex KILCULLEN | Kilcullen [T41,T42,T424] | STRATFORD |  | 53.0791 | -6.8293
MV/LV Substation TI***880 |  | 20 kV | _ | LV | 200 kVA :Pole Substation | 0.2 | --> | 0.2 | 0 | 0 | Constrained,otherwise capacity available =181kVA. | --> | 0.19 | 0 | 0 | 0.20286 | 0 |  | --> | E18 ex GARRANACANTY | Garranacanty [T421,T422] | TIPPERARY |  | 52.5004 | -8.2089
MV/LV Substation TI***882 |  | 20 kV | _ | LV | 200 kVA :Pole Substation | 0.2 | --> | 0.2 | 0 | 0 | Constrained,otherwise capacity available =10kVA. | --> | 0.19 | 0 | 0.010374 | 0 | 0 | Constrained,otherwise capacity available =226.9kW. | --> | C11 ex TIMOLEAGUE | Timoleague [T41] | BANDON |  | 51.6442 | -8.7668
MV/LV Substation TI***888X |  | 20 kV | _ | LV | 200 kVA :Pole Substation | 0.2 | --> | 0.2 | 0.186 | 4.4 |  | --> | 0.19 | 0 | 0 | 0.20211 | 0 |  | --> | E18 ex CRANE | Crane [T122] | CRANE |  | 52.5161 | -6.2895
MV/LV Substation TI***892X |  | 10 kV | _ | LV | 100 kVA :Pole Substation | 0.1 | --> | 0.1 | 0 | 0 | Constrained,otherwise capacity available =88kVA. | --> | 0.095 | 0 | 0 | 0 | 0 | Constrained,otherwise capacity available =101.8kW. | --> | C11 ex GARDEN CITY | Garden City [T41,T42] | ARKLOW |  | 52.7129 | -6.2667
MV/LV Substation TI***905 |  | 10 kV | _ | LV | 50 kVA :Pole Substation | 0.05 | --> | 0.05 | 0.039 | 1.7 |  | --> | 0.0475 | 0 | 0.004446 | 0.051643 | 0 |  | --> | C23 ex ATHY | Athy [T101,T102] | ATHY |  | 52.9016 | -6.9931
MV/LV Substation TI***905 |  | 20 kV | _ | LV | 100 kVA :Pole Substation | 0.1 | --> | 0.1 | 0 | 0 | Constrained,otherwise capacity available =92kVA. | --> | 0.095 | 0 | 0 | 0.10121 | 0 |  | --> | E17 ex BALTINGLASS | Baltinglass [T421,T422] | STRATFORD |  | 52.89 | -6.619
MV/LV Substation TI***913X |  | 10 kV | _ | LV | 100 kVA :Pole Substation | 0.1 | --> | 0.1 | 0 | 0 | Constrained,otherwise capacity available =100kVA. | --> | 0.095 | 0 | 0 | 0 | 0 | Constrained,otherwise capacity available =100kW. | --> | E18 ex BLESSINGTON | Blessington [T421,T422] | KILTEEL |  | 53.2092 | -6.4909
MV/LV Substation TI***921 |  | 10 kV | _ | LV | 400 kVA :Building Structure | 0.4 | --> | 0.4 | 0.4 | 4.4 |  | --> | 0.38 | 0 | 0 | 0.4 | 0 |  | --> | C20 ex KINGSCOURT | Kingscourt [T41,T42] | MEATH HILL |  | 53.8411 | -6.6819
MV/LV Substation TI***932 |  | 10 kV | _ | LV | 100 kVA :Pole Substation | 0.1 | --> | 0.1 | 0 | 0 | Constrained,otherwise capacity available =83kVA. | --> | 0.095 | 0 | 0 | 0.10255 | 0 |  | --> | C20 ex POLLERTON | Pollerton [T41,T42] | CARLOW |  | 52.7952 | -6.895
MV/LV Substation TI***941 |  | 10 kV | _ | LV | 50 kVA :Pole Substation | 0.05 | --> | 0.05 | 0 | 0 | Constrained,otherwise capacity available =38kVA. | --> | 0.0475 | 0 | 0.002964 | 0.05179 | 0 |  | --> | C15 ex DEERPARK | Deerpark [T41,T42] | BALLYDINE |  | 52.3365 | -7.3761
MV/LV Substation TI***944Y |  | 20 kV | _ | LV | 50 kVA :Pole Substation | 0.05 | --> | 0.05 | 0 | 0 | Constrained,otherwise capacity available =50kVA. | --> | 0.0475 | 0 | 0 | 0 | 0 | Constrained,otherwise capacity available =50kW. | --> | E12 ex PORTLAOISE | Portlaoise [T423,T424] | PORTLAOISE |  | 52.9484 | -7.2277
MV/LV Substation TI***960 |  | 20 kV | _ | LV | 400 kVA :Building Structure | 0.4 | --> | 0.4 | 0.4 | 2.8 |  | --> | 0.38 | 0 | 0 | 0.4 | 0 |  | --> | E20 ex CLARA | Clara [T421,T422] | THORNSBERRY |  | 53.3011 | -7.4814
MV/LV Substation TI***969Y |  | 20 kV | _ | LV | 50 kVA :Pole Substation | 0.05 | --> | 0.05 | 0.049 | 2.9 |  | --> | 0.0475 | 0 | 0 | 0 | 0 | Constrained,otherwise capacity available =50.2kW. | --> | E19 ex TELAYDON | Telaydon [T42,T421] | LISDRUM |  | 54.284 | -6.9117
MV/LV Substation TI***991X |  | 10 kV | _ | LV | 100 kVA :Pole Substation | 0.1 | --> | 0.1 | 0.042 | 12.2 |  | --> | 0.095 | 0 | 0.01482 | 0.10844 | 0 |  | --> | C21 ex BALLYBEG | Ballybeg [T101,T102] | CARRICKMINES |  | 52.9946 | -6.0761
MV/LV Substation TI***997 |  | 10 kV | _ | LV | 50 kVA :Pole Substation | 0.05 | --> | 0.05 | 0.048 | 0.5 |  | --> | 0.0475 | 0 | 0.003705 | 0 | 0 | Constrained,otherwise capacity available =50.3kW. | --> | C15 ex KILMARTIN | Kilmartin [T41] | ARKLOW |  | 53.0517 | -6.0728
MV/LV Substation TK***688Z |  | 10 kV | _ | LV | 1000 kVA :Building Structure | 1 | --> | 1 | 0.5 | 5 |  | --> | 0.95 | 0 | 0 | 0.5 | 0 |  | --> | C11 ex MCDONAGH | Mcdonagh [T41,T42] | KILKENNY |  | 52.6561 | -7.244
MV/LV Substation TL***269Y |  | 10 kV | _ | LV | 1000 kVA :Building Structure | 1 | --> | 1 | 0 | 0 | Constrained,otherwise capacity available =356kVA. | --> | 0.95 | 0 | 0.057798 | 0.5 | 0 |  | --> | C23 ex CITYWEST | Citywest [T101,T102] | INCHICORE 220KV |  | 53.2863 | -6.4316
MV/LV Substation TL***354Z |  | 10 kV | _ | LV | 400 kVA :Building Structure | 0.4 | --> | 0.4 | 0.31329 | 0.3 | Constrained,otherwise capacity available =400kVA. | --> | 0.38 | 0 | 0 | 0.4 | 0 |  | --> | C17 ex SANTRY | Santry [T41,T42] | FINGLAS |  | 53.4052 | -6.2518
MV/LV Substation TM***4178 |  | 20 kV | _ | LV | 630 kVA :Building Structure | 0.63 | --> | 0.63 | 0.5 | 2.7 |  | --> | 0.5985 | 0 | 0 | 0.5 | 0 |  | --> | E12 ex OLDCASTLE | Oldcastle [T41,T422] | MULLINGAR |  | 53.7112 | -7.1576
MV/LV Substation TM***464Y |  | 20 kV | _ | LV | 630 kVA :Building Structure | 0.63 | --> | 0.63 | 0 | 0 | Constrained,otherwise capacity available =500kVA. | --> | 0.5985 | 0 | 0 | 0.5 | 0 |  | --> | E21 ex WHITECHURCH | Whitechurch [T421,T422] | KILBARRY |  | 51.9714 | -8.4355
MV/LV Substation TO***001X |  | 10 kV | _ | LV | 50 kVA :Pole Substation | 0.05 | --> | 0.05 | 0.047 | 2.1 |  | --> | 0.0475 | 0 | 0 | 0 | 0 | Constrained,otherwise capacity available =50.5kW. | --> | C16 ex NEWTOWNCUNNINGHAM | Newtowncunningham [T41,T42] | LETTERKENNY |  | 55.0072 | -7.4903
MV/LV Substation TO***003 |  | 20 kV | _ | LV | 400 kVA :Kiosk Substation | 0.4 | --> | 0.4 | 0 | 0 | Constrained,otherwise capacity available =336kVA. | --> | 0.38 | 0 | 0.003705 | 0 | 0 | Constrained,otherwise capacity available =409.6kW. | --> | E14 ex FOXHOLE | Foxhole [T421,T422] | DUNGARVAN |  | 51.9517 | -7.8486
MV/LV Substation TO***003 |  | 10 kV | _ | LV | 400 kVA :Kiosk Substation | 0.4 | --> | 0.4 | 0 | 0 | Constrained,otherwise capacity available =318kVA. | --> | 0.38 | 0 | 0.008151 | 0 | 0 | Constrained,otherwise capacity available =412.3kW. | --> | C19 ex LISMORE | Lismore [T41,T42] | DUNGARVAN |  | 52.1327 | -7.9307
MV/LV Substation TO***003 |  | 10 kV | _ | LV | 100 kVA :Pole Substation | 0.1 | --> | 0.1 | 0.067 | 7.2 |  | --> | 0.095 | 0 | 0.00741 | 0 | 0 | Constrained,otherwise capacity available =104.9kW. | --> | C12 ex CONVOY | Convoy [T41,T42] | LETTERKENNY |  | 54.8624 | -7.6695
MV/LV Substation TO***005X |  | 20 kV | _ | LV | 100 kVA :Pole Substation | 0.1 | --> | 0.1 | 0 | 0 | Constrained,otherwise capacity available =91kVA. | --> | 0.095 | 0 | 0 | 0.10136 | 0 |  | --> | E17 ex INCH | Inch [T421,T422] | OUGHTRAGH |  | 52.2305 | -9.9248
MV/LV Substation TO***006Y |  | 10 kV | _ | LV | 400 kVA :Building Structure | 0.4 | --> | 0.4 | 0.394 | 3.3 |  | --> | 0.38 | 0 | 0 | 0.40091 | 0 |  | --> | C12 ex GLEBE | Glebe [T41,T42] | RICHMOND |  | 53.7238 | -7.8022
MV/LV Substation TO***008 |  | 10 kV | _ | LV | 200 kVA :Pole Substation | 0.2 | --> | 0.2 | 0 | 0 | Constrained,otherwise capacity available =176kVA. | --> | 0.19 | 0 | 0 | 0.20361 | 0 |  | --> | C20 ex CAHIRCALLA | Cahircalla [T41,T42] | ENNIS |  | 52.8311 | -9.0194
MV/LV Substation TO***009 |  | 10 kV | _ | LV | 200 kVA :Pole Substation | 0.2 | --> | 0.2 | 0 | 0 | Constrained,otherwise capacity available =193kVA. | --> | 0.19 | 0 | 0.003705 | 0.20106 | 0 |  | --> | C22 ex CASTLEISLAND | Castleisland [T41,T42] | TRALEE |  | 52.2316 | -9.4412
MV/LV Substation TO***010Y |  | 20 kV | _ | LV | 400 kVA :Building Structure | 0.4 | --> | 0.4 | 0 | 0 | Constrained,otherwise capacity available =386kVA. | --> | 0.38 | 0 | 0 | 0.40212 | 0 |  | --> | E21 ex CURRALEIGH | Curraleigh [T421,T422] | KILBARRY |  | 51.9256 | -8.5938
MV/LV Substation TO***012 |  | 10 kV | _ | LV | 400 kVA :Kiosk Substation | 0.4 | --> | 0.4 | 0 | 0 |  | --> | 0.38 | 0 | 0.008151 | 0 | 0 | Constrained,otherwise capacity available =490.9kW. | --> | C16 ex BANTRY | Bantry [T41,T42] | BALLYLICKY |  | 51.6799 | -9.4562
MV/LV Substation TO***013 |  | 10 kV | _ | LV | 630 kVA :Building Structure | 0.63 | --> | 0.63 | 0.060409 | 0.1 | Constrained,otherwise capacity available =500kVA. | --> | 0.5985 | 0 | 0.008892 | 0.5 | 0 |  | --> | C17 ex TUBBERCURRY | Tubbercurry [T41,T42] | TONROE |  | 54.0537 | -8.7382
MV/LV Substation TO***013Z |  | 20 kV | _ | LV | 50 kVA :Pole Substation | 0.05 | --> | 0.05 | 0 | 0 | Constrained,otherwise capacity available =36kVA. | --> | 0.0475 | 0 | 0.004446 | 0.052083 | 0 |  | --> | E18 ex CURRALEIGH | Curraleigh [T421,T422] | KILBARRY |  | 51.9221 | -8.6078
MV/LV Substation TO***015 |  | 10 kV | _ | LV | 630 kVA :Building Structure | 0.63 | --> | 0.63 | 0 | 0 | Constrained,otherwise capacity available =500kVA. | --> | 0.5985 | 0 | 0.1482 | 0.5 | 0 |  | --> | C18 ex GORT | Gort [T41,T42] | ENNIS |  | 53.0627 | -8.8236
MV/LV Substation TO***015Z |  | 10 kV | _ | LV | 200 kVA :Building Structure | 0.2 | --> | 0.2 | 0 | 0 | Constrained,otherwise capacity available =79kVA. | --> | 0.19 | 0 | 0 | 0.21757 | 0 |  | --> | C13 ex GRANGE (DR) | Grange (dr) [T41,T42] | GRANGE (DR) |  | 53.4024 | -6.1788
MV/LV Substation TO***016X |  | 20 kV | _ | LV | 50 kVA :Pole Substation | 0.05 | --> | 0.05 | 0 | 0 | Constrained,otherwise capacity available =49kVA. | --> | 0.0475 | 0 | 0 | 0.050152 | 0 |  | --> | C19 ex ENNISTYMON | Ennistymon [T41,T42] | ENNIS |  | 53.0462 | -9.2437
MV/LV Substation TO***017 |  | 10 kV | _ | LV | 630 kVA :Building Structure | 0.63 | --> | 0.63 | 0 | 0 | Constrained,otherwise capacity available =500kVA. | --> | 0.5985 | 0 | 0 | 0.5 | 0 |  | --> | C18 ex KILCOLGAN | Kilcolgan [T42,T421] | GALWAY 110KV |  | 53.2487 | -8.8871
MV/LV Substation TO***020 |  | 10 kV | _ | LV | 200 kVA :Building Structure | 0.2 | --> | 0.2 | 0 | 0 | Constrained,otherwise capacity available =197kVA. | --> | 0.19 | 0 | 0 | 0.20045 | 0 |  | --> | C15 ex TRIM | Trim [T41,T42] | NAVAN |  | 53.5516 | -6.7949
MV/LV Substation TO***020 |  | 10 kV | _ | LV | 50 kVA :Pole Substation | 0.05 | --> | 0.05 | 0 | 0 | Constrained,otherwise capacity available =49kVA. | --> | 0.0475 | 0 | 0 | 0.050152 | 0 |  | --> | C11 ex LOUGHTAGALLA | Loughtagalla [T41,T42] | THURLES |  | 52.6669 | -7.7645
MV/LV Substation TO***021Y |  | 10 kV | _ | LV | 200 kVA :Pole Substation | 0.2 | --> | 0.2 | 0 | 0 | Constrained,otherwise capacity available =196kVA. | --> | 0.19 | 0 | 0 | 0.20061 | 0 |  | --> | C11 ex ATHENRY | Athenry [T41,T42] | GALWAY 110KV |  | 53.3232 | -8.8023
MV/LV Substation TO***023 |  | 10 kV | _ | LV | 200 kVA :Pole Substation | 0.2 | --> | 0.2 | 0 | 0 | Constrained,otherwise capacity available =185kVA. | --> | 0.19 | 0 | 0 | 0.20226 | 0 |  | --> | C14 ex CARRICK ON SHANNON | Carrick On Shannon [T41,T42] | CARRICK ON SHANNON |  | 53.9506 | -8.097
MV/LV Substation TO***026 |  | 10 kV | _ | LV | 200 kVA :Pole Substation | 0.2 | --> | 0.2 | 0 | 0 | Constrained,otherwise capacity available =158kVA. | --> | 0.19 | 0 | 0.006669 | 0 | 0 | Constrained,otherwise capacity available =206.3kW. | --> | C19 ex LISMORE | Lismore [T41,T42] | DUNGARVAN |  | 52.0946 | -8.0006
MV/LV Substation TO***026Z |  | 10 kV | _ | LV | 400 kVA :Kiosk Substation | 0.4 | --> | 0.4 | 0 | 0 | Constrained,otherwise capacity available =255kVA. | --> | 0.38 | 0 | 0.054834 | 0.42144 | 0 |  | --> | C20 ex TOGHER | Togher [T41,T42] | TRABEG |  | 51.8769 | -8.4951
MV/LV Substation TO***027 |  | 10 kV | _ | LV | 400 kVA :Building Structure | 0.4 | --> | 0.4 | 0.286 | 2.9 |  | --> | 0.38 | 0 | 0.003705 | 0 | 0 | Constrained,otherwise capacity available =417kW. | --> | E21 ex TELAYDON | Telaydon [T42,T421] | LISDRUM |  | 54.2554 | -6.9663
MV/LV Substation TO***033 |  | 10 kV | _ | LV | 100 kVA :Pole Substation | 0.1 | --> | 0.1 | 0 | 0 | Constrained,otherwise capacity available =65kVA. | --> | 0.095 | 0 | 0.010374 | 0 | 0 | Constrained,otherwise capacity available =105.2kW. | --> | C15 ex MOUNTMELLICK | Mountmellick [T41,T42] | PORTLAOISE |  | 53.1223 | -7.3296
MV/LV Substation TO***033Y |  | 10 kV | _ | LV | 1000 kVA :Building Structure | 1 | --> | 1 | 0 | 0 | Constrained,otherwise capacity available =500kVA. | --> | 0.95 | 0 | 0 | 0.5 | 0 |  | --> | C23 ex SWORDS | Swords [T41,T42] | GLASMORE |  | 53.4573 | -6.2195
MV/LV Substation TO***034Y |  | 10 kV | _ | LV | 400 kVA :Kiosk Substation | 0.4 | --> | 0.4 | 0 | 0 | Constrained,otherwise capacity available =334kVA. | --> | 0.38 | 0 | 0.013338 | 0 | 0 | Constrained,otherwise capacity available =409.9kW. | --> | C11 ex COLLIGAN | Colligan [T41,T42] | DUNGARVAN |  | 52.099 | -7.6015
MV/LV Substation TO***036 |  | 10 kV | _ | LV | 200 kVA :Kiosk Substation | 0.2 | --> | 0.2 | 0 | 0 | Constrained,otherwise capacity available =136kVA. | --> | 0.19 | 0 | 0.003705 | 0.20949 | 0 |  | --> | C18 ex TRIM | Trim [T41,T42] | NAVAN |  | 53.5611 | -6.7874
MV/LV Substation TO***036Y |  | 10 kV | _ | LV | 400 kVA :Kiosk Substation | 0.4 | --> | 0.4 | 0 | 0 | Constrained,otherwise capacity available =334kVA. | --> | 0.38 | 0 | 0 | 0.4099 | 0 |  | --> | C18 ex NAAS | Naas [T41,T42] | KILTEEL |  | 53.2067 | -6.7427
MV/LV Substation TO***037 |  | 10 kV | _ | LV | 200 kVA :Kiosk Substation | 0.2 | --> | 0.2 | 0 | 0 | Constrained,otherwise capacity available =154kVA. | --> | 0.19 | 0 | 0 | 0 | 0 | Constrained,otherwise capacity available =206.9kW. | --> | C12 ex ROSCREA | Roscrea [T41,T42] | IKERRIN |  | 52.9531 | -7.7944
MV/LV Substation TO***040 |  | 10 kV | _ | LV | 630 kVA :Kiosk Substation | 0.63 | --> | 0.63 | 0.472 | 1.6 |  | --> | 0.5985 | 0 | 0 | 0 | 0 | Constrained,otherwise capacity available =500kW. | --> | C13 ex BUNDORAN | Bundoran [T41,T42] | CATHALEENS FALL |  | 54.4779 | -8.2805
MV/LV Substation TO***041 |  | 10 kV | _ | LV | 200 kVA :Kiosk Substation | 0.2 | --> | 0.2 | 0.171 | 1.7 |  | --> | 0.19 | 0 | 0 | 0.20436 | 0 |  | --> | C20 ex ATHY | Athy [T101,T102] | ATHY |  | 52.9955 | -6.9905
MV/LV Substation TO***043 |  | 10 kV | _ | LV | 50 kVA :Pole Substation | 0.05 | --> | 0.05 | 0.028 | 1.6 |  | --> | 0.0475 | 0 | 0 | 0 | 0 | Constrained,otherwise capacity available =53.2kW. | --> | C17 ex BALLYSHANNON | Ballyshannon [T41,T42] | CATHALEENS FALL |  | 54.502 | -8.1742
MV/LV Substation TO***043Y |  | 10 kV | _ | LV | 200 kVA :Kiosk Substation | 0.2 | --> | 0.2 | 0.151 | 3.3 |  | --> | 0.19 | 0 | 0.005187 | 0.20731 | 0 |  | --> | C12 ex LLOYD | Lloyd [T41,T42] | NAVAN |  | 53.7272 | -6.8881
MV/LV Substation TO***044X |  | 10 kV | _ | LV | 1000 kVA :Building Structure | 1 | --> | 1 | 0 | 0 | Constrained,otherwise capacity available =500kVA. | --> | 0.95 | 0 | 0 | 0.5 | 0 |  | --> | C13 ex ROCHES STREET | Roches Street [T41,T42] | LIMERICK |  | 52.6631 | -8.6264
MV/LV Substation TO***061 |  | 10 kV | _ | LV | 400 kVA :Kiosk Substation | 0.4 | --> | 0.4 | 0.31 | 1.7 |  | --> | 0.38 | 0 | 0.015561 | 0.41344 | 0 |  | --> | C21 ex ATHY | Athy [T101,T102] | ATHY |  | 52.9865 | -6.9952
MV/LV Substation TO***062Z |  | 20 kV | _ | LV | 400 kVA :Kiosk Substation | 0.4 | --> | 0.4 | 0 | 0 | Constrained,otherwise capacity available =284kVA. | --> | 0.38 | 0 | 0.025194 | 0.41724 | 0 |  | --> | C17 ex DRYBRIDGE | Drybridge [T41,T42] | DRYBRIDGE |  | 53.7378 | -6.4178
MV/LV Substation TO***063X |  | 10 kV | _ | LV | 200 kVA :Pole Substation | 0.2 | --> | 0.2 | 0 | 0 | Constrained,otherwise capacity available =198kVA. | --> | 0.19 | 0 | 0 | 0.2003 | 0 |  | --> | C30 ex CLAREGALWAY | Claregalway [T42,T421] | GALWAY 110KV |  | 53.3952 | -9.0338
MV/LV Substation TO***069 |  | 20 kV | _ | LV | 50 kVA :Pole Substation | 0.05 | --> | 0.05 | 0 | 0 | Constrained,otherwise capacity available =16kVA. | --> | 0.0475 | 0 | 0.003705 | 0.05491 | 0 |  | --> | C19 ex ENNISTYMON | Ennistymon [T41,T42] | ENNIS |  | 53.113 | -9.1495
MV/LV Substation TO***069Y |  | 10 kV | _ | LV | 200 kVA :Kiosk Substation | 0.2 | --> | 0.2 | 0.142 | 1.4 |  | --> | 0.19 | 0 | 0.009633 | 0.20862 | 0 |  | --> | C23 ex KELLS | Kells [T41,T42] | NAVAN |  | 53.7168 | -6.8838
MV/LV Substation TO***072X |  | 10 kV | _ | LV | 100 kVA :Pole Substation | 0.1 | --> | 0.1 | 0 | 0 | Constrained,otherwise capacity available =79kVA. | --> | 0.095 | 0 | 0 | 0 | 0 | Constrained,otherwise capacity available =103.1kW. | --> | E19 ex FOXHOLE | Foxhole [T421,T422] | DUNGARVAN |  | 52.0932 | -8.0001
MV/LV Substation TO***073 |  | 10 kV | _ | LV | 25 kVA :Pole Substation | 0.025 | --> | 0.025 | 0 | 0 |  | --> | 0.02375 | 0 | 0 | 0.030019 | 0 |  | --> | C11 ex CHARLESTOWN | Charlestown [T41] | TONROE |  | 53.9421 | -8.8308
MV/LV Substation TO***073 |  | 10 kV | _ | LV | 400 kVA :Kiosk Substation | 0.4 | --> | 0.4 | 0.393 | 2.7 |  | --> | 0.38 | 0 | 0.008151 | 0.40106 | 0 |  | --> | C12 ex MONFIN | Monfin [T41,T42] | WEXFORD |  | 52.4839 | -6.589
MV/LV Substation TO***075Y |  | 10 kV | _ | LV | 100 kVA :Pole Substation | 0.1 | --> | 0.1 | 0 | 0 | Constrained,otherwise capacity available =86kVA. | --> | 0.095 | 0 | 0 | 0.1021 | 0 |  | --> | E13 ex DALTON | Dalton [T421,T422] | DALTON |  | 53.7206 | -8.9813
MV/LV Substation TO***080 |  | 20 kV | _ | LV | 50 kVA :Pole Substation | 0.05 | --> | 0.05 | 0 | 0 | Constrained,otherwise capacity available =50kVA. | --> | 0.0475 | 0 | 0 | 0.05 | 0 |  | --> | C19 ex ENNISTYMON | Ennistymon [T41,T42] | ENNIS |  | 53.051 | -9.2477
MV/LV Substation TO***082 |  | 10 kV | _ | LV | 50 kVA :Pole Substation | 0.05 | --> | 0.05 | 0 | 0 | Constrained,otherwise capacity available =22kVA. | --> | 0.0475 | 0 | 0 | 0.05408 | 0 |  | --> | C18 ex ATHBOY | Athboy [T42] | NAVAN |  | 53.6147 | -6.905
MV/LV Substation TO***083Y |  | 10 kV | _ | LV | 630 kVA :Kiosk Substation | 0.63 | --> | 0.63 | 0 | 0 | Constrained,otherwise capacity available =449kVA. | --> | 0.5985 | 0 | 0.017784 | 0.5 | 0 |  | --> | C16 ex MALAHIDE | Malahide [T41,T42] | GLASMORE |  | 53.4356 | -6.1402
MV/LV Substation TO***084Y |  | 20 kV | _ | LV | 100 kVA :Pole Substation | 0.1 | --> | 0.1 | 0.044 | 1.1 |  | --> | 0.095 | 0 | 0 | 0.10816 | 0 |  | --> | E18 ex BUNCLODY | Bunclody [T421,T422] | CRANE |  | 52.6067 | -6.603
MV/LV Substation TO***085 |  | 10 kV | _ | LV | 100 kVA :Pole Substation | 0.1 | --> | 0.1 | 0 | 0 | Constrained,otherwise capacity available =90kVA. | --> | 0.095 | 0 | 0.003705 | 0 | 0 | Constrained,otherwise capacity available =101.5kW. | --> | C19 ex LISMORE | Lismore [T41,T42] | DUNGARVAN |  | 52.0927 | -8.0022
MV/LV Substation TO***088X |  | 20 kV | _ | LV | 50 kVA :Pole Substation | 0.05 | --> | 0.05 | 0 | 0 | Constrained,otherwise capacity available =37kVA. | --> | 0.0475 | 0 | 0 | 0.051937 | 0 |  | --> | C12 ex BALLYHAUNIS | Ballyhaunis [T41,T42] | DALTON |  | 53.8099 | -8.7681
MV/LV Substation TO***091X |  | 10 kV | _ | LV | 630 kVA :Building Structure | 0.63 | --> | 0.63 | 0.15247 | 0.2 | Constrained,otherwise capacity available =500kVA. | --> | 0.5985 | 0 | 0.14079 | 0.5 | 0 |  | --> | C13 ex SANDYFORD | Sandyford [T41,T42] | CARRICKMINES |  | 53.2673 | -6.2364
MV/LV Substation TO***091X |  | 20 kV | _ | LV | 200 kVA :Kiosk Substation | 0.2 | --> | 0.2 | 0.168 | 2.3 |  | --> | 0.19 | 0 | 0.003705 | 0.2048 | 0 |  | --> | E14 ex MOY | Moy [T421,T422] | MOY |  | 54.137 | -9.1681
MV/LV Substation TO***096 |  | 10 kV | _ | LV | 400 kVA :Kiosk Substation | 0.4 | --> | 0.4 | 0.263 | 0.6 |  | --> | 0.38 | 0 | 0.042978 | 0 | 0 | Constrained,otherwise capacity available =420.3kW. | --> | C16 ex LAWLESSTOWN | Lawlesstown [T42,T421] | DOON |  | 52.352 | -7.7288
MV/LV Substation TO***096 |  | 10 kV | _ | LV | 50 kVA :Pole Substation | 0.05 | --> | 0.05 | 0 | 0 | Constrained,otherwise capacity available =32kVA. | --> | 0.0475 | 0 | 0 | 0.052662 | 0 |  | --> | C15 ex DRUMQUIN | Drumquin [T42] | ENNIS |  | 52.7544 | -9.1356
MV/LV Substation TO***096Z |  | 10 kV | _ | LV | 50 kVA :Pole Substation | 0.05 | --> | 0.05 | 0 | 0 | Constrained,otherwise capacity available =50kVA. | --> | 0.0475 | 0 | 0 | 0.05 | 0 |  | --> | C21 ex TERMONFECKIN ROAD | Termonfeckin Road [T41,T42] | DRYBRIDGE |  | 53.7444 | -6.3276
MV/LV Substation TO***098 |  | 10 kV | _ | LV | 50 kVA :Pole Substation | 0.05 | --> | 0.05 | 0.05 | 7.9 |  | --> | 0.0475 | 0 | 0 | 0.05 | 0 |  | --> | E12 ex DUNMANWAY | Dunmanway [T422,T43] | DUNMANWAY |  | 51.6443 | -9.1597
MV/LV Substation TO***098 |  | 10 kV | _ | LV | 400 kVA :Kiosk Substation | 0.4 | --> | 0.4 | 0 | 0 | Constrained,otherwise capacity available =308kVA. | --> | 0.38 | 0 | 0.034827 | 0.072493 | 0 | Constrained,otherwise capacity available =413.7kW. | --> | C16 ex TOOMEVARA | Toomevara [T42] | NENAGH |  | 52.8488 | -8.037
MV/LV Substation TO***103 |  | 10 kV | _ | LV | 400 kVA :Kiosk Substation | 0.4 | --> | 0.4 | 0.293 | 13.5 |  | --> | 0.38 | 0 | 0.033345 | 0.41593 | 0 |  | --> | C12 ex ENNIS | Ennis [T101,T102] | ENNIS |  | 52.838 | -8.9784
MV/LV Substation TO***105 |  | 10 kV | _ | LV | 400 kVA :Kiosk Substation | 0.4 | --> | 0.4 | 0 | 0 | Constrained,otherwise capacity available =381kVA. | --> | 0.38 | 0 | 0.02223 | 0.40287 | 0 |  | --> | C16 ex LOUGHSHINNY | Loughshinny [T41,T42] | GLASMORE |  | 53.5775 | -6.1236
MV/LV Substation TO***105X |  | 10 kV | _ | LV | 630 kVA :Building Structure | 0.63 | --> | 0.63 | 0 | 0 | Constrained,otherwise capacity available =500kVA. | --> | 0.5985 | 0 | 0 | 0 | 0 | Constrained,otherwise capacity available =500kW. | --> | C16 ex DUNGLOE | Dungloe [T41,T42] | ARDNAGAPPARY |  | 54.98 | -8.4398
MV/LV Substation TO***106X |  | 10 kV | _ | LV | 200 kVA :Kiosk Substation | 0.2 | --> | 0.2 | 0 | 0 | Constrained,otherwise capacity available =96kVA. | --> | 0.19 | 0 | 0 | 0.2152 | 0 |  | --> | C17 ex BALLINDERRY | Ballinderry [T41,T422] | MULLINGAR |  | 53.5273 | -7.3177
MV/LV Substation TO***108X |  | 20 kV | _ | LV | 200 kVA :Kiosk Substation | 0.2 | --> | 0.2 | 0 | 0 | Constrained,otherwise capacity available =181kVA. | --> | 0.19 | 0 | 0 | 0.20286 | 0 |  | --> | E47 ex CLAREGALWAY | Claregalway [T42,T421] | GALWAY 110KV |  | 53.3616 | -8.9237
MV/LV Substation TO***112 |  | 10 kV | _ | LV | 200 kVA :Kiosk Substation | 0.2 | --> | 0.2 | 0 | 0 | Constrained,otherwise capacity available =62kVA. | --> | 0.19 | 0 | 0.080028 | 0.21992 | 0 |  | --> | C16 ex LOUGHSHINNY | Loughshinny [T41,T42] | GLASMORE |  | 53.5774 | -6.1157
MV/LV Substation TO***116X |  | 10 kV | _ | LV | 630 kVA :Building Structure | 0.63 | --> | 0.63 | 0 | 0 | Constrained,otherwise capacity available =349kVA. | --> | 0.5985 | 0 | 0.20007 | 0.5 | 0 |  | --> | C22 ex SEMPERIT | Semperit [T41,T42,T43] | GRANGE CASTLE |  | 53.3272 | -6.3591
MV/LV Substation TO***116X |  | 20 kV | _ | LV | 1000 kVA :Building Structure | 1 | --> | 1 | 0.5 | 17.7 |  | --> | 0.95 | 0 | 0 | 0.5 | 0 |  | --> | E11 ex COOLROE | Coolroe [T121,T122] | COOLROE |  | 51.888 | -8.6079
MV/LV Substation TO***119 |  | 20 kV | _ | LV | 50 kVA :Pole Substation | 0.05 | --> | 0.05 | 0.049 | 0.9 |  | --> | 0.0475 | 0 | 0 | 0.050152 | 0 |  | --> | E15 ex RATHMORE | Rathmore [T42,T421] | KNOCKEARAGH |  | 52.1307 | -9.2928
MV/LV Substation TO***121 |  | 10 kV | _ | LV | 100 kVA :Pole Substation | 0.1 | --> | 0.1 | 0.053 | 2.7 |  | --> | 0.095 | 0 | 0.006669 | 0.10689 | 0 |  | --> | C13 ex MONFIN | Monfin [T41,T42] | WEXFORD |  | 52.481 | -6.5873
MV/LV Substation TO***125X |  | 10 kV | _ | LV | 200 kVA :Kiosk Substation | 0.2 | --> | 0.2 | 0.035 | 0.4 |  | --> | 0.19 | 0 | 0.017784 | 0.22357 | 0 |  | --> | C22 ex CARRICKMINES | Carrickmines [T41,T42] | CARRICKMINES |  | 53.2579 | -6.1981
MV/LV Substation TO***126Y |  | 20 kV | _ | LV | 50 kVA :Pole Substation | 0.05 | --> | 0.05 | 0 | 0 | Constrained,otherwise capacity available =48kVA. | --> | 0.0475 | 0 | 0 | 0.050303 | 0 |  | --> | E19 ex GARRANACANTY | Garranacanty [T421,T422] | TIPPERARY |  | 52.4118 | -7.9796
MV/LV Substation TO***130 |  | 10 kV | _ | LV | 200 kVA :Kiosk Substation | 0.2 | --> | 0.2 | 0 | 0 | Constrained,otherwise capacity available =180kVA. | --> | 0.19 | 0 | 0 | 0.20301 | 0 |  | --> | C13 ex TUAM SOUTH | Tuam South [T42] | CLOON |  | 53.5141 | -8.8596
MV/LV Substation TO***134 |  | 20 kV | _ | LV | 100 kVA :Pole Substation | 0.1 | --> | 0.1 | 0 | 0 | Constrained,otherwise capacity available =65kVA. | --> | 0.095 | 0 | 0 | 0.10518 | 0 |  | --> | E19 ex EDENDERRY | Edenderry [T421,T422] | BLAKE |  | 53.4527 | -7.0293
MV/LV Substation TO***142 |  | 10 kV | _ | LV | 25 kVA :Pole Substation | 0.025 | --> | 0.025 | 0 | 0 | Constrained,otherwise capacity available =18kVA. | --> | 0.02375 | 0 | 0 | 0 | 0 | Constrained,otherwise capacity available =26kW. | --> | C19 ex LISMORE | Lismore [T41,T42] | DUNGARVAN |  | 52.1208 | -7.9343
MV/LV Substation TO***143X |  | 20 kV | _ | LV | 50 kVA :Pole Substation | 0.05 | --> | 0.05 | 0.05 | 0.3 |  | --> | 0.0475 | 0 | 0 | 0.05 | 0 |  | --> | E33 ex TRIM | Trim [T421] | NAVAN |  | 53.4753 | -6.856
MV/LV Substation TO***144Y |  | 20 kV | _ | LV | 100 kVA :Pole Substation | 0.1 | --> | 0.1 | 0 | 0 | Constrained,otherwise capacity available =96kVA. | --> | 0.095 | 0 | 0 | 0.10061 | 0 |  | --> | E21 ex FINEA | Finea [T421,T422] | SHANKILL |  | 53.865 | -7.3148
MV/LV Substation TO***147 |  | 20 kV | _ | LV | 50 kVA :Pole Substation | 0.05 | --> | 0.05 | 0 | 0 | Constrained,otherwise capacity available =18kVA. | --> | 0.0475 | 0 | 0.011856 | 0.054636 | 0 |  | --> | E18 ex WHITECHURCH | Whitechurch [T421,T422] | KILBARRY |  | 51.9839 | -8.5148
MV/LV Substation TO***148Z |  | 10 kV | _ | LV | 200 kVA :Kiosk Substation | 0.2 | --> | 0.2 | 0.2 | 5.9 |  | --> | 0.19 | 0 | 0 | 0.2 | 0 |  | --> | C13 ex CASHEL | Cashel [T41,T42] | CAHIR |  | 52.5192 | -7.8785
MV/LV Substation TO***153Y |  | 10 kV | _ | LV | 200 kVA :Pole Substation | 0.2 | --> | 0.2 | 0.16 | 3.4 |  | --> | 0.19 | 0 | 0 | 0.20598 | 0 |  | --> | C15 ex GLENGOOLE | Glengoole [T41] | THURLES |  | 52.7154 | -7.5877
MV/LV Substation TO***154 |  | 10 kV | _ | LV | 400 kVA :Kiosk Substation | 0.4 | --> | 0.4 | 0.283 | 2.9 |  | --> | 0.38 | 0 | 0.005187 | 0.41739 | 0 |  | --> | C11 ex ABBEYLAND | Abbeyland [T41,T42] | NAVAN |  | 53.6424 | -6.6951
MV/LV Substation TO***154 |  | 20 kV | _ | LV | 100 kVA :Pole Substation | 0.1 | --> | 0.1 | 0 | 0 | Constrained,otherwise capacity available =71kVA. | --> | 0.095 | 0 | 0.011115 | 0 | 0 | Constrained,otherwise capacity available =104.3kW. | --> | C25 ex KILCLOHER | Kilcloher [T41,T42] | DUNGARVAN |  | 52.2042 | -7.7157
MV/LV Substation TO***158Y |  | 20 kV | _ | LV | 50 kVA :Pole Substation | 0.05 | --> | 0.05 | 0 | 0 | Constrained,otherwise capacity available =50kVA. | --> | 0.0475 | 0 | 0 | 0.05 | 0 |  | --> | C18 ex TOOMEVARA | Toomevara [T42] | NENAGH |  | 52.8477 | -8.0464
MV/LV Substation TO***159X |  | 10 kV | _ | LV | 1000 kVA :Building Structure | 1 | --> | 1 | 0.5 | 19.8 |  | --> | 0.95 | 0 | 0 | 0.5 | 0 |  | --> | C21 ex TANEY | Taney [T101,T102] | CARRICKMINES |  | 53.2878 | -6.2433
MV/LV Substation TO***160 |  | 10 kV | _ | LV | 50 kVA :Pole Substation | 0.05 | --> | 0.05 | 0.037 | 2 |  | --> | 0.0475 | 0 | 0 | 0.051937 | 0 |  | --> | C14 ex CAUSEWAY | Causeway [T41,T42] | TRALEE |  | 52.457 | -9.6601
MV/LV Substation TO***160X |  | 10 kV | _ | LV | 1000 kVA :Building Structure | 1 | --> | 1 | 0.5 | 19.8 |  | --> | 0.95 | 0 | 0 | 0.5 | 0 |  | --> | C18 ex TANEY | Taney [T101,T102] | CARRICKMINES |  | 53.2875 | -6.243
MV/LV Substation TO***161X |  | 10 kV | _ | LV | 1000 kVA :Building Structure | 1 | --> | 1 | 0.5 | 19.8 |  | --> | 0.95 | 0 | 0 | 0.5 | 0 |  | --> | C18 ex TANEY | Taney [T101,T102] | CARRICKMINES |  | 53.2864 | -6.2403
MV/LV Substation TO***162X |  | 10 kV | _ | LV | 1000 kVA :Building Structure | 1 | --> | 1 | 0.5 | 19.8 |  | --> | 0.95 | 0 | 0 | 0.5 | 0 |  | --> | C21 ex TANEY | Taney [T101,T102] | CARRICKMINES |  | 53.2867 | -6.2405
MV/LV Substation TO***163 |  | 10 kV | _ | LV | 400 kVA :Kiosk Substation | 0.4 | --> | 0.4 | 0.193 | 4.9 |  | --> | 0.38 | 0 | 0.034827 | 0.43026 | 0 |  | --> | C19 ex COOLOCK | Coolock [T41,T42] | FINGLAS |  | 53.3903 | -6.1837
MV/LV Substation TO***164Z |  | 20 kV | _ | LV | 50 kVA :Pole Substation | 0.05 | --> | 0.05 | 0 | 0 | Constrained,otherwise capacity available =44kVA. | --> | 0.0475 | 0 | 0 | 0.050903 | 0 |  | --> | C11 ex RAHEEN | Raheen [T41,T42] | LIMERICK |  | 52.6029 | -8.6329
MV/LV Substation TO***165X |  | 10 kV | _ | LV | 630 kVA :Kiosk Substation | 0.63 | --> | 0.63 | 0.5 | 9.1 |  | --> | 0.5985 | 0 | 0 | 0.5 | 0 |  | --> | C14 ex ARDNAREE | Ardnaree [T42,T421] | MOY |  | 54.1135 | -9.1567
MV/LV Substation TO***169Y |  | 10 kV | _ | LV | 400 kVA :Kiosk Substation | 0.4 | --> | 0.4 | 0 | 0 | Constrained,otherwise capacity available =202kVA. | --> | 0.38 | 0 | 0.008151 | 0.42899 | 0 |  | --> | C14 ex TOGHER | Togher [T41,T42] | TRABEG |  | 51.8743 | -8.4956
MV/LV Substation TO***169Z |  | 10 kV | _ | LV | 630 kVA :Kiosk Substation | 0.63 | --> | 0.63 | 0 | 0 | Constrained,otherwise capacity available =500kVA. | --> | 0.5985 | 0 | 0 | 0 | 0 | Constrained,otherwise capacity available =500kW. | --> | E16 ex PORTLAOISE | Portlaoise [T423,T424] | PORTLAOISE |  | 53.0237 | -7.3154
MV/LV Substation TO***172Z |  | 10 kV | _ | LV | 630 kVA :Kiosk Substation | 0.63 | --> | 0.63 | 0 | 0 | Constrained,otherwise capacity available =500kVA. | --> | 0.5985 | 0 | 0 | 0 | 0 | Constrained,otherwise capacity available =500kW. | --> | E16 ex PORTLAOISE | Portlaoise [T423,T424] | PORTLAOISE |  | 53.0241 | -7.3133
MV/LV Substation TO***173Z |  | 10 kV | _ | LV | 630 kVA :Kiosk Substation | 0.63 | --> | 0.63 | 0 | 0 | Constrained,otherwise capacity available =500kVA. | --> | 0.5985 | 0 | 0 | 0 | 0 | Constrained,otherwise capacity available =500kW. | --> | E16 ex PORTLAOISE | Portlaoise [T423,T424] | PORTLAOISE |  | 53.023 | -7.3211
MV/LV Substation TO***178 |  | 10 kV | _ | LV | 50 kVA :Pole Substation | 0.05 | --> | 0.05 | 0.048 | 2.8 |  | --> | 0.0475 | 0 | 0 | 0.050303 | 0 |  | --> | C20 ex CASTLEBLAYNEY | Castleblayney [T41,T42] | DUNDALK |  | 54.0822 | -6.6795
MV/LV Substation TO***180Z |  | 20 kV | _ | LV | 100 kVA :Pole Substation | 0.1 | --> | 0.1 | 0 | 0 | Constrained,otherwise capacity available =95kVA. | --> | 0.095 | 0 | 0 | 0.10076 | 0 |  | --> | E15 ex JULIANSTOWN | Julianstown [T421,T422] | DRYBRIDGE |  | 53.6449 | -6.3121
MV/LV Substation TO***181 |  | 10 kV | _ | LV | 400 kVA :Kiosk Substation | 0.4 | --> | 0.4 | 0.249 | 4 |  | --> | 0.38 | 0 | 0.030381 | 0.4223 | 0 |  | --> | C15 ex BALLINCLEA | Ballinclea [T41] | CHERRYWOOD |  | 53.2716 | -6.1022
MV/LV Substation TO***188X |  | 10 kV | _ | LV | 200 kVA :Kiosk Substation | 0.2 | --> | 0.2 | 0.15247 | 0.2 | Constrained,otherwise capacity available =177kVA. | --> | 0.19 | 0 | 0 | 0.20346 | 0 |  | --> | C13 ex SANDYFORD | Sandyford [T41,T42] | CARRICKMINES |  | 53.2661 | -6.2367
MV/LV Substation TO***190 |  | 10 kV | _ | LV | 400 kVA :Kiosk Substation | 0.4 | --> | 0.4 | 0.223 | 1.5 |  | --> | 0.38 | 0 | 0.020007 | 0.42602 | 0 |  | --> | C17 ex MONKSTOWN | Monkstown [T41,T42] | BLACKROCK |  | 53.2987 | -6.1675
MV/LV Substation TO***192Z |  | 10 kV | _ | LV | 50 kVA :Pole Substation | 0.05 | --> | 0.05 | 0 | 0 | Constrained,otherwise capacity available =49kVA. | --> | 0.0475 | 0 | 0 | 0.050152 | 0 |  | --> | C21 ex TERMONFECKIN ROAD | Termonfeckin Road [T41,T42] | DRYBRIDGE |  | 53.7437 | -6.3141
MV/LV Substation TO***193Y |  | 20 kV | _ | LV | 200 kVA :Pole Substation | 0.2 | --> | 0.2 | 0 | 0 | Constrained,otherwise capacity available =138kVA. | --> | 0.19 | 0 | 0 | 0.2092 | 0 |  | --> | E11 ex CAVAN | Cavan [T42,T421] | SHANKILL |  | 54.0452 | -7.3176
MV/LV Substation TO***194Y |  | 10 kV | _ | LV | 400 kVA :Kiosk Substation | 0.4 | --> | 0.4 | 0 | 0 | Constrained,otherwise capacity available =302kVA. | --> | 0.38 | 0 | 0 | 0.41461 | 0 |  | --> | C14 ex CAVAN | Cavan [T42,T421] | SHANKILL |  | 53.9908 | -7.3622
MV/LV Substation TO***196Z |  | 10 kV | _ | LV | 630 kVA :Kiosk Substation | 0.63 | --> | 0.63 | 0 | 0 | Constrained,otherwise capacity available =500kVA. | --> | 0.5985 | 0 | 0 | 0.5 | 0 |  | --> | C24 ex BALLYCOOLIN | Ballycoolin [T41,T42,T43] | FINGLAS |  | 53.3929 | -6.3778
MV/LV Substation TO***202 |  | 10 kV | _ | LV | 400 kVA :Kiosk Substation | 0.4 | --> | 0.4 | 0 | 0 | Constrained,otherwise capacity available =397kVA. | --> | 0.38 | 0 | 0.1482 | 0.40046 | 0 |  | --> | C11 ex DRYBRIDGE | Drybridge [T41,T42] | DRYBRIDGE |  | 53.718 | -6.3753
MV/LV Substation TO***202X |  | 10 kV | _ | LV | 50 kVA :Pole Substation | 0.05 | --> | 0.05 | 0 | 0 | Constrained,otherwise capacity available =38kVA. | --> | 0.0475 | 0 | 0 | 0.05179 | 0 |  | --> | C14 ex BALLYBEGGAN | Ballybeggan [T43,T44] | TRALEE |  | 52.2897 | -9.6734
MV/LV Substation TO***204X |  | 20 kV | _ | LV | 400 kVA :Building Structure | 0.4 | --> | 0.4 | 0.363 | 1.8 |  | --> | 0.38 | 0 | 0 | 0.40558 | 0 |  | --> | E18 ex BIRDHILL | Birdhill [T421,T422] | ARDNACRUSHA |  | 52.7161 | -8.5017
MV/LV Substation TO***206X |  | 20 kV | _ | LV | 100 kVA :Pole Substation | 0.1 | --> | 0.1 | 0 | 0 | Constrained,otherwise capacity available =96kVA. | --> | 0.095 | 0 | 0 | 0 | 0 | Constrained,otherwise capacity available =100.6kW. | --> | E20 ex FOXHOLE | Foxhole [T421,T422] | DUNGARVAN |  | 51.9709 | -7.8667
MV/LV Substation TO***213Z |  | 10 kV | _ | LV | 50 kVA :Pole Substation | 0.05 | --> | 0.05 | 0 | 0 | Constrained,otherwise capacity available =50kVA. | --> | 0.0475 | 0 | 0 | 0.05 | 0 |  | --> | E18 ex FINEA | Finea [T421,T422] | SHANKILL |  | 53.7693 | -7.3377
MV/LV Substation TO***218 |  | 10 kV | _ | LV | 400 kVA :Kiosk Substation | 0.4 | --> | 0.4 | 0.187 | 4.3 |  | --> | 0.38 | 0 | 0.045201 | 0.4311 | 0 |  | --> | C21 ex DEANSGRANGE | Deansgrange [T41,T42] | CARRICKMINES |  | 53.2699 | -6.1842
MV/LV Substation TO***221X |  | 10 kV | _ | LV | 1000 kVA :Building Structure | 1 | --> | 1 | 0.5 | 19.8 |  | --> | 0.95 | 0 | 0 | 0.5 | 0 |  | --> | C21 ex TANEY | Taney [T101,T102] | CARRICKMINES |  | 53.2879 | -6.2434
MV/LV Substation TO***222X |  | 10 kV | _ | LV | 1000 kVA :Building Structure | 1 | --> | 1 | 0.5 | 19.8 |  | --> | 0.95 | 0 | 0 | 0.5 | 0 |  | --> | C18 ex TANEY | Taney [T101,T102] | CARRICKMINES |  | 53.2875 | -6.2431
MV/LV Substation TO***223X |  | 10 kV | _ | LV | 1000 kVA :Building Structure | 1 | --> | 1 | 0.5 | 19.8 |  | --> | 0.95 | 0 | 0 | 0.5 | 0 |  | --> | C18 ex TANEY | Taney [T101,T102] | CARRICKMINES |  | 53.2863 | -6.2405
MV/LV Substation TO***224 |  | 10 kV | _ | LV | 630 kVA :Building Structure | 0.63 | --> | 0.63 | 0.5 | 0.9 |  | --> | 0.5985 | 0 | 0 | 0.5 | 0 |  | --> | C11 ex WOODFORD | Woodford [T41,T42] | KNOCKEARAGH |  | 52.0583 | -9.5063
MV/LV Substation TO***224X |  | 10 kV | _ | LV | 1000 kVA :Building Structure | 1 | --> | 1 | 0.5 | 19.8 |  | --> | 0.95 | 0 | 0 | 0.5 | 0 |  | --> | C21 ex TANEY | Taney [T101,T102] | CARRICKMINES |  | 53.2867 | -6.2403
MV/LV Substation TO***226X |  | 10 kV | _ | LV | 50 kVA :Pole Substation | 0.05 | --> | 0.05 | 0.034 | 2.8 |  | --> | 0.0475 | 0 | 0 | 0.052373 | 0 |  | --> | C17 ex CASTLEBLAYNEY | Castleblayney [T41,T42] | DUNDALK |  | 54.1203 | -6.7561
MV/LV Substation TO***235 |  | 10 kV | _ | LV | 200 kVA :Pole Substation | 0.2 | --> | 0.2 | 0 | 0 | Constrained,otherwise capacity available =112kVA. | --> | 0.19 | 0 | 0.018525 | 0.21294 | 0 |  | --> | C12 ex SAGGART | Saggart [T41,T42] | GRANGE CASTLE |  | 53.2782 | -6.4893
MV/LV Substation TO***236Y |  | 10 kV | _ | LV | 400 kVA :Kiosk Substation | 0.4 | --> | 0.4 | 0 | 0 | Constrained,otherwise capacity available =318kVA. | --> | 0.38 | 0 | 0.01482 | 0 | 0 | Constrained,otherwise capacity available =412.3kW. | --> | C11 ex COLLIGAN | Colligan [T41,T42] | DUNGARVAN |  | 52.0989 | -7.6028
MV/LV Substation TO***242X |  | 10 kV | _ | LV | 100 kVA :Pole Substation | 0.1 | --> | 0.1 | 0 | 0 | Constrained,otherwise capacity available =89kVA. | --> | 0.095 | 0 | 0 | 0 | 0 | Constrained,otherwise capacity available =101.7kW. | --> | C13 ex DONEGAL | Donegal [T41,T42] | CATHALEENS FALL |  | 54.697 | -8.0539
MV/LV Substation TO***243X |  | 10 kV | _ | LV | 630 kVA :Building Structure | 0.63 | --> | 0.63 | 0.5 | 6.7 |  | --> | 0.5985 | 0 | 0 | 0.5 | 0 |  | --> | C12 ex EAST WALL ROAD | East Wall Road [T41,T42] | MCDERMOTT |  | 53.3536 | -6.2165
MV/LV Substation TO***244 |  | 10 kV | _ | LV | 50 kVA :Pole Substation | 0.05 | --> | 0.05 | 0.037 | 0.9 |  | --> | 0.0475 | 0 | 0 | 0.051937 | 0 |  | --> | C11 ex RATHMORE | Rathmore [T42,T421] | KNOCKEARAGH |  | 52.1283 | -9.3442
MV/LV Substation TO***244X |  | 10 kV | _ | LV | 50 kVA :Pole Substation | 0.05 | --> | 0.05 | 0.046 | 0.3 |  | --> | 0.0475 | 0 | 0 | 0.050604 | 0 |  | --> | C12 ex ABBEYFEALE | Abbeyfeale [T42] | TRIEN |  | 52.3925 | -9.303
MV/LV Substation TO***247 |  | 20 kV | _ | LV | 400 kVA :Kiosk Substation | 0.4 | --> | 0.4 | 0 | 0 | Constrained,otherwise capacity available =287kVA. | --> | 0.38 | 0 | 0.012597 | 0.41681 | 0 |  | --> | E21 ex CURRALEIGH | Curraleigh [T421,T422] | KILBARRY |  | 51.9253 | -8.607
MV/LV Substation TO***250Z |  | 10 kV | _ | LV | 200 kVA :Kiosk Substation | 0.2 | --> | 0.2 | 0 | 0 | Constrained,otherwise capacity available =167kVA. | --> | 0.19 | 0 | 0 | 0.20495 | 0 |  | --> | C11 ex MERVILLE | Merville [T41,T42] | FINGLAS |  | 53.3811 | -6.3151
MV/LV Substation TO***254Z |  | 10 kV | _ | LV | 100 kVA :Pole Substation | 0.1 | --> | 0.1 | 0 | 0 | Constrained,otherwise capacity available =66kVA. | --> | 0.095 | 0 | 0.00741 | 0.10504 | 0 |  | --> | C17 ex BALLYCOOLIN | Ballycoolin [T41,T42,T43] | FINGLAS |  | 53.4039 | -6.3158
MV/LV Substation TO***257Y |  | 20 kV | _ | LV | 50 kVA :Pole Substation | 0.05 | --> | 0.05 | 0 | 0 | Constrained,otherwise capacity available =49kVA. | --> | 0.0475 | 0 | 0 | 0.050152 | 0 |  | --> | E11 ex CAVAN | Cavan [T42,T421] | SHANKILL |  | 54.0451 | -7.314
MV/LV Substation TO***257Z |  | 10 kV | _ | LV | 200 kVA :Kiosk Substation | 0.2 | --> | 0.2 | 0.187 | 13.8 |  | --> | 0.19 | 0 | 0.004446 | 0.20196 | 0 |  | --> | C13 ex SINGLAND | Singland [T101,T102] | SINGLAND |  | 52.6659 | -8.6053
MV/LV Substation TO***259 |  | 20 kV | _ | LV | 50 kVA :Pole Substation | 0.05 | --> | 0.05 | 0.049 | 17.8 |  | --> | 0.0475 | 0 | 0 | 0.050152 | 0 |  | --> | E19 ex BANOGE | Banoge [T121,T122] | BANOGE |  | 52.608 | -6.3161
MV/LV Substation TO***261X |  | 10 kV | _ | LV | 50 kVA :Pole Substation | 0.05 | --> | 0.05 | 0 | 0 | Constrained,otherwise capacity available =34kVA. | --> | 0.0475 | 0 | 0 | 0.052373 | 0 |  | --> | C18 ex ATHBOY | Athboy [T42] | NAVAN |  | 53.6256 | -6.919
MV/LV Substation TO***263Z |  | 10 kV | _ | LV | 1000 kVA :Building Structure | 1 | --> | 1 | 0.5 | 6 |  | --> | 0.95 | 0 | 0.03705 | 0.5 | 0 |  | --> | C17 ex TRABEG | Trabeg [T101,T102] | TRABEG |  | 51.8716 | -8.4743
MV/LV Substation TO***266Y |  | 20 kV | _ | LV | 400 kVA :Kiosk Substation | 0.4 | --> | 0.4 | 0.321 | 3.5 |  | --> | 0.38 | 0 | 0.015561 | 0.41182 | 0 |  | --> | C18 ex DUNDALK | Dundalk [T41,T42] | DUNDALK |  | 54.0228 | -6.4281
MV/LV Substation TO***270X |  | 10 kV | _ | LV | 50 kVA :Pole Substation | 0.05 | --> | 0.05 | 0.047 | 2.1 |  | --> | 0.0475 | 0 | 0 | 0 | 0 | Constrained,otherwise capacity available =50.5kW. | --> | C15 ex KILCAR | Kilcar [T41] | BINBANE |  | 54.6251 | -8.5994
MV/LV Substation TO***275X |  | 10 kV | _ | LV | 630 kVA :Building Structure | 0.63 | --> | 0.63 | 0 | 0 | Constrained,otherwise capacity available =500kVA. | --> | 0.5985 | 0 | 0.085215 | 0.5 | 0 |  | --> | C20 ex GRANGE (DR) | Grange (dr) [T41,T42] | GRANGE (DR) |  | 53.3949 | -6.144
MV/LV Substation TO***279 |  | 10 kV | _ | LV | 400 kVA :Kiosk Substation | 0.4 | --> | 0.4 | 0.287 | 1.4 |  | --> | 0.38 | 0 | 0.003705 | 0.41681 | 0 |  | --> | C11 ex RINEANNA | Rineanna [T41,T42] | DRUMLINE |  | 52.7095 | -8.876
MV/LV Substation TO***282X |  | 10 kV | _ | LV | 200 kVA :Kiosk Substation | 0.2 | --> | 0.2 | 0.178 | 2 |  | --> | 0.19 | 0 | 0.00741 | 0.20331 | 0 |  | --> | C19 ex CAUSEWAY | Causeway [T41,T42] | TRALEE |  | 52.396 | -9.8306
MV/LV Substation TO***291Y |  | 10 kV | _ | LV | 50 kVA :Pole Substation | 0.05 | --> | 0.05 | 0.047 | 0.5 |  | --> | 0.0475 | 0 | 0 | 0 | 0 | Constrained,otherwise capacity available =50.5kW. | --> | C20 ex KILMARTIN | Kilmartin [T41] | ARKLOW |  | 53.0375 | -6.2167
MV/LV Substation TO***295Y |  | 10 kV | _ | LV | 400 kVA :Kiosk Substation | 0.4 | --> | 0.4 | 0.337 | 7.8 |  | --> | 0.38 | 0 | 0 | 0.40945 | 0 |  | --> | C11 ex CARROWBEG | Carrowbeg [T41,T42] | CARROWBEG |  | 53.7959 | -9.5264
MV/LV Substation TO***297 |  | 10 kV | _ | LV | 200 kVA :Building Structure | 0.2 | --> | 0.2 | 0.113 | 6.7 |  | --> | 0.19 | 0 | 0 | 0.2128 | 0 |  | --> | C12 ex EAST WALL ROAD | East Wall Road [T41,T42] | MCDERMOTT |  | 53.3523 | -6.2199
MV/LV Substation TO***300 |  | 10 kV | _ | LV | 400 kVA :Building Structure | 0.4 | --> | 0.4 | 0.291 | 4.9 |  | --> | 0.38 | 0 | 0.019266 | 0.41622 | 0 |  | --> | C22 ex COOLOCK | Coolock [T41,T42] | FINGLAS |  | 53.3907 | -6.1707
MV/LV Substation TO***303Y |  | 10 kV | _ | LV | 50 kVA :Pole Substation | 0.05 | --> | 0.05 | 0.048 | 4.2 |  | --> | 0.0475 | 0 | 0 | 0.050303 | 0 |  | --> | C20 ex NEWMARKET (SR) | Newmarket (sr) [T41,T42] | GLENLARA |  | 52.2756 | -9.0635
MV/LV Substation TO***308Y |  | 10 kV | _ | LV | 50 kVA :Pole Substation | 0.05 | --> | 0.05 | 0 | 0 | Constrained,otherwise capacity available =38kVA. | --> | 0.0475 | 0 | 0.002964 | 0.05179 | 0 |  | --> | C23 ex CREGG ROAD | Cregg Road [T41,T42] | BALLYDINE |  | 52.3565 | -7.333
MV/LV Substation TO***309Y |  | 10 kV | _ | LV | 630 kVA :Kiosk Substation | 0.63 | --> | 0.63 | 0 | 0 | Constrained,otherwise capacity available =500kVA. | --> | 0.5985 | 0 | 0.003705 | 0.5 | 0 |  | --> | C23 ex MACETOWN | Macetown [T101,T102] | MACETOWN |  | 53.4233 | -6.4767
MV/LV Substation TO***313 |  | 20 kV | _ | LV | 50 kVA :Pole Substation | 0.05 | --> | 0.05 | 0.039 | 5.8 |  | --> | 0.0475 | 0 | 0 | 0.051643 | 0 |  | --> | E21 ex ABBEYFEALE | Abbeyfeale [T421] | TRIEN |  | 52.3651 | -9.1516
MV/LV Substation TO***315X |  | 10 kV | _ | LV | 1000 kVA :Building Structure | 1 | --> | 1 | 0.5 | 11 |  | --> | 0.95 | 0 | 0 | 0.5 | 0 |  | --> | C25 ex MISERY HILL | Misery Hill [T101,T102] | POOLBEG |  | 53.3464 | -6.2531
MV/LV Substation TO***321 |  | 20 kV | _ | LV | 25 kVA :Pole Substation | 0.025 | --> | 0.025 | 0 | 0 | Constrained,otherwise capacity available =25kVA. | --> | 0.02375 | 0 | 0 | 0.025 | 0 |  | --> | C21 ex CASTLEISLAND | Castleisland [T41,T42] | TRALEE |  | 52.2207 | -9.4579
MV/LV Substation TO***321Z |  | 20 kV | _ | LV | 50 kVA :Pole Substation | 0.05 | --> | 0.05 | 0 | 0 | Constrained,otherwise capacity available =50kVA. | --> | 0.0475 | 0 | 0 | 0 | 0 | Constrained,otherwise capacity available =50kW. | --> | C25 ex KILCLOHER | Kilcloher [T41,T42] | DUNGARVAN |  | 52.2124 | -7.7113
MV/LV Substation TO***326X |  | 20 kV | _ | LV | 630 kVA :Building Structure | 0.63 | --> | 0.63 | 0.5 | 1.8 |  | --> | 0.5985 | 0 | 0.011115 | 0.5 | 0 |  | --> | E18 ex BIRDHILL | Birdhill [T421,T422] | ARDNACRUSHA |  | 52.7124 | -8.5019
MV/LV Substation TO***332X |  | 10 kV | _ | LV | 50 kVA :Pole Substation | 0.05 | --> | 0.05 | 0.048 | 7.9 |  | --> | 0.0475 | 0 | 0 | 0.050303 | 0 |  | --> | C13 ex DUNMANWAY | Dunmanway [T422,T43] | DUNMANWAY |  | 51.7804 | -9.2092
MV/LV Substation TO***332Y |  | 10 kV | _ | LV | 400 kVA :Kiosk Substation | 0.4 | --> | 0.4 | 0.265 | 2.4 |  | --> | 0.38 | 0 | 0.008892 | 0.42 | 0 |  | --> | C20 ex GRAIGUE | Graigue [T41,T42] | CARLOW |  | 52.8357 | -6.9473
MV/LV Substation TO***333 |  | 20 kV | _ | LV | 50 kVA :Pole Substation | 0.05 | --> | 0.05 | 0.048 | 1.5 |  | --> | 0.0475 | 0 | 0 | 0.050303 | 0 |  | --> | E17 ex ACHILL | Achill [T422] | CARROWBEG |  | 54.0067 | -9.9599
MV/LV Substation TO***337Z |  | 10 kV | _ | LV | 200 kVA :Kiosk Substation | 0.2 | --> | 0.2 | 0 | 0 | Constrained,otherwise capacity available =180kVA. | --> | 0.19 | 0 | 0 | 0.20301 | 0 |  | --> | C31 ex CLONSHAUGH | Clonshaugh [T41,T42] | FINGLAS |  | 53.4028 | -6.2213
MV/LV Substation TO***348Y |  | 10 kV | _ | LV | 630 kVA :Kiosk Substation | 0.63 | --> | 0.63 | 0 | 0 | Constrained,otherwise capacity available =500kVA. | --> | 0.5985 | 0 | 0 | 0.5 | 0 |  | --> | C13 ex ROSCOMMON | Roscommon [T41,T42] | LANESBORO |  | 53.6309 | -8.1886
MV/LV Substation TO***352Z |  | 10 kV | _ | LV | 200 kVA :Kiosk Substation | 0.2 | --> | 0.2 | 0 | 0 | Constrained,otherwise capacity available =190kVA. | --> | 0.19 | 0 | 0 | 0.20151 | 0 |  | --> | C22 ex CELBRIDGE | Celbridge [T41,T42] | GRIFFINRATH |  | 53.3499 | -6.6013
MV/LV Substation TO***354X |  | 20 kV | _ | LV | 50 kVA :Pole Substation | 0.05 | --> | 0.05 | 0 | 0 | Constrained,otherwise capacity available =50kVA. | --> | 0.0475 | 0 | 0 | 0.05 | 0 |  | --> | C26 ex KILBARRY | Kilbarry [T101,T43] | KILBARRY |  | 51.9315 | -8.5172
MV/LV Substation TO***356 |  | 10 kV | _ | LV | 100 kVA :Pole Substation | 0.1 | --> | 0.1 | 0.098 | 1.6 |  | --> | 0.095 | 0 | 0 | 0 | 0 | Constrained,otherwise capacity available =100.3kW. | --> | C18 ex FOYNES | Foynes [T41,T42] | RATHKEALE |  | 52.6046 | -9.0142
MV/LV Substation TO***364Y |  | 10 kV | _ | LV | 400 kVA :Kiosk Substation | 0.4 | --> | 0.4 | 0.31536 | 0.3 | Constrained,otherwise capacity available =365kVA. | --> | 0.38 | 0 | 0 | 0.40528 | 0 |  | --> | C18 ex BALLYMOTE | Ballymote [T41] | SLIGO |  | 54.0884 | -8.5247
MV/LV Substation TO***366 |  | 10 kV | _ | LV | 400 kVA :Kiosk Substation | 0.4 | --> | 0.4 | 0.252 | 13.4 |  | --> | 0.38 | 0 | 0.025194 | 0.42187 | 0 |  | --> | C19 ex POTTERY ROAD | Pottery Road [T101,T102] | CARRICKMINES |  | 53.273 | -6.155
MV/LV Substation TO***368 |  | 10 kV | _ | LV | 50 kVA :Pole Substation | 0.05 | --> | 0.05 | 0.047 | 1.5 |  | --> | 0.0475 | 0 | 0 | 0.050453 | 0 |  | --> | C22 ex BALLYARD | Ballyard [T41,T42] | TRALEE |  | 52.2448 | -9.7498
MV/LV Substation TO***368Y |  | 10 kV | _ | LV | 400 kVA :Kiosk Substation | 0.4 | --> | 0.4 | 0.135 | 2.4 |  | --> | 0.38 | 0 | 0.003705 | 0.43832 | 0 |  | --> | C14 ex GRAIGUE | Graigue [T41,T42] | CARLOW |  | 52.8379 | -6.9335
MV/LV Substation TO***369Z |  | 10 kV | _ | LV | 630 kVA :Building Structure | 0.63 | --> | 0.63 | 0 | 0 | Constrained,otherwise capacity available =500kVA. | --> | 0.5985 | 0 | 0 | 0.5 | 0 |  | --> | C11 ex COOLMINE | Coolmine [T41,T42] | FINGLAS |  | 53.3652 | -6.3888
MV/LV Substation TO***370 |  | 10 kV | _ | LV | 630 kVA :Kiosk Substation | 0.63 | --> | 0.63 | 0 | 0 | Constrained,otherwise capacity available =500kVA. | --> | 0.5985 | 0 | 0 | 0.5 | 0 |  | --> | C17 ex CRANMORE | Cranmore [T41,T42] | SLIGO |  | 54.2715 | -8.4745
MV/LV Substation TO***372 |  | 10 kV | _ | LV | 630 kVA :Building Structure | 0.63 | --> | 0.63 | 0 | 0 | Constrained,otherwise capacity available =488kVA. | --> | 0.5985 | 0 | 0.045942 | 0.5 | 0 |  | --> | C17 ex NAAS | Naas [T41,T42] | KILTEEL |  | 53.2088 | -6.737
MV/LV Substation TO***372Y |  | 10 kV | _ | LV | 400 kVA :Kiosk Substation | 0.4 | --> | 0.4 | 0 | 0 | Constrained,otherwise capacity available =329kVA. | --> | 0.38 | 0 | 0.002223 | 0 | 0 | Constrained,otherwise capacity available =410.6kW. | --> | C20 ex COLLIGAN | Colligan [T41,T42] | DUNGARVAN |  | 52.0874 | -7.6312
MV/LV Substation TO***373X |  | 10 kV | _ | LV | 630 kVA :Building Structure | 0.63 | --> | 0.63 | 0 | 0 | Constrained,otherwise capacity available =500kVA. | --> | 0.5985 | 0 | 0 | 0.5 | 0 |  | --> | C21 ex POPPINTREE | Poppintree [T101,T102] | FINGLAS |  | 53.4029 | -6.2847
MV/LV Substation TO***377Y |  | 10 kV | _ | LV | 50 kVA :Pole Substation | 0.05 | --> | 0.05 | 0 | 0 | Constrained,otherwise capacity available =27kVA. | --> | 0.0475 | 0 | 0 | 0.053377 | 0 |  | --> | C17 ex KILLACLOYNE | Killacloyne [T41,T42] | MIDLETON |  | 51.9116 | -8.2771
MV/LV Substation TO***380Z |  | 20 kV | _ | LV | 100 kVA :Pole Substation | 0.1 | --> | 0.1 | 0 | 0 | Constrained,otherwise capacity available =100kVA. | --> | 0.095 | 0 | 0 | 0.1 | 0 |  | --> | E12 ex WHITECHURCH | Whitechurch [T421,T422] | KILBARRY |  | 51.9836 | -8.5108
MV/LV Substation TO***381X |  | 10 kV | _ | LV | 1000 kVA :Building Structure | 1 | --> | 1 | 0.5 | 11 |  | --> | 0.95 | 0 | 0 | 0.5 | 0 |  | --> | C17 ex MISERY HILL | Misery Hill [T101,T102] | POOLBEG |  | 53.3464 | -6.253
MV/LV Substation TO***381Y |  | 10 kV | _ | LV | 50 kVA :Pole Substation | 0.05 | --> | 0.05 | 0.039 | 8.2 |  | --> | 0.0475 | 0 | 0 | 0.051643 | 0 |  | --> | C13 ex MOUNT MISERY | Mount Misery [T41,T42] | WATERFORD |  | 52.2678 | -7.1123
MV/LV Substation TO***384X |  | 20 kV | _ | LV | 50 kVA :Pole Substation | 0.05 | --> | 0.05 | 0.038 | 4.4 |  | --> | 0.0475 | 0 | 0 | 0.05179 | 0 |  | --> | E17 ex CRANE | Crane [T122] | CRANE |  | 52.5556 | -6.4268
MV/LV Substation TO***387X |  | 10 kV | _ | LV | 630 kVA :Kiosk Substation | 0.63 | --> | 0.63 | 0 | 0 | Constrained,otherwise capacity available =500kVA. | --> | 0.5985 | 0 | 0.026676 | 0.5 | 0 |  | --> | C20 ex BALLYBEGGAN | Ballybeggan [T43,T44] | TRALEE |  | 52.2681 | -9.6988
MV/LV Substation TO***389 |  | 10 kV | _ | LV | 400 kVA :Kiosk Substation | 0.4 | --> | 0.4 | 0.256 | 3 |  | --> | 0.38 | 0 | 0.018525 | 0.4213 | 0 |  | --> | C20 ex GREENHILLS | Greenhills [T42] | INCHICORE 220KV |  | 53.3085 | -6.3437
MV/LV Substation TO***390Z |  | 10 kV | _ | LV | 200 kVA :Kiosk Substation | 0.2 | --> | 0.2 | 0 | 0 | Constrained,otherwise capacity available =185kVA. | --> | 0.19 | 0 | 0 | 0.20226 | 0 |  | --> | C18 ex SUTTON | Sutton [T41,T42] | GRANGE (DR) |  | 53.3915 | -6.1195
MV/LV Substation TO***395Y |  | 10 kV | _ | LV | 200 kVA :Kiosk Substation | 0.2 | --> | 0.2 | 0 | 0 | Constrained,otherwise capacity available =200kVA. | --> | 0.19 | 0 | 0 | 0.2 | 0 |  | --> | C12 ex WATERFORD IND EST | Waterford Ind Est [T41,T42,T44] | BUTLERSTOWN |  | 52.2476 | -7.1512
MV/LV Substation TO***4001 |  | 20 kV | _ | LV | 50 kVA :Pole Substation | 0.05 | --> | 0.05 | 0 | 0 | Constrained,otherwise capacity available =50kVA. | --> | 0.0475 | 0 | 0 | 0.05 | 0 |  | --> | C17 ex CARRICKMACROSS | Carrickmacross [T41,T42] | MEATH HILL |  | 53.9669 | -6.568
MV/LV Substation TO***4010 |  | 20 kV | _ | LV | 400 kVA :Kiosk Substation | 0.4 | --> | 0.4 | 0 | 0 | Constrained,otherwise capacity available =337kVA. | --> | 0.38 | 0 | 0.0741 | 0.40945 | 0 |  | --> | C21 ex MACETOWN | Macetown [T101,T102] | MACETOWN |  | 53.4538 | -6.4817
MV/LV Substation TO***4016 |  | 10 kV | _ | LV | 200 kVA :Pole Substation | 0.2 | --> | 0.2 | 0 | 0 | Constrained,otherwise capacity available =171kVA. | --> | 0.19 | 0 | 0 | 0 | 0 | Constrained,otherwise capacity available =204.4kW. | --> | C12 ex MOUNTRATH | Mountrath [T41,T42] | PORTLAOISE |  | 53.0016 | -7.3912
MV/LV Substation TO***4021 |  | 10 kV | _ | LV | 630 kVA :Kiosk Substation | 0.63 | --> | 0.63 | 0.416 | 5.6 |  | --> | 0.5985 | 0 | 0.025935 | 0.5 | 0 |  | --> | C11 ex KILCOOLE | Kilcoole [T41,T42] | FASSAROE |  | 53.0887 | -6.1155
MV/LV Substation TO***4035 |  | 10 kV | _ | LV | 400 kVA :Building Structure | 0.4 | --> | 0.4 | 0 | 0 | Constrained,otherwise capacity available =375kVA. | --> | 0.38 | 0 | 0 | 0.4 | 0 |  | --> | C20 ex CLONSHAUGH | Clonshaugh [T41,T42] | FINGLAS |  | 53.4123 | -6.2174
MV/LV Substation TO***4036 |  | 20 kV | _ | LV | 100 kVA :Pole Substation | 0.1 | --> | 0.1 | 0.1 | 1.3 |  | --> | 0.095 | 0 | 0 | 0.1 | 0 |  | --> | C24 ex CLIFDEN | Clifden [T41,T42] | SCREEB |  | 53.5535 | -10.0353
MV/LV Substation TO***4038 |  | 10 kV | _ | LV | 50 kVA :Pole Substation | 0.05 | --> | 0.05 | 0.048 | 2.1 |  | --> | 0.0475 | 0 | 0 | 0 | 0 | Constrained,otherwise capacity available =50.3kW. | --> | C11 ex NEWTOWNCUNNINGHAM | Newtowncunningham [T41,T42] | LETTERKENNY |  | 54.9631 | -7.4299
MV/LV Substation TO***4043 |  | 20 kV | _ | LV | 100 kVA :Pole Substation | 0.1 | --> | 0.1 | 0.1 | 2 |  | --> | 0.095 | 0 | 0 | 0 | 0 | Constrained,otherwise capacity available =100kW. | --> | E17 ex BALLYMACARRY | Ballymacarry [T421] | TRILLICK |  | 55.0653 | -7.4308
MV/LV Substation TO***4052 |  | 10 kV | _ | LV | 50 kVA :Pole Substation | 0.05 | --> | 0.05 | 0.03 | 3.3 |  | --> | 0.0475 | 0 | 0 | 0.052949 | 0 |  | --> | E16 ex BALLYBUNION | Ballybunion [T421,T422] | TRIEN |  | 52.4575 | -9.5132
MV/LV Substation TO***405Y |  | 10 kV | _ | LV | 630 kVA :Kiosk Substation | 0.63 | --> | 0.63 | 0.396 | 6 |  | --> | 0.5985 | 0 | 0.047424 | 0.5 | 0 |  | --> | C12 ex TRABEG | Trabeg [T101,T102] | TRABEG |  | 51.8836 | -8.4693
MV/LV Substation TO***406 |  | 20 kV | _ | LV | 200 kVA :Kiosk Substation | 0.2 | --> | 0.2 | 0.173 | 0.6 |  | --> | 0.19 | 0 | 0.003705 | 0.20406 | 0 |  | --> | E11 ex FERNS | Ferns [T421] | CRANE |  | 52.6018 | -6.5478
MV/LV Substation TO***4060 |  | 20 kV | _ | LV | 50 kVA :Pole Substation | 0.05 | --> | 0.05 | 0.049 | 2.5 |  | --> | 0.0475 | 0 | 0 | 0.050152 | 0 |  | --> | E13 ex EDGEWORTHSTOWN | Edgeworthstown [T421,T422] | RICHMOND |  | 53.7454 | -7.535
MV/LV Substation TO***4064 |  | 10 kV | _ | LV | 50 kVA :Pole Substation | 0.05 | --> | 0.05 | 0 | 0 | Constrained,otherwise capacity available =49kVA. | --> | 0.0475 | 0 | 0 | 0.050152 | 0 |  | --> | C17 ex DUNLEER | Dunleer [T41,T42] | DRYBRIDGE |  | 53.8412 | -6.2609
MV/LV Substation TO***4066 |  | 10 kV | _ | LV | 200 kVA :Pole Substation | 0.2 | --> | 0.2 | 0 | 0 | Constrained,otherwise capacity available =200kVA. | --> | 0.19 | 0 | 0 | 0.2 | 0 |  | --> | C17 ex CARRICK ON SHANNON | Carrick On Shannon [T41,T42] | CARRICK ON SHANNON |  | 53.9442 | -8.0861
MV/LV Substation TO***4078 |  | 10 kV | _ | LV | 50 kVA :Pole Substation | 0.05 | --> | 0.05 | 0.034 | 0.1 |  | --> | 0.0475 | 0 | 0 | 0.052373 | 0 |  | --> | C14 ex BALLYMAHON | Ballymahon [T41,T42] | ATHLONE |  | 53.6335 | -7.7622
MV/LV Substation TO***407Z |  | 10 kV | _ | LV | 400 kVA :Kiosk Substation | 0.4 | --> | 0.4 | 0 | 0 | Constrained,otherwise capacity available =306kVA. | --> | 0.38 | 0 | 0 | 0.41403 | 0 |  | --> | C18 ex BALGADDY | Balgaddy [T41,T42] | GRANGE CASTLE |  | 53.3377 | -6.4178
MV/LV Substation TO***4088 |  | 20 kV | _ | LV | 400 kVA :Building Structure | 0.4 | --> | 0.4 | 0 | 0 | Constrained,otherwise capacity available =400kVA. | --> | 0.38 | 0 | 0 | 0.4 | 0 |  | --> | E11 ex CREAGH | Creagh [T421,T422] | ATHLONE |  | 53.375 | -8.1892
MV/LV Substation TO***4089 |  | 10 kV | _ | LV | 50 kVA :Pole Substation | 0.05 | --> | 0.05 | 0.05 | 0.4 |  | --> | 0.0475 | 0 | 0 | 0.05 | 0 |  | --> | E17 ex BALLYCONNELL | Ballyconnell [T421,T422] | GORTAWEE |  | 54.0809 | -7.6345
MV/LV Substation TO***408X |  | 20 kV | _ | LV | 50 kVA :Pole Substation | 0.05 | --> | 0.05 | 0 | 0 | Constrained,otherwise capacity available =50kVA. | --> | 0.0475 | 0 | 0 | 0.05 | 0 |  | --> | C11 ex KILDARE | Kildare [T41,T42] | NEWBRIDGE |  | 53.1617 | -7.0153
MV/LV Substation TO***4090 |  | 10 kV | _ | LV | 50 kVA :Pole Substation | 0.05 | --> | 0.05 | 0.05 | 2.1 |  | --> | 0.0475 | 0 | 0 | 0 | 0 | Constrained,otherwise capacity available =50kW. | --> | C16 ex NEWTOWNCUNNINGHAM | Newtowncunningham [T41,T42] | LETTERKENNY |  | 55.0073 | -7.488
MV/LV Substation TO***409X |  | 10 kV | _ | LV | 400 kVA :Kiosk Substation | 0.4 | --> | 0.4 | 0 | 0 | Constrained,otherwise capacity available =387kVA. | --> | 0.38 | 0 | 0.009633 | 0.40197 | 0 |  | --> | C15 ex SKIBBEREEN | Skibbereen [T41,T42] | DUNMANWAY |  | 51.546 | -9.2668
MV/LV Substation TO***4111 |  | 10 kV | _ | LV | 400 kVA :Building Structure | 0.4 | --> | 0.4 | 0 | 0 | Constrained,otherwise capacity available =341kVA. | --> | 0.38 | 0 | 0 | 0.40886 | 0 |  | --> | C12 ex LIFFEY VALLEY | Liffey Valley [T41,T42] | INCHICORE 220KV |  | 53.3547 | -6.4007
MV/LV Substation TO***4111 |  | 20 kV | _ | LV | 50 kVA :Pole Substation | 0.05 | --> | 0.05 | 0 | 0 | Constrained,otherwise capacity available =44kVA. | --> | 0.0475 | 0 | 0 | 0.050903 | 0 |  | --> | E16 ex PATRICKSWELL | Patrickswell [T421,T422] | LIMERICK |  | 52.5679 | -8.8322
MV/LV Substation TO***411X |  | 20 kV | _ | LV | 50 kVA :Pole Substation | 0.05 | --> | 0.05 | 0 | 0 | Constrained,otherwise capacity available =39kVA. | --> | 0.0475 | 0 | 0 | 0.051643 | 0 |  | --> | E12 ex BALTINGLASS | Baltinglass [T421,T422] | STRATFORD |  | 53.0379 | -6.6721
MV/LV Substation TO***4120 |  | 10 kV | _ | LV | 100 kVA :Pole Substation | 0.1 | --> | 0.1 | 0.094 | 1.5 |  | --> | 0.095 | 0 | 0.002223 | 0.10091 | 0 |  | --> | C19 ex SMEARLA | Smearla [T41,T42] | TRIEN |  | 52.3929 | -9.4156
MV/LV Substation TO***4131 |  | 10 kV | _ | LV | 630 kVA :Kiosk Substation | 0.63 | --> | 0.63 | 0 | 0 | Constrained,otherwise capacity available =500kVA. | --> | 0.5985 | 0 | 0 | 0.5 | 0 |  | --> | C19 ex LOUGHLINSTOWN | Loughlinstown [T41,T42] | CARRICKMINES |  | 53.2419 | -6.1412
MV/LV Substation TO***4148 |  | 10 kV | _ | LV | 200 kVA :Pole Substation | 0.2 | --> | 0.2 | 0 | 0 | Constrained,otherwise capacity available =200kVA. | --> | 0.19 | 0 | 0 | 0.2 | 0 |  | --> | C17 ex BALLYHAUNIS | Ballyhaunis [T41,T42] | DALTON |  | 53.7657 | -8.7738
MV/LV Substation TO***4149 |  | 10 kV | _ | LV | 50 kVA :Pole Substation | 0.05 | --> | 0.05 | 0.05 | 4.5 |  | --> | 0.0475 | 0 | 0 | 0.05 | 0 |  | --> | C11 ex MALLOW | Mallow [T41,T42] | MALLOW |  | 52.1336 | -8.6482
MV/LV Substation TO***4159 |  | 10 kV | _ | LV | 400 kVA :Building Structure | 0.4 | --> | 0.4 | 0.129 | 13.8 |  | --> | 0.38 | 0 | 0 | 0.43915 | 0 |  | --> | C21 ex SINGLAND | Singland [T101,T102] | SINGLAND |  | 52.653 | -8.5938
MV/LV Substation TO***4177 |  | 10 kV | _ | LV | 400 kVA :Kiosk Substation | 0.4 | --> | 0.4 | 0 | 0 | Constrained,otherwise capacity available =400kVA. | --> | 0.38 | 0 | 0 | 0.4 | 0 |  | --> | C12 ex CRANMORE | Cranmore [T41,T42] | SLIGO |  | 54.2599 | -8.4577
MV/LV Substation TO***4200 |  | 10 kV | _ | LV | 630 kVA :Kiosk Substation | 0.63 | --> | 0.63 | 0.38033 | 0.4 | Constrained,otherwise capacity available =500kVA. | --> | 0.5985 | 0 | 0 | 0.5 | 0 |  | --> | C17 ex CARRICKMINES | Carrickmines [T41,T42] | CARRICKMINES |  | 53.2429 | -6.193
MV/LV Substation TO***4212 |  | 20 kV | _ | LV | 50 kVA :Pole Substation | 0.05 | --> | 0.05 | 0 | 0 | Constrained,otherwise capacity available =29kVA. | --> | 0.0475 | 0 | 0.020748 | 0.053092 | 0 |  | --> | E28 ex LOUGHREA | Loughrea [T41,T42] | SOMERSET |  | 53.2526 | -8.5606
MV/LV Substation TO***4214 |  | 20 kV | _ | LV | 400 kVA :Building Structure | 0.4 | --> | 0.4 | 0 | 0 | Constrained,otherwise capacity available =292kVA. | --> | 0.38 | 0 | 0 | 0 | 0 | Constrained,otherwise capacity available =416.1kW. | --> | C15 ex MOUNTRATH | Mountrath [T41,T42] | PORTLAOISE |  | 52.8669 | -7.4816
MV/LV Substation TO***4218 |  | 10 kV | _ | LV | 50 kVA :Pole Substation | 0.05 | --> | 0.05 | 0 | 0 | Constrained,otherwise capacity available =34kVA. | --> | 0.0475 | 0 | 0 | 0.052373 | 0 |  | --> | C12 ex SRAH | Srah [T41,T42] | THORNSBERRY |  | 53.3005 | -7.5292
MV/LV Substation TO***422 |  | 20 kV | _ | LV | 100 kVA :Pole Substation | 0.1 | --> | 0.1 | 0 | 8.5 |  | --> | 0.095 | 0 | 0.010374 | 0 | 0 | Constrained,otherwise capacity available =114.2kW. | --> | E14 ex ARIGNA | Arigna [T121] | ARIGNA |  | 54.0464 | -8.0365
MV/LV Substation TO***4222 |  | 20 kV | _ | LV | 50 kVA :Pole Substation | 0.05 | --> | 0.05 | 0 | 0 | Constrained,otherwise capacity available =50kVA. | --> | 0.0475 | 0 | 0 | 0.05 | 0 |  | --> | C12 ex SCARIFF | Scariff [T42] | ENNIS |  | 52.9215 | -8.5224
MV/LV Substation TO***4230 |  | 20 kV | _ | LV | 630 kVA :Building Structure | 0.63 | --> | 0.63 | 0 | 0 | Constrained,otherwise capacity available =385kVA. | --> | 0.5985 | 0 | 0 | 0 | 0 | Constrained,otherwise capacity available =500kW. | --> | C14 ex FERMOY NORTH | Fermoy North [T41,T42] | BARRYMORE |  | 52.164 | -8.2644
MV/LV Substation TO***4255 |  | 20 kV | _ | LV | 50 kVA :Pole Substation | 0.05 | --> | 0.05 | 0 | 0 | Constrained,otherwise capacity available =50kVA. | --> | 0.0475 | 0 | 0 | 0.05 | 0 |  | --> | C17 ex CARRICKMACROSS | Carrickmacross [T41,T42] | MEATH HILL |  | 53.9673 | -6.5689
MV/LV Substation TO***4269 |  | 10 kV | _ | LV | 400 kVA :Kiosk Substation | 0.4 | --> | 0.4 | 0 | 0 | Constrained,otherwise capacity available =365kVA. | --> | 0.38 | 0 | 0 | 0.40528 | 0 |  | --> | C15 ex ORANMORE | Oranmore [T41,T44] | GALWAY 110KV |  | 53.2572 | -8.9268
MV/LV Substation TO***427X |  | 20 kV | _ | LV | 630 kVA :Building Structure | 0.63 | --> | 0.63 | 0 | 0 | Constrained,otherwise capacity available =500kVA. | --> | 0.5985 | 0 | 0.003705 | 0.5 | 0 |  | --> | C26 ex STEPHENSTOWN | Stephenstown [T101,T102] | FINGLAS |  | 53.555 | -6.2471
MV/LV Substation TO***429 |  | 10 kV | _ | LV | 50 kVA :Pole Substation | 0.05 | --> | 0.05 | 0.037 | 0.1 |  | --> | 0.0475 | 0 | 0.002964 | 0.051937 | 0 |  | --> | C17 ex TUBBERCURRY | Tubbercurry [T41,T42] | TONROE |  | 54.0395 | -8.843
MV/LV Substation TO***4308 |  | 20 kV | _ | LV | 50 kVA :Pole Substation | 0.05 | --> | 0.05 | 0.05 | 18.8 |  | --> | 0.0475 | 0 | 0 | 0.05 | 0 |  | --> | E17 ex HARTNETTS CROSS | Hartnetts Cross [T121,T422] | HARTNETTS CROSS |  | 51.9363 | -9.1155
MV/LV Substation TO***430X |  | 10 kV | _ | LV | 630 kVA :Building Structure | 0.63 | --> | 0.63 | 0 | 0 | Constrained,otherwise capacity available =500kVA. | --> | 0.5985 | 0 | 0 | 0.5 | 0 |  | --> | C19 ex HEADFORD ROAD | Headford Road [T41,T42] | GALWAY 110KV |  | 53.2748 | -9.046
MV/LV Substation TO***4315 |  | 20 kV | _ | LV | 200 kVA :Pole Substation | 0.2 | --> | 0.2 | 0 | 0 | Constrained,otherwise capacity available =183kVA. | --> | 0.19 | 0 | 0.001482 | 0.20256 | 0 |  | --> | C26 ex STEPHENSTOWN | Stephenstown [T101,T102] | FINGLAS |  | 53.5559 | -6.2512
MV/LV Substation TO***4334 |  | 10 kV | _ | LV | 630 kVA :Building Structure | 0.63 | --> | 0.63 | 0.5 | 13.8 |  | --> | 0.5985 | 0 | 0 | 0.5 | 0 |  | --> | C13 ex SINGLAND | Singland [T101,T102] | SINGLAND |  | 52.6537 | -8.5778
MV/LV Substation TO***433Y |  | 10 kV | _ | LV | 200 kVA :Kiosk Substation | 0.2 | --> | 0.2 | 0.184 | 12.2 |  | --> | 0.19 | 0 | 0 | 0.20241 | 0 |  | --> | C17 ex BALLYBEG | Ballybeg [T101,T102] | CARRICKMINES |  | 52.9907 | -6.0952
MV/LV Substation TO***434 |  | 10 kV | _ | LV | 1000 kVA :Building Structure | 1 | --> | 1 | 0.5 | 11.1 |  | --> | 0.95 | 0 | 0 | 0.5 | 0 |  | --> | C19 ex CABRA | Cabra [T101,T102] | FINGLAS |  | 53.3734 | -6.2989
MV/LV Substation TO***4346 |  | 10 kV | _ | LV | 400 kVA :Kiosk Substation | 0.4 | --> | 0.4 | 0 | 0 | Constrained,otherwise capacity available =385kVA. | --> | 0.38 | 0 | 0 | 0.40227 | 0 |  | --> | C22 ex SEMPERIT | Semperit [T41,T42,T43] | GRANGE CASTLE |  | 53.3281 | -6.3591
MV/LV Substation TO***434Z |  | 20 kV | _ | LV | 400 kVA :Building Structure | 0.4 | --> | 0.4 | 0 | 0 | Constrained,otherwise capacity available =387kVA. | --> | 0.38 | 0 | 0 | 0.40197 | 0 |  | --> | E21 ex CURRALEIGH | Curraleigh [T421,T422] | KILBARRY |  | 51.9251 | -8.6055
MV/LV Substation TO***436X |  | 10 kV | _ | LV | 200 kVA :Kiosk Substation | 0.2 | --> | 0.2 | 0 | 0 | Constrained,otherwise capacity available =139kVA. | --> | 0.19 | 0 | 0.008892 | 0.20906 | 0 |  | --> | C20 ex CLONDALKIN | Clondalkin [T41,T42,T44] | INCHICORE 220KV |  | 53.3213 | -6.3951
MV/LV Substation TO***438 |  | 10 kV | _ | LV | 630 kVA :Kiosk Substation | 0.63 | --> | 0.63 | 0.5 | 7 |  | --> | 0.5985 | 0 | 0 | 0.5 | 0 |  | --> | C31 ex NORTH QUAYS | North Quays [T101,T102,T103] | POOLBEG |  | 53.3562 | -6.231
MV/LV Substation TO***439 |  | 10 kV | _ | LV | 200 kVA :Pole Substation | 0.2 | --> | 0.2 | 0 | 0 | Constrained,otherwise capacity available =200kVA. | --> | 0.19 | 0 | 0.008151 | 0.2 | 0 |  | --> | C23 ex CASTLEISLAND | Castleisland [T41,T42] | TRALEE |  | 52.2904 | -9.427
MV/LV Substation TO***4403 |  | 20 kV | _ | LV | 50 kVA :Pole Substation | 0.05 | --> | 0.05 | 0 | 0 | Constrained,otherwise capacity available =39kVA. | --> | 0.0475 | 0 | 0 | 0.051643 | 0 |  | --> | C17 ex KYLEERAGH | Kyleeragh [T41,T42] | NENAGH |  | 53.0152 | -8.1644
MV/LV Substation TO***4406 |  | 10 kV | _ | LV | 1000 kVA :Building Structure | 1 | --> | 1 | 0.5 | 13.8 |  | --> | 0.95 | 0 | 0 | 0.5 | 0 |  | --> | C20 ex SINGLAND | Singland [T101,T102] | SINGLAND |  | 52.6529 | -8.579
MV/LV Substation TO***442 |  | 20 kV | _ | LV | 200 kVA :Pole Substation | 0.2 | --> | 0.2 | 0 | 0 | Constrained,otherwise capacity available =192kVA. | --> | 0.19 | 0 | 0 | 0.20121 | 0 |  | --> | E20 ex CLONMINCH | Clonminch [T41,T422] | THORNSBERRY |  | 53.2909 | -7.2942
MV/LV Substation TO***4426 |  | 10 kV | _ | LV | 50 kVA :Pole Substation | 0.05 | --> | 0.05 | 0.039 | 0.1 |  | --> | 0.0475 | 0 | 0 | 0.051643 | 0 |  | --> | C14 ex BALLYMAHON | Ballymahon [T41,T42] | ATHLONE |  | 53.6118 | -7.6865
MV/LV Substation TO***4434 |  | 10 kV | _ | LV | 50 kVA :Pole Substation | 0.05 | --> | 0.05 | 0 | 0 | Constrained,otherwise capacity available =50kVA. | --> | 0.0475 | 0 | 0 | 0.05 | 0 |  | --> | C11 ex LOUGHTAGALLA | Loughtagalla [T41,T42] | THURLES |  | 52.6349 | -7.7466
MV/LV Substation TO***444X |  | 20 kV | _ | LV | 50 kVA :Pole Substation | 0.05 | --> | 0.05 | 0.044 | 1.5 |  | --> | 0.0475 | 0 | 0.003705 | 0.050903 | 0 |  | --> | E18 ex ACHILL | Achill [T422] | CARROWBEG |  | 53.9534 | -9.8451
MV/LV Substation TO***445 |  | 20 kV | _ | LV | 50 kVA :Pole Substation | 0.05 | --> | 0.05 | 0 | 0 | Constrained,otherwise capacity available =29kVA. | --> | 0.0475 | 0 | 0 | 0.053092 | 0 |  | --> | E15 ex MANORHAMILTON | Manorhamilton [T422] | SLIGO |  | 54.2901 | -7.8727
MV/LV Substation TO***447X |  | 20 kV | _ | LV | 50 kVA :Pole Substation | 0.05 | --> | 0.05 | 0 | 0 | Constrained,otherwise capacity available =44kVA. | --> | 0.0475 | 0 | 0 | 0.050903 | 0 |  | --> | C18 ex TOOMEVARA | Toomevara [T42] | NENAGH |  | 52.8475 | -8.0499
MV/LV Substation TO***451Z |  | 10 kV | _ | LV | 50 kVA :Pole Substation | 0.05 | --> | 0.05 | 0.039 | 4.6 |  | --> | 0.0475 | 0 | 0 | 0.051643 | 0 |  | --> | C14 ex CASTLEVIEW | Castleview [T101,T102] | CASTLEVIEW |  | 51.9009 | -8.3699
MV/LV Substation TO***452Z |  | 20 kV | _ | LV | 100 kVA :Pole Substation | 0.1 | --> | 0.1 | 0 | 0 | Constrained,otherwise capacity available =100kVA. | --> | 0.095 | 0 | 0 | 0.1 | 0 |  | --> | E12 ex BALTINGLASS | Baltinglass [T421,T422] | STRATFORD |  | 52.9938 | -6.6503
MV/LV Substation TO***453 |  | 20 kV | _ | LV | 50 kVA :Pole Substation | 0.05 | --> | 0.05 | 0.048 | 0.9 |  | --> | 0.0475 | 0 | 0 | 0.050303 | 0 |  | --> | E15 ex RATHMORE | Rathmore [T42,T421] | KNOCKEARAGH |  | 52.1462 | -9.1816
MV/LV Substation TO***455 |  | 10 kV | _ | LV | 50 kVA :Pole Substation | 0.05 | --> | 0.05 | 0.023 | 2.7 |  | --> | 0.0475 | 0 | 0.003705 | 0.05394 | 0 |  | --> | C12 ex MONFIN | Monfin [T41,T42] | WEXFORD |  | 52.485 | -6.5873
MV/LV Substation TO***456Y |  | 10 kV | _ | LV | 200 kVA :Kiosk Substation | 0.2 | --> | 0.2 | 0 | 0 | Constrained,otherwise capacity available =175kVA. | --> | 0.19 | 0 | 0.008151 | 0.072493 | 0 | Constrained,otherwise capacity available =203.8kW. | --> | C15 ex TOOMEVARA | Toomevara [T42] | NENAGH |  | 52.9399 | -8.0343
MV/LV Substation TO***457 |  | 10 kV | _ | LV | 100 kVA :Pole Substation | 0.1 | --> | 0.1 | 0.096 | 1.5 |  | --> | 0.095 | 0 | 0 | 0.10061 | 0 |  | --> | C19 ex SMEARLA | Smearla [T41,T42] | TRIEN |  | 52.3948 | -9.4096
MV/LV Substation TO***457 |  | 10 kV | _ | LV | 50 kVA :Pole Substation | 0.05 | --> | 0.05 | 0.035 | 17.8 |  | --> | 0.0475 | 0 | 0 | 0.052228 | 0 |  | --> | E24 ex BANOGE | Banoge [T121,T122] | BANOGE |  | 52.6561 | -6.2562
MV/LV Substation TO***4578 |  | 10 kV | _ | LV | 400 kVA :Kiosk Substation | 0.4 | --> | 0.4 | 0.364 | 11 |  | --> | 0.38 | 0 | 0 | 0.40543 | 0 |  | --> | C20 ex MISERY HILL | Misery Hill [T101,T102] | POOLBEG |  | 53.3458 | -6.2537
MV/LV Substation TO***466Y |  | 10 kV | _ | LV | 400 kVA :Kiosk Substation | 0.4 | --> | 0.4 | 0 | 0 | Constrained,otherwise capacity available =380kVA. | --> | 0.38 | 0 | 0.03705 | 0 | 0 | Constrained,otherwise capacity available =403kW. | --> | C12 ex COLLIGAN | Colligan [T41,T42] | DUNGARVAN |  | 52.0919 | -7.6257
MV/LV Substation TO***468X |  | 10 kV | _ | LV | 100 kVA :Pole Substation | 0.1 | --> | 0.1 | 0.047 | 3.4 |  | --> | 0.095 | 0 | 0.002964 | 0.10774 | 0 |  | --> | C15 ex GLENGOOLE | Glengoole [T41] | THURLES |  | 52.7172 | -7.5818
MV/LV Substation TO***469 |  | 20 kV | _ | LV | 100 kVA :Pole Substation | 0.1 | --> | 0.1 | 0 | 0 | Constrained,otherwise capacity available =99kVA. | --> | 0.095 | 0 | 0 | 0.10015 | 0 |  | --> | E20 ex CLONMINCH | Clonminch [T41,T422] | THORNSBERRY |  | 53.2988 | -7.3092
MV/LV Substation TO***471Y |  | 10 kV | _ | LV | 50 kVA :Pole Substation | 0.05 | --> | 0.05 | 0.039 | 1.9 |  | --> | 0.0475 | 0 | 0 | 0 | 0 | Constrained,otherwise capacity available =51.6kW. | --> | C15 ex MILFORD (MWR) | Milford (mwr) [T41] | CHARLEVILLE |  | 52.3389 | -8.8607
MV/LV Substation TO***4744 |  | 10 kV | _ | LV | 630 kVA :Kiosk Substation | 0.63 | --> | 0.63 | 0.5 | 11.1 |  | --> | 0.5985 | 0 | 0 | 0.5 | 0 |  | --> | C14 ex CABRA | Cabra [T101,T102] | FINGLAS |  | 53.3679 | -6.276
MV/LV Substation TO***475 |  | 10 kV | _ | LV | 100 kVA :Pole Substation | 0.1 | --> | 0.1 | 0.074 | 0.9 |  | --> | 0.095 | 0 | 0 | 0.10387 | 0 |  | --> | C15 ex CLONARD | Clonard [T41,T42] | WEXFORD |  | 52.337 | -6.4836
MV/LV Substation TO***492 |  | 10 kV | _ | LV | 50 kVA :Pole Substation | 0.05 | --> | 0.05 | 0.043 | 1.7 |  | --> | 0.0475 | 0 | 0 | 0.051052 | 0 |  | --> | C23 ex ATHY | Athy [T101,T102] | ATHY |  | 52.9794 | -6.9886
MV/LV Substation TO***496X |  | 10 kV | _ | LV | 400 kVA :Building Structure | 0.4 | --> | 0.4 | 0 | 0 | Constrained,otherwise capacity available =400kVA. | --> | 0.38 | 0 | 0 | 0.4 | 0 |  | --> | C13 ex CARRICK ON SHANNON | Carrick On Shannon [T41,T42] | CARRICK ON SHANNON |  | 53.9441 | -8.0897
MV/LV Substation TO***497Y |  | 20 kV | _ | LV | 200 kVA :Kiosk Substation | 0.2 | --> | 0.2 | 0 | 0 | Constrained,otherwise capacity available =184kVA. | --> | 0.19 | 0 | 0 | 0.20241 | 0 |  | --> | E20 ex EDENDERRY | Edenderry [T421,T422] | BLAKE |  | 53.3582 | -7.2171
MV/LV Substation TO***501X |  | 10 kV | _ | LV | 100 kVA :Pole Substation | 0.1 | --> | 0.1 | 0 | 0 | Constrained,otherwise capacity available =100kVA. | --> | 0.095 | 0 | 0 | 0.1 | 0 |  | --> | C14 ex CARRICK ON SHANNON | Carrick On Shannon [T41,T42] | CARRICK ON SHANNON |  | 53.9492 | -8.0971
MV/LV Substation TO***501Z |  | 20 kV | _ | LV | 50 kVA :Pole Substation | 0.05 | --> | 0.05 | 0 | 0 | Constrained,otherwise capacity available =40kVA. | --> | 0.0475 | 0 | 0 | 0.051496 | 0 |  | --> | E18 ex GLASMORE | Glasmore [T421,T422] | GLASMORE |  | 53.478 | -6.2743
MV/LV Substation TO***503 |  | 20 kV | _ | LV | 50 kVA :Pole Substation | 0.05 | --> | 0.05 | 0 | 0 | Constrained,otherwise capacity available =49kVA. | --> | 0.0475 | 0 | 0 | 0.050152 | 0 |  | --> | C16 ex CAPPAMORE | Cappamore [T41,T42] | ARDNACRUSHA |  | 52.5858 | -8.2545
MV/LV Substation TO***503Z |  | 10 kV | _ | LV | 630 kVA :Kiosk Substation | 0.63 | --> | 0.63 | 0 | 0 | Constrained,otherwise capacity available =354kVA. | --> | 0.5985 | 0 | 0 | 0.5 | 0 |  | --> | C17 ex NAAS | Naas [T41,T42] | KILTEEL |  | 53.2068 | -6.7377
MV/LV Substation TO***506X |  | 10 kV | _ | LV | 630 kVA :Kiosk Substation | 0.63 | --> | 0.63 | 0.5 | 4 |  | --> | 0.5985 | 0 | 0 | 0.5 | 0 |  | --> | C13 ex SHERIFF STREET | Sheriff Street [T41,T42] | FRANCIS STREET |  | 53.3495 | -6.2496
MV/LV Substation TO***509X |  | 20 kV | _ | LV | 100 kVA :Pole Substation | 0.1 | --> | 0.1 | 0 | 0 | Constrained,otherwise capacity available =96kVA. | --> | 0.095 | 0 | 0 | 0.10061 | 0 |  | --> | C16 ex ENNIS NORTH | Ennis North [T41,T42] | ENNIS |  | 52.89 | -9.047
MV/LV Substation TO***511X |  | 10 kV | _ | LV | 200 kVA :Pole Substation | 0.2 | --> | 0.2 | 0 | 0 | Constrained,otherwise capacity available =200kVA. | --> | 0.19 | 0 | 0 | 0.2 | 0 |  | --> | C18 ex MIDLETON | Midleton [T101,T102] | MIDLETON |  | 51.9426 | -8.2058
MV/LV Substation TO***515X |  | 10 kV | _ | LV | 630 kVA :Building Structure | 0.63 | --> | 0.63 | 0 | 0 | Constrained,otherwise capacity available =500kVA. | --> | 0.5985 | 0 | 0 | 0 | 0 | Constrained,otherwise capacity available =500kW. | --> | C15 ex CULLION | Cullion [T41,T42] | LETTERKENNY |  | 54.9421 | -7.653
MV/LV Substation TO***516X |  | 20 kV | _ | LV | 100 kVA :Pole Substation | 0.1 | --> | 0.1 | 0.085 | 2.8 |  | --> | 0.095 | 0 | 0.006669 | 0.10225 | 0 |  | --> | E21 ex CLARA | Clara [T421,T422] | THORNSBERRY |  | 53.3794 | -7.6619
MV/LV Substation TO***518X |  | 20 kV | _ | LV | 50 kVA :Pole Substation | 0.05 | --> | 0.05 | 0.041 | 4.4 |  | --> | 0.0475 | 0 | 0 | 0.051348 | 0 |  | --> | E13 ex CRANE | Crane [T122] | CRANE |  | 52.5017 | -6.5106
MV/LV Substation TO***520X |  | 10 kV | _ | LV | 200 kVA :Pole Substation | 0.2 | --> | 0.2 | 0 | 0 | Constrained,otherwise capacity available =161kVA. | --> | 0.19 | 0 | 0 | 0.20584 | 0 |  | --> | C12 ex CASTLEKNOCK | Castleknock [T41,T42] | FINGLAS |  | 53.3644 | -6.3831
MV/LV Substation TO***521X |  | 10 kV | _ | LV | 200 kVA :Pole Substation | 0.2 | --> | 0.2 | 0 | 0 | Constrained,otherwise capacity available =172kVA. | --> | 0.19 | 0 | 0 | 0.20421 | 0 |  | --> | C11 ex GRAIGUENAMANAGH | Graiguenamanagh [T41,T42] | KILKENNY |  | 52.5379 | -6.9594
MV/LV Substation TO***522Y |  | 20 kV | _ | LV | 50 kVA :Pole Substation | 0.05 | --> | 0.05 | 0.033 | 4.4 |  | --> | 0.0475 | 0 | 0 | 0.052518 | 0 |  | --> | E18 ex CRANE | Crane [T122] | CRANE |  | 52.5291 | -6.5024
MV/LV Substation TO***526 |  | 10 kV | _ | LV | 630 kVA :Kiosk Substation | 0.63 | --> | 0.63 | 0.5 | 1.4 |  | --> | 0.5985 | 0 | 0.008892 | 0.5 | 0 |  | --> | C15 ex RINEANNA | Rineanna [T41,T42] | DRUMLINE |  | 52.7093 | -8.8841
MV/LV Substation TO***529 |  | 10 kV | _ | LV | 50 kVA :Pole Substation | 0.05 | --> | 0.05 | 0 | 0 |  | --> | 0.0475 | 0 | 0.022971 | 0.06051 | 0 |  | --> | C11 ex SCARIFF | Scariff [T42] | ENNIS |  | 52.8966 | -8.5402
MV/LV Substation TO***530 |  | 10 kV | _ | LV | 100 kVA :Pole Substation | 0.1 | --> | 0.1 | 0 | 0 | Constrained,otherwise capacity available =87kVA. | --> | 0.095 | 0 | 0.004446 | 0.10195 | 0 |  | --> | C30 ex CLAREGALWAY | Claregalway [T42,T421] | GALWAY 110KV |  | 53.3859 | -9.0675
MV/LV Substation TO***541X |  | 10 kV | _ | LV | 50 kVA :Pole Substation | 0.05 | --> | 0.05 | 0.019092 | 0 | Constrained,otherwise capacity available =44kVA. | --> | 0.0475 | 0 | 0 | 0 | 0 | Constrained,otherwise capacity available =50.9kW. | --> | C17 ex BALLYBAY | Ballybay [T41,T42] | LISDRUM |  | 54.0792 | -6.8458
MV/LV Substation TO***552X |  | 20 kV | _ | LV | 50 kVA :Pole Substation | 0.05 | --> | 0.05 | 0.041 | 2.8 |  | --> | 0.0475 | 0 | 0 | 0.051348 | 0 |  | --> | E21 ex CLARA | Clara [T421,T422] | THORNSBERRY |  | 53.3849 | -7.6818
MV/LV Substation TO***552Y |  | 20 kV | _ | LV | 50 kVA :Pole Substation | 0.05 | --> | 0.05 | 0 | 0 | Constrained,otherwise capacity available =48kVA. | --> | 0.0475 | 0 | 0 | 0.050303 | 0 |  | --> | E11 ex CREAGH | Creagh [T421,T422] | ATHLONE |  | 53.3674 | -8.1883
MV/LV Substation TO***558 |  | 10 kV | _ | LV | 50 kVA :Pole Substation | 0.05 | --> | 0.05 | 0.034 | 0.5 |  | --> | 0.0475 | 0 | 0.00741 | 0 | 0 | Constrained,otherwise capacity available =52.4kW. | --> | C15 ex KILMARTIN | Kilmartin [T41] | ARKLOW |  | 53.042 | -6.1285
MV/LV Substation TO***558Z |  | 10 kV | _ | LV | 400 kVA :Kiosk Substation | 0.4 | --> | 0.4 | 0 | 0 | Constrained,otherwise capacity available =400kVA. | --> | 0.38 | 0 | 0 | 0.4 | 0 |  | --> | C12 ex LEIXLIP | Leixlip [T41,T42] | GRIFFINRATH |  | 53.3647 | -6.486
MV/LV Substation TO***559Z |  | 10 kV | _ | LV | 200 kVA :Kiosk Substation | 0.2 | --> | 0.2 | 0 | 0 | Constrained,otherwise capacity available =180kVA. | --> | 0.19 | 0 | 0 | 0.20301 | 0 |  | --> | C12 ex SWORDS | Swords [T41,T42] | GLASMORE |  | 53.4639 | -6.2195
MV/LV Substation TO***560 |  | 20 kV | _ | LV | 50 kVA :Pole Substation | 0.05 | --> | 0.05 | 0.032 | 0.2 |  | --> | 0.0475 | 0 | 0.003705 | 0 | 0 | Constrained,otherwise capacity available =52.7kW. | --> | C12 ex ROSSGEIR | Rossgeir [T41,T42] | LETTERKENNY |  | 54.8341 | -7.5414
MV/LV Substation TO***569Z |  | 10 kV | _ | LV | 200 kVA :Kiosk Substation | 0.2 | --> | 0.2 | 0 | 0 | Constrained,otherwise capacity available =200kVA. | --> | 0.19 | 0 | 0 | 0.2 | 0 |  | --> | C16 ex RIVERSTOWN | Riverstown [T41,T42] | KILBARRY |  | 51.9398 | -8.3789
MV/LV Substation TO***577Z |  | 10 kV | _ | LV | 400 kVA :Kiosk Substation | 0.4 | --> | 0.4 | 0 | 0 | Constrained,otherwise capacity available =392kVA. | --> | 0.38 | 0 | 0 | 0.40121 | 0 |  | --> | C20 ex TOGHER | Togher [T41,T42] | TRABEG |  | 51.8846 | -8.4765
MV/LV Substation TO***581 |  | 20 kV | _ | LV | 100 kVA :Pole Substation | 0.1 | --> | 0.1 | 0.093 | 8.1 |  | --> | 0.095 | 0 | 0 | 0 | 0 | Constrained,otherwise capacity available =101.1kW. | --> | E11 ex WESTPORT | Westport [T421,T422] | CASTLEBAR |  | 53.7635 | -9.7939
MV/LV Substation TO***595Y |  | 20 kV | _ | LV | 50 kVA :Pole Substation | 0.05 | --> | 0.05 | 0 | 0 | Constrained,otherwise capacity available =50kVA. | --> | 0.0475 | 0 | 0 | 0.05 | 0 |  | --> | E14 ex COLLOONEY | Collooney [T421,T422] | SLIGO |  | 54.1733 | -8.4872
MV/LV Substation TO***595Z |  | 10 kV | _ | LV | 400 kVA :Kiosk Substation | 0.4 | --> | 0.4 | 0 | 0 | Constrained,otherwise capacity available =390kVA. | --> | 0.38 | 0 | 0.008151 | 0.40151 | 0 |  | --> | C13 ex TOGHER | Togher [T41,T42] | TRABEG |  | 51.8768 | -8.4956
MV/LV Substation TO***596Z |  | 10 kV | _ | LV | 200 kVA :Kiosk Substation | 0.2 | --> | 0.2 | 0.2 | 13.2 |  | --> | 0.19 | 0 | 0 | 0.2 | 0 |  | --> | C28 ex ARTANE | Artane [T101,T102] | FINGLAS |  | 53.3932 | -6.1958
MV/LV Substation TO***598X |  | 10 kV | _ | LV | 50 kVA :Pole Substation | 0.05 | --> | 0.05 | 0 | 0 | Constrained,otherwise capacity available =33kVA. | --> | 0.0475 | 0 | 0.015561 | 0.052518 | 0 |  | --> | C17 ex CARRIGSHANE | Carrigshane [T41] | MIDLETON |  | 51.9062 | -8.1563
MV/LV Substation TO***602 |  | 10 kV | _ | LV | 50 kVA :Pole Substation | 0.05 | --> | 0.05 | 0 | 0 | Constrained,otherwise capacity available =24kVA. | --> | 0.0475 | 0 | 0.002964 | 0.0538 | 0 |  | --> | C12 ex CRANMORE | Cranmore [T41,T42] | SLIGO |  | 54.2589 | -8.4531
MV/LV Substation TO***605Y |  | 20 kV | _ | LV | 200 kVA :Pole Substation | 0.2 | --> | 0.2 | 0 | 0 | Constrained,otherwise capacity available =196kVA. | --> | 0.19 | 0 | 0 | 0 | 0 | Constrained,otherwise capacity available =200.6kW. | --> | E12 ex CASTLELYONS | Castlelyons [T421,T422] | BARRYMORE |  | 52.0275 | -8.329
MV/LV Substation TO***610 |  | 10 kV | _ | LV | 50 kVA :Pole Substation | 0.05 | --> | 0.05 | 0 | 0 | Constrained,otherwise capacity available =44kVA. | --> | 0.0475 | 0 | 0.00741 | 0.050903 | 0 |  | --> | C17 ex GRAIGUENAMANAGH | Graiguenamanagh [T41,T42] | KILKENNY |  | 52.6205 | -6.8395
MV/LV Substation TO***619X |  | 10 kV | _ | LV | 200 kVA :Kiosk Substation | 0.2 | --> | 0.2 | 0 | 0 | Constrained,otherwise capacity available =155kVA. | --> | 0.19 | 0 | 0.00741 | 0.20672 | 0 |  | --> | C15 ex CAHIRCALLA | Cahircalla [T41,T42] | ENNIS |  | 52.8335 | -8.9802
MV/LV Substation TO***620 |  | 10 kV | _ | LV | 50 kVA :Pole Substation | 0.05 | --> | 0.05 | 0.03 | 0.3 |  | --> | 0.0475 | 0 | 0.003705 | 0.052949 | 0 |  | --> | C17 ex BANAGHER | Banagher [T41,T42] | DALLOW |  | 53.199 | -8.1372
MV/LV Substation TO***620Y |  | 10 kV | _ | LV | 50 kVA :Pole Substation | 0.05 | --> | 0.05 | 0.036 | 0.9 |  | --> | 0.0475 | 0 | 0 | 0.052083 | 0 |  | --> | C11 ex COES ROAD | Coes Road [T41,T42] | DUNDALK |  | 54 | -6.3816
MV/LV Substation TO***626 |  | 10 kV | _ | LV | 630 kVA :Building Structure | 0.63 | --> | 0.63 | 0 | 0 | Constrained,otherwise capacity available =351kVA. | --> | 0.5985 | 0 | 0.003705 | 0.5 | 0 |  | --> | C14 ex HEADFORD ROAD | Headford Road [T41,T42] | GALWAY 110KV |  | 53.2761 | -9.0538
MV/LV Substation TO***632 |  | 10 kV | _ | LV | 400 kVA :Building Structure | 0.4 | --> | 0.4 | 0 | 0 | Constrained,otherwise capacity available =400kVA. | --> | 0.38 | 0 | 0 | 0.4 | 0 |  | --> | C18 ex KILCOLGAN | Kilcolgan [T42,T421] | GALWAY 110KV |  | 53.2495 | -8.8896
MV/LV Substation TO***635X |  | 20 kV | _ | LV | 100 kVA :Pole Substation | 0.1 | --> | 0.1 | 0 | 0 | Constrained,otherwise capacity available =84kVA. | --> | 0.095 | 0 | 0 | 0.1024 | 0 |  | --> | C17 ex DRYBRIDGE | Drybridge [T41,T42] | DRYBRIDGE |  | 53.7362 | -6.4515
MV/LV Substation TO***638Z |  | 20 kV | _ | LV | 400 kVA :Kiosk Substation | 0.4 | --> | 0.4 | 0 | 0 | Constrained,otherwise capacity available =382kVA. | --> | 0.38 | 0 | 0.02223 | 0 | 0 | Constrained,otherwise capacity available =402.7kW. | --> | E17 ex BLESSINGTON | Blessington [T421,T422] | KILTEEL |  | 53.1842 | -6.5257
MV/LV Substation TO***641Y |  | 10 kV | _ | LV | 50 kVA :Pole Substation | 0.05 | --> | 0.05 | 0.047 | 2.7 |  | --> | 0.0475 | 0 | 0 | 0.050453 | 0 |  | --> | C12 ex MONFIN | Monfin [T41,T42] | WEXFORD |  | 52.4879 | -6.5832
MV/LV Substation TO***644Z |  | 20 kV | _ | LV | 630 kVA :Building Structure | 0.63 | --> | 0.63 | 0 | 0 | Constrained,otherwise capacity available =500kVA. | --> | 0.5985 | 0 | 0 | 0.5 | 0 |  | --> | E20 ex ADAMSTOWN | Adamstown [T121,T122] | INCHICORE 220KV |  | 53.3499 | -6.4733
MV/LV Substation TO***657 |  | 20 kV | _ | LV | 200 kVA :Pole Substation | 0.2 | --> | 0.2 | 0 | 0 | Constrained,otherwise capacity available =158kVA. | --> | 0.19 | 0 | 0.008151 | 0.20628 | 0 |  | --> | E15 ex GLENAMADDY | Glenamaddy [T422] | ATHLONE |  | 53.607 | -8.5589
MV/LV Substation TO***659X |  | 10 kV | _ | LV | 200 kVA :Kiosk Substation | 0.2 | --> | 0.2 | 0 | 0 | Constrained,otherwise capacity available =188kVA. | --> | 0.19 | 0 | 0 | 0.20181 | 0 |  | --> | C15 ex STICKILLEN | Stickillen [T41,T42] | DRYBRIDGE |  | 53.8491 | -6.5411
MV/LV Substation TO***675 |  | 20 kV | _ | LV | 100 kVA :Pole Substation | 0.1 | --> | 0.1 | 0 | 0 | Constrained,otherwise capacity available =79kVA. | --> | 0.095 | 0 | 0.005928 | 0.10314 | 0 |  | --> | C17 ex DRYBRIDGE | Drybridge [T41,T42] | DRYBRIDGE |  | 53.7289 | -6.4459
MV/LV Substation TO***680 |  | 20 kV | _ | LV | 50 kVA :Pole Substation | 0.05 | --> | 0.05 | 0 | 0 | Constrained,otherwise capacity available =41kVA. | --> | 0.0475 | 0 | 0 | 0.051348 | 0 |  | --> | E19 ex CAVAN | Cavan [T42,T421] | SHANKILL |  | 53.981 | -7.4034
MV/LV Substation TO***681 |  | 10 kV | _ | LV | 100 kVA :Pole Substation | 0.1 | --> | 0.1 | 0.092 | 2.1 |  | --> | 0.095 | 0 | 0 | 0 | 0 | Constrained,otherwise capacity available =101.2kW. | --> | C11 ex NEWTOWNCUNNINGHAM | Newtowncunningham [T41,T42] | LETTERKENNY |  | 54.9894 | -7.4222
MV/LV Substation TO***683X |  | 10 kV | _ | LV | 50 kVA :Pole Substation | 0.05 | --> | 0.05 | 0.049 | 4 |  | --> | 0.0475 | 0 | 0 | 0.050152 | 0 |  | --> | C18 ex BALLYJAMESDUFF | Ballyjamesduff [T41,T42] | SHANKILL |  | 53.958 | -7.0622
MV/LV Substation TO***687 |  | 10 kV | _ | LV | 50 kVA :Pole Substation | 0.05 | --> | 0.05 | 0 | 0 | Constrained,otherwise capacity available =41kVA. | --> | 0.0475 | 0 | 0 | 0 | 0 | Constrained,otherwise capacity available =51.3kW. | --> | C19 ex LISMORE | Lismore [T41,T42] | DUNGARVAN |  | 52.1343 | -7.9431
MV/LV Substation TO***688 |  | 10 kV | _ | LV | 50 kVA :Pole Substation | 0.05 | --> | 0.05 | 0.033 | 2.7 |  | --> | 0.0475 | 0 | 0 | 0.052518 | 0 |  | --> | C12 ex MONFIN | Monfin [T41,T42] | WEXFORD |  | 52.4889 | -6.5948
MV/LV Substation TO***696 |  | 20 kV | _ | LV | 50 kVA :Pole Substation | 0.05 | --> | 0.05 | 0 | 0 | Constrained,otherwise capacity available =46kVA. | --> | 0.0475 | 0 | 0.002964 | 0.050604 | 0 |  | --> | E25 ex PATRICKSWELL | Patrickswell [T421,T422] | LIMERICK |  | 52.6368 | -8.8585
MV/LV Substation TO***698Y |  | 20 kV | _ | LV | 50 kVA :Pole Substation | 0.05 | --> | 0.05 | 0.044 | 3.5 |  | --> | 0.0475 | 0 | 0 | 0.050903 | 0 |  | --> | C18 ex DUNDALK | Dundalk [T41,T42] | DUNDALK |  | 54.0214 | -6.4306
MV/LV Substation TO***699X |  | 10 kV | _ | LV | 200 kVA :Kiosk Substation | 0.2 | --> | 0.2 | 0.18 | 3.3 |  | --> | 0.19 | 0 | 0 | 0.20301 | 0 |  | --> | C12 ex GLEBE | Glebe [T41,T42] | RICHMOND |  | 53.7235 | -7.8051
MV/LV Substation TO***702Y |  | 20 kV | _ | LV | 200 kVA :Kiosk Substation | 0.2 | --> | 0.2 | 0.15 | 3 |  | --> | 0.19 | 0 | 0.005928 | 0 | 0 | Constrained,otherwise capacity available =207.5kW. | --> | E11 ex CHARLEVILLE | Charleville [T421,T422] | CHARLEVILLE |  | 52.4248 | -8.6552
MV/LV Substation TO***707 |  | 20 kV | _ | LV | 50 kVA :Pole Substation | 0.05 | --> | 0.05 | 0.037 | 2.8 |  | --> | 0.0475 | 0 | 0 | 0.051937 | 0 |  | --> | E13 ex BALLYRAGGET | Ballyragget [T421,T422] | BALLYRAGGET |  | 52.7346 | -7.426
MV/LV Substation TO***709 |  | 10 kV | _ | LV | 100 kVA :Pole Substation | 0.1 | --> | 0.1 | 0.098 | 2.1 |  | --> | 0.095 | 0 | 0 | 0 | 0 | Constrained,otherwise capacity available =100.3kW. | --> | C11 ex NEWTOWNCUNNINGHAM | Newtowncunningham [T41,T42] | LETTERKENNY |  | 54.9654 | -7.4299
MV/LV Substation TO***715Y |  | 10 kV | _ | LV | 50 kVA :Pole Substation | 0.05 | --> | 0.05 | 0.045 | 4 |  | --> | 0.0475 | 0 | 0 | 0.050753 | 0 |  | --> | C18 ex BALLYJAMESDUFF | Ballyjamesduff [T41,T42] | SHANKILL |  | 53.9314 | -7.1015
MV/LV Substation TO***717Y |  | 20 kV | _ | LV | 100 kVA :Pole Substation | 0.1 | --> | 0.1 | 0 | 0 | Constrained,otherwise capacity available =80kVA. | --> | 0.095 | 0 | 0 | 0.10299 | 0 |  | --> | C13 ex MORNINGTON ROAD | Mornington Road [T41,T42] | DRYBRIDGE |  | 53.7233 | -6.2563
MV/LV Substation TO***719 |  | 20 kV | _ | LV | 400 kVA :Kiosk Substation | 0.4 | --> | 0.4 | 0 | 0 | Constrained,otherwise capacity available =189kVA. | --> | 0.38 | 0 | 0.020748 | 0.43082 | 0 |  | --> | E17 ex DINGLE | Dingle [T421,T422] | OUGHTRAGH |  | 52.1402 | -10.2701
MV/LV Substation TO***722X |  | 20 kV | _ | LV | 50 kVA :Pole Substation | 0.05 | --> | 0.05 | 0.045 | 6.4 |  | --> | 0.0475 | 0 | 0.004446 | 0.050753 | 0 |  | --> | C22 ex BUSHFIELD | Bushfield [T41,T42] | ATHLONE |  | 53.4914 | -7.8574
MV/LV Substation TO***724Y |  | 10 kV | _ | LV | 200 kVA :Kiosk Substation | 0.2 | --> | 0.2 | 0 | 0 | Constrained,otherwise capacity available =178kVA. | --> | 0.19 | 0 | 0 | 0.20331 | 0 |  | --> | C18 ex CASTLETROY | Castletroy [T41,T42] | ARDNACRUSHA |  | 52.6763 | -8.5559
MV/LV Substation TO***724Y |  | 10 kV | _ | LV | 100 kVA :Pole Substation | 0.1 | --> | 0.1 | 0 | 0 | Constrained,otherwise capacity available =96kVA. | --> | 0.095 | 0 | 0 | 0.072493 | 0 | Constrained,otherwise capacity available =100.6kW. | --> | C16 ex TOOMEVARA | Toomevara [T42] | NENAGH |  | 52.8494 | -8.0414
MV/LV Substation TO***731Z |  | 10 kV | _ | LV | 200 kVA :Kiosk Substation | 0.2 | --> | 0.2 | 0 | 0 | Constrained,otherwise capacity available =187kVA. | --> | 0.19 | 0 | 0 | 0.20196 | 0 |  | --> | C18 ex MALAHIDE | Malahide [T41,T42] | GLASMORE |  | 53.442 | -6.1569
MV/LV Substation TO***732 |  | 10 kV | _ | LV | 100 kVA :Pole Substation | 0.1 | --> | 0.1 | 0 | 0 | Constrained,otherwise capacity available =100kVA. | --> | 0.095 | 0 | 0 | 0.1 | 0 |  | --> | C12 ex COLLINSTOWN | Collinstown [T41,T42] | GRANGE (DR) |  | 53.4186 | -6.2333
MV/LV Substation TO***735X |  | 20 kV | _ | LV | 50 kVA :Pole Substation | 0.05 | --> | 0.05 | 0.04 | 6.4 |  | --> | 0.0475 | 0 | 0 | 0.051496 | 0 |  | --> | C22 ex BUSHFIELD | Bushfield [T41,T42] | ATHLONE |  | 53.4962 | -7.8523
MV/LV Substation TO***736X |  | 20 kV | _ | LV | 400 kVA :Building Structure | 0.4 | --> | 0.4 | 0.4 | 3.5 |  | --> | 0.38 | 0 | 0.008151 | 0 | 0 | Constrained,otherwise capacity available =400kW. | --> | E13 ex DUNFIRTH | Dunfirth [T122] | DUNFIRTH |  | 53.4096 | -6.7398
MV/LV Substation TO***741 |  | 10 kV | _ | LV | 50 kVA :Pole Substation | 0.05 | --> | 0.05 | 0 | 0 | Constrained,otherwise capacity available =48kVA. | --> | 0.0475 | 0 | 0 | 0 | 0 | Constrained,otherwise capacity available =50.3kW. | --> | C19 ex LISMORE | Lismore [T41,T42] | DUNGARVAN |  | 52.1285 | -8.0557
MV/LV Substation TO***747Y |  | 10 kV | _ | LV | 400 kVA :Kiosk Substation | 0.4 | --> | 0.4 | 0.279 | 1 |  | --> | 0.38 | 0 | 0.055575 | 0.41797 | 0 |  | --> | E19 ex LONGFORD | Longford [T421,T422] | RICHMOND |  | 53.725 | -7.808
MV/LV Substation TO***753X |  | 20 kV | _ | LV | 100 kVA :Pole Substation | 0.1 | --> | 0.1 | 0.047 | 2.1 |  | --> | 0.095 | 0 | 0 | 0 | 0 | Constrained,otherwise capacity available =107.7kW. | --> | E17 ex LISDRUM | Lisdrum [T422] | LISDRUM |  | 54.2029 | -7.0267
MV/LV Substation TO***756Y |  | 10 kV | _ | LV | 630 kVA :Building Structure | 0.63 | --> | 0.63 | 0 | 0 | Constrained,otherwise capacity available =418kVA. | --> | 0.5985 | 0 | 0 | 0.5 | 0 |  | --> | C20 ex TERMONFECKIN ROAD | Termonfeckin Road [T41,T42] | DRYBRIDGE |  | 53.7215 | -6.3076
MV/LV Substation TO***763 |  | 10 kV | _ | LV | 50 kVA :Pole Substation | 0.05 | --> | 0.05 | 0.039 | 12.2 |  | --> | 0.0475 | 0 | 0 | 0.051643 | 0 |  | --> | C17 ex BALLYBEG | Ballybeg [T101,T102] | CARRICKMINES |  | 52.9511 | -6.052
MV/LV Substation TO***768 |  | 20 kV | _ | LV | 400 kVA :Kiosk Substation | 0.4 | --> | 0.4 | 0.353 | 1.8 |  | --> | 0.38 | 0 | 0.006669 | 0.40707 | 0 |  | --> | E18 ex BIRDHILL | Birdhill [T421,T422] | ARDNACRUSHA |  | 52.7148 | -8.5002
MV/LV Substation TO***773Y |  | 20 kV | _ | LV | 50 kVA :Pole Substation | 0.05 | --> | 0.05 | 0 | 0 | Constrained,otherwise capacity available =35kVA. | --> | 0.0475 | 0 | 0 | 0.052228 | 0 |  | --> | C11 ex RAHEEN | Raheen [T41,T42] | LIMERICK |  | 52.6365 | -8.6889
MV/LV Substation TO***776 |  | 10 kV | _ | LV | 200 kVA :Pole Substation | 0.2 | --> | 0.2 | 0 | 0 | Constrained,otherwise capacity available =152kVA. | --> | 0.19 | 0 | 0 | 0.20716 | 0 |  | --> | C17 ex SKIBBEREEN | Skibbereen [T41,T42] | DUNMANWAY |  | 51.5289 | -9.1752
MV/LV Substation TO***779 |  | 10 kV | _ | LV | 50 kVA :Pole Substation | 0.05 | --> | 0.05 | 0 | 0 | Constrained,otherwise capacity available =32kVA. | --> | 0.0475 | 0 | 0.003705 | 0.052662 | 0 |  | --> | C14 ex ATHGARVAN | Athgarvan [T41,T44] | NEWBRIDGE |  | 53.1978 | -6.7601
MV/LV Substation TO***780 |  | 20 kV | _ | LV | 200 kVA :Pole Substation | 0.2 | --> | 0.2 | 0 | 0 | Constrained,otherwise capacity available =178kVA. | --> | 0.19 | 0 | 0 | 0.20331 | 0 |  | --> | C21 ex CASTLEISLAND | Castleisland [T41,T42] | TRALEE |  | 52.2237 | -9.4632
MV/LV Substation TO***782 |  | 10 kV | _ | LV | 100 kVA :Pole Substation | 0.1 | --> | 0.1 | 0.063 | 0.5 |  | --> | 0.095 | 0 | 0.017043 | 0 | 0 | Constrained,otherwise capacity available =105.5kW. | --> | C20 ex KILMARTIN | Kilmartin [T41] | ARKLOW |  | 53.0702 | -6.2229
MV/LV Substation TO***788 |  | 20 kV | _ | LV | 50 kVA :Pole Substation | 0.05 | --> | 0.05 | 0 | 0 | Constrained,otherwise capacity available =33kVA. | --> | 0.0475 | 0 | 0 | 0.052518 | 0 |  | --> | C16 ex MOATE | Moate [T41,T42] | ATHLONE |  | 53.516 | -7.6941
MV/LV Substation TO***791 |  | 10 kV | _ | LV | 200 kVA :Pole Substation | 0.2 | --> | 0.2 | 0 | 0 | Constrained,otherwise capacity available =195kVA. | --> | 0.19 | 0 | 0 | 0.072493 | 0 | Constrained,otherwise capacity available =200.8kW. | --> | C16 ex TOOMEVARA | Toomevara [T42] | NENAGH |  | 52.8495 | -8.0447
MV/LV Substation TO***801 |  | 10 kV | _ | LV | 50 kVA :Pole Substation | 0.05 | --> | 0.05 | 0.044 | 1.6 |  | --> | 0.0475 | 0 | 0.003705 | 0 | 0 | Constrained,otherwise capacity available =50.9kW. | --> | C17 ex BALLYSHANNON | Ballyshannon [T41,T42] | CATHALEENS FALL |  | 54.4967 | -8.175
MV/LV Substation TO***803 |  | 20 kV | _ | LV | 200 kVA :Pole Substation | 0.2 | --> | 0.2 | 0 | 0 | Constrained,otherwise capacity available =156kVA. | --> | 0.19 | 0 | 0 | 0 | 0 | Constrained,otherwise capacity available =206.6kW. | --> | E12 ex KILMACTHOMAS | Kilmacthomas [T421,T422] | DUNGARVAN |  | 52.2013 | -7.4074
MV/LV Substation TO***803X |  | 10 kV | _ | LV | 200 kVA :Kiosk Substation | 0.2 | --> | 0.2 | 0 | 0 | Constrained,otherwise capacity available =191kVA. | --> | 0.19 | 0 | 0 | 0.20136 | 0 |  | --> | C17 ex ORANMORE | Oranmore [T41,T44] | GALWAY 110KV |  | 53.2791 | -8.9345
MV/LV Substation TO***807X |  | 10 kV | _ | LV | 50 kVA :Pole Substation | 0.05 | --> | 0.05 | 0 | 0 | Constrained,otherwise capacity available =40kVA. | --> | 0.0475 | 0 | 0 | 0.051496 | 0 |  | --> | C15 ex CASTLECOMER | Castlecomer [T41,T42] | BALLYRAGGET |  | 52.8566 | -7.0703
MV/LV Substation TO***811X |  | 10 kV | _ | LV | 400 kVA :Kiosk Substation | 0.4 | --> | 0.4 | 0.36 | 2.1 |  | --> | 0.38 | 0 | 0 | 0.40603 | 0 |  | --> | C18 ex BUTTEVANT | Buttevant [T41,T42] | MALLOW |  | 52.2323 | -8.6767
MV/LV Substation TO***816X |  | 20 kV | _ | LV | 50 kVA :Pole Substation | 0.05 | --> | 0.05 | 0 | 0 | Constrained,otherwise capacity available =28kVA. | --> | 0.0475 | 0 | 0 | 0 | 0 | Constrained,otherwise capacity available =53.2kW. | --> | E17 ex PORTLAOISE | Portlaoise [T423,T424] | PORTLAOISE |  | 53.0186 | -7.3067
MV/LV Substation TO***823X |  | 10 kV | _ | LV | 1000 kVA :Building Structure | 1 | --> | 1 | 0.5 | 7 |  | --> | 0.95 | 0 | 0 | 0.5 | 0 |  | --> | C31 ex NORTH QUAYS | North Quays [T101,T102,T103] | POOLBEG |  | 53.3574 | -6.2348
MV/LV Substation TO***824X |  | 10 kV | _ | LV | 50 kVA :Pole Substation | 0.05 | --> | 0.05 | 0.05 | 4.4 |  | --> | 0.0475 | 0 | 0 | 0.05 | 0 |  | --> | E14 ex CRANE | Crane [T122] | CRANE |  | 52.5548 | -6.5634
MV/LV Substation TO***828Z |  | 10 kV | _ | LV | 1000 kVA :Building Structure | 1 | --> | 1 | 0 | 0 | Constrained,otherwise capacity available =500kVA. | --> | 0.95 | 0 | 0 | 0.5 | 0 |  | --> | C17 ex NAAS | Naas [T41,T42] | KILTEEL |  | 53.2086 | -6.7377
MV/LV Substation TO***833Y |  | 10 kV | _ | LV | 1000 kVA :Building Structure | 1 | --> | 1 | 0 | 0 | Constrained,otherwise capacity available =500kVA. | --> | 0.95 | 0 | 0 | 0.5 | 0 |  | --> | C14 ex MORNINGTON ROAD | Mornington Road [T41,T42] | DRYBRIDGE |  | 53.7141 | -6.3515
MV/LV Substation TO***834X |  | 10 kV | _ | LV | 50 kVA :Pole Substation | 0.05 | --> | 0.05 | 0 | 0 | Constrained,otherwise capacity available =50kVA. | --> | 0.0475 | 0 | 0 | 0.05 | 0 |  | --> | C17 ex HOLYCROSS ROAD | Holycross Road [T41,T42] | THURLES |  | 52.6763 | -7.8519
MV/LV Substation TO***835 |  | 10 kV | _ | LV | 400 kVA :Kiosk Substation | 0.4 | --> | 0.4 | 0 | 0 | Constrained,otherwise capacity available =278kVA. | --> | 0.38 | 0 | 0 | 0.41811 | 0 |  | --> | C17 ex GREYSTONES | Greystones [T41,T42] | FASSAROE |  | 53.1456 | -6.0637
MV/LV Substation TO***836X |  | 10 kV | _ | LV | 1000 kVA :Building Structure | 1 | --> | 1 | 0.419 | 11 |  | --> | 0.95 | 0 | 0.011115 | 0.5 | 0 |  | --> | C17 ex MISERY HILL | Misery Hill [T101,T102] | POOLBEG |  | 53.3464 | -6.253
MV/LV Substation TO***842 |  | 10 kV | _ | LV | 400 kVA :Building Structure | 0.4 | --> | 0.4 | 0.396 | 2.1 |  | --> | 0.38 | 0 | 0 | 0 | 0 | Constrained,otherwise capacity available =400kW. | --> | C11 ex NEWTOWNCUNNINGHAM | Newtowncunningham [T41,T42] | LETTERKENNY |  | 54.9801 | -7.4167
MV/LV Substation TO***842X |  | 10 kV | _ | LV | 50 kVA :Pole Substation | 0.05 | --> | 0.05 | 0 | 0 | Constrained,otherwise capacity available =49kVA. | --> | 0.0475 | 0 | 0 | 0.050152 | 0 |  | --> | C17 ex SKIBBEREEN | Skibbereen [T41,T42] | DUNMANWAY |  | 51.5318 | -9.1799
MV/LV Substation TO***856 |  | 10 kV | _ | LV | 200 kVA :Pole Substation | 0.2 | --> | 0.2 | 0 | 0 | Constrained,otherwise capacity available =145kVA. | --> | 0.19 | 0 | 0 | 0.072493 | 0 | Constrained,otherwise capacity available =208.2kW. | --> | C16 ex TOOMEVARA | Toomevara [T42] | NENAGH |  | 52.849 | -8.0336
MV/LV Substation TO***860X |  | 20 kV | _ | LV | 50 kVA :Pole Substation | 0.05 | --> | 0.05 | 0 | 0 | Constrained,otherwise capacity available =46kVA. | --> | 0.0475 | 0 | 0 | 0.050604 | 0 |  | --> | C17 ex KYLEERAGH | Kyleeragh [T41,T42] | NENAGH |  | 53.0059 | -8.1862
MV/LV Substation TO***861Y |  | 20 kV | _ | LV | 50 kVA :Pole Substation | 0.05 | --> | 0.05 | 0.04 | 10.9 |  | --> | 0.0475 | 0 | 0 | 0.051496 | 0 |  | --> | C25 ex MULLINGAR | Mullingar [T101,T102] | MULLINGAR |  | 53.583 | -7.5291
MV/LV Substation TO***870X |  | 20 kV | _ | LV | 630 kVA :Kiosk Substation | 0.63 | --> | 0.63 | 0.5 | 0.9 |  | --> | 0.5985 | 0 | 0 | 0.5 | 0 |  | --> | E17 ex RATHMORE | Rathmore [T42,T421] | KNOCKEARAGH |  | 52.0603 | -9.0667
MV/LV Substation TO***871X |  | 20 kV | _ | LV | 100 kVA :Pole Substation | 0.1 | --> | 0.1 | 0 | 0 | Constrained,otherwise capacity available =69kVA. | --> | 0.095 | 0 | 0 | 0.1046 | 0 |  | --> | E11 ex BALLINROBE | Ballinrobe [T421,T422] | DALTON |  | 53.6135 | -9.2168
MV/LV Substation TO***874X |  | 10 kV | _ | LV | 100 kVA :Pole Substation | 0.1 | --> | 0.1 | 0 | 0 | Constrained,otherwise capacity available =43kVA. | --> | 0.095 | 0 | 0 | 0.1083 | 0 |  | --> | C17 ex HOLYCROSS ROAD | Holycross Road [T41,T42] | THURLES |  | 52.6874 | -7.8412
MV/LV Substation TO***879X |  | 10 kV | _ | LV | 400 kVA :Kiosk Substation | 0.4 | --> | 0.4 | 0.321 | 4.5 |  | --> | 0.38 | 0 | 0 | 0.41182 | 0 |  | --> | C11 ex MALLOW | Mallow [T41,T42] | MALLOW |  | 52.1276 | -8.6446
MV/LV Substation TO***879Y |  | 10 kV | _ | LV | 200 kVA :Pole Substation | 0.2 | --> | 0.2 | 0.177 | 1 |  | --> | 0.19 | 0 | 0 | 0.20346 | 0 |  | --> | C25 ex TYCOR | Tycor [T41,T42] | WATERFORD |  | 52.2746 | -7.1592
MV/LV Substation TO***887Y |  | 20 kV | _ | LV | 50 kVA :Pole Substation | 0.05 | --> | 0.05 | 0 | 0 | Constrained,otherwise capacity available =46kVA. | --> | 0.0475 | 0 | 0 | 0.050604 | 0 |  | --> | E15 ex GLENAMADDY | Glenamaddy [T422] | ATHLONE |  | 53.6599 | -8.6953
MV/LV Substation TO***888 |  | 20 kV | _ | LV | 50 kVA :Pole Substation | 0.05 | --> | 0.05 | 0 | 0 | Constrained,otherwise capacity available =30kVA. | --> | 0.0475 | 0 | 0.003705 | 0.052949 | 0 |  | --> | C16 ex ENNIS NORTH | Ennis North [T41,T42] | ENNIS |  | 52.8902 | -9.032
MV/LV Substation TO***892 |  | 10 kV | _ | LV | 400 kVA :Kiosk Substation | 0.4 | --> | 0.4 | 0.329 | 11.1 |  | --> | 0.38 | 0 | 0.009633 | 0.41064 | 0 |  | --> | C14 ex CABRA | Cabra [T101,T102] | FINGLAS |  | 53.3693 | -6.2796
MV/LV Substation TO***894X |  | 20 kV | _ | LV | 50 kVA :Pole Substation | 0.05 | --> | 0.05 | 0.039 | 5.9 |  | --> | 0.0475 | 0 | 0 | 0.051643 | 0 |  | --> | C14 ex CASHEL | Cashel [T41,T42] | CAHIR |  | 52.6151 | -8.0258
MV/LV Substation TO***900Y |  | 20 kV | _ | LV | 400 kVA :Building Structure | 0.4 | --> | 0.4 | 0 | 0 | Constrained,otherwise capacity available =400kVA. | --> | 0.38 | 0 | 0 | 0.4 | 0 |  | --> | E17 ex JULIANSTOWN | Julianstown [T421,T422] | DRYBRIDGE |  | 53.6629 | -6.3294
MV/LV Substation TO***903Y |  | 20 kV | _ | LV | 50 kVA :Pole Substation | 0.05 | --> | 0.05 | 0 | 0 | Constrained,otherwise capacity available =30kVA. | --> | 0.0475 | 0 | 0 | 0.052949 | 0 |  | --> | E19 ex SHILLELAGH | Shillelagh [T421,T422] | CARLOW |  | 52.7208 | -6.4957
MV/LV Substation TO***910 |  | 20 kV | _ | LV | 100 kVA :Pole Substation | 0.1 | --> | 0.1 | 0.086 | 5.8 |  | --> | 0.095 | 0 | 0.003705 | 0.1021 | 0 |  | --> | E21 ex ABBEYFEALE | Abbeyfeale [T421] | TRIEN |  | 52.379 | -9.1354
MV/LV Substation TO***910Z |  | 10 kV | _ | LV | 1000 kVA :Building Structure | 1 | --> | 1 | 0.5 | 13.1 |  | --> | 0.95 | 0 | 0.03705 | 0.5 | 0 |  | --> | C18 ex MONREAD | Monread [T101,T102] | MONREAD |  | 53.2133 | -6.7102
MV/LV Substation TO***912X |  | 20 kV | _ | LV | 100 kVA :Pole Substation | 0.1 | --> | 0.1 | 0 | 0 | Constrained,otherwise capacity available =43kVA. | --> | 0.095 | 0 | 0 | 0.1083 | 0 |  | --> | E21 ex FINEA | Finea [T421,T422] | SHANKILL |  | 53.8645 | -7.3213
MV/LV Substation TO***915X |  | 20 kV | _ | LV | 100 kVA :Pole Substation | 0.1 | --> | 0.1 | 0 | 0 | Constrained,otherwise capacity available =100kVA. | --> | 0.095 | 0 | 0 | 0 | 0 | Constrained,otherwise capacity available =100kW. | --> | E12 ex PORTLAOISE | Portlaoise [T423,T424] | PORTLAOISE |  | 52.9785 | -7.175
MV/LV Substation TO***915X |  | 10 kV | _ | LV | 100 kVA :Pole Substation | 0.1 | --> | 0.1 | 0.085 | 1.4 |  | --> | 0.095 | 0 | 0 | 0.10225 | 0 |  | --> | C26 ex KELLS | Kells [T41,T42] | NAVAN |  | 53.7244 | -6.8636
MV/LV Substation TO***915X |  | 20 kV | _ | LV | 50 kVA :Pole Substation | 0.05 | --> | 0.05 | 0 | 0 | Constrained,otherwise capacity available =45kVA. | --> | 0.0475 | 0 | 0 | 0.050753 | 0 |  | --> | E21 ex FINEA | Finea [T421,T422] | SHANKILL |  | 53.8653 | -7.3229
MV/LV Substation TO***920 |  | 10 kV | _ | LV | 100 kVA :Pole Substation | 0.1 | --> | 0.1 | 0 | 0 | Constrained,otherwise capacity available =55kVA. | --> | 0.095 | 0 | 0 | 0.10661 | 0 |  | --> | E11 ex ASHBOURNE | Ashbourne [T421,T422] | FINGLAS |  | 53.4525 | -6.2882
MV/LV Substation TO***921 |  | 20 kV | _ | LV | 50 kVA :Pole Substation | 0.05 | --> | 0.05 | 0 | 0 | Constrained,otherwise capacity available =34kVA. | --> | 0.0475 | 0 | 0 | 0 | 0 | Constrained,otherwise capacity available =52.4kW. | --> | E20 ex ROSCREA | Roscrea [T41,T42] | IKERRIN |  | 52.9428 | -7.6439
MV/LV Substation TO***921X |  | 20 kV | _ | LV | 100 kVA :Pole Substation | 0.1 | --> | 0.1 | 0 | 0 | Constrained,otherwise capacity available =56kVA. | --> | 0.095 | 0 | 0.00741 | 0.10647 | 0 |  | --> | C17 ex KYLEERAGH | Kyleeragh [T41,T42] | NENAGH |  | 53 | -8.1241
MV/LV Substation TO***929 |  | 20 kV | _ | LV | 50 kVA :Pole Substation | 0.05 | --> | 0.05 | 0.03 | 4.4 |  | --> | 0.0475 | 0 | 0 | 0.052949 | 0 |  | --> | E17 ex CRANE | Crane [T122] | CRANE |  | 52.5473 | -6.4056
MV/LV Substation TO***931 |  | 20 kV | _ | LV | 50 kVA :Pole Substation | 0.05 | --> | 0.05 | 0.048 | 11.9 |  | --> | 0.0475 | 0 | 0 | 0.050303 | 0 |  | --> | C36 ex SALTHILL | Salthill [T101,T102] | SALTHILL |  | 53.2938 | -9.1055
MV/LV Substation TO***933 |  | 20 kV | _ | LV | 50 kVA :Pole Substation | 0.05 | --> | 0.05 | 0.031 | 11.9 |  | --> | 0.0475 | 0 | 0 | 0.052806 | 0 |  | --> | C36 ex SALTHILL | Salthill [T101,T102] | SALTHILL |  | 53.2923 | -9.1129
MV/LV Substation TO***934 |  | 20 kV | _ | LV | 200 kVA :Pole Substation | 0.2 | --> | 0.2 | 0.186 | 11.9 |  | --> | 0.19 | 0 | 0 | 0.20211 | 0 |  | --> | C36 ex SALTHILL | Salthill [T101,T102] | SALTHILL |  | 53.2908 | -9.1118
MV/LV Substation TO***936 |  | 20 kV | _ | LV | 50 kVA :Pole Substation | 0.05 | --> | 0.05 | 0.032 | 11.9 |  | --> | 0.0475 | 0 | 0.011856 | 0.052662 | 0 |  | --> | C36 ex SALTHILL | Salthill [T101,T102] | SALTHILL |  | 53.29 | -9.1124
MV/LV Substation TO***937 |  | 10 kV | _ | LV | 100 kVA :Pole Substation | 0.1 | --> | 0.1 | 0.1 | 1.7 |  | --> | 0.095 | 0 | 0 | 0 | 0 | Constrained,otherwise capacity available =100kW. | --> | E16 ex GWEEDORE | Gweedore [T421] | ARDNAGAPPARY |  | 55.0546 | -8.2583
MV/LV Substation TO***940X |  | 10 kV | _ | LV | 630 kVA :Building Structure | 0.63 | --> | 0.63 | 0.5 | 7 |  | --> | 0.5985 | 0 | 0 | 0.5 | 0 |  | --> | C31 ex NORTH QUAYS | North Quays [T101,T102,T103] | POOLBEG |  | 53.3574 | -6.2348
MV/LV Substation TO***943 |  | 10 kV | _ | LV | 200 kVA :Kiosk Substation | 0.2 | --> | 0.2 | 0 | 0 | Constrained,otherwise capacity available =200kVA. | --> | 0.19 | 0 | 0 | 0.2 | 0 |  | --> | C19 ex GRANGE (DR) | Grange (dr) [T41,T42] | GRANGE (DR) |  | 53.3996 | -6.1519
MV/LV Substation TO***944Y |  | 10 kV | _ | LV | 100 kVA :Pole Substation | 0.1 | --> | 0.1 | 0 | 0 | Constrained,otherwise capacity available =85kVA. | --> | 0.095 | 0 | 0 | 0.10225 | 0 |  | --> | C12 ex SRAH | Srah [T41,T42] | THORNSBERRY |  | 53.2869 | -7.512
MV/LV Substation TO***946X |  | 20 kV | _ | LV | 50 kVA :Pole Substation | 0.05 | --> | 0.05 | 0.05 | 3.5 |  | --> | 0.0475 | 0 | 0 | 0.05 | 0 |  | --> | E15 ex BUSH | Bush [T421,T422] | DUNDALK |  | 54.0259 | -6.1359
MV/LV Substation TO***951X |  | 20 kV | _ | LV | 50 kVA :Pole Substation | 0.05 | --> | 0.05 | 0 | 0 | Constrained,otherwise capacity available =50kVA. | --> | 0.0475 | 0 | 0 | 0.05 | 0 |  | --> | E14 ex BALLINROBE | Ballinrobe [T421,T422] | DALTON |  | 53.6944 | -9.18
MV/LV Substation TO***952X |  | 20 kV | _ | LV | 100 kVA :Pole Substation | 0.1 | --> | 0.1 | 0 | 0 | Constrained,otherwise capacity available =59kVA. | --> | 0.095 | 0 | 0.002964 | 0.10604 | 0 |  | --> | E11 ex CAVAN | Cavan [T42,T421] | SHANKILL |  | 54.049 | -7.3168
MV/LV Substation TO***952X |  | 20 kV | _ | LV | 100 kVA :Pole Substation | 0.1 | --> | 0.1 | 0.095 | 0.4 |  | --> | 0.095 | 0 | 0 | 0.10076 | 0 |  | --> | E18 ex TULLOW | Tullow [T421,T422] | CARLOW |  | 52.8342 | -6.6727
MV/LV Substation TO***952Y |  | 10 kV | _ | LV | 200 kVA :Pole Substation | 0.2 | --> | 0.2 | 0 | 0 | Constrained,otherwise capacity available =195kVA. | --> | 0.19 | 0 | 0 | 0.20076 | 0 |  | --> | C17 ex HOLYCROSS ROAD | Holycross Road [T41,T42] | THURLES |  | 52.7505 | -7.9532
MV/LV Substation TO***956 |  | 20 kV | _ | LV | 50 kVA :Pole Substation | 0.05 | --> | 0.05 | 0 | 0 | Constrained,otherwise capacity available =42kVA. | --> | 0.0475 | 0 | 0 | 0.0512 | 0 |  | --> | E23 ex BALTRASNA | Baltrasna [T121,T122] | BALTRASNA |  | 53.5545 | -6.3977
MV/LV Substation TO***957X |  | 20 kV | _ | LV | 100 kVA :Pole Substation | 0.1 | --> | 0.1 | 0 | 0 | Constrained,otherwise capacity available =85kVA. | --> | 0.095 | 0 | 0 | 0.10225 | 0 |  | --> | E12 ex BALLINROBE | Ballinrobe [T421,T422] | DALTON |  | 53.6149 | -9.2226
MV/LV Substation TO***958Y |  | 20 kV | _ | LV | 100 kVA :Pole Substation | 0.1 | --> | 0.1 | 0 | 0 | Constrained,otherwise capacity available =79kVA. | --> | 0.095 | 0 | 0 | 0.10314 | 0 |  | --> | E15 ex DULEEK | Duleek [T421,T422] | DRYBRIDGE |  | 53.6602 | -6.4274
MV/LV Substation TO***963 |  | 10 kV | _ | LV | 200 kVA :Pole Substation | 0.2 | --> | 0.2 | 0 | 0 | Constrained,otherwise capacity available =132kVA. | --> | 0.19 | 0 | 0.011115 | 0 | 0 | Constrained,otherwise capacity available =210.1kW. | --> | C11 ex GARDEN CITY | Garden City [T41,T42] | ARKLOW |  | 52.7108 | -6.2951
MV/LV Substation TO***963X |  | 10 kV | _ | LV | 100 kVA :Pole Substation | 0.1 | --> | 0.1 | 0.078 | 4.6 |  | --> | 0.095 | 0 | 0.010374 | 0.10329 | 0 |  | --> | C16 ex CASTLEVIEW | Castleview [T101,T102] | CASTLEVIEW |  | 51.9096 | -8.369
MV/LV Substation TO***967 |  | 20 kV | _ | LV | 50 kVA :Pole Substation | 0.05 | --> | 0.05 | 0.043 | 18.8 |  | --> | 0.0475 | 0 | 0 | 0.051052 | 0 |  | --> | E13 ex HARTNETTS CROSS | Hartnetts Cross [T121,T422] | HARTNETTS CROSS |  | 51.8697 | -8.9697
MV/LV Substation TO***968X |  | 10 kV | _ | LV | 200 kVA :Kiosk Substation | 0.2 | --> | 0.2 | 0 | 0 | Constrained,otherwise capacity available =187kVA. | --> | 0.19 | 0 | 0 | 0.20196 | 0 |  | --> | C12 ex SAGGART | Saggart [T41,T42] | GRANGE CASTLE |  | 53.2462 | -6.5392
MV/LV Substation TO***984X |  | 20 kV | _ | LV | 50 kVA :Pole Substation | 0.05 | --> | 0.05 | 0 | 0 | Constrained,otherwise capacity available =44kVA. | --> | 0.0475 | 0 | 0 | 0.050903 | 0 |  | --> | E15 ex BRUFF | Bruff [T42,T421] | LIMERICK |  | 52.5219 | -8.5177
MV/LV Substation TO***987 |  | 20 kV | _ | LV | 50 kVA :Pole Substation | 0.05 | --> | 0.05 | 0 | 0 | Constrained,otherwise capacity available =26kVA. | --> | 0.0475 | 0 | 0 | 0.053518 | 0 |  | --> | C17 ex TUAM NORTH | Tuam North [T41,T42] | CLOON |  | 53.4935 | -8.8114
MV/LV Substation TO***989X |  | 10 kV | _ | LV | 50 kVA :Pole Substation | 0.05 | --> | 0.05 | 0.045 | 7.8 |  | --> | 0.0475 | 0 | 0.004446 | 0.050753 | 0 |  | --> | C12 ex CARROWBEG | Carrowbeg [T41,T42] | CARROWBEG |  | 53.789 | -9.4999
MV/LV Substation TO***995 |  | 20 kV | _ | LV | 200 kVA :Pole Substation | 0.2 | --> | 0.2 | 0 | 0 | Constrained,otherwise capacity available =184kVA. | --> | 0.19 | 0 | 0 | 0.20241 | 0 |  | --> | C21 ex CASTLEISLAND | Castleisland [T41,T42] | TRALEE |  | 52.224 | -9.4592
MV/LV Substation TO***999X |  | 10 kV | _ | LV | 1000 kVA :Building Structure | 1 | --> | 1 | 0 | 0 | Constrained,otherwise capacity available =500kVA. | --> | 0.95 | 0 | 0.02964 | 0.5 | 0 |  | --> | C18 ex HEADFORD ROAD | Headford Road [T41,T42] | GALWAY 110KV |  | 53.2944 | -9.0373
MV/LV Substation TR***006 |  | 10 kV | _ | LV | 400 kVA :Building Structure | 0.4 | --> | 0.4 | 0 | 0 | Constrained,otherwise capacity available =301kVA. | --> | 0.38 | 0 | 0.006669 | 0.41476 | 0 |  | --> | C19 ex MULGANNON | Mulgannon [T41,T42] | WEXFORD |  | 52.3333 | -6.4538
MV/LV Substation TR***012 |  | 20 kV | _ | LV | 200 kVA :Building Structure | 0.2 | --> | 0.2 | 0.154 | 0.4 |  | --> | 0.19 | 0 | 0 | 0.20687 | 0 |  | --> | C14 ex CARRAROE | Carraroe [T42] | SCREEB |  | 53.263 | -9.5653
MV/LV Substation TR***012 |  | 10 kV | _ | LV | 630 kVA :Building Structure | 0.63 | --> | 0.63 | 0 | 0 | Constrained,otherwise capacity available =500kVA. | --> | 0.5985 | 0 | 0 | 0.5 | 0 |  | --> | C15 ex TRIM | Trim [T41,T42] | NAVAN |  | 53.5519 | -6.7944
MV/LV Substation TR***014Z |  | 10 kV | _ | LV | 400 kVA :Kiosk Substation | 0.4 | --> | 0.4 | 0.251 | 13.2 |  | --> | 0.38 | 0 | 0.025935 | 0.42202 | 0 |  | --> | C22 ex ARTANE | Artane [T101,T102] | FINGLAS |  | 53.3928 | -6.2126
MV/LV Substation TR***020Z |  | 10 kV | _ | LV | 400 kVA :Building Structure | 0.4 | --> | 0.4 | 0.31329 | 0.3 | Constrained,otherwise capacity available =400kVA. | --> | 0.38 | 0 | 0 | 0.4 | 0 |  | --> | C20 ex SANTRY | Santry [T41,T42] | FINGLAS |  | 53.3998 | -6.2546
MV/LV Substation TR***021X |  | 10 kV | _ | LV | 400 kVA :Building Structure | 0.4 | --> | 0.4 | 0.253 | 20.8 |  | --> | 0.38 | 0 | 0 | 0.42173 | 0 |  | --> | C26 ex HEUSTON SQUARE | Heuston Square [T101,T102] | INCHICORE 220KV |  | 53.3459 | -6.2802
MV/LV Substation TR***024X |  | 10 kV | _ | LV | 50 kVA :Pole Substation | 0.05 | --> | 0.05 | 0 | 0 | Constrained,otherwise capacity available =49kVA. | --> | 0.0475 | 0 | 0 | 0 | 0 | Constrained,otherwise capacity available =50.2kW. | --> | C15 ex CULLION | Cullion [T41,T42] | LETTERKENNY |  | 54.9447 | -7.6627
MV/LV Substation TR***028 |  | 10 kV | _ | LV | 400 kVA :Kiosk Substation | 0.4 | --> | 0.4 | 0 | 0 | Constrained,otherwise capacity available =319kVA. | --> | 0.38 | 0 | 0.003705 | 0.41212 | 0 |  | --> | C15 ex DEERPARK | Deerpark [T41,T42] | BALLYDINE |  | 52.3479 | -7.4216
MV/LV Substation TR***028 |  | 10 kV | _ | LV | 630 kVA :Building Structure | 0.63 | --> | 0.63 | 0 | 0 | Constrained,otherwise capacity available =500kVA. | --> | 0.5985 | 0 | 0.0741 | 0.5 | 0 |  | --> | C15 ex TRIM | Trim [T41,T42] | NAVAN |  | 53.5645 | -6.7979
MV/LV Substation TR***030 |  | 10 kV | _ | LV | 50 kVA :Pole Substation | 0.05 | --> | 0.05 | 0 | 0 | Constrained,otherwise capacity available =29kVA. | --> | 0.0475 | 0 | 0.004446 | 0.053092 | 0 |  | --> | C17 ex SKIBBEREEN | Skibbereen [T41,T42] | DUNMANWAY |  | 51.5018 | -9.2608
MV/LV Substation TR***034X |  | 10 kV | _ | LV | 400 kVA :Building Structure | 0.4 | --> | 0.4 | 0 | 0 | Constrained,otherwise capacity available =400kVA. | --> | 0.38 | 0 | 0 | 0.4 | 0 |  | --> | C17 ex TRIM | Trim [T41,T42] | NAVAN |  | 53.5546 | -6.7656
MV/LV Substation TR***035 |  | 10 kV | _ | LV | 400 kVA :Kiosk Substation | 0.4 | --> | 0.4 | 0 | 0 | Constrained,otherwise capacity available =120kVA. | --> | 0.38 | 0 | 0.051129 | 0.44038 | 0 |  | --> | C17 ex GREYSTONES | Greystones [T41,T42] | FASSAROE |  | 53.1492 | -6.0657
MV/LV Substation TR***035 |  | 10 kV | _ | LV | 400 kVA :Building Structure | 0.4 | --> | 0.4 | 0.38 | 1.1 |  | --> | 0.38 | 0 | 0 | 0.40302 | 0 |  | --> | C19 ex BIRR | Birr [T41,T422] | DALLOW |  | 53.0919 | -7.8944
MV/LV Substation TR***035X |  | 20 kV | _ | LV | 200 kVA :Pole Substation | 0.2 | --> | 0.2 | 0.168 | 2.3 |  | --> | 0.19 | 0 | 0 | 0.2048 | 0 |  | --> | E14 ex MOY | Moy [T421,T422] | MOY |  | 54.1886 | -9.2292
MV/LV Substation TR***036Y |  | 10 kV | _ | LV | 50 kVA :Pole Substation | 0.05 | --> | 0.05 | 0 | 0 | Constrained,otherwise capacity available =50kVA. | --> | 0.0475 | 0 | 0 | 0.05 | 0 |  | --> | C13 ex COBH | Cobh [T41,T42] | COW CROSS |  | 51.8591 | -8.3052
MV/LV Substation TR***037 |  | 10 kV | _ | LV | 200 kVA :Pole Substation | 0.2 | --> | 0.2 | 0.2 | 0.9 |  | --> | 0.19 | 0 | 0 | 0.2 | 0 |  | --> | C15 ex CLONARD | Clonard [T41,T42] | WEXFORD |  | 52.3313 | -6.4834
MV/LV Substation TR***038X |  | 10 kV | _ | LV | 400 kVA :Building Structure | 0.4 | --> | 0.4 | 0 | 0 | Constrained,otherwise capacity available =400kVA. | --> | 0.38 | 0 | 0 | 0.37742 | 0 | Constrained,otherwise capacity available =400kW. | --> | C18 ex CASTLEISLAND | Castleisland [T41,T42] | TRALEE |  | 52.2319 | -9.4738
MV/LV Substation TR***039X |  | 10 kV | _ | LV | 630 kVA :Kiosk Substation | 0.63 | --> | 0.63 | 0 | 0 | Constrained,otherwise capacity available =305kVA. | --> | 0.5985 | 0 | 0 | 0.5 | 0 |  | --> | C18 ex TRIM | Trim [T41,T42] | NAVAN |  | 53.5559 | -6.7911
MV/LV Substation TR***040X |  | 10 kV | _ | LV | 50 kVA :Pole Substation | 0.05 | --> | 0.05 | 0 | 0 | Constrained,otherwise capacity available =46kVA. | --> | 0.0475 | 0 | 0 | 0 | 0 | Constrained,otherwise capacity available =50.6kW. | --> | C20 ex CULLION | Cullion [T41,T42] | LETTERKENNY |  | 54.8808 | -7.742
MV/LV Substation TR***040Y |  | 10 kV | _ | LV | 50 kVA :Pole Substation | 0.05 | --> | 0.05 | 0 | 0 | Constrained,otherwise capacity available =28kVA. | --> | 0.0475 | 0 | 0 | 0.053235 | 0 |  | --> | C20 ex KILDARE | Kildare [T41,T42] | NEWBRIDGE |  | 53.1679 | -6.8357
MV/LV Substation TR***046 |  | 10 kV | _ | LV | 200 kVA :Pole Substation | 0.2 | --> | 0.2 | 0 | 0 | Constrained,otherwise capacity available =138kVA. | --> | 0.19 | 0 | 0 | 0.2092 | 0 |  | --> | C32 ex ACADEMY STREET | Academy Street [T421,T422,T44] | NAVAN |  | 53.6444 | -6.6876
MV/LV Substation TR***053 |  | 20 kV | _ | LV | 400 kVA :Kiosk Substation | 0.4 | --> | 0.4 | 0 | 0 | Constrained,otherwise capacity available =354kVA. | --> | 0.38 | 0 | 0.062244 | 0.40692 | 0 |  | --> | E16 ex JULIANSTOWN | Julianstown [T421,T422] | DRYBRIDGE |  | 53.6981 | -6.2517
MV/LV Substation TR***060X |  | 10 kV | _ | LV | 400 kVA :Building Structure | 0.4 | --> | 0.4 | 0.4 | 2.9 |  | --> | 0.38 | 0 | 0 | 0.4 | 0 |  | --> | C19 ex BREWERY ROAD | Brewery Road [T41,T42] | CARRICKMINES |  | 53.2703 | -6.1969
MV/LV Substation TR***063Z |  | 10 kV | _ | LV | 50 kVA :Pole Substation | 0.05 | --> | 0.05 | 0 | 0 | Constrained,otherwise capacity available =50kVA. | --> | 0.0475 | 0 | 0 | 0 | 0 | Constrained,otherwise capacity available =50kW. | --> | C12 ex MOUNTRATH | Mountrath [T41,T42] | PORTLAOISE |  | 52.9722 | -7.4268
MV/LV Substation TR***064 |  | 10 kV | _ | LV | 400 kVA :Kiosk Substation | 0.4 | --> | 0.4 | 0 | 0 | Constrained,otherwise capacity available =292kVA. | --> | 0.38 | 0 | 0.021489 | 0.41608 | 0 |  | --> | C14 ex BELFIELD | Belfield [T41,T42] | BLACKROCK |  | 53.3095 | -6.2052
MV/LV Substation TR***064X |  | 10 kV | _ | LV | 400 kVA :Building Structure | 0.4 | --> | 0.4 | 0 | 0 | Constrained,otherwise capacity available =399kVA. | --> | 0.38 | 0 | 0 | 0.40015 | 0 |  | --> | C12 ex BALLINACURRA | Ballinacurra [T41,T42] | LIMERICK |  | 52.6534 | -8.6397
MV/LV Substation TR***067 |  | 10 kV | _ | LV | 400 kVA :Kiosk Substation | 0.4 | --> | 0.4 | 0.289 | 1.4 |  | --> | 0.38 | 0 | 0 | 0.41651 | 0 |  | --> | C15 ex RINEANNA | Rineanna [T41,T42] | DRUMLINE |  | 52.7036 | -8.8826
MV/LV Substation TR***068X |  | 10 kV | _ | LV | 50 kVA :Pole Substation | 0.05 | --> | 0.05 | 0 | 0 | Constrained,otherwise capacity available =44kVA. | --> | 0.0475 | 0 | 0 | 0.050903 | 0 |  | --> | C13 ex CHARLESTOWN | Charlestown [T41] | TONROE |  | 53.9144 | -8.8376
MV/LV Substation TR***069 |  | 10 kV | _ | LV | 400 kVA :Kiosk Substation | 0.4 | --> | 0.4 | 0 | 0 | Constrained,otherwise capacity available =270kVA. | --> | 0.38 | 0 | 0.053352 | 0.41927 | 0 |  | --> | C12 ex TRAMORE | Tramore [T41,T42] | BUTLERSTOWN |  | 52.1571 | -7.1667
MV/LV Substation TR***069X |  | 10 kV | _ | LV | 630 kVA :Kiosk Substation | 0.63 | --> | 0.63 | 0.487 | 18.8 |  | --> | 0.5985 | 0 | 0 | 0.5 | 0 |  | --> | C21 ex BEDFORD ROW | Bedford Row [T41,T42,T43,T44] | FRANCIS STREET |  | 53.3456 | -6.2475
MV/LV Substation TR***074 |  | 10 kV | _ | LV | 100 kVA :Pole Substation | 0.1 | --> | 0.1 | 0.092 | 1.3 |  | --> | 0.095 | 0 | 0 | 0.10121 | 0 |  | --> | C15 ex CLIFDEN | Clifden [T41,T42] | SCREEB |  | 53.4156 | -10.1198
MV/LV Substation TR***074 |  | 10 kV | _ | LV | 400 kVA :Kiosk Substation | 0.4 | --> | 0.4 | 0 | 0 | Constrained,otherwise capacity available =360kVA. | --> | 0.38 | 0 | 0.08151 | 0.40603 | 0 |  | --> | C11 ex DOCK ROAD | Dock Road [T41,T42] | LIMERICK |  | 52.655 | -8.6542
MV/LV Substation TR***076X |  | 10 kV | _ | LV | 400 kVA :Building Structure | 0.4 | --> | 0.4 | 0.38 | 13.9 |  | --> | 0.38 | 0 | 0.03705 | 0.40302 | 0 |  | --> | C19 ex CENTRAL PARK | Central Park [T101,T102] | CARRICKMINES |  | 53.2698 | -6.2008
MV/LV Substation TR***077 |  | 10 kV | _ | LV | 630 kVA :Kiosk Substation | 0.63 | --> | 0.63 | 0.336 | 2.9 |  | --> | 0.5985 | 0 | 0 | 0.5 | 0 |  | --> | C15 ex ABBEYLAND | Abbeyland [T41,T42] | NAVAN |  | 53.6519 | -6.6856
MV/LV Substation TR***079Y |  | 10 kV | _ | LV | 50 kVA :Pole Substation | 0.05 | --> | 0.05 | 0.05 | 13.5 |  | --> | 0.0475 | 0 | 0 | 0.05 | 0 |  | --> | C19 ex ENNIS | Ennis [T101,T102] | ENNIS |  | 52.8388 | -8.9549
MV/LV Substation TR***081X |  | 20 kV | _ | LV | 200 kVA :Pole Substation | 0.2 | --> | 0.2 | 0 | 0 | Constrained,otherwise capacity available =190kVA. | --> | 0.19 | 0 | 0 | 0.20151 | 0 |  | --> | E17 ex INCH | Inch [T421,T422] | OUGHTRAGH |  | 52.2704 | -10.0269
MV/LV Substation TR***082Y |  | 10 kV | _ | LV | 50 kVA :Pole Substation | 0.05 | --> | 0.05 | 0 | 0 | Constrained,otherwise capacity available =46kVA. | --> | 0.0475 | 0 | 0 | 0.050604 | 0 |  | --> | C22 ex ENNISTYMON | Ennistymon [T41,T42] | ENNIS |  | 52.9572 | -9.2807
MV/LV Substation TR***083X |  | 10 kV | _ | LV | 50 kVA :Pole Substation | 0.05 | --> | 0.05 | 0.041 | 11.9 |  | --> | 0.0475 | 0 | 0 | 0.051348 | 0 |  | --> | C28 ex SALTHILL | Salthill [T101,T102] | SALTHILL |  | 53.2551 | -9.1525
MV/LV Substation TR***087 |  | 20 kV | _ | LV | 400 kVA :Kiosk Substation | 0.4 | --> | 0.4 | 0.367 | 16.1 |  | --> | 0.38 | 0 | 0 | 0.40498 | 0 |  | --> | E17 ex WEXFORD | Wexford [T121,T122] | WEXFORD |  | 52.3217 | -6.6472
MV/LV Substation TR***092Y |  | 20 kV | _ | LV | 50 kVA :Pole Substation | 0.05 | --> | 0.05 | 0 | 0 | Constrained,otherwise capacity available =38kVA. | --> | 0.0475 | 0 | 0 | 0.05179 | 0 |  | --> | E20 ex GARRANACANTY | Garranacanty [T421,T422] | TIPPERARY |  | 52.4878 | -8.0653
MV/LV Substation TR***097 |  | 10 kV | _ | LV | 630 kVA :Building Structure | 0.63 | --> | 0.63 | 0 | 0 | Constrained,otherwise capacity available =500kVA. | --> | 0.5985 | 0 | 0.003705 | 0.5 | 0 |  | --> | E41 ex KINSALE | Kinsale [T423] | TRABEG |  | 51.701 | -8.5187
MV/LV Substation TR***098X |  | 10 kV | _ | LV | 400 kVA :Building Structure | 0.4 | --> | 0.4 | 0 | 0 | Constrained,otherwise capacity available =333kVA. | --> | 0.38 | 0 | 0.002223 | 0.40722 | 0 |  | --> | C17 ex TOGHER | Togher [T41,T42] | TRABEG |  | 51.8776 | -8.481
MV/LV Substation TR***101 |  | 10 kV | _ | LV | 50 kVA :Pole Substation | 0.05 | --> | 0.05 | 0 | 0 | Constrained,otherwise capacity available =49kVA. | --> | 0.0475 | 0 | 0 | 0.050152 | 0 |  | --> | C23 ex CASTLEISLAND | Castleisland [T41,T42] | TRALEE |  | 52.2946 | -9.3934
MV/LV Substation TR***109Y |  | 20 kV | _ | LV | 50 kVA :Pole Substation | 0.05 | --> | 0.05 | 0 | 0 | Constrained,otherwise capacity available =50kVA. | --> | 0.0475 | 0 | 0 | 0.05 | 0 |  | --> | E17 ex BALLINROBE | Ballinrobe [T421,T422] | DALTON |  | 53.6406 | -9.1162
MV/LV Substation TR***112 |  | 20 kV | _ | LV | 200 kVA :Pole Substation | 0.2 | --> | 0.2 | 0.159 | 1.4 |  | --> | 0.19 | 0 | 0.011115 | 0.20613 | 0 |  | --> | E12 ex KILLINICK | Killinick [T421,T422] | WEXFORD |  | 52.2394 | -6.3433
MV/LV Substation TR***113Z |  | 10 kV | _ | LV | 25 kVA :Building Structure | 0.025 | --> | 0.025 | 0 | 0 | Constrained,otherwise capacity available =25kVA. | --> | 0.02375 | 0 | 0 | 0.025 | 0 |  | --> | C13 ex KILMORE | Kilmore [T101,T102,T103] | FINGLAS |  | 53.3923 | -6.2218
MV/LV Substation TR***120X |  | 10 kV | _ | LV | 50 kVA :Pole Substation | 0.05 | --> | 0.05 | 0.039 | 0.8 |  | --> | 0.0475 | 0 | 0.00741 | 0.051643 | 0 |  | --> | C15 ex MILLTOWN MALBAY | Milltown Malbay [T42] | TULLABRACK |  | 52.8091 | -9.4522
MV/LV Substation TR***126X |  | 10 kV | _ | LV | 200 kVA :Pole Substation | 0.2 | --> | 0.2 | 0.181 | 2 |  | --> | 0.19 | 0 | 0 | 0.20286 | 0 |  | --> | C19 ex CAUSEWAY | Causeway [T41,T42] | TRALEE |  | 52.3943 | -9.8595
MV/LV Substation TR***128X |  | 10 kV | _ | LV | 200 kVA :Pole Substation | 0.2 | --> | 0.2 | 0 | 0 | Constrained,otherwise capacity available =167kVA. | --> | 0.19 | 0 | 0 | 0 | 0 | Constrained,otherwise capacity available =204.9kW. | --> | C20 ex CULLION | Cullion [T41,T42] | LETTERKENNY |  | 54.8897 | -7.7347
MV/LV Substation TR***131 |  | 10 kV | _ | LV | 400 kVA :Kiosk Substation | 0.4 | --> | 0.4 | 0.291 | 2.9 |  | --> | 0.38 | 0 | 0.031863 | 0.41622 | 0 |  | --> | C17 ex ABBEYLAND | Abbeyland [T41,T42] | NAVAN |  | 53.6649 | -6.6821
MV/LV Substation TR***137X |  | 10 kV | _ | LV | 630 kVA :Building Structure | 0.63 | --> | 0.63 | 0 | 0 | Constrained,otherwise capacity available =448kVA. | --> | 0.5985 | 0 | 0 | 0.5 | 0 |  | --> | C12 ex DUNDRUM | Dundrum [T41,T42] | BLACKROCK |  | 53.2983 | -6.2319
MV/LV Substation TR***140 |  | 10 kV | _ | LV | 1000 kVA :Kiosk Substation | 1 | --> | 1 | 0.5 | 13.5 |  | --> | 0.95 | 0 | 0 | 0.5 | 0 |  | --> | C12 ex ENNIS | Ennis [T101,T102] | ENNIS |  | 52.8438 | -8.9692
MV/LV Substation TR***164X |  | 10 kV | _ | LV | 400 kVA :Kiosk Substation | 0.4 | --> | 0.4 | 0.378 | 1.2 |  | --> | 0.38 | 0 | 0 | 0.40333 | 0 |  | --> | C21 ex SALLYNOGGIN ROAD | Sallynoggin Road [T41,T42] | CHERRYWOOD |  | 53.2845 | -6.1318
MV/LV Substation TR***167Z |  | 20 kV | _ | LV | 100 kVA :Pole Substation | 0.1 | --> | 0.1 | 0 | 0 | Constrained,otherwise capacity available =91kVA. | --> | 0.095 | 0 | 0 | 0.10136 | 0 |  | --> | C26 ex STEPHENSTOWN | Stephenstown [T101,T102] | FINGLAS |  | 53.5947 | -6.2182
MV/LV Substation TR***178Z |  | 10 kV | _ | LV | 50 kVA :Pole Substation | 0.05 | --> | 0.05 | 0 | 0 | Constrained,otherwise capacity available =45kVA. | --> | 0.0475 | 0 | 0.004446 | 0 | 0 | Constrained,otherwise capacity available =50.8kW. | --> | C12 ex MOUNTRATH | Mountrath [T41,T42] | PORTLAOISE |  | 52.9709 | -7.4262
MV/LV Substation TR***182 |  | 10 kV | _ | LV | 400 kVA :Kiosk Substation | 0.4 | --> | 0.4 | 0 | 0 | Constrained,otherwise capacity available =245kVA. | --> | 0.38 | 0 | 0.00741 | 0.42288 | 0 |  | --> | C20 ex DUNDRUM | Dundrum [T41,T42] | BLACKROCK |  | 53.2905 | -6.2442
MV/LV Substation TR***182Y |  | 10 kV | _ | LV | 200 kVA :Pole Substation | 0.2 | --> | 0.2 | 0.17 | 4.2 |  | --> | 0.19 | 0 | 0 | 0.2045 | 0 |  | --> | C19 ex ERRIGAL | Errigal [T41,T422] | SHANKILL |  | 54.0802 | -7.0928
MV/LV Substation TR***184X |  | 10 kV | _ | LV | 200 kVA :Pole Substation | 0.2 | --> | 0.2 | 0.166 | 1.6 |  | --> | 0.19 | 0 | 0 | 0 | 0 | Constrained,otherwise capacity available =205.1kW. | --> | C16 ex BUNDORAN | Bundoran [T41,T42] | CATHALEENS FALL |  | 54.4987 | -8.2226
MV/LV Substation TR***193Y |  | 10 kV | _ | LV | 400 kVA :Kiosk Substation | 0.4 | --> | 0.4 | 0.326 | 6 |  | --> | 0.38 | 0 | 0.010374 | 0.41108 | 0 |  | --> | C12 ex TRABEG | Trabeg [T101,T102] | TRABEG |  | 51.8826 | -8.4607
MV/LV Substation TR***197Z |  | 10 kV | _ | LV | 400 kVA :Kiosk Substation | 0.4 | --> | 0.4 | 0 | 0 | Constrained,otherwise capacity available =332kVA. | --> | 0.38 | 0 | 0 | 0.4102 | 0 |  | --> | C18 ex KILDARE | Kildare [T41,T42] | NEWBRIDGE |  | 53.1532 | -6.9129
MV/LV Substation TR***199X |  | 20 kV | _ | LV | 200 kVA :Kiosk Substation | 0.2 | --> | 0.2 | 0 | 0 | Constrained,otherwise capacity available =179kVA. | --> | 0.19 | 0 | 0 | 0.20316 | 0 |  | --> | E16 ex PATRICKSWELL | Patrickswell [T421,T422] | LIMERICK |  | 52.5605 | -8.7823
MV/LV Substation TR***201Y |  | 10 kV | _ | LV | 630 kVA :Building Structure | 0.63 | --> | 0.63 | 0 | 0 | Constrained,otherwise capacity available =500kVA. | --> | 0.5985 | 0 | 0 | 0.5 | 0 |  | --> | C18 ex HOLYCROSS ROAD | Holycross Road [T41,T42] | THURLES |  | 52.6867 | -7.8269
MV/LV Substation TR***202 |  | 10 kV | _ | LV | 630 kVA :Kiosk Substation | 0.63 | --> | 0.63 | 0.348 | 2.8 |  | --> | 0.5985 | 0 | 0.060762 | 0.5 | 0 |  | --> | C23 ex MOUNT MERRION | Mount Merrion [T41,T42] | CARRICKMINES |  | 53.2925 | -6.2075
MV/LV Substation TR***204 |  | 10 kV | _ | LV | 50 kVA :Pole Substation | 0.05 | --> | 0.05 | 0 | 0 | Constrained,otherwise capacity available =40kVA. | --> | 0.0475 | 0 | 0.008892 | 0 | 0 | Constrained,otherwise capacity available =51.5kW. | --> | C15 ex CULLION | Cullion [T41,T42] | LETTERKENNY |  | 54.9486 | -7.6639
MV/LV Substation TR***211 |  | 20 kV | _ | LV | 50 kVA :Pole Substation | 0.05 | --> | 0.05 | 0 | 0 | Constrained,otherwise capacity available =42kVA. | --> | 0.0475 | 0 | 0.011115 | 0.0512 | 0 |  | --> | E25 ex TALBOTS INCH | Talbots Inch [T41,T42] | KILKENNY |  | 52.6811 | -7.2799
MV/LV Substation TR***219X |  | 10 kV | _ | LV | 50 kVA :Pole Substation | 0.05 | --> | 0.05 | 0 | 0 | Constrained,otherwise capacity available =46kVA. | --> | 0.0475 | 0 | 0 | 0.050604 | 0 |  | --> | C18 ex TRIM | Trim [T41,T42] | NAVAN |  | 53.5471 | -6.7933
MV/LV Substation TR***222X |  | 10 kV | _ | LV | 50 kVA :Pole Substation | 0.05 | --> | 0.05 | 0 | 0 | Constrained,otherwise capacity available =43kVA. | --> | 0.0475 | 0 | 0 | 0 | 0 | Constrained,otherwise capacity available =51.1kW. | --> | C20 ex CULLION | Cullion [T41,T42] | LETTERKENNY |  | 54.8822 | -7.7453
MV/LV Substation TR***225X |  | 10 kV | _ | LV | 630 kVA :Kiosk Substation | 0.63 | --> | 0.63 | 0.497 | 0.8 |  | --> | 0.5985 | 0 | 0.00741 | 0.5 | 0 |  | --> | C20 ex MANOR STREET | Manor Street [T41,T42] | WATERFORD |  | 52.2499 | -7.1161
MV/LV Substation TR***231Z |  | 10 kV | _ | LV | 400 kVA :Kiosk Substation | 0.4 | --> | 0.4 | 0 | 0 | Constrained,otherwise capacity available =330kVA. | --> | 0.38 | 0 | 0.002223 | 0.41049 | 0 |  | --> | C17 ex RATHMULLAN | Rathmullan [T41,T42] | DRYBRIDGE |  | 53.7094 | -6.3806
MV/LV Substation TR***240X |  | 10 kV | _ | LV | 100 kVA :Pole Substation | 0.1 | --> | 0.1 | 0 | 0 | Constrained,otherwise capacity available =84kVA. | --> | 0.095 | 0 | 0 | 0 | 0 | Constrained,otherwise capacity available =102.4kW. | --> | C20 ex CULLION | Cullion [T41,T42] | LETTERKENNY |  | 54.8757 | -7.7433
MV/LV Substation TR***263Y |  | 10 kV | _ | LV | 400 kVA :Building Structure | 0.4 | --> | 0.4 | 0.305 | 1.8 |  | --> | 0.38 | 0 | 0.02964 | 0.41417 | 0 |  | --> | C20 ex CAHERDAVIN | Caherdavin [T41,T42] | ARDNACRUSHA |  | 52.6736 | -8.677
MV/LV Substation TR***269 |  | 10 kV | _ | LV | 50 kVA :Pole Substation | 0.05 | --> | 0.05 | 0.04 | 3.3 |  | --> | 0.0475 | 0 | 0 | 0.051496 | 0 |  | --> | C17 ex GLEBE | Glebe [T41,T42] | RICHMOND |  | 53.7322 | -7.783
MV/LV Substation TR***278X |  | 10 kV | _ | LV | 50 kVA :Pole Substation | 0.05 | --> | 0.05 | 0 | 0 | Constrained,otherwise capacity available =31kVA. | --> | 0.0475 | 0 | 0 | 0 | 0 | Constrained,otherwise capacity available =52.8kW. | --> | C14 ex MILFORD (NR) | Milford (nr) [T41,T42] | LETTERKENNY |  | 55.0918 | -7.6823
MV/LV Substation TR***281Y |  | 10 kV | _ | LV | 400 kVA :Kiosk Substation | 0.4 | --> | 0.4 | 0 | 0 | Constrained,otherwise capacity available =291kVA. | --> | 0.38 | 0 | 0.013338 | 0.41622 | 0 |  | --> | C11 ex DRYBRIDGE | Drybridge [T41,T42] | DRYBRIDGE |  | 53.7176 | -6.3594
MV/LV Substation TR***285 |  | 10 kV | _ | LV | 50 kVA :Pole Substation | 0.05 | --> | 0.05 | 0 | 0 | Constrained,otherwise capacity available =46kVA. | --> | 0.0475 | 0 | 0 | 0.050604 | 0 |  | --> | C18 ex SCARTEEN | Scarteen [T41,T42] | MALLOW |  | 52.1685 | -8.774
MV/LV Substation TR***290X |  | 10 kV | _ | LV | 400 kVA :Building Structure | 0.4 | --> | 0.4 | 0 | 0 | Constrained,otherwise capacity available =374kVA. | --> | 0.38 | 0 | 0 | 0.40393 | 0 |  | --> | C18 ex TRIM | Trim [T41,T42] | NAVAN |  | 53.5538 | -6.7907
MV/LV Substation TR***294Z |  | 10 kV | _ | LV | 200 kVA :Kiosk Substation | 0.2 | --> | 0.2 | 0 | 0 | Constrained,otherwise capacity available =137kVA. | --> | 0.19 | 0 | 0.00741 | 0.20935 | 0 |  | --> | C22 ex STEPHENSTOWN | Stephenstown [T101,T102] | FINGLAS |  | 53.6147 | -6.2063
MV/LV Substation TR***315 |  | 10 kV | _ | LV | 400 kVA :Kiosk Substation | 0.4 | --> | 0.4 | 0.166 | 3.3 |  | --> | 0.38 | 0 | 0.048165 | 0.43404 | 0 |  | --> | C19 ex PEMBROKE | Pembroke [T41,T42,T43,T44] | RINGSEND |  | 53.3331 | -6.2217
MV/LV Substation TR***320X |  | 10 kV | _ | LV | 1000 kVA :Building Structure | 1 | --> | 1 | 0.5 | 3 |  | --> | 0.95 | 0 | 0 | 0.5 | 0 |  | --> | C37 ex INCHICORE CENTRAL | Inchicore Central [T43,T45] | INCHICORE 220KV |  | 53.3382 | -6.3208
MV/LV Substation TR***324 |  | 20 kV | _ | LV | 630 kVA :Kiosk Substation | 0.63 | --> | 0.63 | 0.5 | 8.1 |  | --> | 0.5985 | 0 | 0.004446 | 0 | 0 | Constrained,otherwise capacity available =500kW. | --> | E11 ex WESTPORT | Westport [T421,T422] | CASTLEBAR |  | 53.7623 | -9.8065
MV/LV Substation TR***328 |  | 10 kV | _ | LV | 630 kVA :Building Structure | 0.63 | --> | 0.63 | 0.5 | 6.7 |  | --> | 0.5985 | 0 | 0 | 0.5 | 0 |  | --> | C13 ex EAST WALL ROAD | East Wall Road [T41,T42] | MCDERMOTT |  | 53.3474 | -6.2125
MV/LV Substation TR***332Z |  | 10 kV | _ | LV | 400 kVA :Kiosk Substation | 0.4 | --> | 0.4 | 0 | 0 | Constrained,otherwise capacity available =373kVA. | --> | 0.38 | 0 | 0.003705 | 0.40408 | 0 |  | --> | C13 ex GRANGE (DR) | Grange (dr) [T41,T42] | GRANGE (DR) |  | 53.4024 | -6.1622
MV/LV Substation TR***336Z |  | 10 kV | _ | LV | 400 kVA :Kiosk Substation | 0.4 | --> | 0.4 | 0 | 0 | Constrained,otherwise capacity available =306kVA. | --> | 0.38 | 0 | 0.00741 | 0.41403 | 0 |  | --> | C16 ex TALBOTS INCH | Talbots Inch [T41,T42] | KILKENNY |  | 52.6585 | -7.2563
MV/LV Substation TR***339X |  | 10 kV | _ | LV | 200 kVA :Pole Substation | 0.2 | --> | 0.2 | 0 | 0 | Constrained,otherwise capacity available =177kVA. | --> | 0.19 | 0 | 0.00741 | 0.20346 | 0 |  | --> | C18 ex TRIM | Trim [T41,T42] | NAVAN |  | 53.5497 | -6.7848
MV/LV Substation TR***344X |  | 10 kV | _ | LV | 630 kVA :Building Structure | 0.63 | --> | 0.63 | 0 | 0 | Constrained,otherwise capacity available =500kVA. | --> | 0.5985 | 0 | 0.018525 | 0.5 | 0 |  | --> | C15 ex TRIM | Trim [T41,T42] | NAVAN |  | 53.553 | -6.8001
MV/LV Substation TR***347X |  | 20 kV | _ | LV | 50 kVA :Pole Substation | 0.05 | --> | 0.05 | 0.048 | 9.1 |  | --> | 0.0475 | 0 | 0 | 0.050303 | 0 |  | --> | E21 ex ARDNAREE | Ardnaree [T42,T421] | MOY |  | 54.0705 | -9.1078
MV/LV Substation TR***348 |  | 20 kV | _ | LV | 50 kVA :Pole Substation | 0.05 | --> | 0.05 | 0.039 | 0.2 |  | --> | 0.0475 | 0 | 0 | 0 | 0 | Constrained,otherwise capacity available =51.6kW. | --> | C12 ex ROSSGEIR | Rossgeir [T41,T42] | LETTERKENNY |  | 54.8036 | -7.5411
MV/LV Substation TR***349Y |  | 10 kV | _ | LV | 50 kVA :Pole Substation | 0.05 | --> | 0.05 | 0.05 | 4 |  | --> | 0.0475 | 0 | 0 | 0.05 | 0 |  | --> | C18 ex BALLYJAMESDUFF | Ballyjamesduff [T41,T42] | SHANKILL |  | 53.9547 | -7.0602
MV/LV Substation TR***359X |  | 20 kV | _ | LV | 400 kVA :Building Structure | 0.4 | --> | 0.4 | 0.387 | 1.3 |  | --> | 0.38 | 0 | 0.02964 | 0.29347 | 0 | Constrained,otherwise capacity available =402kW. | --> | E23 ex ATHBOY | Athboy [T423] | NAVAN |  | 53.5098 | -6.8707
MV/LV Substation TR***396Z |  | 10 kV | _ | LV | 50 kVA :Pole Substation | 0.05 | --> | 0.05 | 0 | 0 | Constrained,otherwise capacity available =43kVA. | --> | 0.0475 | 0 | 0 | 0.051052 | 0 |  | --> | C31 ex KILBARRY | Kilbarry [T101,T43] | KILBARRY |  | 51.9531 | -8.44
MV/LV Substation TR***397Z |  | 10 kV | _ | LV | 50 kVA :Pole Substation | 0.05 | --> | 0.05 | 0.045 | 1.5 |  | --> | 0.0475 | 0 | 0 | 0.050753 | 0 |  | --> | C19 ex SMEARLA | Smearla [T41,T42] | TRIEN |  | 52.4415 | -9.3746
MV/LV Substation TR***4002 |  | 20 kV | _ | LV | 50 kVA :Pole Substation | 0.05 | --> | 0.05 | 0 | 0 | Constrained,otherwise capacity available =49kVA. | --> | 0.0475 | 0 | 0 | 0.050152 | 0 |  | --> | C15 ex BALLYHAUNIS | Ballyhaunis [T41,T42] | DALTON |  | 53.7405 | -8.6281
MV/LV Substation TR***4020 |  | 20 kV | _ | LV | 400 kVA :Building Structure | 0.4 | --> | 0.4 | 0 | 0 | Constrained,otherwise capacity available =382kVA. | --> | 0.38 | 0 | 0 | 0.40272 | 0 |  | --> | E21 ex WHITECHURCH | Whitechurch [T421,T422] | KILBARRY |  | 51.952 | -8.4657
MV/LV Substation TR***4023 |  | 10 kV | _ | LV | 50 kVA :Pole Substation | 0.05 | --> | 0.05 | 0 | 0 | Constrained,otherwise capacity available =50kVA. | --> | 0.0475 | 0 | 0 | 0.05 | 0 |  | --> | C15 ex TOOMEVARA | Toomevara [T42] | NENAGH |  | 52.9395 | -8.0298
MV/LV Substation TR***4024 |  | 10 kV | _ | LV | 50 kVA :Pole Substation | 0.05 | --> | 0.05 | 0 | 0 | Constrained,otherwise capacity available =37kVA. | --> | 0.0475 | 0 | 0 | 0.051937 | 0 |  | --> | C17 ex ATHBOY | Athboy [T42] | NAVAN |  | 53.6635 | -6.97
MV/LV Substation TR***4037 |  | 20 kV | _ | LV | 100 kVA :Pole Substation | 0.1 | --> | 0.1 | 0 | 0 | Constrained,otherwise capacity available =74kVA. | --> | 0.095 | 0 | 0.00741 | 0.10387 | 0 |  | --> | E17 ex MANORHAMILTON | Manorhamilton [T422] | SLIGO |  | 54.234 | -8.3126
MV/LV Substation TR***403X |  | 10 kV | _ | LV | 200 kVA :Pole Substation | 0.2 | --> | 0.2 | 0.168 | 1.4 |  | --> | 0.19 | 0 | 0 | 0.2048 | 0 |  | --> | C15 ex CROSSMOLINA | Crossmolina [T41,T42] | MOY |  | 54.1142 | -9.2944
MV/LV Substation TR***4044 |  | 20 kV | _ | LV | 50 kVA :Pole Substation | 0.05 | --> | 0.05 | 0.031 | 3.3 |  | --> | 0.0475 | 0 | 0 | 0.052806 | 0 |  | --> | E15 ex BALLYBUNION | Ballybunion [T421,T422] | TRIEN |  | 52.5473 | -9.4727
MV/LV Substation TR***4050 |  | 10 kV | _ | LV | 50 kVA :Pole Substation | 0.05 | --> | 0.05 | 0.042 | 1.3 |  | --> | 0.0475 | 0 | 0 | 0.0512 | 0 |  | --> | C27 ex BALLYCROSSAUN | Ballycrossaun [T421,T422] | SOMERSET |  | 53.1458 | -8.2872
MV/LV Substation TR***4055 |  | 10 kV | _ | LV | 630 kVA :Kiosk Substation | 0.63 | --> | 0.63 | 0.333 | 3.3 |  | --> | 0.5985 | 0 | 0.00741 | 0.5 | 0 |  | --> | C25 ex PEMBROKE | Pembroke [T41,T42,T43,T44] | RINGSEND |  | 53.342 | -6.2391
MV/LV Substation TR***4061 |  | 10 kV | _ | LV | 630 kVA :Building Structure | 0.63 | --> | 0.63 | 0 | 0 | Constrained,otherwise capacity available =500kVA. | --> | 0.5985 | 0 | 0.003705 | 0.5 | 0 |  | --> | C17 ex CARRICK ON SHANNON | Carrick On Shannon [T41,T42] | CARRICK ON SHANNON |  | 53.9407 | -8.0792
MV/LV Substation TR***4061 |  | 10 kV | _ | LV | 100 kVA :Pole Substation | 0.1 | --> | 0.1 | 0.09 | 3.4 |  | --> | 0.095 | 0 | 0 | 0.10151 | 0 |  | --> | C15 ex GLENGOOLE | Glengoole [T41] | THURLES |  | 52.7485 | -7.5734
MV/LV Substation TR***4063 |  | 20 kV | _ | LV | 50 kVA :Pole Substation | 0.05 | --> | 0.05 | 0.042 | 1 |  | --> | 0.0475 | 0 | 0 | 0.0512 | 0 |  | --> | E13 ex LONGFORD | Longford [T421,T422] | RICHMOND |  | 53.8488 | -7.6046
MV/LV Substation TR***4074 |  | 20 kV | _ | LV | 50 kVA :Pole Substation | 0.05 | --> | 0.05 | 0 | 0 | Constrained,otherwise capacity available =37kVA. | --> | 0.0475 | 0 | 0 | 0 | 0 | Constrained,otherwise capacity available =51.9kW. | --> | E17 ex BUNCRANA | Buncrana [T421,T422] | TRILLICK |  | 55.1273 | -7.2055
MV/LV Substation TR***4087 |  | 10 kV | _ | LV | 50 kVA :Pole Substation | 0.05 | --> | 0.05 | 0 | 0 | Constrained,otherwise capacity available =46kVA. | --> | 0.0475 | 0 | 0 | 0.050604 | 0 |  | --> | C16 ex KANTURK | Kanturk [T41,T42] | GLENLARA |  | 52.2623 | -8.8024
MV/LV Substation TR***4090 |  | 10 kV | _ | LV | 50 kVA :Pole Substation | 0.05 | --> | 0.05 | 0 | 0 | Constrained,otherwise capacity available =50kVA. | --> | 0.0475 | 0 | 0 | 0.05 | 0 |  | --> | C17 ex ATHBOY | Athboy [T42] | NAVAN |  | 53.6674 | -6.9731
MV/LV Substation TR***4092 |  | 20 kV | _ | LV | 100 kVA :Pole Substation | 0.1 | --> | 0.1 | 0.1 | 1.6 |  | --> | 0.095 | 0 | 0 | 0 | 0 | Constrained,otherwise capacity available =100kW. | --> | E12 ex BELMULLET | Belmullet [T421] | BELLACORICK |  | 54.2092 | -9.9704
MV/LV Substation TR***4131 |  | 20 kV | _ | LV | 50 kVA :Pole Substation | 0.05 | --> | 0.05 | 0 | 0 | Constrained,otherwise capacity available =46kVA. | --> | 0.0475 | 0 | 0.00741 | 0.050604 | 0 |  | --> | E12 ex GURRANEBANE | Gurranebane [T421,T422] | OUGHTRAGH |  | 52.0805 | -9.9251
MV/LV Substation TR***4138 |  | 10 kV | _ | LV | 1000 kVA :Building Structure | 1 | --> | 1 | 0.5 | 18.8 |  | --> | 0.95 | 0 | 0 | 0.5 | 0 |  | --> | C47 ex BEDFORD ROW | Bedford Row [T41,T42,T43,T44] | FRANCIS STREET |  | 53.3437 | -6.262
MV/LV Substation TR***4148 |  | 20 kV | _ | LV | 50 kVA :Pole Substation | 0.05 | --> | 0.05 | 0.05 | 0.6 |  | --> | 0.0475 | 0 | 0 | 0.05 | 0 |  | --> | E11 ex FERNS | Ferns [T421] | CRANE |  | 52.6565 | -6.5548
MV/LV Substation TR***4153 |  | 20 kV | _ | LV | 100 kVA :Pole Substation | 0.1 | --> | 0.1 | 0.085 | 0.6 |  | --> | 0.095 | 0 | 0 | 0 | 0 | Constrained,otherwise capacity available =102.3kW. | --> | E19 ex LAWLESSTOWN | Lawlesstown [T42,T421] | DOON |  | 52.4925 | -7.68
MV/LV Substation TR***4171 |  | 20 kV | _ | LV | 400 kVA :Kiosk Substation | 0.4 | --> | 0.4 | 0.382 | 4.4 |  | --> | 0.38 | 0 | 0 | 0 | 0 | Constrained,otherwise capacity available =402.7kW. | --> | E20 ex STRANORLAR | Stranorlar [T421,T422] | LETTERKENNY |  | 54.7945 | -7.7853
MV/LV Substation TR***4173 |  | 10 kV | _ | LV | 50 kVA :Pole Substation | 0.05 | --> | 0.05 | 0.05 | 1.3 |  | --> | 0.0475 | 0 | 0 | 0.05 | 0 |  | --> | C17 ex LOUGHANALLA | Loughanalla [T41,T42] | MULLINGAR |  | 53.6898 | -7.364
MV/LV Substation TR***4179 |  | 10 kV | _ | LV | 400 kVA :Kiosk Substation | 0.4 | --> | 0.4 | 0 | 0 | Constrained,otherwise capacity available =359kVA. | --> | 0.38 | 0 | 0 | 0.40618 | 0 |  | --> | C15 ex TRIM | Trim [T41,T42] | NAVAN |  | 53.557 | -6.7916
MV/LV Substation TR***4187 |  | 10 kV | _ | LV | 50 kVA :Pole Substation | 0.05 | --> | 0.05 | 0 | 0 | Constrained,otherwise capacity available =40kVA. | --> | 0.0475 | 0 | 0 | 0.051496 | 0 |  | --> | C21 ex CLONMINCH | Clonminch [T41,T422] | THORNSBERRY |  | 53.2418 | -7.402
MV/LV Substation TR***4197 |  | 10 kV | _ | LV | 400 kVA :Kiosk Substation | 0.4 | --> | 0.4 | 0.4 | 3 |  | --> | 0.38 | 0 | 0 | 0.4 | 0 |  | --> | C24 ex RAMSTOWN | Ramstown [T41,T42] | CRANE |  | 52.6743 | -6.3128
MV/LV Substation TR***420X |  | 20 kV | _ | LV | 50 kVA :Pole Substation | 0.05 | --> | 0.05 | 0 | 0 | Constrained,otherwise capacity available =36kVA. | --> | 0.0475 | 0 | 0.008151 | 0.052083 | 0 |  | --> | E18 ex BALLINROBE | Ballinrobe [T421,T422] | DALTON |  | 53.6627 | -9.3559
MV/LV Substation TR***4213 |  | 10 kV | _ | LV | 400 kVA :Building Structure | 0.4 | --> | 0.4 | 0 | 0 | Constrained,otherwise capacity available =373kVA. | --> | 0.38 | 0 | 0.1319 | 0.40408 | 0 |  | --> | C21 ex PORTARLINGTON | Portarlington [T43] | BLAKE |  | 53.1516 | -7.1669
MV/LV Substation TR***4214 |  | 10 kV | _ | LV | 1000 kVA :Building Structure | 1 | --> | 1 | 0 | 0 | Constrained,otherwise capacity available =500kVA. | --> | 0.95 | 0 | 0 | 0.5 | 0 |  | --> | C23 ex CITYWEST | Citywest [T101,T102] | INCHICORE 220KV |  | 53.2845 | -6.4236
MV/LV Substation TR***421X |  | 20 kV | _ | LV | 100 kVA :Pole Substation | 0.1 | --> | 0.1 | 0 | 0 | Constrained,otherwise capacity available =64kVA. | --> | 0.095 | 0 | 0.005928 | 0.10532 | 0 |  | --> | E14 ex KILCOCK | Kilcock [T421,T422] | GRIFFINRATH |  | 53.484 | -6.7362
MV/LV Substation TR***4229 |  | 20 kV | _ | LV | 50 kVA :Pole Substation | 0.05 | --> | 0.05 | 0 | 0 | Constrained,otherwise capacity available =50kVA. | --> | 0.0475 | 0 | 0 | 0.05 | 0 |  | --> | E11 ex CAVAN | Cavan [T42,T421] | SHANKILL |  | 54.0791 | -7.2612
MV/LV Substation TR***4258 |  | 10 kV | _ | LV | 630 kVA :Kiosk Substation | 0.63 | --> | 0.63 | 0.5 | 18.7 |  | --> | 0.5985 | 0 | 0 | 0.5 | 0 |  | --> | C17 ex ARKLOW | Arklow [T101,T102] | ARKLOW |  | 52.796 | -6.1432
MV/LV Substation TR***427 |  | 10 kV | _ | LV | 100 kVA :Pole Substation | 0.1 | --> | 0.1 | 0 | 0 | Constrained,otherwise capacity available =75kVA. | --> | 0.095 | 0 | 0.019266 | 0.10373 | 0 |  | --> | C18 ex TRAMORE | Tramore [T41,T42] | BUTLERSTOWN |  | 52.2322 | -7.2017
MV/LV Substation TR***4276 |  | 10 kV | _ | LV | 400 kVA :Building Structure | 0.4 | --> | 0.4 | 0.4 | 6.4 |  | --> | 0.38 | 0 | 0 | 0.4 | 0 |  | --> | C11 ex GARRYCASTLE | Garrycastle [T41,T42] | ATHLONE |  | 53.4155 | -7.9267
MV/LV Substation TR***4276 |  | 10 kV | _ | LV | 1000 kVA :Building Structure | 1 | --> | 1 | 0 | 0 | Constrained,otherwise capacity available =500kVA. | --> | 0.95 | 0 | 0.00741 | 0.5 | 0 |  | --> | C19 ex SEMPERIT | Semperit [T41,T42,T43] | GRANGE CASTLE |  | 53.3454 | -6.3494
MV/LV Substation TR***428 |  | 20 kV | _ | LV | 200 kVA :Pole Substation | 0.2 | --> | 0.2 | 0 | 0 | Constrained,otherwise capacity available =174kVA. | --> | 0.19 | 0 | 0 | 0.20391 | 0 |  | --> | E16 ex MANORHAMILTON | Manorhamilton [T422] | SLIGO |  | 54.3032 | -8.1866
MV/LV Substation TR***4293 |  | 10 kV | _ | LV | 200 kVA :Building Structure | 0.2 | --> | 0.2 | 0.2 | 7.9 |  | --> | 0.19 | 0 | 0 | 0.2 | 0 |  | --> | C12 ex TRINITY | Trinity [T101,T102] | POOLBEG |  | 53.3426 | -6.2491
MV/LV Substation TR***430Z |  | 10 kV | _ | LV | 400 kVA :Kiosk Substation | 0.4 | --> | 0.4 | 0 | 0 | Constrained,otherwise capacity available =185kVA. | --> | 0.38 | 0 | 0.003705 | 0 | 0 | Constrained,otherwise capacity available =420.3kW. | --> | E20 ex BLESSINGTON | Blessington [T421,T422] | KILTEEL |  | 53.1739 | -6.5282
MV/LV Substation TR***4333 |  | 20 kV | _ | LV | 50 kVA :Pole Substation | 0.05 | --> | 0.05 | 0 | 0 | Constrained,otherwise capacity available =50kVA. | --> | 0.0475 | 0 | 0 | 0 | 0 | Constrained,otherwise capacity available =50kW. | --> | E12 ex EMYVALE | Emyvale [T422] | LISDRUM |  | 54.3463 | -7.0591
MV/LV Substation TR***4372 |  | 20 kV | _ | LV | 100 kVA :Pole Substation | 0.1 | --> | 0.1 | 0 | 0 | Constrained,otherwise capacity available =100kVA. | --> | 0.095 | 0 | 0 | 0.1 | 0 |  | --> | E17 ex BALTRASNA | Baltrasna [T121,T122] | BALTRASNA |  | 53.5399 | -6.5251
MV/LV Substation TR***4395 |  | 10 kV | _ | LV | 50 kVA :Pole Substation | 0.05 | --> | 0.05 | 0 | 0 | Constrained,otherwise capacity available =50kVA. | --> | 0.0475 | 0 | 0 | 0 | 0 | Constrained,otherwise capacity available =50kW. | --> | C12 ex MOUNTRATH | Mountrath [T41,T42] | PORTLAOISE |  | 52.9767 | -7.428
MV/LV Substation TR***4456 |  | 10 kV | _ | LV | 1000 kVA :Building Structure | 1 | --> | 1 | 0.5 | 11 |  | --> | 0.95 | 0 | 0 | 0.5 | 0 |  | --> | C22 ex MISERY HILL | Misery Hill [T101,T102] | POOLBEG |  | 53.3456 | -6.2413
MV/LV Substation TR***4475 |  | 10 kV | _ | LV | 400 kVA :Kiosk Substation | 0.4 | --> | 0.4 | 0 | 0 | Constrained,otherwise capacity available =351kVA. | --> | 0.38 | 0 | 0 | 0 | 0 | Constrained,otherwise capacity available =407.4kW. | --> | C23 ex PORTLAOISE | Portlaoise [T41,T42] | PORTLAOISE |  | 53.0364 | -7.3003
MV/LV Substation TR***456 |  | 20 kV | _ | LV | 100 kVA :Pole Substation | 0.1 | --> | 0.1 | 0.059 | 7.6 |  | --> | 0.095 | 0 | 0 | 0 | 0 | Constrained,otherwise capacity available =106kW. | --> | E14 ex BELLACORICK | Bellacorick [T122] | BELLACORICK |  | 54.2176 | -9.8182
MV/LV Substation TR***4583 |  | 20 kV | _ | LV | 630 kVA :Building Structure | 0.63 | --> | 0.63 | 0 | 0 | Constrained,otherwise capacity available =500kVA. | --> | 0.5985 | 0 | 0 | 0.5 | 0 |  | --> | E20 ex BALLINDERRY | Ballinderry [T41,T422] | MULLINGAR |  | 53.4104 | -7.3931
MV/LV Substation TR***462X |  | 20 kV | _ | LV | 50 kVA :Pole Substation | 0.05 | --> | 0.05 | 0 | 0 | Constrained,otherwise capacity available =49kVA. | --> | 0.0475 | 0 | 0 | 0.050152 | 0 |  | --> | C17 ex CHARLESTOWN | Charlestown [T41] | TONROE |  | 53.8878 | -8.6907
MV/LV Substation TR***4646 |  | 10 kV | _ | LV | 400 kVA :Kiosk Substation | 0.4 | --> | 0.4 | 0.309 | 7.9 |  | --> | 0.38 | 0 | 0 | 0.41359 | 0 |  | --> | C28 ex TRINITY | Trinity [T101,T102] | POOLBEG |  | 53.3396 | -6.2406
MV/LV Substation TR***4651 |  | 10 kV | _ | LV | 1000 kVA :Building Structure | 1 | --> | 1 | 0.5 | 11 |  | --> | 0.95 | 0 | 0 | 0.5 | 0 |  | --> | C16 ex MISERY HILL | Misery Hill [T101,T102] | POOLBEG |  | 53.3416 | -6.2398
MV/LV Substation TR***4657 |  | 10 kV | _ | LV | 1000 kVA :Building Structure | 1 | --> | 1 | 0.5 | 7.9 |  | --> | 0.95 | 0 | 0 | 0.5 | 0 |  | --> | C28 ex TRINITY | Trinity [T101,T102] | POOLBEG |  | 53.3401 | -6.2415
MV/LV Substation TR***470Z |  | 10 kV | _ | LV | 400 kVA :Kiosk Substation | 0.4 | --> | 0.4 | 0 | 0 | Constrained,otherwise capacity available =373kVA. | --> | 0.38 | 0 | 0 | 0.40408 | 0 |  | --> | C12 ex MAYFIELD | Mayfield [T41,T42] | KILBARRY |  | 51.9033 | -8.4303
MV/LV Substation TR***471Y |  | 10 kV | _ | LV | 200 kVA :Kiosk Substation | 0.2 | --> | 0.2 | 0 | 0 | Constrained,otherwise capacity available =175kVA. | --> | 0.19 | 0 | 0.005928 | 0 | 0 | Constrained,otherwise capacity available =203.8kW. | --> | C32 ex CLOYNE | Cloyne [T41] | MIDLETON |  | 51.8602 | -8.1311
MV/LV Substation TR***475X |  | 20 kV | _ | LV | 200 kVA :Kiosk Substation | 0.2 | --> | 0.2 | 0 | 0 | Constrained,otherwise capacity available =116kVA. | --> | 0.19 | 0 | 0.042237 | 0.21237 | 0 |  | --> | E14 ex EDENDERRY | Edenderry [T421,T422] | BLAKE |  | 53.3409 | -6.9404
MV/LV Substation TR***496X |  | 10 kV | _ | LV | 50 kVA :Pole Substation | 0.05 | --> | 0.05 | 0 | 0 | Constrained,otherwise capacity available =48kVA. | --> | 0.0475 | 0 | 0 | 0 | 0 | Constrained,otherwise capacity available =50.3kW. | --> | C18 ex RATHDOWNEY | Rathdowney [T42] | IKERRIN |  | 52.854 | -7.6703
MV/LV Substation TR***499X |  | 20 kV | _ | LV | 200 kVA :Pole Substation | 0.2 | --> | 0.2 | 0 | 0 | Constrained,otherwise capacity available =190kVA. | --> | 0.19 | 0 | 0 | 0.20151 | 0 |  | --> | C24 ex ATHLONE | Athlone [T41,T42] | ATHLONE |  | 53.4057 | -7.9865
MV/LV Substation TR***511Y |  | 20 kV | _ | LV | 630 kVA :Building Structure | 0.63 | --> | 0.63 | 0 | 0 | Constrained,otherwise capacity available =500kVA. | --> | 0.5985 | 0 | 0 | 0.5 | 0 |  | --> | E21 ex WHITECHURCH | Whitechurch [T421,T422] | KILBARRY |  | 51.952 | -8.445
MV/LV Substation TR***516 |  | 10 kV | _ | LV | 200 kVA :Kiosk Substation | 0.2 | --> | 0.2 | 0.2 | 1.5 |  | --> | 0.19 | 0 | 0 | 0.2 | 0 |  | --> | C19 ex SMEARLA | Smearla [T41,T42] | TRIEN |  | 52.4245 | -9.426
MV/LV Substation TR***517Z |  | 10 kV | _ | LV | 200 kVA :Kiosk Substation | 0.2 | --> | 0.2 | 0 | 0 | Constrained,otherwise capacity available =200kVA. | --> | 0.19 | 0 | 0 | 0.2 | 0 |  | --> | C13 ex MALAHIDE | Malahide [T41,T42] | GLASMORE |  | 53.414 | -6.1656
MV/LV Substation TR***532X |  | 20 kV | _ | LV | 50 kVA :Pole Substation | 0.05 | --> | 0.05 | 0.033 | 3.5 |  | --> | 0.0475 | 0 | 0 | 0 | 0 | Constrained,otherwise capacity available =52.5kW. | --> | E12 ex DUNFIRTH | Dunfirth [T122] | DUNFIRTH |  | 53.443 | -6.8609
MV/LV Substation TR***538Y |  | 10 kV | _ | LV | 200 kVA :Pole Substation | 0.2 | --> | 0.2 | 0 | 0 | Constrained,otherwise capacity available =183kVA. | --> | 0.19 | 0 | 0 | 0 | 0 | Constrained,otherwise capacity available =202.6kW. | --> | C14 ex TEMPLEMORE | Templemore [T41,T42] | IKERRIN |  | 52.725 | -7.5835
MV/LV Substation TR***544X |  | 10 kV | _ | LV | 50 kVA :Pole Substation | 0.05 | --> | 0.05 | 0.045 | 0.9 |  | --> | 0.0475 | 0 | 0 | 0.050753 | 0 |  | --> | C11 ex RATHMORE | Rathmore [T42,T421] | KNOCKEARAGH |  | 52.0872 | -9.2052
MV/LV Substation TR***556 |  | 20 kV | _ | LV | 200 kVA :Pole Substation | 0.2 | --> | 0.2 | 0 | 0 | Constrained,otherwise capacity available =179kVA. | --> | 0.19 | 0 | 0 | 0 | 0 | Constrained,otherwise capacity available =203.2kW. | --> | C14 ex MILFORD (NR) | Milford (nr) [T41,T42] | LETTERKENNY |  | 55.2253 | -7.7051
MV/LV Substation TR***560Z |  | 10 kV | _ | LV | 400 kVA :Building Structure | 0.4 | --> | 0.4 | 0 | 0 | Constrained,otherwise capacity available =371kVA. | --> | 0.38 | 0 | 0 | 0.40438 | 0 |  | --> | C18 ex BALGADDY | Balgaddy [T41,T42] | GRANGE CASTLE |  | 53.3411 | -6.4184
MV/LV Substation TR***585X |  | 10 kV | _ | LV | 200 kVA :Pole Substation | 0.2 | --> | 0.2 | 0.155 | 6.2 |  | --> | 0.19 | 0 | 0 | 0.20672 | 0 |  | --> | C22 ex CAHIR | Cahir [T41,T42] | CAHIR |  | 52.3668 | -7.9287
MV/LV Substation TR***591 |  | 10 kV | _ | LV | 630 kVA :Kiosk Substation | 0.63 | --> | 0.63 | 0 | 0 | Constrained,otherwise capacity available =500kVA. | --> | 0.5985 | 0 | 0 | 0.5 | 0 |  | --> | C12 ex CRANMORE | Cranmore [T41,T42] | SLIGO |  | 54.2507 | -8.4528
MV/LV Substation TR***598 |  | 10 kV | _ | LV | 400 kVA :Kiosk Substation | 0.4 | --> | 0.4 | 0.345 | 2.3 |  | --> | 0.38 | 0 | 0.003705 | 0.40827 | 0 |  | --> | C16 ex BALLYRICKARD | Ballyrickard [T41,T42] | TRALEE |  | 52.2795 | -9.7257
MV/LV Substation TR***598 |  | 10 kV | _ | LV | 400 kVA :Kiosk Substation | 0.4 | --> | 0.4 | 0.236 | 1.5 |  | --> | 0.38 | 0 | 0.005928 | 0.42417 | 0 |  | --> | C16 ex MONKSTOWN | Monkstown [T41,T42] | BLACKROCK |  | 53.2973 | -6.1598
MV/LV Substation TR***600Z |  | 10 kV | _ | LV | 630 kVA :Building Structure | 0.63 | --> | 0.63 | 0.5 | 7.2 |  | --> | 0.5985 | 0 | 0 | 0.5 | 0 |  | --> | C12 ex LIBERTY STREET | Liberty Street [T101,T102] | LIBERTY STREET |  | 51.8944 | -8.4699
MV/LV Substation TR***622Y |  | 10 kV | _ | LV | 200 kVA :Kiosk Substation | 0.2 | --> | 0.2 | 0 | 0 | Constrained,otherwise capacity available =154kVA. | --> | 0.19 | 0 | 0.003705 | 0 | 0 | Constrained,otherwise capacity available =206.9kW. | --> | C15 ex PALLAS | Pallas [T41,T42] | PORTLAOISE |  | 53.0414 | -7.3033
MV/LV Substation TR***626 |  | 20 kV | _ | LV | 50 kVA :Pole Substation | 0.05 | --> | 0.05 | 0.05 | 3 |  | --> | 0.0475 | 0 | 0 | 0 | 0 | Constrained,otherwise capacity available =50kW. | --> | E13 ex MOVILLE | Moville [T421,T422] | TRILLICK |  | 55.2699 | -7.0688
MV/LV Substation TR***630X |  | 20 kV | _ | LV | 50 kVA :Pole Substation | 0.05 | --> | 0.05 | 0 | 0 | Constrained,otherwise capacity available =43kVA. | --> | 0.0475 | 0 | 0 | 0.051052 | 0 |  | --> | E25 ex TALBOTS INCH | Talbots Inch [T41,T42] | KILKENNY |  | 52.6789 | -7.2762
MV/LV Substation TR***641 |  | 20 kV | _ | LV | 630 kVA :Kiosk Substation | 0.63 | --> | 0.63 | 0 | 0 | Constrained,otherwise capacity available =385kVA. | --> | 0.5985 | 0 | 0.046683 | 0.5 | 0 |  | --> | E16 ex DINGLE | Dingle [T421,T422] | OUGHTRAGH |  | 52.1382 | -10.2705
MV/LV Substation TR***641X |  | 20 kV | _ | LV | 100 kVA :Pole Substation | 0.1 | --> | 0.1 | 0.09 | 3.5 |  | --> | 0.095 | 0 | 0 | 0.10151 | 0 |  | --> | C18 ex DUNDALK | Dundalk [T41,T42] | DUNDALK |  | 54.0367 | -6.4567
MV/LV Substation TR***641X |  | 10 kV | _ | LV | 100 kVA :Pole Substation | 0.1 | --> | 0.1 | 0 | 0 | Constrained,otherwise capacity available =97kVA. | --> | 0.095 | 0 | 0 | 0.10045 | 0 |  | --> | C12 ex SAGGART | Saggart [T41,T42] | GRANGE CASTLE |  | 53.2759 | -6.4953
MV/LV Substation TR***645 |  | 20 kV | _ | LV | 50 kVA :Pole Substation | 0.05 | --> | 0.05 | 0 | 0 | Constrained,otherwise capacity available =50kVA. | --> | 0.0475 | 0 | 0 | 0 | 0 | Constrained,otherwise capacity available =50kW. | --> | E17 ex BUNCRANA | Buncrana [T421,T422] | TRILLICK |  | 55.1245 | -7.2112
MV/LV Substation TR***648 |  | 10 kV | _ | LV | 100 kVA :Pole Substation | 0.1 | --> | 0.1 | 0 | 0 | Constrained,otherwise capacity available =97kVA. | --> | 0.095 | 0 | 0 | 0.10045 | 0 |  | --> | C15 ex TRIM | Trim [T41,T42] | NAVAN |  | 53.5504 | -6.7969
MV/LV Substation TR***649X |  | 10 kV | _ | LV | 50 kVA :Pole Substation | 0.05 | --> | 0.05 | 0 | 0 | Constrained,otherwise capacity available =50kVA. | --> | 0.0475 | 0 | 0 | 0.05 | 0 |  | --> | C15 ex ENNIS NORTH | Ennis North [T41,T42] | ENNIS |  | 52.8404 | -9.0309
MV/LV Substation TR***655X |  | 10 kV | _ | LV | 400 kVA :Kiosk Substation | 0.4 | --> | 0.4 | 0 | 0 | Constrained,otherwise capacity available =309kVA. | --> | 0.38 | 0 | 0.003705 | 0.41359 | 0 |  | --> | C17 ex TOGHER | Togher [T41,T42] | TRABEG |  | 51.8764 | -8.4814
MV/LV Substation TR***677 |  | 10 kV | _ | LV | 50 kVA :Pole Substation | 0.05 | --> | 0.05 | 0.034 | 0.3 |  | --> | 0.0475 | 0 | 0 | 0.052373 | 0 |  | --> | C16 ex BANAGHER | Banagher [T41,T42] | DALLOW |  | 53.1892 | -7.9991
MV/LV Substation TR***683Y |  | 20 kV | _ | LV | 50 kVA :Pole Substation | 0.05 | --> | 0.05 | 0.05 | 3.5 |  | --> | 0.0475 | 0 | 0 | 0 | 0 | Constrained,otherwise capacity available =50kW. | --> | E12 ex DUNFIRTH | Dunfirth [T122] | DUNFIRTH |  | 53.4237 | -6.9247
MV/LV Substation TR***687X |  | 10 kV | _ | LV | 200 kVA :Kiosk Substation | 0.2 | --> | 0.2 | 0 | 0 | Constrained,otherwise capacity available =171kVA. | --> | 0.19 | 0 | 0 | 0 | 0 | Constrained,otherwise capacity available =204.4kW. | --> | C22 ex KNOCKAPHUNTA | Knockaphunta [T41,T42] | CASTLEBAR |  | 53.8468 | -9.3074
MV/LV Substation TR***696 |  | 10 kV | _ | LV | 100 kVA :Pole Substation | 0.1 | --> | 0.1 | 0.1 | 1.5 |  | --> | 0.095 | 0 | 0 | 0.1 | 0 |  | --> | C12 ex SMEARLA | Smearla [T41,T42] | TRIEN |  | 52.4333 | -9.5396
MV/LV Substation TR***729 |  | 20 kV | _ | LV | 50 kVA :Pole Substation | 0.05 | --> | 0.05 | 0.047 | 4.4 |  | --> | 0.0475 | 0 | 0 | 0 | 0 | Constrained,otherwise capacity available =50.5kW. | --> | E18 ex STRANORLAR | Stranorlar [T421,T422] | LETTERKENNY |  | 54.8083 | -7.7394
MV/LV Substation TR***738 |  | 10 kV | _ | LV | 100 kVA :Pole Substation | 0.1 | --> | 0.1 | 0 | 0 | Constrained,otherwise capacity available =75kVA. | --> | 0.095 | 0 | 0 | 0.10373 | 0 |  | --> | C17 ex SKIBBEREEN | Skibbereen [T41,T42] | DUNMANWAY |  | 51.5024 | -9.2628
MV/LV Substation TR***738 |  | 10 kV | _ | LV | 200 kVA :Building Structure | 0.2 | --> | 0.2 | 0 | 0 | Constrained,otherwise capacity available =120kVA. | --> | 0.19 | 0 | 0.011115 | 0.2118 | 0 |  | --> | C15 ex TRIM | Trim [T41,T42] | NAVAN |  | 53.565 | -6.8015
MV/LV Substation TR***749 |  | 10 kV | _ | LV | 50 kVA :Pole Substation | 0.05 | --> | 0.05 | 0 | 0 | Constrained,otherwise capacity available =21kVA. | --> | 0.0475 | 0 | 0 | 0.05422 | 0 |  | --> | C21 ex KILMONEY | Kilmoney [T41,T42] | TRABEG |  | 51.7609 | -8.3918
MV/LV Substation TR***764X |  | 10 kV | _ | LV | 50 kVA :Pole Substation | 0.05 | --> | 0.05 | 0 | 0 | Constrained,otherwise capacity available =47kVA. | --> | 0.0475 | 0 | 0 | 0.050453 | 0 |  | --> | C11 ex DERRYCRAMPH | Derrycramph [T41,T42] | SHANKILL |  | 53.9635 | -7.3557
MV/LV Substation TR***764Y |  | 10 kV | _ | LV | 400 kVA :Building Structure | 0.4 | --> | 0.4 | 0.4 | 3.1 |  | --> | 0.38 | 0 | 0 | 0.4 | 0 |  | --> | C22 ex BELLFIELD | Bellfield [T41,T42] | CRANE |  | 52.503 | -6.5647
MV/LV Substation TR***765 |  | 20 kV | _ | LV | 50 kVA :Pole Substation | 0.05 | --> | 0.05 | 0 | 0 | Constrained,otherwise capacity available =23kVA. | --> | 0.0475 | 0 | 0 | 0.05394 | 0 |  | --> | C21 ex TERMONFECKIN ROAD | Termonfeckin Road [T41,T42] | DRYBRIDGE |  | 53.7623 | -6.2721
MV/LV Substation TR***785Y |  | 10 kV | _ | LV | 200 kVA :Pole Substation | 0.2 | --> | 0.2 | 0 | 0 | Constrained,otherwise capacity available =200kVA. | --> | 0.19 | 0 | 0 | 0 | 0 | Constrained,otherwise capacity available =200kW. | --> | C12 ex MOUNTRATH | Mountrath [T41,T42] | PORTLAOISE |  | 52.9787 | -7.4303
MV/LV Substation TR***786 |  | 10 kV | _ | LV | 100 kVA :Pole Substation | 0.1 | --> | 0.1 | 0.095 | 1.5 |  | --> | 0.095 | 0 | 0 | 0.10076 | 0 |  | --> | C19 ex SMEARLA | Smearla [T41,T42] | TRIEN |  | 52.4261 | -9.4173
MV/LV Substation TR***793X |  | 10 kV | _ | LV | 50 kVA :Pole Substation | 0.05 | --> | 0.05 | 0 | 0 | Constrained,otherwise capacity available =47kVA. | --> | 0.0475 | 0 | 0 | 0.050453 | 0 |  | --> | C17 ex SKIBBEREEN | Skibbereen [T41,T42] | DUNMANWAY |  | 51.5068 | -9.2612
MV/LV Substation TR***802X |  | 10 kV | _ | LV | 200 kVA :Building Structure | 0.2 | --> | 0.2 | 0 | 0 | Constrained,otherwise capacity available =177kVA. | --> | 0.19 | 0 | 0 | 0.20346 | 0 |  | --> | C11 ex POLLERTON | Pollerton [T41,T42] | CARLOW |  | 52.8427 | -6.9083
MV/LV Substation TR***807 |  | 20 kV | _ | LV | 100 kVA :Pole Substation | 0.1 | --> | 0.1 | 0.083 | 0.3 |  | --> | 0.095 | 0 | 0.018525 | 0.10255 | 0 |  | --> | E31 ex TRIM | Trim [T421] | NAVAN |  | 53.5204 | -6.8251
MV/LV Substation TR***810X |  | 20 kV | _ | LV | 200 kVA :Building Structure | 0.2 | --> | 0.2 | 0 | 0 | Constrained,otherwise capacity available =200kVA. | --> | 0.19 | 0 | 0 | 0.2 | 0 |  | --> | E25 ex TALBOTS INCH | Talbots Inch [T41,T42] | KILKENNY |  | 52.687 | -7.2747
MV/LV Substation TR***812X |  | 10 kV | _ | LV | 25 kVA :Pole Substation | 0.025 | --> | 0.025 | 0.021 | 2.9 |  | --> | 0.02375 | 0 | 0 | 0.0256 | 0 |  | --> | C18 ex ABBEYLAND | Abbeyland [T41,T42] | NAVAN |  | 53.6588 | -6.7339
MV/LV Substation TR***816 |  | 10 kV | _ | LV | 50 kVA :Pole Substation | 0.05 | --> | 0.05 | 0 | 0 | Constrained,otherwise capacity available =35kVA. | --> | 0.0475 | 0 | 0.004446 | 0.052228 | 0 |  | --> | C21 ex KILMONEY | Kilmoney [T41,T42] | TRABEG |  | 51.7637 | -8.3976
MV/LV Substation TR***818X |  | 20 kV | _ | LV | 50 kVA :Pole Substation | 0.05 | --> | 0.05 | 0 | 0 | Constrained,otherwise capacity available =50kVA. | --> | 0.0475 | 0 | 0 | 0.05 | 0 |  | --> | E14 ex KILCOCK | Kilcock [T421,T422] | GRIFFINRATH |  | 53.482 | -6.7254
MV/LV Substation TR***818Y |  | 20 kV | _ | LV | 50 kVA :Pole Substation | 0.05 | --> | 0.05 | 0 | 0 | Constrained,otherwise capacity available =49kVA. | --> | 0.0475 | 0 | 0 | 0.050152 | 0 |  | --> | E19 ex CAVAN | Cavan [T42,T421] | SHANKILL |  | 53.9558 | -7.4469
MV/LV Substation TR***826Y |  | 20 kV | _ | LV | 50 kVA :Pole Substation | 0.05 | --> | 0.05 | 0 | 0 | Constrained,otherwise capacity available =23kVA. | --> | 0.0475 | 0 | 0 | 0.05394 | 0 |  | --> | E17 ex ACADEMY STREET | Academy Street [T421,T422,T44] | NAVAN |  | 53.5747 | -6.717
MV/LV Substation TR***843 |  | 10 kV | _ | LV | 200 kVA :Pole Substation | 0.2 | --> | 0.2 | 0.2 | 5.6 |  | --> | 0.19 | 0 | 0 | 0.2 | 0 |  | --> | C11 ex KILCOOLE | Kilcoole [T41,T42] | FASSAROE |  | 53.0813 | -6.1071
MV/LV Substation TR***854 |  | 20 kV | _ | LV | 50 kVA :Pole Substation | 0.05 | --> | 0.05 | 0.024 | 2 |  | --> | 0.0475 | 0 | 0 | 0.0538 | 0 |  | --> | E16 ex MOHILL | Mohill [T421,T422] | CARRICK ON SHANNON |  | 53.917 | -7.8772
MV/LV Substation TR***864Y |  | 10 kV | _ | LV | 100 kVA :Pole Substation | 0.1 | --> | 0.1 | 0.072 | 1 |  | --> | 0.095 | 0 | 0 | 0.10417 | 0 |  | --> | C25 ex TYCOR | Tycor [T41,T42] | WATERFORD |  | 52.2479 | -7.173
MV/LV Substation TR***871X |  | 20 kV | _ | LV | 50 kVA :Pole Substation | 0.05 | --> | 0.05 | 0.048 | 2.6 |  | --> | 0.0475 | 0 | 0 | 0.050303 | 0 |  | --> | C18 ex KILLESHANDRA | Killeshandra [T41,T42] | GORTAWEE |  | 54.0084 | -7.5206
MV/LV Substation TR***877 |  | 20 kV | _ | LV | 630 kVA :Building Structure | 0.63 | --> | 0.63 | 0.5 | 1.6 |  | --> | 0.5985 | 0 | 0.00741 | 0 | 0 | Constrained,otherwise capacity available =500kW. | --> | E12 ex BELMULLET | Belmullet [T421] | BELLACORICK |  | 54.2199 | -9.9854
MV/LV Substation TR***878X |  | 10 kV | _ | LV | 50 kVA :Pole Substation | 0.05 | --> | 0.05 | 0 | 0 | Constrained,otherwise capacity available =50kVA. | --> | 0.0475 | 0 | 0 | 0.05 | 0 |  | --> | C21 ex ENNISTYMON | Ennistymon [T41,T42] | ENNIS |  | 52.8699 | -9.3583
MV/LV Substation TR***880Y |  | 10 kV | _ | LV | 50 kVA :Pole Substation | 0.05 | --> | 0.05 | 0 | 0 | Constrained,otherwise capacity available =29kVA. | --> | 0.0475 | 0 | 0 | 0 | 0 | Constrained,otherwise capacity available =53.1kW. | --> | C22 ex PORTLAOISE | Portlaoise [T41,T42] | PORTLAOISE |  | 53.1141 | -7.1532
MV/LV Substation TR***881 |  | 20 kV | _ | LV | 100 kVA :Pole Substation | 0.1 | --> | 0.1 | 0.072 | 2 |  | --> | 0.095 | 0 | 0 | 0.10417 | 0 |  | --> | E16 ex MOHILL | Mohill [T421,T422] | CARRICK ON SHANNON |  | 53.9171 | -7.8734
MV/LV Substation TR***886Y |  | 20 kV | _ | LV | 200 kVA :Pole Substation | 0.2 | --> | 0.2 | 0 | 0 | Constrained,otherwise capacity available =123kVA. | --> | 0.19 | 0 | 0 | 0 | 0 | Constrained,otherwise capacity available =211.4kW. | --> | E14 ex EMYVALE | Emyvale [T422] | LISDRUM |  | 54.3704 | -6.9497
MV/LV Substation TR***891X |  | 10 kV | _ | LV | 400 kVA :Building Structure | 0.4 | --> | 0.4 | 0.361 | 6 |  | --> | 0.38 | 0 | 0 | 0 | 0 | Constrained,otherwise capacity available =405.9kW. | --> | C11 ex ARDGEEHA | Ardgeeha [T41,T42] | DOON |  | 52.3639 | -7.7045
MV/LV Substation TR***900 |  | 10 kV | _ | LV | 50 kVA :Pole Substation | 0.05 | --> | 0.05 | 0.046 | 1.5 |  | --> | 0.0475 | 0 | 0 | 0.050604 | 0 |  | --> | C19 ex SMEARLA | Smearla [T41,T42] | TRIEN |  | 52.4428 | -9.3746
MV/LV Substation TR***905 |  | 10 kV | _ | LV | 200 kVA :Kiosk Substation | 0.2 | --> | 0.2 | 0 | 0 | Constrained,otherwise capacity available =129kVA. | --> | 0.19 | 0 | 0.00741 | 0.2105 | 0 |  | --> | C17 ex TYMON | Tymon [T41,T42] | COOKSTOWN |  | 53.3008 | -6.3613
MV/LV Substation TR***927X |  | 20 kV | _ | LV | 100 kVA :Pole Substation | 0.1 | --> | 0.1 | 0.086 | 2.3 |  | --> | 0.095 | 0 | 0 | 0.1021 | 0 |  | --> | E13 ex AGHADA | Aghada [T721] | N/A |  | 51.822 | -8.2341
MV/LV Substation TR***933X |  | 10 kV | _ | LV | 50 kVA :Pole Substation | 0.05 | --> | 0.05 | 0 | 0 | Constrained,otherwise capacity available =39kVA. | --> | 0.0475 | 0 | 0 | 0.051643 | 0 |  | --> | C16 ex ENNISTYMON | Ennistymon [T41,T42] | ENNIS |  | 52.9353 | -9.3024
MV/LV Substation TR***945X |  | 10 kV | _ | LV | 200 kVA :Pole Substation | 0.2 | --> | 0.2 | 0 | 0 | Constrained,otherwise capacity available =200kVA. | --> | 0.19 | 0 | 0 | 0.2 | 0 |  | --> | C21 ex KILMONEY | Kilmoney [T41,T42] | TRABEG |  | 51.757 | -8.3957
MV/LV Substation TR***962X |  | 20 kV | _ | LV | 50 kVA :Pole Substation | 0.05 | --> | 0.05 | 0 | 0 | Constrained,otherwise capacity available =37kVA. | --> | 0.0475 | 0 | 0 | 0.051937 | 0 |  | --> | C18 ex DEERPARK | Deerpark [T41,T42] | BALLYDINE |  | 52.5078 | -7.5054
MV/LV Substation TR***967X |  | 20 kV | _ | LV | 50 kVA :Pole Substation | 0.05 | --> | 0.05 | 0.047 | 8.1 |  | --> | 0.0475 | 0 | 0 | 0 | 0 | Constrained,otherwise capacity available =50.5kW. | --> | E16 ex WESTPORT | Westport [T421,T422] | CASTLEBAR |  | 53.7932 | -9.534
MV/LV Substation TR***970X |  | 10 kV | _ | LV | 400 kVA :Building Structure | 0.4 | --> | 0.4 | 0.25 | 6 |  | --> | 0.38 | 0 | 0.02964 | 0.42173 | 0 |  | --> | C14 ex TRABEG | Trabeg [T101,T102] | TRABEG |  | 51.8722 | -8.4704
MV/LV Substation TR***974X |  | 10 kV | _ | LV | 50 kVA :Pole Substation | 0.05 | --> | 0.05 | 0 | 0 | Constrained,otherwise capacity available =43kVA. | --> | 0.0475 | 0 | 0 | 0.051052 | 0 |  | --> | C20 ex CAHIRCALLA | Cahircalla [T41,T42] | ENNIS |  | 52.8338 | -9.009
MV/LV Substation TR***982X |  | 10 kV | _ | LV | 200 kVA :Kiosk Substation | 0.2 | --> | 0.2 | 0 | 0 | Constrained,otherwise capacity available =184kVA. | --> | 0.19 | 0 | 0 | 0.20241 | 0 |  | --> | C16 ex GARRYSPILLANE | Garryspillane [T41] | TIPPERARY |  | 52.3585 | -8.4641
MV/LV Substation TR***991 |  | 10 kV | _ | LV | 630 kVA :Kiosk Substation | 0.63 | --> | 0.63 | 0.43 | 14.2 |  | --> | 0.5985 | 0 | 0 | 0.5 | 0 |  | --> | C22 ex COOKSTOWN | Cookstown [T101,T102] | CARRICKMINES |  | 53.2985 | -6.3754
MV/LV Substation TS***285Y |  | 10 kV | _ | LV | 630 kVA :Building Structure | 0.63 | --> | 0.63 | 0 | 0 | Constrained,otherwise capacity available =500kVA. | --> | 0.5985 | 0 | 0 | 0.5 | 0 |  | --> | C13 ex DOUGLAS | Douglas [T41,T42] | TRABEG |  | 51.8783 | -8.4344
MV/LV Substation TU***001Y |  | 10 kV | _ | LV | 50 kVA :Pole Substation | 0.05 | --> | 0.05 | 0 | 0 | Constrained,otherwise capacity available =47kVA. | --> | 0.0475 | 0 | 0 | 0.050453 | 0 |  | --> | C11 ex SCARIFF | Scariff [T42] | ENNIS |  | 52.8899 | -8.5457
MV/LV Substation TU***002X |  | 10 kV | _ | LV | 50 kVA :Pole Substation | 0.05 | --> | 0.05 | 0 | 0 | Constrained,otherwise capacity available =43kVA. | --> | 0.0475 | 0 | 0.004446 | 0.051052 | 0 |  | --> | C22 ex CASTLEISLAND | Castleisland [T41,T42] | TRALEE |  | 52.2344 | -9.4352
MV/LV Substation TU***008Z |  | 20 kV | _ | LV | 200 kVA :Kiosk Substation | 0.2 | --> | 0.2 | 0 | 0 | Constrained,otherwise capacity available =173kVA. | --> | 0.19 | 0 | 0 | 0.20406 | 0 |  | --> | E15 ex BATTER LANE TEMPORARY | Batter Lane Temporary 38kv [T421] | GLASMORE |  | 53.493 | -6.175
MV/LV Substation TU***009 |  | 10 kV | _ | LV | 200 kVA :Kiosk Substation | 0.2 | --> | 0.2 | 0 | 0 | Constrained,otherwise capacity available =130kVA. | --> | 0.19 | 0 | 0.006669 | 0.21036 | 0 |  | --> | C15 ex KYLEERAGH | Kyleeragh [T41,T42] | NENAGH |  | 52.8692 | -8.1948
MV/LV Substation TU***009 |  | 10 kV | _ | LV | 200 kVA :Pole Substation | 0.2 | --> | 0.2 | 0 | 0 | Constrained,otherwise capacity available =110kVA. | --> | 0.19 | 0 | 0 | 0.21322 | 0 |  | --> | C15 ex TULLA | Tulla [T41,T42] | ENNIS |  | 52.8679 | -8.7568
MV/LV Substation TU***010Z |  | 10 kV | _ | LV | 200 kVA :Pole Substation | 0.2 | --> | 0.2 | 0 | 0 | Constrained,otherwise capacity available =185kVA. | --> | 0.19 | 0 | 0 | 0.20226 | 0 |  | --> | C20 ex KILDARE | Kildare [T41,T42] | NEWBRIDGE |  | 53.1683 | -6.8391
MV/LV Substation TU***012 |  | 10 kV | _ | LV | 50 kVA :Pole Substation | 0.05 | --> | 0.05 | 0.047 | 4.2 |  | --> | 0.0475 | 0 | 0 | 0.050453 | 0 |  | --> | C13 ex ERRIGAL | Errigal [T41,T422] | SHANKILL |  | 54.0549 | -7.138
MV/LV Substation TU***015X |  | 20 kV | _ | LV | 200 kVA :Pole Substation | 0.2 | --> | 0.2 | 0.178 | 2 |  | --> | 0.19 | 0 | 0 | 0.20331 | 0 |  | --> | E11 ex MOHILL | Mohill [T421,T422] | CARRICK ON SHANNON |  | 53.9233 | -7.8423
MV/LV Substation TU***018X |  | 20 kV | _ | LV | 200 kVA :Pole Substation | 0.2 | --> | 0.2 | 0.2 | 2 |  | --> | 0.19 | 0 | 0 | 0.2 | 0 |  | --> | E15 ex MOHILL | Mohill [T421,T422] | CARRICK ON SHANNON |  | 54.0518 | -7.8017
MV/LV Substation TU***019X |  | 20 kV | _ | LV | 50 kVA :Pole Substation | 0.05 | --> | 0.05 | 0.047 | 2 |  | --> | 0.0475 | 0 | 0 | 0.050453 | 0 |  | --> | E15 ex MOHILL | Mohill [T421,T422] | CARRICK ON SHANNON |  | 54.0472 | -7.8022
MV/LV Substation TU***021 |  | 10 kV | _ | LV | 200 kVA :Pole Substation | 0.2 | --> | 0.2 | 0.2 | 2.2 |  | --> | 0.19 | 0 | 0 | 0.2 | 0 |  | --> | C18 ex BAILIEBORO | Bailieboro [T41,T42] | MEATH HILL |  | 53.8794 | -6.9676
MV/LV Substation TU***023 |  | 20 kV | _ | LV | 200 kVA :Pole Substation | 0.2 | --> | 0.2 | 0.164 | 0.4 |  | --> | 0.19 | 0 | 0 | 0.20539 | 0 |  | --> | E15 ex TULLOW | Tullow [T421,T422] | CARLOW |  | 52.8023 | -6.7407
MV/LV Substation TU***025Y |  | 20 kV | _ | LV | 50 kVA :Pole Substation | 0.05 | --> | 0.05 | 0.037 | 1.1 |  | --> | 0.0475 | 0 | 0 | 0.051937 | 0 |  | --> | E18 ex BIRR | Birr [T41,T422] | DALLOW |  | 53.1045 | -7.9047
MV/LV Substation TU***031Z |  | 10 kV | _ | LV | 400 kVA :Kiosk Substation | 0.4 | --> | 0.4 | 0 | 0 | Constrained,otherwise capacity available =320kVA. | --> | 0.38 | 0 | 0 | 0.41197 | 0 |  | --> | C17 ex CLONMINCH | Clonminch [T41,T422] | THORNSBERRY |  | 53.2709 | -7.4967
MV/LV Substation TU***036 |  | 10 kV | _ | LV | 200 kVA :Pole Substation | 0.2 | --> | 0.2 | 0 | 0 | Constrained,otherwise capacity available =189kVA. | --> | 0.19 | 0 | 0.003705 | 0.20166 | 0 |  | --> | C11 ex SRAH | Srah [T41,T42] | THORNSBERRY |  | 53.2649 | -7.5035
MV/LV Substation TU***037 |  | 20 kV | _ | LV | 400 kVA :Kiosk Substation | 0.4 | --> | 0.4 | 0.36 | 0.4 |  | --> | 0.38 | 0 | 0.02223 | 0.40603 | 0 |  | --> | E15 ex TULLOW | Tullow [T421,T422] | CARLOW |  | 52.7964 | -6.749
MV/LV Substation TU***040 |  | 10 kV | _ | LV | 400 kVA :Kiosk Substation | 0.4 | --> | 0.4 | 0.273 | 1.5 |  | --> | 0.38 | 0 | 0.014079 | 0 | 0 | Constrained,otherwise capacity available =418.8kW. | --> | C19 ex TURLOUGH ROAD | Turlough Road [T43] | CASTLEBAR |  | 53.8641 | -9.2941
MV/LV Substation TU***041 |  | 10 kV | _ | LV | 200 kVA :Building Structure | 0.2 | --> | 0.2 | 0.074 | 1.4 |  | --> | 0.19 | 0 | 0.03705 | 0.21827 | 0 |  | --> | C15 ex RINEANNA | Rineanna [T41,T42] | DRUMLINE |  | 52.7062 | -8.8891
MV/LV Substation TU***043 |  | 20 kV | _ | LV | 100 kVA :Pole Substation | 0.1 | --> | 0.1 | 0.1 | 0.4 |  | --> | 0.095 | 0 | 0 | 0.1 | 0 |  | --> | E15 ex TULLOW | Tullow [T421,T422] | CARLOW |  | 52.7943 | -6.7463
MV/LV Substation TU***050Y |  | 10 kV | _ | LV | 400 kVA :Kiosk Substation | 0.4 | --> | 0.4 | 0 | 0 | Constrained,otherwise capacity available =365kVA. | --> | 0.38 | 0 | 0.003705 | 0.40528 | 0 |  | --> | C12 ex MONEENAGEISHA | Moneenageisha [T41,T42] | GALWAY 110KV |  | 53.2766 | -9.0397
MV/LV Substation TU***053 |  | 10 kV | _ | LV | 400 kVA :Kiosk Substation | 0.4 | --> | 0.4 | 0 | 0 | Constrained,otherwise capacity available =267kVA. | --> | 0.38 | 0 | 0.049647 | 0.41971 | 0 |  | --> | C16 ex ATHENRY | Athenry [T41,T42] | GALWAY 110KV |  | 53.3041 | -8.7514
MV/LV Substation TU***055 |  | 10 kV | _ | LV | 400 kVA :Kiosk Substation | 0.4 | --> | 0.4 | 0.289 | 13.5 |  | --> | 0.38 | 0 | 0.013338 | 0.41651 | 0 |  | --> | C12 ex ENNIS | Ennis [T101,T102] | ENNIS |  | 52.8495 | -8.9731
MV/LV Substation TU***063 |  | 10 kV | _ | LV | 50 kVA :Pole Substation | 0.05 | --> | 0.05 | 0 | 0 | Constrained,otherwise capacity available =44kVA. | --> | 0.0475 | 0 | 0 | 0.050903 | 0 |  | --> | C22 ex CASTLEISLAND | Castleisland [T41,T42] | TRALEE |  | 52.2352 | -9.4373
MV/LV Substation TU***066Y |  | 20 kV | _ | LV | 400 kVA :Kiosk Substation | 0.4 | --> | 0.4 | 0 | 0 | Constrained,otherwise capacity available =343kVA. | --> | 0.38 | 0 | 0 | 0.40856 | 0 |  | --> | E15 ex BATTER LANE TEMPORARY | Batter Lane Temporary 38kv [T421] | GLASMORE |  | 53.4877 | -6.1578
MV/LV Substation TU***072Y |  | 10 kV | _ | LV | 100 kVA :Pole Substation | 0.1 | --> | 0.1 | 0 | 0 | Constrained,otherwise capacity available =70kVA. | --> | 0.095 | 0 | 0 | 0.10446 | 0 |  | --> | C16 ex LOUGHREA | Loughrea [T41,T42] | SOMERSET |  | 53.199 | -8.5904
MV/LV Substation TU***076 |  | 10 kV | _ | LV | 50 kVA :Pole Substation | 0.05 | --> | 0.05 | 0.05 | 2.2 |  | --> | 0.0475 | 0 | 0 | 0.05 | 0 |  | --> | C18 ex BAILIEBORO | Bailieboro [T41,T42] | MEATH HILL |  | 53.8799 | -6.9648
MV/LV Substation TU***076 |  | 10 kV | _ | LV | 400 kVA :Building Structure | 0.4 | --> | 0.4 | 0 | 0 | Constrained,otherwise capacity available =142kVA. | --> | 0.38 | 0 | 0.008892 | 0.43736 | 0 |  | --> | C17 ex CAHIRCALLA | Cahircalla [T41,T42] | ENNIS |  | 52.8391 | -8.9842
MV/LV Substation TU***077 |  | 20 kV | _ | LV | 50 kVA :Pole Substation | 0.05 | --> | 0.05 | 0.046 | 6 |  | --> | 0.0475 | 0 | 0 | 0 | 0 | Constrained,otherwise capacity available =50.6kW. | --> | C14 ex ARDGEEHA | Ardgeeha [T41,T42] | DOON |  | 52.4542 | -7.6504
MV/LV Substation TU***077Y |  | 20 kV | _ | LV | 100 kVA :Pole Substation | 0.1 | --> | 0.1 | 0 | 0 | Constrained,otherwise capacity available =98kVA. | --> | 0.095 | 0 | 0 | 0 | 0 | Constrained,otherwise capacity available =100.3kW. | --> | E11 ex MACROOM | Macroom [T422] | MACROOM |  | 51.9404 | -8.7587
MV/LV Substation TU***081 |  | 10 kV | _ | LV | 630 kVA :Kiosk Substation | 0.63 | --> | 0.63 | 0 | 0 | Constrained,otherwise capacity available =500kVA. | --> | 0.5985 | 0 | 0 | 0.5 | 0 |  | --> | C22 ex GRANGE (DR) | Grange (dr) [T41,T42] | GRANGE (DR) |  | 53.4026 | -6.1945
MV/LV Substation TU***082 |  | 20 kV | _ | LV | 50 kVA :Pole Substation | 0.05 | --> | 0.05 | 0.041 | 1.3 |  | --> | 0.0475 | 0 | 0 | 0.051348 | 0 |  | --> | C24 ex CLIFDEN | Clifden [T41,T42] | SCREEB |  | 53.5926 | -9.9825
MV/LV Substation TU***085 |  | 20 kV | _ | LV | 50 kVA :Pole Substation | 0.05 | --> | 0.05 | 0.044 | 0.9 |  | --> | 0.0475 | 0 | 0 | 0.050903 | 0 |  | --> | E17 ex RATHMORE | Rathmore [T42,T421] | KNOCKEARAGH |  | 52.0723 | -9.1232
MV/LV Substation TU***086 |  | 10 kV | _ | LV | 50 kVA :Pole Substation | 0.05 | --> | 0.05 | 0.016 | 1.4 |  | --> | 0.0475 | 0 | 0.022971 | 0.05491 | 0 |  | --> | C20 ex RINEANNA | Rineanna [T41,T42] | DRUMLINE |  | 52.7105 | -8.8735
MV/LV Substation TU***088X |  | 10 kV | _ | LV | 630 kVA :Building Structure | 0.63 | --> | 0.63 | 0 | 0 | Constrained,otherwise capacity available =485kVA. | --> | 0.5985 | 0 | 0 | 0.5 | 0 |  | --> | C19 ex LOUGHLINSTOWN | Loughlinstown [T41,T42] | CARRICKMINES |  | 53.2478 | -6.1434
MV/LV Substation TU***089 |  | 20 kV | _ | LV | 200 kVA :Kiosk Substation | 0.2 | --> | 0.2 | 0 | 0 | Constrained,otherwise capacity available =127kVA. | --> | 0.19 | 0 | 0.002223 | 0 | 0 | Constrained,otherwise capacity available =210.8kW. | --> | E14 ex BLESSINGTON | Blessington [T421,T422] | KILTEEL |  | 53.1255 | -6.5608
MV/LV Substation TU***095Y |  | 20 kV | _ | LV | 400 kVA :Kiosk Substation | 0.4 | --> | 0.4 | 0 | 0 | Constrained,otherwise capacity available =354kVA. | --> | 0.38 | 0 | 0 | 0.40692 | 0 |  | --> | E15 ex BATTER LANE TEMPORARY | Batter Lane Temporary 38kv [T421] | GLASMORE |  | 53.4889 | -6.1571
MV/LV Substation TU***104 |  | 10 kV | _ | LV | 200 kVA :Pole Substation | 0.2 | --> | 0.2 | 0 | 0 | Constrained,otherwise capacity available =72kVA. | --> | 0.19 | 0 | 0 | 0.21854 | 0 |  | --> | C16 ex DERRYCRAMPH | Derrycramph [T41,T42] | SHANKILL |  | 53.9866 | -7.3585
MV/LV Substation TU***109X |  | 20 kV | _ | LV | 50 kVA :Pole Substation | 0.05 | --> | 0.05 | 0.004 | 1.4 |  | --> | 0.0475 | 0 | 0 | 0.056523 | 0 |  | --> | E17 ex KILROSS ROAD | Kilross Road [T421] | TIPPERARY |  | 52.4655 | -8.3413
MV/LV Substation TU***117Z |  | 20 kV | _ | LV | 200 kVA :Kiosk Substation | 0.2 | --> | 0.2 | 0 | 0 | Constrained,otherwise capacity available =179kVA. | --> | 0.19 | 0 | 0 | 0.20316 | 0 |  | --> | E16 ex ASHBOURNE | Ashbourne [T421,T422] | FINGLAS |  | 53.5165 | -6.3998
MV/LV Substation TU***120 |  | 10 kV | _ | LV | 50 kVA :Pole Substation | 0.05 | --> | 0.05 | 0.04 | 2.9 |  | --> | 0.0475 | 0 | 0 | 0.051496 | 0 |  | --> | C18 ex ABBEYLAND | Abbeyland [T41,T42] | NAVAN |  | 53.63 | -6.7994
MV/LV Substation TU***121 |  | 20 kV | _ | LV | 50 kVA :Pole Substation | 0.05 | --> | 0.05 | 0.048 | 2.3 |  | --> | 0.0475 | 0 | 0.00741 | 0.050303 | 0 |  | --> | E13 ex MOY | Moy [T421,T422] | MOY |  | 54.0912 | -9.1911
MV/LV Substation TU***123 |  | 10 kV | _ | LV | 400 kVA :Kiosk Substation | 0.4 | --> | 0.4 | 0 | 0 | Constrained,otherwise capacity available =286kVA. | --> | 0.38 | 0 | 0 | 0.41695 | 0 |  | --> | C16 ex DERRYCRAMPH | Derrycramph [T41,T42] | SHANKILL |  | 53.985 | -7.3567
MV/LV Substation TU***124 |  | 20 kV | _ | LV | 630 kVA :Building Structure | 0.63 | --> | 0.63 | 0 | 0 | Constrained,otherwise capacity available =500kVA. | --> | 0.5985 | 0 | 0 | 0.5 | 0 |  | --> | C12 ex SPIDDAL | Spiddal [T42] | SCREEB |  | 53.2384 | -9.4863
MV/LV Substation TU***126Z |  | 10 kV | _ | LV | 50 kVA :Pole Substation | 0.05 | --> | 0.05 | 0.019092 | 0 | Constrained,otherwise capacity available =44kVA. | --> | 0.0475 | 0 | 0 | 0 | 0 | Constrained,otherwise capacity available =50.9kW. | --> | C18 ex BALLYBAY | Ballybay [T41,T42] | LISDRUM |  | 54.1832 | -6.9425
MV/LV Substation TU***137 |  | 10 kV | _ | LV | 630 kVA :Kiosk Substation | 0.63 | --> | 0.63 | 0.34 | 6 |  | --> | 0.5985 | 0 | 0.019266 | 0.5 | 0 |  | --> | C12 ex TRABEG | Trabeg [T101,T102] | TRABEG |  | 51.8882 | -8.4668
MV/LV Substation TU***151Z |  | 10 kV | _ | LV | 400 kVA :Building Structure | 0.4 | --> | 0.4 | 0 | 0 | Constrained,otherwise capacity available =345kVA. | --> | 0.38 | 0 | 0 | 0.40827 | 0 |  | --> | C23 ex CLONMINCH | Clonminch [T41,T422] | THORNSBERRY |  | 53.2694 | -7.4752
MV/LV Substation TU***157X |  | 10 kV | _ | LV | 50 kVA :Pole Substation | 0.05 | --> | 0.05 | 0 | 0 | Constrained,otherwise capacity available =50kVA. | --> | 0.0475 | 0 | 0 | 0 | 0 | Constrained,otherwise capacity available =50kW. | --> | C11 ex KILMALLOCK | Kilmallock [T41,T42] | CHARLEVILLE |  | 52.3961 | -8.5311
MV/LV Substation TU***162 |  | 20 kV | _ | LV | 50 kVA :Pole Substation | 0.05 | --> | 0.05 | 0.046 | 3.3 |  | --> | 0.0475 | 0 | 0 | 0.050604 | 0 |  | --> | E15 ex BALLYBUNION | Ballybunion [T421,T422] | TRIEN |  | 52.5407 | -9.6102
MV/LV Substation TU***163Z |  | 10 kV | _ | LV | 400 kVA :Kiosk Substation | 0.4 | --> | 0.4 | 0 | 0 | Constrained,otherwise capacity available =306kVA. | --> | 0.38 | 0 | 0.010374 | 0.41403 | 0 |  | --> | C13 ex BALGADDY | Balgaddy [T41,T42] | GRANGE CASTLE |  | 53.3362 | -6.4434
MV/LV Substation TU***164X |  | 20 kV | _ | LV | 50 kVA :Pole Substation | 0.05 | --> | 0.05 | 0.05 | 9.1 |  | --> | 0.0475 | 0 | 0 | 0.05 | 0 |  | --> | E21 ex ARDNAREE | Ardnaree [T42,T421] | MOY |  | 54.0822 | -9.1051
MV/LV Substation TU***164Z |  | 10 kV | _ | LV | 200 kVA :Kiosk Substation | 0.2 | --> | 0.2 | 0 | 0 | Constrained,otherwise capacity available =35kVA. | --> | 0.19 | 0 | 0.031863 | 0.22357 | 0 |  | --> | C13 ex BALGADDY | Balgaddy [T41,T42] | GRANGE CASTLE |  | 53.336 | -6.4385
MV/LV Substation TU***165 |  | 10 kV | _ | LV | 200 kVA :Building Structure | 0.2 | --> | 0.2 | 0 | 0 | Constrained,otherwise capacity available =141kVA. | --> | 0.19 | 0 | 0.003705 | 0.20877 | 0 |  | --> | C23 ex POLLERTON | Pollerton [T41,T42] | CARLOW |  | 52.8322 | -6.9111
MV/LV Substation TU***168Z |  | 10 kV | _ | LV | 1000 kVA :Kiosk Substation | 1 | --> | 1 | 0 | 0 | Constrained,otherwise capacity available =500kVA. | --> | 0.95 | 0 | 0.03705 | 0.5 | 0 |  | --> | C26 ex POPPINTREE | Poppintree [T101,T102] | FINGLAS |  | 53.418 | -6.293
MV/LV Substation TU***169Z |  | 10 kV | _ | LV | 400 kVA :Kiosk Substation | 0.4 | --> | 0.4 | 0 | 0 | Constrained,otherwise capacity available =363kVA. | --> | 0.38 | 0 | 0 | 0.40558 | 0 |  | --> | C13 ex POPPINTREE | Poppintree [T101,T102] | FINGLAS |  | 53.418 | -6.2862
MV/LV Substation TU***175X |  | 10 kV | _ | LV | 100 kVA :Pole Substation | 0.1 | --> | 0.1 | 0 | 0 | Constrained,otherwise capacity available =48kVA. | --> | 0.095 | 0 | 0.003705 | 0.1076 | 0 |  | --> | C18 ex ATHBOY | Athboy [T42] | NAVAN |  | 53.6259 | -6.9265
MV/LV Substation TU***183 |  | 20 kV | _ | LV | 50 kVA :Pole Substation | 0.05 | --> | 0.05 | 0 | 0 | Constrained,otherwise capacity available =50kVA. | --> | 0.0475 | 0 | 0 | 0 | 0 | Constrained,otherwise capacity available =50kW. | --> | E12 ex CASTLELYONS | Castlelyons [T421,T422] | BARRYMORE |  | 52.0545 | -8.3737
MV/LV Substation TU***187Y |  | 10 kV | _ | LV | 100 kVA :Pole Substation | 0.1 | --> | 0.1 | 0.1 | 1.6 |  | --> | 0.095 | 0 | 0 | 0.1 | 0 |  | --> | C15 ex TULLYNAMALRA | Tullynamalra [T41,T42] | MEATH HILL |  | 54.0304 | -6.7051
MV/LV Substation TU***199Z |  | 10 kV | _ | LV | 400 kVA :Kiosk Substation | 0.4 | --> | 0.4 | 0 | 0 | Constrained,otherwise capacity available =395kVA. | --> | 0.38 | 0 | 0 | 0.40076 | 0 |  | --> | C13 ex POPPINTREE | Poppintree [T101,T102] | FINGLAS |  | 53.4183 | -6.284
MV/LV Substation TU***210 |  | 10 kV | _ | LV | 50 kVA :Pole Substation | 0.05 | --> | 0.05 | 0.05 | 2.8 |  | --> | 0.0475 | 0 | 0 | 0.05 | 0 |  | --> | C18 ex CASTLEBLAYNEY | Castleblayney [T41,T42] | DUNDALK |  | 54.1351 | -6.7012
MV/LV Substation TU***211Z |  | 20 kV | _ | LV | 50 kVA :Pole Substation | 0.05 | --> | 0.05 | 0 | 0 | Constrained,otherwise capacity available =48kVA. | --> | 0.0475 | 0 | 0 | 0.050303 | 0 |  | --> | E21 ex FINEA | Finea [T421,T422] | SHANKILL |  | 53.8831 | -7.3704
MV/LV Substation TU***216 |  | 20 kV | _ | LV | 100 kVA :Pole Substation | 0.1 | --> | 0.1 | 0 | 0 | Constrained,otherwise capacity available =72kVA. | --> | 0.095 | 0 | 0 | 0.10417 | 0 |  | --> | E18 ex CREAGH | Creagh [T421,T422] | ATHLONE |  | 53.4743 | -8.515
MV/LV Substation TU***219 |  | 20 kV | _ | LV | 50 kVA :Pole Substation | 0.05 | --> | 0.05 | 0.034 | 1.3 |  | --> | 0.0475 | 0 | 0.003705 | 0.052373 | 0 |  | --> | C24 ex CLIFDEN | Clifden [T41,T42] | SCREEB |  | 53.5861 | -9.9633
MV/LV Substation TU***223Y |  | 20 kV | _ | LV | 200 kVA :Pole Substation | 0.2 | --> | 0.2 | 0 | 0 | Constrained,otherwise capacity available =162kVA. | --> | 0.19 | 0 | 0 | 0.20569 | 0 |  | --> | E18 ex DALTON | Dalton [T421,T422] | DALTON |  | 53.6673 | -8.956
MV/LV Substation TU***224Y |  | 10 kV | _ | LV | 50 kVA :Pole Substation | 0.05 | --> | 0.05 | 0 | 0 | Constrained,otherwise capacity available =39kVA. | --> | 0.0475 | 0 | 0.004446 | 0 | 0 | Constrained,otherwise capacity available =51.6kW. | --> | C32 ex CLOYNE | Cloyne [T41] | MIDLETON |  | 51.8601 | -8.1262
MV/LV Substation TU***235Y |  | 20 kV | _ | LV | 400 kVA :Kiosk Substation | 0.4 | --> | 0.4 | 0.286 | 0.4 |  | --> | 0.38 | 0 | 0.008151 | 0.41695 | 0 |  | --> | E15 ex TULLOW | Tullow [T421,T422] | CARLOW |  | 52.8016 | -6.7362
MV/LV Substation TU***237Z |  | 10 kV | _ | LV | 200 kVA :Kiosk Substation | 0.2 | --> | 0.2 | 0 | 0 | Constrained,otherwise capacity available =120kVA. | --> | 0.19 | 0 | 0.019266 | 0.2118 | 0 |  | --> | C30 ex ACADEMY STREET | Academy Street [T421,T422,T44] | NAVAN |  | 53.6529 | -6.6582
MV/LV Substation TU***240Z |  | 20 kV | _ | LV | 50 kVA :Pole Substation | 0.05 | --> | 0.05 | 0.038 | 2.9 |  | --> | 0.0475 | 0 | 0 | 0 | 0 | Constrained,otherwise capacity available =51.8kW. | --> | E13 ex TELAYDON | Telaydon [T42,T421] | LISDRUM |  | 54.2508 | -7.0072
MV/LV Substation TU***243 |  | 10 kV | _ | LV | 400 kVA :Building Structure | 0.4 | --> | 0.4 | 0 | 0 | Constrained,otherwise capacity available =396kVA. | --> | 0.38 | 0 | 0 | 0.40061 | 0 |  | --> | C11 ex KYLEERAGH | Kyleeragh [T41,T42] | NENAGH |  | 52.8715 | -8.2153
MV/LV Substation TU***258Y |  | 20 kV | _ | LV | 50 kVA :Pole Substation | 0.05 | --> | 0.05 | 0.046 | 0.4 |  | --> | 0.0475 | 0 | 0 | 0.050604 | 0 |  | --> | E19 ex TULLOW | Tullow [T421,T422] | CARLOW |  | 52.8037 | -6.7033
MV/LV Substation TU***264X |  | 20 kV | _ | LV | 100 kVA :Pole Substation | 0.1 | --> | 0.1 | 0.098 | 8.5 |  | --> | 0.095 | 0 | 0.004446 | 0 | 0 | Constrained,otherwise capacity available =100.3kW. | --> | E14 ex ARIGNA | Arigna [T121] | ARIGNA |  | 54.0353 | -7.8399
MV/LV Substation TU***271X |  | 10 kV | _ | LV | 200 kVA :Kiosk Substation | 0.2 | --> | 0.2 | 0 | 0 | Constrained,otherwise capacity available =168kVA. | --> | 0.19 | 0 | 0.002964 | 0.2048 | 0 |  | --> | C22 ex HOWTH JUNCTION | Howth Junction [T41,T42] | GRANGE (DR) |  | 53.3838 | -6.1722
MV/LV Substation TU***274Y |  | 20 kV | _ | LV | 50 kVA :Pole Substation | 0.05 | --> | 0.05 | 0.033 | 6 |  | --> | 0.0475 | 0 | 0 | 0 | 0 | Constrained,otherwise capacity available =52.5kW. | --> | C14 ex ARDGEEHA | Ardgeeha [T41,T42] | DOON |  | 52.5005 | -7.5943
MV/LV Substation TU***276X |  | 10 kV | _ | LV | 50 kVA :Pole Substation | 0.05 | --> | 0.05 | 0 | 0 | Constrained,otherwise capacity available =43kVA. | --> | 0.0475 | 0 | 0 | 0 | 0 | Constrained,otherwise capacity available =51.1kW. | --> | C18 ex DUNGLOE | Dungloe [T41,T42] | ARDNAGAPPARY |  | 54.9978 | -8.446
MV/LV Substation TU***282 |  | 20 kV | _ | LV | 200 kVA :Pole Substation | 0.2 | --> | 0.2 | 0.2 | 3.6 |  | --> | 0.19 | 0 | 0 | 0.2 | 0 |  | --> | E20 ex ENNISCRONE | Enniscrone [T421,T422] | MOY |  | 54.2086 | -9.092
MV/LV Substation TU***287Z |  | 10 kV | _ | LV | 50 kVA :Pole Substation | 0.05 | --> | 0.05 | 0 | 0 | Constrained,otherwise capacity available =50kVA. | --> | 0.0475 | 0 | 0 | 0.05 | 0 |  | --> | C18 ex SALLINS | Sallins [T41,T42] | GRIFFINRATH |  | 53.2904 | -6.6099
MV/LV Substation TU***290X |  | 10 kV | _ | LV | 200 kVA :Kiosk Substation | 0.2 | --> | 0.2 | 0 | 0 | Constrained,otherwise capacity available =162kVA. | --> | 0.19 | 0 | 0.005187 | 0.20569 | 0 |  | --> | C12 ex SUTTON | Sutton [T41,T42] | GRANGE (DR) |  | 53.395 | -6.1321
MV/LV Substation TU***293 |  | 10 kV | _ | LV | 200 kVA :Kiosk Substation | 0.2 | --> | 0.2 | 0.098 | 2.9 |  | --> | 0.19 | 0 | 0.008892 | 0.21492 | 0 |  | --> | C19 ex BREWERY ROAD | Brewery Road [T41,T42] | CARRICKMINES |  | 53.2719 | -6.1945
MV/LV Substation TU***305 |  | 20 kV | _ | LV | 50 kVA :Pole Substation | 0.05 | --> | 0.05 | 0 | 0 | Constrained,otherwise capacity available =39kVA. | --> | 0.0475 | 0 | 0 | 0.051643 | 0 |  | --> | E12 ex MILLTOWN (SR) | Milltown (sr) [T421,T422] | OUGHTRAGH |  | 52.0968 | -9.8296
MV/LV Substation TU***306X |  | 10 kV | _ | LV | 100 kVA :Pole Substation | 0.1 | --> | 0.1 | 0 | 0 | Constrained,otherwise capacity available =73kVA. | --> | 0.095 | 0 | 0.002964 | 0.10402 | 0 |  | --> | C19 ex KILMORE | Kilmore [T101,T102,T103] | FINGLAS |  | 53.4096 | -6.2299
MV/LV Substation TU***312Z |  | 20 kV | _ | LV | 400 kVA :Kiosk Substation | 0.4 | --> | 0.4 | 0 | 0 | Constrained,otherwise capacity available =336kVA. | --> | 0.38 | 0 | 0 | 0 | 0 | Constrained,otherwise capacity available =400kW. | --> | E14 ex BLESSINGTON | Blessington [T421,T422] | KILTEEL |  | 53.1253 | -6.5592
MV/LV Substation TU***314X |  | 10 kV | _ | LV | 50 kVA :Pole Substation | 0.05 | --> | 0.05 | 0.05 | 2.8 |  | --> | 0.0475 | 0 | 0 | 0.05 | 0 |  | --> | C17 ex CASTLEBLAYNEY | Castleblayney [T41,T42] | DUNDALK |  | 54.1157 | -6.7696
MV/LV Substation TU***316X |  | 20 kV | _ | LV | 50 kVA :Pole Substation | 0.05 | --> | 0.05 | 0.046 | 2.5 |  | --> | 0.0475 | 0 | 0.005928 | 0.050604 | 0 |  | --> | E17 ex EDGEWORTHSTOWN | Edgeworthstown [T421,T422] | RICHMOND |  | 53.6268 | -7.6568
MV/LV Substation TU***322Z |  | 20 kV | _ | LV | 200 kVA :Pole Substation | 0.2 | --> | 0.2 | 0.2 | 1.4 |  | --> | 0.19 | 0 | 0.004446 | 0.2 | 0 |  | --> | E11 ex KILLINICK | Killinick [T421,T422] | WEXFORD |  | 52.2168 | -6.5323
MV/LV Substation TU***336X |  | 20 kV | _ | LV | 400 kVA :Kiosk Substation | 0.4 | --> | 0.4 | 0 | 0 | Constrained,otherwise capacity available =287kVA. | --> | 0.38 | 0 | 0.030381 | 0.41681 | 0 |  | --> | E15 ex BATTER LANE TEMPORARY | Batter Lane Temporary 38kv [T421] | GLASMORE |  | 53.4872 | -6.155
MV/LV Substation TU***343Z |  | 10 kV | _ | LV | 50 kVA :Pole Substation | 0.05 | --> | 0.05 | 0 | 0 | Constrained,otherwise capacity available =42kVA. | --> | 0.0475 | 0 | 0 | 0.0512 | 0 |  | --> | C18 ex SALLINS | Sallins [T41,T42] | GRIFFINRATH |  | 53.286 | -6.624
MV/LV Substation TU***357 |  | 10 kV | _ | LV | 400 kVA :Kiosk Substation | 0.4 | --> | 0.4 | 0 | 0 | Constrained,otherwise capacity available =245kVA. | --> | 0.38 | 0 | 0 | 0.4003 | 0 |  | --> | C17 ex ROSEHILL | Rosehill [T41,T42] | KILKENNY |  | 52.5647 | -7.3472
MV/LV Substation TU***358Y |  | 20 kV | _ | LV | 50 kVA :Pole Substation | 0.05 | --> | 0.05 | 0 | 0 | Constrained,otherwise capacity available =50kVA. | --> | 0.0475 | 0 | 0 | 0.05 | 0 |  | --> | E15 ex JULIANSTOWN | Julianstown [T421,T422] | DRYBRIDGE |  | 53.6297 | -6.2458
MV/LV Substation TU***364X |  | 10 kV | _ | LV | 1000 kVA :Building Structure | 1 | --> | 1 | 0.5 | 7 |  | --> | 0.95 | 0 | 0 | 0.5 | 0 |  | --> | C39 ex NORTH QUAYS | North Quays [T101,T102,T103] | POOLBEG |  | 53.3561 | -6.2309
MV/LV Substation TU***366Y |  | 20 kV | _ | LV | 50 kVA :Pole Substation | 0.05 | --> | 0.05 | 0.05 | 2.9 |  | --> | 0.0475 | 0 | 0 | 0 | 0 | Constrained,otherwise capacity available =50kW. | --> | E19 ex TELAYDON | Telaydon [T42,T421] | LISDRUM |  | 54.3141 | -6.893
MV/LV Substation TU***374 |  | 10 kV | _ | LV | 400 kVA :Kiosk Substation | 0.4 | --> | 0.4 | 0.281 | 11.9 |  | --> | 0.38 | 0 | 0.025194 | 0.41768 | 0 |  | --> | C31 ex SALTHILL | Salthill [T101,T102] | SALTHILL |  | 53.2885 | -9.0775
MV/LV Substation TU***384 |  | 10 kV | _ | LV | 50 kVA :Pole Substation | 0.05 | --> | 0.05 | 0 | 0 |  | --> | 0.0475 | 0 | 0 | 0.059798 | 0 |  | --> | C19 ex KILMORE | Kilmore [T101,T102,T103] | FINGLAS |  | 53.4098 | -6.2324
MV/LV Substation TU***387 |  | 10 kV | _ | LV | 200 kVA :Pole Substation | 0.2 | --> | 0.2 | 0 | 0 | Constrained,otherwise capacity available =196kVA. | --> | 0.19 | 0 | 0.004446 | 0.20061 | 0 |  | --> | C21 ex CLONMINCH | Clonminch [T41,T422] | THORNSBERRY |  | 53.236 | -7.4045
MV/LV Substation TU***388X |  | 10 kV | _ | LV | 200 kVA :Kiosk Substation | 0.2 | --> | 0.2 | 0 | 0 | Constrained,otherwise capacity available =140kVA. | --> | 0.19 | 0 | 0.011115 | 0.20891 | 0 |  | --> | C18 ex SUTTON | Sutton [T41,T42] | GRANGE (DR) |  | 53.3946 | -6.1264
MV/LV Substation TU***398 |  | 10 kV | _ | LV | 400 kVA :Kiosk Substation | 0.4 | --> | 0.4 | 0.216 | 3 |  | --> | 0.38 | 0 | 0.005928 | 0.42701 | 0 |  | --> | C37 ex INCHICORE CENTRAL | Inchicore Central [T43,T45] | INCHICORE 220KV |  | 53.3409 | -6.3135
MV/LV Substation TU***399X |  | 10 kV | _ | LV | 100 kVA :Pole Substation | 0.1 | --> | 0.1 | 0 | 0 | Constrained,otherwise capacity available =83kVA. | --> | 0.095 | 0 | 0 | 0.10255 | 0 |  | --> | C15 ex CARRICK ON SHANNON | Carrick On Shannon [T41,T42] | CARRICK ON SHANNON |  | 53.9413 | -8.1142
MV/LV Substation TU***4003 |  | 20 kV | _ | LV | 50 kVA :Pole Substation | 0.05 | --> | 0.05 | 0 | 0 | Constrained,otherwise capacity available =48kVA. | --> | 0.0475 | 0 | 0 | 0.050303 | 0 |  | --> | E16 ex GURRANEBANE | Gurranebane [T421,T422] | OUGHTRAGH |  | 51.8777 | -10.1914
MV/LV Substation TU***4005 |  | 10 kV | _ | LV | 50 kVA :Pole Substation | 0.05 | --> | 0.05 | 0 | 0 | Constrained,otherwise capacity available =47kVA. | --> | 0.0475 | 0 | 0.004446 | 0 | 0 | Constrained,otherwise capacity available =50.5kW. | --> | C13 ex DONEGAL | Donegal [T41,T42] | CATHALEENS FALL |  | 54.6447 | -8.0893
MV/LV Substation TU***4007 |  | 10 kV | _ | LV | 200 kVA :Kiosk Substation | 0.2 | --> | 0.2 | 0 | 0 | Constrained,otherwise capacity available =162kVA. | --> | 0.19 | 0 | 0 | 0.20569 | 0 |  | --> | C19 ex KILMORE | Kilmore [T101,T102,T103] | FINGLAS |  | 53.4085 | -6.2289
MV/LV Substation TU***401 |  | 20 kV | _ | LV | 50 kVA :Pole Substation | 0.05 | --> | 0.05 | 0.05 | 0.4 |  | --> | 0.0475 | 0 | 0 | 0.05 | 0 |  | --> | E15 ex TULLOW | Tullow [T421,T422] | CARLOW |  | 52.7976 | -6.7529
MV/LV Substation TU***403 |  | 20 kV | _ | LV | 100 kVA :Pole Substation | 0.1 | --> | 0.1 | 0 | 0 | Constrained,otherwise capacity available =89kVA. | --> | 0.095 | 0 | 0 | 0 | 0 | Constrained,otherwise capacity available =101.7kW. | --> | E18 ex CARNDONAGH | Carndonagh [T421,T422] | TRILLICK |  | 55.2519 | -7.2484
MV/LV Substation TU***4036 |  | 10 kV | _ | LV | 50 kVA :Pole Substation | 0.05 | --> | 0.05 | 0.05 | 2.3 |  | --> | 0.0475 | 0 | 0 | 0.05 | 0 |  | --> | C17 ex BALLYRICKARD | Ballyrickard [T41,T42] | TRALEE |  | 52.3209 | -9.7538
MV/LV Substation TU***4037 |  | 20 kV | _ | LV | 50 kVA :Pole Substation | 0.05 | --> | 0.05 | 0 | 0 | Constrained,otherwise capacity available =50kVA. | --> | 0.0475 | 0 | 0 | 0.05 | 0 |  | --> | C17 ex CARRICK ON SHANNON | Carrick On Shannon [T41,T42] | CARRICK ON SHANNON |  | 53.9286 | -8.0363
MV/LV Substation TU***4039 |  | 20 kV | _ | LV | 100 kVA :Pole Substation | 0.1 | --> | 0.1 | 0.091 | 2.9 |  | --> | 0.095 | 0 | 0.025194 | 0 | 0 | Constrained,otherwise capacity available =101.4kW. | --> | E13 ex TELAYDON | Telaydon [T42,T421] | LISDRUM |  | 54.2587 | -7.0615
MV/LV Substation TU***404 |  | 10 kV | _ | LV | 50 kVA :Pole Substation | 0.05 | --> | 0.05 | 0.033 | 2.2 |  | --> | 0.0475 | 0 | 0 | 0.052518 | 0 |  | --> | C18 ex BAILIEBORO | Bailieboro [T41,T42] | MEATH HILL |  | 53.8833 | -6.957
MV/LV Substation TU***4043 |  | 20 kV | _ | LV | 50 kVA :Pole Substation | 0.05 | --> | 0.05 | 0.05 | 2.5 |  | --> | 0.0475 | 0 | 0 | 0.05 | 0 |  | --> | E13 ex EDGEWORTHSTOWN | Edgeworthstown [T421,T422] | RICHMOND |  | 53.7298 | -7.5596
MV/LV Substation TU***4047 |  | 20 kV | _ | LV | 400 kVA :Building Structure | 0.4 | --> | 0.4 | 0 | 0 | Constrained,otherwise capacity available =257kVA. | --> | 0.38 | 0 | 0 | 0.42115 | 0 |  | --> | E22 ex GLASMORE | Glasmore [T421,T422] | GLASMORE |  | 53.4923 | -6.1977
MV/LV Substation TU***4050 |  | 20 kV | _ | LV | 50 kVA :Pole Substation | 0.05 | --> | 0.05 | 0.05 | 1.6 |  | --> | 0.0475 | 0 | 0 | 0.05 | 0 |  | --> | E11 ex CARRIGALLEN | Carrigallen [T421] | CARRICK ON SHANNON |  | 54.1233 | -7.7696
MV/LV Substation TU***406 |  | 20 kV | _ | LV | 50 kVA :Pole Substation | 0.05 | --> | 0.05 | 0 | 0 | Constrained,otherwise capacity available =50kVA. | --> | 0.0475 | 0 | 0 | 0.05 | 0 |  | --> | C23 ex TUAM NORTH | Tuam North [T41,T42] | CLOON |  | 53.522 | -8.8016
MV/LV Substation TU***4065 |  | 10 kV | _ | LV | 50 kVA :Pole Substation | 0.05 | --> | 0.05 | 0.05 | 1.5 |  | --> | 0.0475 | 0 | 0 | 0.05 | 0 |  | --> | C19 ex SHERCOCK | Shercock [T41,T42] | MEATH HILL |  | 53.9692 | -6.898
MV/LV Substation TU***4072 |  | 20 kV | _ | LV | 50 kVA :Pole Substation | 0.05 | --> | 0.05 | 0.044 | 0.2 |  | --> | 0.0475 | 0 | 0 | 0 | 0 | Constrained,otherwise capacity available =50.9kW. | --> | C12 ex ROSSGEIR | Rossgeir [T41,T42] | LETTERKENNY |  | 54.8346 | -7.5418
MV/LV Substation TU***408 |  | 10 kV | _ | LV | 100 kVA :Pole Substation | 0.1 | --> | 0.1 | 0.082 | 5.8 |  | --> | 0.095 | 0 | 0.00741 | 0.1027 | 0 |  | --> | C20 ex OAKFIELD | Oakfield [T41,T42] | SLIGO |  | 54.2728 | -8.5656
MV/LV Substation TU***408 |  | 10 kV | _ | LV | 200 kVA :Kiosk Substation | 0.2 | --> | 0.2 | 0 | 0 | Constrained,otherwise capacity available =164kVA. | --> | 0.19 | 0 | 0.020748 | 0.20539 | 0 |  | --> | C15 ex LITTLE MILLS | Little Mills [T41] | DUNDALK |  | 53.9804 | -6.3986
MV/LV Substation TU***408 |  | 20 kV | _ | LV | 50 kVA :Pole Substation | 0.05 | --> | 0.05 | 0 | 0 | Constrained,otherwise capacity available =45kVA. | --> | 0.0475 | 0 | 0.003705 | 0.050753 | 0 |  | --> | E17 ex BRUFF | Bruff [T42,T421] | LIMERICK |  | 52.4947 | -8.5445
MV/LV Substation TU***4083 |  | 20 kV | _ | LV | 50 kVA :Pole Substation | 0.05 | --> | 0.05 | 0 | 0 | Constrained,otherwise capacity available =50kVA. | --> | 0.0475 | 0 | 0 | 0 | 0 | Constrained,otherwise capacity available =50kW. | --> | E18 ex CARNDONAGH | Carndonagh [T421,T422] | TRILLICK |  | 55.2515 | -7.2461
MV/LV Substation TU***4087 |  | 20 kV | _ | LV | 50 kVA :Pole Substation | 0.05 | --> | 0.05 | 0 | 0 | Constrained,otherwise capacity available =50kVA. | --> | 0.0475 | 0 | 0 | 0 | 0 | Constrained,otherwise capacity available =50kW. | --> | E13 ex ABBEYLEIX | Abbeyleix [T422] | PORTLAOISE |  | 52.9101 | -7.3725
MV/LV Substation TU***4089 |  | 10 kV | _ | LV | 50 kVA :Pole Substation | 0.05 | --> | 0.05 | 0 | 0 | Constrained,otherwise capacity available =45kVA. | --> | 0.0475 | 0 | 0 | 0 | 0 | Constrained,otherwise capacity available =50.8kW. | --> | C20 ex CLOONLOUGH | Cloonlough [T41,T42] | BARRYMORE |  | 52.2446 | -8.2633
MV/LV Substation TU***4096 |  | 10 kV | _ | LV | 630 kVA :Building Structure | 0.63 | --> | 0.63 | 0 | 0 | Constrained,otherwise capacity available =500kVA. | --> | 0.5985 | 0 | 0 | 0.5 | 0 |  | --> | C13 ex POPPINTREE | Poppintree [T101,T102] | FINGLAS |  | 53.4173 | -6.2841
MV/LV Substation TU***409X |  | 20 kV | _ | LV | 50 kVA :Pole Substation | 0.05 | --> | 0.05 | 0.05 | 2.9 |  | --> | 0.0475 | 0 | 0 | 0 | 0 | Constrained,otherwise capacity available =50kW. | --> | E13 ex TELAYDON | Telaydon [T42,T421] | LISDRUM |  | 54.2556 | -7.0132
MV/LV Substation TU***409Z |  | 10 kV | _ | LV | 400 kVA :Kiosk Substation | 0.4 | --> | 0.4 | 0 | 0 | Constrained,otherwise capacity available =340kVA. | --> | 0.38 | 0 | 0.004446 | 0.40901 | 0 |  | --> | C18 ex DRYBRIDGE | Drybridge [T41,T42] | DRYBRIDGE |  | 53.7225 | -6.3886
MV/LV Substation TU***4109 |  | 20 kV | _ | LV | 630 kVA :Kiosk Substation | 0.63 | --> | 0.63 | 0.5 | 3.6 |  | --> | 0.5985 | 0 | 0.00741 | 0.5 | 0 |  | --> | E20 ex ENNISCRONE | Enniscrone [T421,T422] | MOY |  | 54.2083 | -9.0979
MV/LV Substation TU***4118 |  | 10 kV | _ | LV | 50 kVA :Pole Substation | 0.05 | --> | 0.05 | 0 | 0 | Constrained,otherwise capacity available =30kVA. | --> | 0.0475 | 0 | 0 | 0.052949 | 0 |  | --> | C17 ex ATHBOY | Athboy [T42] | NAVAN |  | 53.7044 | -7.0414
MV/LV Substation TU***4119 |  | 10 kV | _ | LV | 50 kVA :Pole Substation | 0.05 | --> | 0.05 | 0 | 0 | Constrained,otherwise capacity available =50kVA. | --> | 0.0475 | 0 | 0 | 0.05 | 0 |  | --> | C19 ex KILMORE | Kilmore [T101,T102,T103] | FINGLAS |  | 53.4095 | -6.2294
MV/LV Substation TU***4138 |  | 20 kV | _ | LV | 50 kVA :Pole Substation | 0.05 | --> | 0.05 | 0.047 | 0.5 |  | --> | 0.0475 | 0 | 0 | 0.050453 | 0 |  | --> | E11 ex ARDFINNAN | Ardfinnan [T421] | CAHIR |  | 52.3085 | -7.9642
MV/LV Substation TU***4143 |  | 10 kV | _ | LV | 400 kVA :Kiosk Substation | 0.4 | --> | 0.4 | 0 | 0 | Constrained,otherwise capacity available =352kVA. | --> | 0.38 | 0 | 0.062244 | 0.40722 | 0 |  | --> | C12 ex ORANMORE | Oranmore [T41,T44] | GALWAY 110KV |  | 53.2738 | -8.9768
MV/LV Substation TU***4151 |  | 10 kV | _ | LV | 50 kVA :Pole Substation | 0.05 | --> | 0.05 | 0 | 0 | Constrained,otherwise capacity available =41kVA. | --> | 0.0475 | 0 | 0.004446 | 0 | 0 | Constrained,otherwise capacity available =51.3kW. | --> | C18 ex KNOCKAPHUNTA | Knockaphunta [T41,T42] | CASTLEBAR |  | 53.8479 | -9.3399
MV/LV Substation TU***415X |  | 10 kV | _ | LV | 50 kVA :Pole Substation | 0.05 | --> | 0.05 | 0.048 | 1.7 |  | --> | 0.0475 | 0 | 0.01482 | 0.050303 | 0 |  | --> | C21 ex ATHY | Athy [T101,T102] | ATHY |  | 52.9701 | -7.101
MV/LV Substation TU***4164 |  | 10 kV | _ | LV | 400 kVA :Kiosk Substation | 0.4 | --> | 0.4 | 0 | 0 | Constrained,otherwise capacity available =330kVA. | --> | 0.38 | 0 | 0.004446 | 0.41049 | 0 |  | --> | C13 ex CLONMINCH | Clonminch [T41,T422] | THORNSBERRY |  | 53.2755 | -7.4864
MV/LV Substation TU***4174 |  | 10 kV | _ | LV | 630 kVA :Kiosk Substation | 0.63 | --> | 0.63 | 0 | 0 | Constrained,otherwise capacity available =500kVA. | --> | 0.5985 | 0 | 0 | 0.5 | 0 |  | --> | C18 ex LOUGHLINSTOWN | Loughlinstown [T41,T42] | CARRICKMINES |  | 53.2446 | -6.1547
MV/LV Substation TU***4175 |  | 10 kV | _ | LV | 630 kVA :Kiosk Substation | 0.63 | --> | 0.63 | 0 | 0 | Constrained,otherwise capacity available =500kVA. | --> | 0.5985 | 0 | 0 | 0.5 | 0 |  | --> | C18 ex LOUGHLINSTOWN | Loughlinstown [T41,T42] | CARRICKMINES |  | 53.2458 | -6.1562
MV/LV Substation TU***4176 |  | 10 kV | _ | LV | 630 kVA :Kiosk Substation | 0.63 | --> | 0.63 | 0 | 0 | Constrained,otherwise capacity available =500kVA. | --> | 0.5985 | 0 | 0 | 0.5 | 0 |  | --> | C18 ex LOUGHLINSTOWN | Loughlinstown [T41,T42] | CARRICKMINES |  | 53.2472 | -6.1576
MV/LV Substation TU***419 |  | 20 kV | _ | LV | 50 kVA :Pole Substation | 0.05 | --> | 0.05 | 0 | 0 | Constrained,otherwise capacity available =38kVA. | --> | 0.0475 | 0 | 0 | 0 | 0 | Constrained,otherwise capacity available =51.8kW. | --> | C13 ex DONEGAL | Donegal [T41,T42] | CATHALEENS FALL |  | 54.6298 | -8.0978
MV/LV Substation TU***4195 |  | 20 kV | _ | LV | 50 kVA :Pole Substation | 0.05 | --> | 0.05 | 0.04 | 1.1 |  | --> | 0.0475 | 0 | 0 | 0.051496 | 0 |  | --> | E24 ex BIRR | Birr [T41,T422] | DALLOW |  | 53.1089 | -7.899
MV/LV Substation TU***4213 |  | 10 kV | _ | LV | 50 kVA :Pole Substation | 0.05 | --> | 0.05 | 0 | 0 | Constrained,otherwise capacity available =50kVA. | --> | 0.0475 | 0 | 0 | 0 | 0 | Constrained,otherwise capacity available =50kW. | --> | C20 ex CLOONLOUGH | Cloonlough [T41,T42] | BARRYMORE |  | 52.2352 | -8.2738
MV/LV Substation TU***4241 |  | 10 kV | _ | LV | 50 kVA :Pole Substation | 0.05 | --> | 0.05 | 0.046 | 4.2 |  | --> | 0.0475 | 0 | 0.01482 | 0.050604 | 0 |  | --> | C13 ex ERRIGAL | Errigal [T41,T422] | SHANKILL |  | 53.9921 | -7.1642
MV/LV Substation TU***426X |  | 20 kV | _ | LV | 50 kVA :Pole Substation | 0.05 | --> | 0.05 | 0.046 | 1.3 |  | --> | 0.0475 | 0 | 0 | 0.050604 | 0 |  | --> | C24 ex CLIFDEN | Clifden [T41,T42] | SCREEB |  | 53.5537 | -10.0104
MV/LV Substation TU***426Y |  | 10 kV | _ | LV | 200 kVA :Kiosk Substation | 0.2 | --> | 0.2 | 0 | 0 | Constrained,otherwise capacity available =200kVA. | --> | 0.19 | 0 | 0 | 0.2 | 0 |  | --> | C23 ex POLLERTON | Pollerton [T41,T42] | CARLOW |  | 52.8333 | -6.9113
MV/LV Substation TU***4270 |  | 20 kV | _ | LV | 50 kVA :Pole Substation | 0.05 | --> | 0.05 | 0.044 | 2.9 |  | --> | 0.0475 | 0 | 0 | 0 | 0 | Constrained,otherwise capacity available =50.9kW. | --> | E19 ex TELAYDON | Telaydon [T42,T421] | LISDRUM |  | 54.3151 | -6.9871
MV/LV Substation TU***4274 |  | 10 kV | _ | LV | 400 kVA :Building Structure | 0.4 | --> | 0.4 | 0 | 0 | Constrained,otherwise capacity available =385kVA. | --> | 0.38 | 0 | 0 | 0.40227 | 0 |  | --> | C13 ex POPPINTREE | Poppintree [T101,T102] | FINGLAS |  | 53.4173 | -6.2788
MV/LV Substation TU***4276 |  | 10 kV | _ | LV | 630 kVA :Building Structure | 0.63 | --> | 0.63 | 0 | 0 | Constrained,otherwise capacity available =361kVA. | --> | 0.5985 | 0 | 0 | 0.5 | 0 |  | --> | C13 ex POPPINTREE | Poppintree [T101,T102] | FINGLAS |  | 53.4171 | -6.2699
MV/LV Substation TU***4293 |  | 20 kV | _ | LV | 100 kVA :Pole Substation | 0.1 | --> | 0.1 | 0.1 | 17.8 |  | --> | 0.095 | 0 | 0 | 0.1 | 0 |  | --> | E22 ex BANOGE | Banoge [T121,T122] | BANOGE |  | 52.6117 | -6.384
MV/LV Substation TU***430X |  | 10 kV | _ | LV | 50 kVA :Pole Substation | 0.05 | --> | 0.05 | 0 | 0 | Constrained,otherwise capacity available =38kVA. | --> | 0.0475 | 0 | 0 | 0.05179 | 0 |  | --> | C11 ex CASTLECOMER | Castlecomer [T41,T42] | BALLYRAGGET |  | 52.7191 | -7.1633
MV/LV Substation TU***432 |  | 20 kV | _ | LV | 50 kVA :Pole Substation | 0.05 | --> | 0.05 | 0 | 0 | Constrained,otherwise capacity available =46kVA. | --> | 0.0475 | 0 | 0 | 0.050604 | 0 |  | --> | E15 ex MANORHAMILTON | Manorhamilton [T422] | SLIGO |  | 54.2896 | -7.8879
MV/LV Substation TU***4335 |  | 20 kV | _ | LV | 200 kVA :Pole Substation | 0.2 | --> | 0.2 | 0.2 | 0.4 |  | --> | 0.19 | 0 | 0 | 0.2 | 0 |  | --> | E19 ex TULLOW | Tullow [T421,T422] | CARLOW |  | 52.81 | -6.722
MV/LV Substation TU***4338 |  | 10 kV | _ | LV | 50 kVA :Pole Substation | 0.05 | --> | 0.05 | 0 | 0 | Constrained,otherwise capacity available =50kVA. | --> | 0.0475 | 0 | 0 | 0.05 | 0 |  | --> | C13 ex DRYBRIDGE | Drybridge [T41,T42] | DRYBRIDGE |  | 53.7498 | -6.3834
MV/LV Substation TU***4348 |  | 10 kV | _ | LV | 630 kVA :Kiosk Substation | 0.63 | --> | 0.63 | 0 | 0 | Constrained,otherwise capacity available =500kVA. | --> | 0.5985 | 0 | 0 | 0.5 | 0 |  | --> | C18 ex DRYBRIDGE | Drybridge [T41,T42] | DRYBRIDGE |  | 53.7218 | -6.3895
MV/LV Substation TU***434X |  | 10 kV | _ | LV | 50 kVA :Pole Substation | 0.05 | --> | 0.05 | 0 | 0 | Constrained,otherwise capacity available =39kVA. | --> | 0.0475 | 0 | 0 | 0.051643 | 0 |  | --> | C11 ex LOUGHTAGALLA | Loughtagalla [T41,T42] | THURLES |  | 52.6698 | -7.684
MV/LV Substation TU***434Y |  | 20 kV | _ | LV | 50 kVA :Pole Substation | 0.05 | --> | 0.05 | 0 | 0 | Constrained,otherwise capacity available =45kVA. | --> | 0.0475 | 0 | 0 | 0 | 0 | Constrained,otherwise capacity available =50.8kW. | --> | E12 ex ABBEYLEIX | Abbeyleix [T422] | PORTLAOISE |  | 52.9252 | -7.3052
MV/LV Substation TU***435Y |  | 10 kV | _ | LV | 400 kVA :Kiosk Substation | 0.4 | --> | 0.4 | 0 | 0 | Constrained,otherwise capacity available =329kVA. | --> | 0.38 | 0 | 0.008151 | 0 | 0 | Constrained,otherwise capacity available =410.6kW. | --> | C23 ex TINAHASK | Tinahask [T41,T42] | ARKLOW |  | 52.7778 | -6.1807
MV/LV Substation TU***437 |  | 10 kV | _ | LV | 30 kVA :Pole Substation | 0.03 | --> | 0.03 | 0.024 | 2.8 |  | --> | 0.0285 | 0 | 0.004446 | 0.030898 | 0 |  | --> | C19 ex RECESS | Recess [T41] | SCREEB |  | 53.4368 | -9.8689
MV/LV Substation TU***4378 |  | 10 kV | _ | LV | 100 kVA :Pole Substation | 0.1 | --> | 0.1 | 0 | 0 | Constrained,otherwise capacity available =84kVA. | --> | 0.095 | 0 | 0 | 0.1024 | 0 |  | --> | C15 ex TALBOTS INCH | Talbots Inch [T41,T42] | KILKENNY |  | 52.6633 | -7.436
MV/LV Substation TU***437X |  | 20 kV | _ | LV | 50 kVA :Pole Substation | 0.05 | --> | 0.05 | 0 | 0 | Constrained,otherwise capacity available =44kVA. | --> | 0.0475 | 0 | 0 | 0.050903 | 0 |  | --> | C23 ex TUAM NORTH | Tuam North [T41,T42] | CLOON |  | 53.5699 | -9.0949
MV/LV Substation TU***437X |  | 20 kV | _ | LV | 100 kVA :Pole Substation | 0.1 | --> | 0.1 | 0.09 | 1.3 |  | --> | 0.095 | 0 | 0 | 0.10151 | 0 |  | --> | C24 ex CLIFDEN | Clifden [T41,T42] | SCREEB |  | 53.5982 | -9.9769
MV/LV Substation TU***438X |  | 20 kV | _ | LV | 50 kVA :Pole Substation | 0.05 | --> | 0.05 | 0.042 | 1.8 |  | --> | 0.0475 | 0 | 0 | 0.0512 | 0 |  | --> | E11 ex BIRDHILL | Birdhill [T421,T422] | ARDNACRUSHA |  | 52.7046 | -8.4021
MV/LV Substation TU***4395 |  | 10 kV | _ | LV | 50 kVA :Pole Substation | 0.05 | --> | 0.05 | 0 | 0 | Constrained,otherwise capacity available =46kVA. | --> | 0.0475 | 0 | 0 | 0.050604 | 0 |  | --> | C17 ex ROSEHILL | Rosehill [T41,T42] | KILKENNY |  | 52.5683 | -7.3491
MV/LV Substation TU***443Y |  | 10 kV | _ | LV | 400 kVA :Kiosk Substation | 0.4 | --> | 0.4 | 0 | 0 | Constrained,otherwise capacity available =395kVA. | --> | 0.38 | 0 | 0.00741 | 0.40076 | 0 |  | --> | C20 ex POLLERTON | Pollerton [T41,T42] | CARLOW |  | 52.8235 | -6.894
MV/LV Substation TU***448Y |  | 10 kV | _ | LV | 630 kVA :Kiosk Substation | 0.63 | --> | 0.63 | 0 | 0 | Constrained,otherwise capacity available =500kVA. | --> | 0.5985 | 0 | 0.004446 | 0 | 0 | Constrained,otherwise capacity available =500kW. | --> | C17 ex ROSCREA | Roscrea [T41,T42] | IKERRIN |  | 52.9473 | -7.7906
MV/LV Substation TU***4562 |  | 20 kV | _ | LV | 50 kVA :Pole Substation | 0.05 | --> | 0.05 | 0.05 | 1 |  | --> | 0.0475 | 0 | 0 | 0.05 | 0 |  | --> | E17 ex LONGFORD | Longford [T421,T422] | RICHMOND |  | 53.7907 | -7.5536
MV/LV Substation TU***459 |  | 10 kV | _ | LV | 200 kVA :Pole Substation | 0.2 | --> | 0.2 | 0 | 0 | Constrained,otherwise capacity available =200kVA. | --> | 0.19 | 0 | 0 | 0.2 | 0 |  | --> | C11 ex SRAH | Srah [T41,T42] | THORNSBERRY |  | 53.274 | -7.5051
MV/LV Substation TU***4633 |  | 20 kV | _ | LV | 630 kVA :Building Structure | 0.63 | --> | 0.63 | 0.43064 | 0.4 | Constrained,otherwise capacity available =500kVA. | --> | 0.5985 | 0 | 0 | 0.5 | 0 |  | --> | E15 ex TULLOW | Tullow [T421,T422] | CARLOW |  | 52.8002 | -6.7366
MV/LV Substation TU***469Y |  | 20 kV | _ | LV | 200 kVA :Pole Substation | 0.2 | --> | 0.2 | 0.116 | 0.4 |  | --> | 0.19 | 0 | 0.03705 | 0.21237 | 0 |  | --> | E19 ex TULLOW | Tullow [T421,T422] | CARLOW |  | 52.8102 | -6.7212
MV/LV Substation TU***475 |  | 20 kV | _ | LV | 50 kVA :Pole Substation | 0.05 | --> | 0.05 | 0 | 0 | Constrained,otherwise capacity available =46kVA. | --> | 0.0475 | 0 | 0 | 0 | 0 | Constrained,otherwise capacity available =50.6kW. | --> | E17 ex BUNCRANA | Buncrana [T421,T422] | TRILLICK |  | 55.0983 | -7.2283
MV/LV Substation TU***475X |  | 20 kV | _ | LV | 200 kVA :Pole Substation | 0.2 | --> | 0.2 | 0.178 | 2.5 |  | --> | 0.19 | 0 | 0 | 0.20331 | 0 |  | --> | E17 ex BAGENALSTOWN | Bagenalstown [T421,T422] | CARLOW |  | 52.7099 | -6.9359
MV/LV Substation TU***475X |  | 10 kV | _ | LV | 630 kVA :Kiosk Substation | 0.63 | --> | 0.63 | 0.5 | 3.9 |  | --> | 0.5985 | 0 | 0 | 0.5 | 0 |  | --> | C21 ex GALWAY 110KV | Galway 110kv [T102,T103] | GALWAY 110KV |  | 53.2833 | -8.9816
MV/LV Substation TU***480Z |  | 10 kV | _ | LV | 50 kVA :Pole Substation | 0.05 | --> | 0.05 | 0 | 0 | Constrained,otherwise capacity available =36kVA. | --> | 0.0475 | 0 | 0.018525 | 0.052083 | 0 |  | --> | C19 ex KILDARE | Kildare [T41,T42] | NEWBRIDGE |  | 53.2004 | -6.9892
MV/LV Substation TU***483 |  | 10 kV | _ | LV | 200 kVA :Kiosk Substation | 0.2 | --> | 0.2 | 0.148 | 1.6 |  | --> | 0.19 | 0 | 0.003705 | 0 | 0 | Constrained,otherwise capacity available =207.7kW. | --> | C15 ex BUNDORAN | Bundoran [T41,T42] | CATHALEENS FALL |  | 54.4687 | -8.3297
MV/LV Substation TU***496Y |  | 10 kV | _ | LV | 100 kVA :Pole Substation | 0.1 | --> | 0.1 | 0.1 | 4.2 |  | --> | 0.095 | 0 | 0 | 0.1 | 0 |  | --> | C13 ex ERRIGAL | Errigal [T41,T422] | SHANKILL |  | 53.9777 | -7.104
MV/LV Substation TU***512X |  | 20 kV | _ | LV | 50 kVA :Pole Substation | 0.05 | --> | 0.05 | 0 | 0 | Constrained,otherwise capacity available =50kVA. | --> | 0.0475 | 0 | 0 | 0.05 | 0 |  | --> | E16 ex GURRANEBANE | Gurranebane [T421,T422] | OUGHTRAGH |  | 51.8745 | -10.1901
MV/LV Substation TU***522 |  | 10 kV | _ | LV | 50 kVA :Pole Substation | 0.05 | --> | 0.05 | 0 | 0 | Constrained,otherwise capacity available =40kVA. | --> | 0.0475 | 0 | 0 | 0.051496 | 0 |  | --> | C18 ex SALLINS | Sallins [T41,T42] | GRIFFINRATH |  | 53.2895 | -6.6163
MV/LV Substation TU***525 |  | 10 kV | _ | LV | 630 kVA :Kiosk Substation | 0.63 | --> | 0.63 | 0.5 | 1.4 |  | --> | 0.5985 | 0 | 0.041496 | 0.5 | 0 |  | --> | C15 ex RINEANNA | Rineanna [T41,T42] | DRUMLINE |  | 52.7055 | -8.8812
MV/LV Substation TU***529X |  | 10 kV | _ | LV | 50 kVA :Pole Substation | 0.05 | --> | 0.05 | 0 | 0 | Constrained,otherwise capacity available =44kVA. | --> | 0.0475 | 0 | 0.001482 | 0.050903 | 0 |  | --> | C21 ex CARRICKMACROSS | Carrickmacross [T41,T42] | MEATH HILL |  | 53.9583 | -6.7112
MV/LV Substation TU***532 |  | 20 kV | _ | LV | 100 kVA :Pole Substation | 0.1 | --> | 0.1 | 0 | 0 | Constrained,otherwise capacity available =82kVA. | --> | 0.095 | 0 | 0 | 0.1027 | 0 |  | --> | E15 ex GORT | Gort [T41,T42] | ENNIS |  | 53.1353 | -8.7863
MV/LV Substation TU***532Y |  | 10 kV | _ | LV | 50 kVA :Pole Substation | 0.05 | --> | 0.05 | 0.046 | 4.2 |  | --> | 0.0475 | 0 | 0 | 0.050604 | 0 |  | --> | C13 ex ERRIGAL | Errigal [T41,T422] | SHANKILL |  | 54.0489 | -7.1438
MV/LV Substation TU***535X |  | 20 kV | _ | LV | 50 kVA :Pole Substation | 0.05 | --> | 0.05 | 0.05 | 2.6 |  | --> | 0.0475 | 0 | 0 | 0.05 | 0 |  | --> | C18 ex KILLESHANDRA | Killeshandra [T41,T42] | GORTAWEE |  | 53.985 | -7.5295
MV/LV Substation TU***546Z |  | 20 kV | _ | LV | 630 kVA :Kiosk Substation | 0.63 | --> | 0.63 | 0 | 0 | Constrained,otherwise capacity available =500kVA. | --> | 0.5985 | 0 | 0 | 0.5 | 0 |  | --> | E15 ex BATTER LANE TEMPORARY | Batter Lane Temporary 38kv [T421] | GLASMORE |  | 53.4885 | -6.153
MV/LV Substation TU***550X |  | 20 kV | _ | LV | 400 kVA :Kiosk Substation | 0.4 | --> | 0.4 | 0 | 0 | Constrained,otherwise capacity available =356kVA. | --> | 0.38 | 0 | 0 | 0.40663 | 0 |  | --> | C12 ex SPIDDAL | Spiddal [T42] | SCREEB |  | 53.2382 | -9.487
MV/LV Substation TU***550Y |  | 10 kV | _ | LV | 50 kVA :Pole Substation | 0.05 | --> | 0.05 | 0 | 0 | Constrained,otherwise capacity available =50kVA. | --> | 0.0475 | 0 | 0 | 0.05 | 0 |  | --> | C17 ex ROSEHILL | Rosehill [T41,T42] | KILKENNY |  | 52.5684 | -7.3466
MV/LV Substation TU***552X |  | 20 kV | _ | LV | 50 kVA :Pole Substation | 0.05 | --> | 0.05 | 0.049 | 0.9 |  | --> | 0.0475 | 0 | 0 | 0.050152 | 0 |  | --> | E15 ex RATHMORE | Rathmore [T42,T421] | KNOCKEARAGH |  | 52.1472 | -9.1818
MV/LV Substation TU***555Y |  | 20 kV | _ | LV | 50 kVA :Pole Substation | 0.05 | --> | 0.05 | 0.05 | 2.1 |  | --> | 0.0475 | 0 | 0 | 0 | 0 | Constrained,otherwise capacity available =50kW. | --> | E11 ex LISDRUM | Lisdrum [T422] | LISDRUM |  | 54.2658 | -6.9061
MV/LV Substation TU***556Y |  | 20 kV | _ | LV | 100 kVA :Pole Substation | 0.1 | --> | 0.1 | 0 | 0 | Constrained,otherwise capacity available =76kVA. | --> | 0.095 | 0 | 0 | 0.10358 | 0 |  | --> | E20 ex EDENDERRY | Edenderry [T421,T422] | BLAKE |  | 53.2578 | -7.0823
MV/LV Substation TU***562 |  | 10 kV | _ | LV | 400 kVA :Kiosk Substation | 0.4 | --> | 0.4 | 0.336 | 11.9 |  | --> | 0.38 | 0 | 0 | 0.4096 | 0 |  | --> | C29 ex SALTHILL | Salthill [T101,T102] | SALTHILL |  | 53.2774 | -9.0869
MV/LV Substation TU***568 |  | 10 kV | _ | LV | 50 kVA :Pole Substation | 0.05 | --> | 0.05 | 0.034 | 2.1 |  | --> | 0.0475 | 0 | 0.004446 | 0.052373 | 0 |  | --> | C13 ex BUTTEVANT | Buttevant [T41,T42] | MALLOW |  | 52.2244 | -8.5814
MV/LV Substation TU***570Z |  | 20 kV | _ | LV | 400 kVA :Kiosk Substation | 0.4 | --> | 0.4 | 0.305 | 0.4 |  | --> | 0.38 | 0 | 0.009633 | 0.41417 | 0 |  | --> | E16 ex TULLOW | Tullow [T421,T422] | CARLOW |  | 52.8087 | -6.7254
MV/LV Substation TU***576Y |  | 10 kV | _ | LV | 400 kVA :Kiosk Substation | 0.4 | --> | 0.4 | 0 | 0 | Constrained,otherwise capacity available =389kVA. | --> | 0.38 | 0 | 0 | 0.40167 | 0 |  | --> | C15 ex DERRYCRAMPH | Derrycramph [T41,T42] | SHANKILL |  | 53.9894 | -7.3553
MV/LV Substation TU***577Y |  | 10 kV | _ | LV | 400 kVA :Kiosk Substation | 0.4 | --> | 0.4 | 0 | 0 | Constrained,otherwise capacity available =299kVA. | --> | 0.38 | 0 | 0 | 0.41505 | 0 |  | --> | C15 ex DERRYCRAMPH | Derrycramph [T41,T42] | SHANKILL |  | 53.9883 | -7.357
MV/LV Substation TU***578 |  | 10 kV | _ | LV | 50 kVA :Pole Substation | 0.05 | --> | 0.05 | 0 | 0 | Constrained,otherwise capacity available =40kVA. | --> | 0.0475 | 0 | 0 | 0.051496 | 0 |  | --> | C22 ex CASTLEISLAND | Castleisland [T41,T42] | TRALEE |  | 52.2352 | -9.4431
MV/LV Substation TU***579 |  | 10 kV | _ | LV | 50 kVA :Pole Substation | 0.05 | --> | 0.05 | 0 | 0 | Constrained,otherwise capacity available =42kVA. | --> | 0.0475 | 0 | 0 | 0 | 0 | Constrained,otherwise capacity available =51.2kW. | --> | C12 ex TIMOLEAGUE | Timoleague [T41] | BANDON |  | 51.6964 | -8.8225
MV/LV Substation TU***580 |  | 10 kV | _ | LV | 50 kVA :Pole Substation | 0.05 | --> | 0.05 | 0 | 0 | Constrained,otherwise capacity available =45kVA. | --> | 0.0475 | 0 | 0 | 0 | 0 | Constrained,otherwise capacity available =50.8kW. | --> | C23 ex GLENTIES | Glenties [T41,T42] | BINBANE |  | 54.7792 | -8.3273
MV/LV Substation TU***584Y |  | 20 kV | _ | LV | 50 kVA :Pole Substation | 0.05 | --> | 0.05 | 0 | 0 | Constrained,otherwise capacity available =50kVA. | --> | 0.0475 | 0 | 0 | 0.05 | 0 |  | --> | C20 ex ROSCOMMON | Roscommon [T41,T42] | LANESBORO |  | 53.7772 | -8.2461
MV/LV Substation TU***584Y |  | 20 kV | _ | LV | 200 kVA :Kiosk Substation | 0.2 | --> | 0.2 | 0.165 | 4.4 |  | --> | 0.19 | 0 | 0.005928 | 0.20525 | 0 |  | --> | E13 ex CRANE | Crane [T122] | CRANE |  | 52.4391 | -6.473
MV/LV Substation TU***587 |  | 10 kV | _ | LV | 100 kVA :Pole Substation | 0.1 | --> | 0.1 | 0 | 0 | Constrained,otherwise capacity available =74kVA. | --> | 0.095 | 0 | 0 | 0.10387 | 0 |  | --> | C12 ex CRANMORE | Cranmore [T41,T42] | SLIGO |  | 54.2425 | -8.4706
MV/LV Substation TU***587 |  | 10 kV | _ | LV | 100 kVA :Pole Substation | 0.1 | --> | 0.1 | 0.075 | 1.9 |  | --> | 0.095 | 0 | 0.004446 | 0 | 0 | Constrained,otherwise capacity available =103.7kW. | --> | C18 ex TURLOUGH ROAD | Turlough Road [T41,T42] | CASTLEBAR |  | 53.8839 | -9.2161
MV/LV Substation TU***588 |  | 20 kV | _ | LV | 100 kVA :Pole Substation | 0.1 | --> | 0.1 | 0 | 0 | Constrained,otherwise capacity available =81kVA. | --> | 0.095 | 0 | 0 | 0 | 0 | Constrained,otherwise capacity available =102.8kW. | --> | E14 ex BUNCRANA | Buncrana [T421,T422] | TRILLICK |  | 55.1537 | -7.4527
MV/LV Substation TU***588 |  | 10 kV | _ | LV | 50 kVA :Pole Substation | 0.05 | --> | 0.05 | 0.031 | 4.2 |  | --> | 0.0475 | 0 | 0 | 0.052806 | 0 |  | --> | C13 ex ERRIGAL | Errigal [T41,T422] | SHANKILL |  | 53.9859 | -7.1547
MV/LV Substation TU***590X |  | 20 kV | _ | LV | 100 kVA :Pole Substation | 0.1 | --> | 0.1 | 0.091 | 0.4 |  | --> | 0.095 | 0 | 0 | 0.10136 | 0 |  | --> | E12 ex TULLOW | Tullow [T421,T422] | CARLOW |  | 52.8075 | -6.7259
MV/LV Substation TU***590Y |  | 20 kV | _ | LV | 100 kVA :Pole Substation | 0.1 | --> | 0.1 | 0 | 0 | Constrained,otherwise capacity available =55kVA. | --> | 0.095 | 0 | 0.003705 | 0.10661 | 0 |  | --> | C20 ex ROSCOMMON | Roscommon [T41,T42] | LANESBORO |  | 53.7799 | -8.2556
MV/LV Substation TU***595X |  | 20 kV | _ | LV | 50 kVA :Pole Substation | 0.05 | --> | 0.05 | 0 | 0 | Constrained,otherwise capacity available =49kVA. | --> | 0.0475 | 0 | 0 | 0.050152 | 0 |  | --> | E21 ex FINEA | Finea [T421,T422] | SHANKILL |  | 53.8424 | -7.2973
MV/LV Substation TU***601X |  | 10 kV | _ | LV | 400 kVA :Kiosk Substation | 0.4 | --> | 0.4 | 0.339 | 3.9 |  | --> | 0.38 | 0 | 0.015561 | 0.40916 | 0 |  | --> | C21 ex GALWAY 110KV | Galway 110kv [T102,T103] | GALWAY 110KV |  | 53.2816 | -8.9844
MV/LV Substation TU***602 |  | 10 kV | _ | LV | 200 kVA :Pole Substation | 0.2 | --> | 0.2 | 0 | 0 | Constrained,otherwise capacity available =100kVA. | --> | 0.19 | 0 | 0.024453 | 0.2092 | 0 |  | --> | C16 ex DERRYCRAMPH | Derrycramph [T41,T42] | SHANKILL |  | 53.9852 | -7.3515
MV/LV Substation TU***609X |  | 10 kV | _ | LV | 50 kVA :Pole Substation | 0.05 | --> | 0.05 | 0 | 0 | Constrained,otherwise capacity available =47kVA. | --> | 0.0475 | 0 | 0 | 0.050453 | 0 |  | --> | C11 ex DERRYCRAMPH | Derrycramph [T41,T42] | SHANKILL |  | 53.95 | -7.1273
MV/LV Substation TU***611Y |  | 10 kV | _ | LV | 100 kVA :Pole Substation | 0.1 | --> | 0.1 | 0 | 0 | Constrained,otherwise capacity available =87kVA. | --> | 0.095 | 0 | 0 | 0 | 0 | Constrained,otherwise capacity available =102kW. | --> | C13 ex DRUMBEAR | Drumbear [T41,T42] | LISDRUM |  | 54.2385 | -6.9735
MV/LV Substation TU***631 |  | 10 kV | _ | LV | 25 kVA :Pole Substation | 0.025 | --> | 0.025 | 0.025 | 2.9 |  | --> | 0.02375 | 0 | 0 | 0 | 0 | Constrained,otherwise capacity available =25kW. | --> | C12 ex TELAYDON | Telaydon [T42,T421] | LISDRUM |  | 54.2565 | -6.9509
MV/LV Substation TU***632 |  | 10 kV | _ | LV | 100 kVA :Pole Substation | 0.1 | --> | 0.1 | 0.085 | 2.9 |  | --> | 0.095 | 0 | 0 | 0 | 0 | Constrained,otherwise capacity available =102.3kW. | --> | C12 ex TELAYDON | Telaydon [T42,T421] | LISDRUM |  | 54.2583 | -6.9552
MV/LV Substation TU***642X |  | 20 kV | _ | LV | 50 kVA :Pole Substation | 0.05 | --> | 0.05 | 0 | 0 | Constrained,otherwise capacity available =48kVA. | --> | 0.0475 | 0 | 0 | 0.050303 | 0 |  | --> | E21 ex DALTON | Dalton [T421,T422] | DALTON |  | 53.7938 | -9.1445
MV/LV Substation TU***651X |  | 10 kV | _ | LV | 400 kVA :Kiosk Substation | 0.4 | --> | 0.4 | 0 | 0 | Constrained,otherwise capacity available =356kVA. | --> | 0.38 | 0 | 0.011115 | 0.40663 | 0 |  | --> | C12 ex CAPPAMORE | Cappamore [T41,T42] | ARDNACRUSHA |  | 52.6152 | -8.3434
MV/LV Substation TU***653X |  | 10 kV | _ | LV | 400 kVA :Building Structure | 0.4 | --> | 0.4 | 0.4 | 1.9 |  | --> | 0.38 | 0 | 0 | 0 | 0 | Constrained,otherwise capacity available =400kW. | --> | C18 ex TURLOUGH ROAD | Turlough Road [T41,T42] | CASTLEBAR |  | 53.8834 | -9.2076
MV/LV Substation TU***656Z |  | 10 kV | _ | LV | 1000 kVA :Building Structure | 1 | --> | 1 | 0 | 0 | Constrained,otherwise capacity available =500kVA. | --> | 0.95 | 0 | 0 | 0.5 | 0 |  | --> | C20 ex MOUNTGORRY | Mountgorry [T41,T42] | GRANGE (DR) |  | 53.4445 | -6.2262
MV/LV Substation TU***658 |  | 10 kV | _ | LV | 50 kVA :Pole Substation | 0.05 | --> | 0.05 | 0 | 0 | Constrained,otherwise capacity available =46kVA. | --> | 0.0475 | 0 | 0 | 0.050604 | 0 |  | --> | C21 ex CARRIGTWOHILL | Carrigtwohill [T42] | COW CROSS |  | 51.9057 | -8.2821
MV/LV Substation TU***659X |  | 10 kV | _ | LV | 50 kVA :Pole Substation | 0.05 | --> | 0.05 | 0 | 0 | Constrained,otherwise capacity available =43kVA. | --> | 0.0475 | 0 | 0 | 0.051052 | 0 |  | --> | C14 ex DRYBRIDGE | Drybridge [T41,T42] | DRYBRIDGE |  | 53.736 | -6.4055
MV/LV Substation TU***674Y |  | 10 kV | _ | LV | 200 kVA :Pole Substation | 0.2 | --> | 0.2 | 0 | 0 | Constrained,otherwise capacity available =129kVA. | --> | 0.19 | 0 | 0.00741 | 0 | 0 | Constrained,otherwise capacity available =210.5kW. | --> | C15 ex MOUNTMELLICK | Mountmellick [T41,T42] | PORTLAOISE |  | 53.1237 | -7.3329
MV/LV Substation TU***676Y |  | 10 kV | _ | LV | 50 kVA :Pole Substation | 0.05 | --> | 0.05 | 0.047 | 9.5 |  | --> | 0.0475 | 0 | 0.004446 | 0.050453 | 0 |  | --> | C17 ex BANDON | Bandon [T101,T42] | BANDON |  | 51.7586 | -8.646
MV/LV Substation TU***682 |  | 10 kV | _ | LV | 630 kVA :Kiosk Substation | 0.63 | --> | 0.63 | 0 | 0 | Constrained,otherwise capacity available =500kVA. | --> | 0.5985 | 0 | 0.032604 | 0.5 | 0 |  | --> | C11 ex BALLYBODEN | Ballyboden [T41,T42] | COOKSTOWN |  | 53.2824 | -6.275
MV/LV Substation TU***690 |  | 20 kV | _ | LV | 50 kVA :Pole Substation | 0.05 | --> | 0.05 | 0.046 | 3 |  | --> | 0.0475 | 0 | 0.011856 | 0 | 0 | Constrained,otherwise capacity available =50.6kW. | --> | E14 ex MOVILLE | Moville [T421,T422] | TRILLICK |  | 55.1651 | -7.1079
MV/LV Substation TU***694Y |  | 10 kV | _ | LV | 50 kVA :Pole Substation | 0.05 | --> | 0.05 | 0.035 | 1.6 |  | --> | 0.0475 | 0 | 0 | 0.052228 | 0 |  | --> | C15 ex TULLYNAMALRA | Tullynamalra [T41,T42] | MEATH HILL |  | 54.0619 | -6.8076
MV/LV Substation TU***696 |  | 10 kV | _ | LV | 100 kVA :Pole Substation | 0.1 | --> | 0.1 | 0 | 0 | Constrained,otherwise capacity available =65kVA. | --> | 0.095 | 0 | 0 | 0.10518 | 0 |  | --> | C15 ex TRIM | Trim [T41,T42] | NAVAN |  | 53.5915 | -6.8517
MV/LV Substation TU***700Y |  | 20 kV | _ | LV | 100 kVA :Pole Substation | 0.1 | --> | 0.1 | 0.091 | 2.1 |  | --> | 0.095 | 0 | 0.011115 | 0 | 0 | Constrained,otherwise capacity available =101.4kW. | --> | E11 ex LISDRUM | Lisdrum [T422] | LISDRUM |  | 54.2669 | -6.9187
MV/LV Substation TU***706 |  | 20 kV | _ | LV | 400 kVA :Kiosk Substation | 0.4 | --> | 0.4 | 0.353 | 1.3 |  | --> | 0.38 | 0 | 0.005928 | 0.40707 | 0 |  | --> | C24 ex CLIFDEN | Clifden [T41,T42] | SCREEB |  | 53.5885 | -9.9648
MV/LV Substation TU***710X |  | 10 kV | _ | LV | 50 kVA :Pole Substation | 0.05 | --> | 0.05 | 0 | 0 | Constrained,otherwise capacity available =48kVA. | --> | 0.0475 | 0 | 0 | 0.050303 | 0 |  | --> | C20 ex BALLYGAR | Ballygar [T41,T42] | ATHLONE |  | 53.5237 | -8.3078
MV/LV Substation TU***711X |  | 10 kV | _ | LV | 50 kVA :Pole Substation | 0.05 | --> | 0.05 | 0.04 | 1.9 |  | --> | 0.0475 | 0 | 0 | 0 | 0 | Constrained,otherwise capacity available =51.5kW. | --> | C18 ex TURLOUGH ROAD | Turlough Road [T41,T42] | CASTLEBAR |  | 53.8836 | -9.2137
MV/LV Substation TU***712Y |  | 10 kV | _ | LV | 400 kVA :Kiosk Substation | 0.4 | --> | 0.4 | 0.349 | 1.6 |  | --> | 0.38 | 0 | 0 | 0.40438 | 0 |  | --> | C15 ex TULLYNAMALRA | Tullynamalra [T41,T42] | MEATH HILL |  | 54.0255 | -6.7075
MV/LV Substation TU***723 |  | 10 kV | _ | LV | 50 kVA :Pole Substation | 0.05 | --> | 0.05 | 0 | 0 | Constrained,otherwise capacity available =33kVA. | --> | 0.0475 | 0 | 0 | 0.052518 | 0 |  | --> | C18 ex SALLINS | Sallins [T41,T42] | GRIFFINRATH |  | 53.2882 | -6.621
MV/LV Substation TU***724 |  | 20 kV | _ | LV | 50 kVA :Pole Substation | 0.05 | --> | 0.05 | 0 | 0 | Constrained,otherwise capacity available =34kVA. | --> | 0.0475 | 0 | 0 | 0.052373 | 0 |  | --> | E18 ex BALLINROBE | Ballinrobe [T421,T422] | DALTON |  | 53.6568 | -9.3654
MV/LV Substation TU***729Z |  | 10 kV | _ | LV | 50 kVA :Pole Substation | 0.05 | --> | 0.05 | 0.047 | 11 |  | --> | 0.0475 | 0 | 0 | 0.050453 | 0 |  | --> | C22 ex CLOON | Cloon [T42,T421] | CLOON |  | 53.4964 | -8.8452
MV/LV Substation TU***730 |  | 20 kV | _ | LV | 50 kVA :Pole Substation | 0.05 | --> | 0.05 | 0 | 0 | Constrained,otherwise capacity available =50kVA. | --> | 0.0475 | 0 | 0 | 0.05 | 0 |  | --> | C15 ex BALLYHAUNIS | Ballyhaunis [T41,T42] | DALTON |  | 53.7031 | -8.7898
MV/LV Substation TU***730X |  | 10 kV | _ | LV | 50 kVA :Pole Substation | 0.05 | --> | 0.05 | 0 | 0 | Constrained,otherwise capacity available =50kVA. | --> | 0.0475 | 0 | 0 | 0.05 | 0 |  | --> | C21 ex CARRICKMACROSS | Carrickmacross [T41,T42] | MEATH HILL |  | 53.9549 | -6.6986
MV/LV Substation TU***735 |  | 10 kV | _ | LV | 100 kVA :Pole Substation | 0.1 | --> | 0.1 | 0 | 0 | Constrained,otherwise capacity available =60kVA. | --> | 0.095 | 0 | 0.020748 | 0 | 0 | Constrained,otherwise capacity available =105.9kW. | --> | C13 ex DONEGAL | Donegal [T41,T42] | CATHALEENS FALL |  | 54.6458 | -8.1134
MV/LV Substation TU***738 |  | 10 kV | _ | LV | 100 kVA :Pole Substation | 0.1 | --> | 0.1 | 0.072 | 4.2 |  | --> | 0.095 | 0 | 0.003705 | 0.10417 | 0 |  | --> | C13 ex ERRIGAL | Errigal [T41,T422] | SHANKILL |  | 54.0498 | -7.148
MV/LV Substation TU***746Z |  | 10 kV | _ | LV | 100 kVA :Pole Substation | 0.1 | --> | 0.1 | 0 | 0 | Constrained,otherwise capacity available =90kVA. | --> | 0.095 | 0 | 0.01482 | 0.10151 | 0 |  | --> | C15 ex TALBOTS INCH | Talbots Inch [T41,T42] | KILKENNY |  | 52.6615 | -7.4435
MV/LV Substation TU***769X |  | 10 kV | _ | LV | 200 kVA :Building Structure | 0.2 | --> | 0.2 | 0 | 0 | Constrained,otherwise capacity available =200kVA. | --> | 0.19 | 0 | 0 | 0.2 | 0 |  | --> | C11 ex FORTUNESTOWN | Fortunestown [T101,T102] | INCHICORE 220KV |  | 53.2914 | -6.4268
MV/LV Substation TU***769Z |  | 20 kV | _ | LV | 400 kVA :Kiosk Substation | 0.4 | --> | 0.4 | 0.354 | 0.4 |  | --> | 0.38 | 0 | 0.002223 | 0.40692 | 0 |  | --> | E12 ex TULLOW | Tullow [T421,T422] | CARLOW |  | 52.8067 | -6.7273
MV/LV Substation TU***771X |  | 20 kV | _ | LV | 50 kVA :Pole Substation | 0.05 | --> | 0.05 | 0.05 | 1.6 |  | --> | 0.0475 | 0 | 0 | 0.05 | 0 |  | --> | C16 ex CURRA | Curra [T41] | SOMERSET |  | 53.0292 | -8.3193
MV/LV Substation TU***771X |  | 20 kV | _ | LV | 50 kVA :Pole Substation | 0.05 | --> | 0.05 | 0 | 0 | Constrained,otherwise capacity available =50kVA. | --> | 0.0475 | 0 | 0 | 0.05 | 0 |  | --> | E12 ex MILLTOWN (SR) | Milltown (sr) [T421,T422] | OUGHTRAGH |  | 52.1038 | -9.8213
MV/LV Substation TU***790 |  | 20 kV | _ | LV | 50 kVA :Pole Substation | 0.05 | --> | 0.05 | 0.034 | 1.3 |  | --> | 0.0475 | 0 | 0 | 0.052373 | 0 |  | --> | C24 ex CLIFDEN | Clifden [T41,T42] | SCREEB |  | 53.5893 | -9.974
MV/LV Substation TU***799X |  | 10 kV | _ | LV | 100 kVA :Pole Substation | 0.1 | --> | 0.1 | 0 | 0 | Constrained,otherwise capacity available =90kVA. | --> | 0.095 | 0 | 0 | 0 | 0 | Constrained,otherwise capacity available =101.5kW. | --> | C12 ex CULLION | Cullion [T41,T42] | LETTERKENNY |  | 54.997 | -7.8968
MV/LV Substation TU***799X |  | 20 kV | _ | LV | 630 kVA :Kiosk Substation | 0.63 | --> | 0.63 | 0 | 0 | Constrained,otherwise capacity available =500kVA. | --> | 0.5985 | 0 | 0 | 0.5 | 0 |  | --> | C12 ex SPIDDAL | Spiddal [T42] | SCREEB |  | 53.2457 | -9.3054
MV/LV Substation TU***800 |  | 20 kV | _ | LV | 50 kVA :Pole Substation | 0.05 | --> | 0.05 | 0.037 | 2.9 |  | --> | 0.0475 | 0 | 0.00741 | 0 | 0 | Constrained,otherwise capacity available =51.9kW. | --> | E13 ex TELAYDON | Telaydon [T42,T421] | LISDRUM |  | 54.2829 | -7.0251
MV/LV Substation TU***804X |  | 20 kV | _ | LV | 50 kVA :Pole Substation | 0.05 | --> | 0.05 | 0.04 | 3 |  | --> | 0.0475 | 0 | 0 | 0 | 0 | Constrained,otherwise capacity available =51.5kW. | --> | E11 ex CHARLEVILLE | Charleville [T421,T422] | CHARLEVILLE |  | 52.471 | -8.6676
MV/LV Substation TU***807 |  | 10 kV | _ | LV | 630 kVA :Kiosk Substation | 0.63 | --> | 0.63 | 0.5 | 2.2 |  | --> | 0.5985 | 0 | 0 | 0.5 | 0 |  | --> | C18 ex BAILIEBORO | Bailieboro [T41,T42] | MEATH HILL |  | 53.8801 | -6.9709
MV/LV Substation TU***809 |  | 20 kV | _ | LV | 50 kVA :Pole Substation | 0.05 | --> | 0.05 | 0 | 0 | Constrained,otherwise capacity available =14kVA. | --> | 0.0475 | 0 | 0 | 0.055184 | 0 |  | --> | E47 ex CLAREGALWAY | Claregalway [T42,T421] | GALWAY 110KV |  | 53.381 | -8.8542
MV/LV Substation TU***827 |  | 10 kV | _ | LV | 50 kVA :Pole Substation | 0.05 | --> | 0.05 | 0.019092 | 0 | Constrained,otherwise capacity available =34kVA. | --> | 0.0475 | 0 | 0 | 0 | 0 | Constrained,otherwise capacity available =52.4kW. | --> | C19 ex BALLYBAY | Ballybay [T41,T42] | LISDRUM |  | 54.0427 | -6.8703
MV/LV Substation TU***827X |  | 20 kV | _ | LV | 400 kVA :Kiosk Substation | 0.4 | --> | 0.4 | 0 | 0 | Constrained,otherwise capacity available =299kVA. | --> | 0.38 | 0 | 0.028158 | 0.41505 | 0 |  | --> | C17 ex DRYBRIDGE | Drybridge [T41,T42] | DRYBRIDGE |  | 53.736 | -6.416
MV/LV Substation TU***827Z |  | 20 kV | _ | LV | 400 kVA :Kiosk Substation | 0.4 | --> | 0.4 | 0 | 0 | Constrained,otherwise capacity available =373kVA. | --> | 0.38 | 0 | 0 | 0.40408 | 0 |  | --> | E15 ex BATTER LANE TEMPORARY | Batter Lane Temporary 38kv [T421] | GLASMORE |  | 53.4868 | -6.1515
MV/LV Substation TU***828 |  | 10 kV | _ | LV | 50 kVA :Pole Substation | 0.05 | --> | 0.05 | 0.037 | 4.2 |  | --> | 0.0475 | 0 | 0 | 0.051937 | 0 |  | --> | C13 ex ERRIGAL | Errigal [T41,T422] | SHANKILL |  | 54.0097 | -7.2054
MV/LV Substation TU***833 |  | 10 kV | _ | LV | 50 kVA :Pole Substation | 0.05 | --> | 0.05 | 0 | 0 | Constrained,otherwise capacity available =33kVA. | --> | 0.0475 | 0 | 0.022971 | 0.052518 | 0 |  | --> | C15 ex TALBOTS INCH | Talbots Inch [T41,T42] | KILKENNY |  | 52.6721 | -7.425
MV/LV Substation TU***835Y |  | 10 kV | _ | LV | 50 kVA :Pole Substation | 0.05 | --> | 0.05 | 0 | 0 | Constrained,otherwise capacity available =49kVA. | --> | 0.0475 | 0 | 0 | 0.050152 | 0 |  | --> | C17 ex TUAM NORTH | Tuam North [T41,T42] | CLOON |  | 53.5089 | -8.8346
MV/LV Substation TU***840X |  | 20 kV | _ | LV | 50 kVA :Pole Substation | 0.05 | --> | 0.05 | 0 | 0 | Constrained,otherwise capacity available =37kVA. | --> | 0.0475 | 0 | 0 | 0.051937 | 0 |  | --> | E21 ex FINEA | Finea [T421,T422] | SHANKILL |  | 53.8446 | -7.3017
MV/LV Substation TU***841 |  | 10 kV | _ | LV | 100 kVA :Pole Substation | 0.1 | --> | 0.1 | 0 | 0 | Constrained,otherwise capacity available =90kVA. | --> | 0.095 | 0 | 0.01482 | 0.10151 | 0 |  | --> | C15 ex TALBOTS INCH | Talbots Inch [T41,T42] | KILKENNY |  | 52.6633 | -7.4315
MV/LV Substation TU***842 |  | 10 kV | _ | LV | 50 kVA :Pole Substation | 0.05 | --> | 0.05 | 0 | 0 | Constrained,otherwise capacity available =43kVA. | --> | 0.0475 | 0 | 0 | 0.051052 | 0 |  | --> | C15 ex TALBOTS INCH | Talbots Inch [T41,T42] | KILKENNY |  | 52.6645 | -7.4256
MV/LV Substation TU***844X |  | 10 kV | _ | LV | 400 kVA :Kiosk Substation | 0.4 | --> | 0.4 | 0 | 0 | Constrained,otherwise capacity available =279kVA. | --> | 0.38 | 0 | 0.002964 | 0.41797 | 0 |  | --> | C23 ex POLLERTON | Pollerton [T41,T42] | CARLOW |  | 52.8249 | -6.9094
MV/LV Substation TU***847X |  | 20 kV | _ | LV | 50 kVA :Pole Substation | 0.05 | --> | 0.05 | 0.039 | 7.5 |  | --> | 0.0475 | 0 | 0 | 0 | 0 | Constrained,otherwise capacity available =51.6kW. | --> | E12 ex CHURCHTOWN | Churchtown [T422] | RATHKEALE |  | 52.4456 | -9.0742
MV/LV Substation TU***847Z |  | 10 kV | _ | LV | 50 kVA :Pole Substation | 0.05 | --> | 0.05 | 0 | 0 | Constrained,otherwise capacity available =50kVA. | --> | 0.0475 | 0 | 0 | 0.05 | 0 |  | --> | C18 ex SALLINS | Sallins [T41,T42] | GRIFFINRATH |  | 53.2904 | -6.6131
MV/LV Substation TU***855 |  | 10 kV | _ | LV | 100 kVA :Pole Substation | 0.1 | --> | 0.1 | 0.096 | 1.9 |  | --> | 0.095 | 0 | 0 | 0 | 0 | Constrained,otherwise capacity available =100.6kW. | --> | C18 ex TURLOUGH ROAD | Turlough Road [T41,T42] | CASTLEBAR |  | 53.8816 | -9.1963
MV/LV Substation TU***872 |  | 20 kV | _ | LV | 50 kVA :Pole Substation | 0.05 | --> | 0.05 | 0 | 0 | Constrained,otherwise capacity available =42kVA. | --> | 0.0475 | 0 | 0 | 0.0512 | 0 |  | --> | E47 ex CLAREGALWAY | Claregalway [T42,T421] | GALWAY 110KV |  | 53.3663 | -8.9061
MV/LV Substation TU***873 |  | 20 kV | _ | LV | 50 kVA :Pole Substation | 0.05 | --> | 0.05 | 0 | 0 | Constrained,otherwise capacity available =26kVA. | --> | 0.0475 | 0 | 0.00741 | 0.053518 | 0 |  | --> | C17 ex DRYBRIDGE | Drybridge [T41,T42] | DRYBRIDGE |  | 53.7367 | -6.4273
MV/LV Substation TU***879X |  | 20 kV | _ | LV | 200 kVA :Kiosk Substation | 0.2 | --> | 0.2 | 0.174 | 0.4 |  | --> | 0.19 | 0 | 0 | 0.20391 | 0 |  | --> | C14 ex CARRAROE | Carraroe [T42] | SCREEB |  | 53.2377 | -9.4894
MV/LV Substation TU***893 |  | 10 kV | _ | LV | 630 kVA :Building Structure | 0.63 | --> | 0.63 | 0 | 0 | Constrained,otherwise capacity available =500kVA. | --> | 0.5985 | 0 | 0.04446 | 0.5 | 0 |  | --> | C14 ex MONEENAGEISHA | Moneenageisha [T41,T42] | GALWAY 110KV |  | 53.2838 | -9.0372
MV/LV Substation TU***895X |  | 20 kV | _ | LV | 200 kVA :Pole Substation | 0.2 | --> | 0.2 | 0 | 0 | Constrained,otherwise capacity available =175kVA. | --> | 0.19 | 0 | 0 | 0.20376 | 0 |  | --> | E15 ex BATTER LANE TEMPORARY | Batter Lane Temporary 38kv [T421] | GLASMORE |  | 53.4926 | -6.1937
MV/LV Substation TU***901 |  | 20 kV | _ | LV | 50 kVA :Pole Substation | 0.05 | --> | 0.05 | 0 | 0 | Constrained,otherwise capacity available =18kVA. | --> | 0.0475 | 0 | 0 | 0.054636 | 0 |  | --> | E11 ex KILCOLGAN | Kilcolgan [T42,T421] | GALWAY 110KV |  | 53.1009 | -9.0621
MV/LV Substation TU***907 |  | 10 kV | _ | LV | 30 kVA :Pole Substation | 0.03 | --> | 0.03 | 0 | 0 | Constrained,otherwise capacity available =30kVA. | --> | 0.0285 | 0 | 0 | 0.03 | 0 |  | --> | C21 ex CLONMINCH | Clonminch [T41,T422] | THORNSBERRY |  | 53.2481 | -7.4782
MV/LV Substation TU***907X |  | 10 kV | _ | LV | 100 kVA :Pole Substation | 0.1 | --> | 0.1 | 0 | 0 | Constrained,otherwise capacity available =100kVA. | --> | 0.095 | 0 | 0 | 0.1 | 0 |  | --> | C17 ex DRYBRIDGE | Drybridge [T41,T42] | DRYBRIDGE |  | 53.723 | -6.4064
MV/LV Substation TU***912 |  | 10 kV | _ | LV | 100 kVA :Pole Substation | 0.1 | --> | 0.1 | 0.073 | 0.1 |  | --> | 0.095 | 0 | 0.011115 | 0.10402 | 0 |  | --> | C16 ex KILCULLEN | Kilcullen [T41,T42,T424] | STRATFORD |  | 53.1331 | -6.8135
MV/LV Substation TU***913 |  | 10 kV | _ | LV | 30 kVA :Pole Substation | 0.03 | --> | 0.03 | 0.026 | 0.7 |  | --> | 0.0285 | 0 | 0 | 0.030601 | 0 |  | --> | C24 ex MULLAGH | Mullagh [T44] | MEATH HILL |  | 53.8449 | -6.9342
MV/LV Substation TU***916 |  | 20 kV | _ | LV | 400 kVA :Building Structure | 0.4 | --> | 0.4 | 0.394 | 5.3 |  | --> | 0.38 | 0 | 0 | 0.40091 | 0 |  | --> | C12 ex BALLYTIVNAN | Ballytivnan [T41,T42] | SLIGO |  | 54.3757 | -8.37
MV/LV Substation TU***930X |  | 10 kV | _ | LV | 200 kVA :Kiosk Substation | 0.2 | --> | 0.2 | 0 | 0 | Constrained,otherwise capacity available =160kVA. | --> | 0.19 | 0 | 0.003705 | 0.20598 | 0 |  | --> | C14 ex DRYBRIDGE | Drybridge [T41,T42] | DRYBRIDGE |  | 53.7399 | -6.4149
MV/LV Substation TU***933X |  | 20 kV | _ | LV | 100 kVA :Pole Substation | 0.1 | --> | 0.1 | 0.083 | 2.1 |  | --> | 0.095 | 0 | 0 | 0 | 0 | Constrained,otherwise capacity available =102.5kW. | --> | E17 ex LISDRUM | Lisdrum [T422] | LISDRUM |  | 54.2341 | -7.053
MV/LV Substation TU***939X |  | 10 kV | _ | LV | 200 kVA :Kiosk Substation | 0.2 | --> | 0.2 | 0 | 0 | Constrained,otherwise capacity available =197kVA. | --> | 0.19 | 0 | 0 | 0.20045 | 0 |  | --> | C15 ex TULLA | Tulla [T41,T42] | ENNIS |  | 52.8755 | -8.7626
MV/LV Substation TU***943X |  | 10 kV | _ | LV | 1000 kVA :Building Structure | 1 | --> | 1 | 0 | 0 | Constrained,otherwise capacity available =500kVA. | --> | 0.95 | 0 | 0 | 0.5 | 0 |  | --> | C20 ex BELGARD | Belgard [T41,T42] | COOKSTOWN |  | 53.2883 | -6.3694
MV/LV Substation TU***963Z |  | 20 kV | _ | LV | 400 kVA :Building Structure | 0.4 | --> | 0.4 | 0.4 | 0.4 |  | --> | 0.38 | 0 | 0 | 0.4 | 0 |  | --> | E18 ex TULLOW | Tullow [T421,T422] | CARLOW |  | 52.8464 | -6.7595
MV/LV Substation TU***966 |  | 10 kV | _ | LV | 50 kVA :Pole Substation | 0.05 | --> | 0.05 | 0.045 | 0.2 |  | --> | 0.0475 | 0 | 0 | 0 | 0 | Constrained,otherwise capacity available =50.8kW. | --> | C16 ex ROSSGEIR | Rossgeir [T41,T42] | LETTERKENNY |  | 54.869 | -7.5156
MV/LV Substation TU***975 |  | 20 kV | _ | LV | 50 kVA :Pole Substation | 0.05 | --> | 0.05 | 0.042 | 1.6 |  | --> | 0.0475 | 0 | 0.003705 | 0 | 0 | Constrained,otherwise capacity available =51.2kW. | --> | C17 ex BALLYSHANNON | Ballyshannon [T41,T42] | CATHALEENS FALL |  | 54.5197 | -8.1632
MV/LV Substation TU***982Y |  | 20 kV | _ | LV | 100 kVA :Pole Substation | 0.1 | --> | 0.1 | 0 | 0 | Constrained,otherwise capacity available =87kVA. | --> | 0.095 | 0 | 0 | 0.10195 | 0 |  | --> | C15 ex KILMONEY | Kilmoney [T41,T42] | TRABEG |  | 51.8226 | -8.5223
MV/LV Substation TU***984 |  | 10 kV | _ | LV | 50 kVA :Pole Substation | 0.05 | --> | 0.05 | 0.047 | 0.2 |  | --> | 0.0475 | 0 | 0 | 0 | 0 | Constrained,otherwise capacity available =50.5kW. | --> | C16 ex ROSSGEIR | Rossgeir [T41,T42] | LETTERKENNY |  | 54.8925 | -7.492
MV/LV Substation TU***985 |  | 20 kV | _ | LV | 50 kVA :Pole Substation | 0.05 | --> | 0.05 | 0 | 0 | Constrained,otherwise capacity available =38kVA. | --> | 0.0475 | 0 | 0.004446 | 0.05179 | 0 |  | --> | E12 ex BALTINGLASS | Baltinglass [T421,T422] | STRATFORD |  | 52.9654 | -6.6939
MV/LV Substation TU***995 |  | 10 kV | _ | LV | 50 kVA :Pole Substation | 0.05 | --> | 0.05 | 0 | 0 | Constrained,otherwise capacity available =33kVA. | --> | 0.0475 | 0 | 0 | 0 | 0 | Constrained,otherwise capacity available =52.5kW. | --> | C12 ex TIMOLEAGUE | Timoleague [T41] | BANDON |  | 51.6942 | -8.7389
MV/LV Substation TU***996X |  | 10 kV | _ | LV | 400 kVA :Kiosk Substation | 0.4 | --> | 0.4 | 0 | 0 | Constrained,otherwise capacity available =368kVA. | --> | 0.38 | 0 | 0.016302 | 0.40483 | 0 |  | --> | C16 ex LOUGHREA | Loughrea [T41,T42] | SOMERSET |  | 53.1954 | -8.5922
MV/LV Substation TU***999 |  | 20 kV | _ | LV | 50 kVA :Pole Substation | 0.05 | --> | 0.05 | 0 | 0 | Constrained,otherwise capacity available =47kVA. | --> | 0.0475 | 0 | 0.004446 | 0 | 0 | Constrained,otherwise capacity available =50.5kW. | --> | E17 ex BUNCRANA | Buncrana [T421,T422] | TRILLICK |  | 55.0871 | -7.246
MV/LV Substation TV***619X |  | 10 kV | _ | LV | 630 kVA :Kiosk Substation | 0.63 | --> | 0.63 | 0 | 0 | Constrained,otherwise capacity available =500kVA. | --> | 0.5985 | 0 | 0 | 0.5 | 0 |  | --> | C12 ex TYMON | Tymon [T41,T42] | COOKSTOWN |  | 53.3096 | -6.3552
MV/LV Substation TV***999 |  | 20 kV | _ | LV | 200 kVA :Pole Substation | 0.2 | --> | 0.2 | 0 | 0 | Constrained,otherwise capacity available =200kVA. | --> | 0.19 | 0 | 0 | 0 | 0 | Constrained,otherwise capacity available =200kW. | --> | E18 ex SPRINGS | Springs [T421,T422] | DUNGARVAN |  | 52.0555 | -7.6345
MV/LV Substation TW***009 |  | 10 kV | _ | LV | 400 kVA :Kiosk Substation | 0.4 | --> | 0.4 | 0 | 0 | Constrained,otherwise capacity available =291kVA. | --> | 0.38 | 0 | 0.013338 | 0 | 0 | Constrained,otherwise capacity available =416.2kW. | --> | C20 ex LISMORE | Lismore [T41,T42] | DUNGARVAN |  | 52.1475 | -7.8532
MV/LV Substation TW***033 |  | 10 kV | _ | LV | 50 kVA :Pole Substation | 0.05 | --> | 0.05 | 0 | 0 | Constrained,otherwise capacity available =46kVA. | --> | 0.0475 | 0 | 0 | 0.050604 | 0 |  | --> | C12 ex PARKMORE | Parkmore [T41,T42] | GALWAY 110KV |  | 53.3051 | -9.0021
MV/LV Substation TW***034 |  | 10 kV | _ | LV | 100 kVA :Pole Substation | 0.1 | --> | 0.1 | 0 | 0 | Constrained,otherwise capacity available =95kVA. | --> | 0.095 | 0 | 0 | 0.10076 | 0 |  | --> | C12 ex PARKMORE | Parkmore [T41,T42] | GALWAY 110KV |  | 53.3059 | -8.9994
MV/LV Substation TW***082 |  | 20 kV | _ | LV | 50 kVA :Pole Substation | 0.05 | --> | 0.05 | 0 | 0 | Constrained,otherwise capacity available =49kVA. | --> | 0.0475 | 0 | 0.003705 | 0.050152 | 0 |  | --> | C17 ex TUAM NORTH | Tuam North [T41,T42] | CLOON |  | 53.4742 | -8.7029
MV/LV Substation TW***282 |  | 10 kV | _ | LV | 200 kVA :Pole Substation | 0.2 | --> | 0.2 | 0.196 | 0.9 |  | --> | 0.19 | 0 | 0.003705 | 0.20061 | 0 |  | --> | C13 ex WOODFORD | Woodford [T41,T42] | KNOCKEARAGH |  | 52.0508 | -9.4491
MV/LV Substation TW***414 |  | 10 kV | _ | LV | 100 kVA :Pole Substation | 0.1 | --> | 0.1 | 0 | 0 | Constrained,otherwise capacity available =88kVA. | --> | 0.095 | 0 | 0 | 0.10181 | 0 |  | --> | C13 ex COBH | Cobh [T41,T42] | COW CROSS |  | 51.8657 | -8.3236
MV/LV Substation TW***4141 |  | 10 kV | _ | LV | 630 kVA :Kiosk Substation | 0.63 | --> | 0.63 | 0 | 0 | Constrained,otherwise capacity available =500kVA. | --> | 0.5985 | 0 | 0 | 0.5 | 0 |  | --> | C12 ex BALLYBODEN | Ballyboden [T41,T42] | COOKSTOWN |  | 53.2814 | -6.3123
MV/LV Substation TW***4145 |  | 10 kV | _ | LV | 1000 kVA :Building Structure | 1 | --> | 1 | 0 | 0 | Constrained,otherwise capacity available =500kVA. | --> | 0.95 | 0 | 0 | 0.5 | 0 |  | --> | C12 ex BALLYBODEN | Ballyboden [T41,T42] | COOKSTOWN |  | 53.2795 | -6.3119
MV/LV Substation TW***4265 |  | 20 kV | _ | LV | 100 kVA :Pole Substation | 0.1 | --> | 0.1 | 0 | 0 | Constrained,otherwise capacity available =100kVA. | --> | 0.095 | 0 | 0 | 0.1 | 0 |  | --> | C15 ex KANTURK | Kanturk [T41,T42] | GLENLARA |  | 52.1278 | -8.8112
MV/LV Substation TW***4405 |  | 20 kV | _ | LV | 200 kVA :Pole Substation | 0.2 | --> | 0.2 | 0 | 0 | Constrained,otherwise capacity available =200kVA. | --> | 0.19 | 0 | 0 | 0.2 | 0 |  | --> | E12 ex CARRIGSHANE | Carrigshane [T422] | MIDLETON |  | 51.9158 | -8.1239
MV/LV Substation TW***608 |  | 10 kV | _ | LV | 630 kVA :Building Structure | 0.63 | --> | 0.63 | 0 | 0 | Constrained,otherwise capacity available =500kVA. | --> | 0.5985 | 0 | 0 | 0 | 0 | Constrained,otherwise capacity available =500kW. | --> | C14 ex DONEGAL | Donegal [T41,T42] | CATHALEENS FALL |  | 54.6557 | -8.1054
MV/LV Substation TW***622 |  | 10 kV | _ | LV | 400 kVA :Building Structure | 0.4 | --> | 0.4 | 0.393 | 1.2 |  | --> | 0.38 | 0 | 0 | 0.40106 | 0 |  | --> | E16 ex CRATLOE | Cratloe [T421,T422] | ARDNACRUSHA |  | 52.6788 | -8.6994
MV/LV Substation TW***665 |  | 20 kV | _ | LV | 50 kVA :Pole Substation | 0.05 | --> | 0.05 | 0 | 0 | Constrained,otherwise capacity available =50kVA. | --> | 0.0475 | 0 | 0 | 0 | 0 | Constrained,otherwise capacity available =50kW. | --> | C11 ex MOUNTMELLICK | Mountmellick [T41,T42] | PORTLAOISE |  | 53.1556 | -7.3696
MV/LV Substation TW***873 |  | 10 kV | _ | LV | 200 kVA :Kiosk Substation | 0.2 | --> | 0.2 | 0.152 | 2.2 |  | --> | 0.19 | 0 | 0 | 0.20716 | 0 |  | --> | C26 ex BAILIEBORO | Bailieboro [T41,T42] | MEATH HILL |  | 53.916 | -6.9658
MV/LV Substation TW***953Z |  | 10 kV | _ | LV | 100 kVA :Pole Substation | 0.1 | --> | 0.1 | 0 | 0 | Constrained,otherwise capacity available =83kVA. | --> | 0.095 | 0 | 0 | 0.10255 | 0 |  | --> | C18 ex NAAS | Naas [T41,T42] | KILTEEL |  | 53.1706 | -6.699
MV/LV Substation TW***984X |  | 10 kV | _ | LV | 630 kVA :Building Structure | 0.63 | --> | 0.63 | 0.5 | 11.9 |  | --> | 0.5985 | 0 | 0 | 0.5 | 0 |  | --> | C28 ex SALTHILL | Salthill [T101,T102] | SALTHILL |  | 53.2516 | -9.1528
MV/LV Substation TY***002 |  | 10 kV | _ | LV | 200 kVA :Kiosk Substation | 0.2 | --> | 0.2 | 0.142 | 3 |  | --> | 0.19 | 0 | 0.011115 | 0.20862 | 0 |  | --> | C20 ex NENAGH | Nenagh [T41,T42] | NENAGH |  | 52.8569 | -8.1918
MV/LV Substation TY***019 |  | 10 kV | _ | LV | 630 kVA :Building Structure | 0.63 | --> | 0.63 | 0.425 | 1 |  | --> | 0.5985 | 0 | 0.001482 | 0.5 | 0 |  | --> | C18 ex TYCOR | Tycor [T41,T42] | WATERFORD |  | 52.2565 | -7.1294
MV/LV Substation TY***071 |  | 10 kV | _ | LV | 200 kVA :Kiosk Substation | 0.2 | --> | 0.2 | 0 | 0 | Constrained,otherwise capacity available =194kVA. | --> | 0.19 | 0 | 0 | 0.20091 | 0 |  | --> | C12 ex TYMON | Tymon [T41,T42] | COOKSTOWN |  | 53.3005 | -6.3432
MV/LV Substation TY***105 |  | 10 kV | _ | LV | 400 kVA :Kiosk Substation | 0.4 | --> | 0.4 | 0.395 | 8.2 |  | --> | 0.38 | 0 | 0.004446 | 0.40076 | 0 |  | --> | C13 ex MOUNT MISERY | Mount Misery [T41,T42] | WATERFORD |  | 52.2631 | -7.1014
MV/LV Substation TY***113X |  | 10 kV | _ | LV | 50 kVA :Pole Substation | 0.05 | --> | 0.05 | 0.033 | 2 |  | --> | 0.0475 | 0 | 0 | 0 | 0 | Constrained,otherwise capacity available =52.5kW. | --> | E18 ex RATHKEALE | Rathkeale [T421,T422] | RATHKEALE |  | 52.5266 | -8.9457
MV/LV Substation TY***137 |  | 10 kV | _ | LV | 50 kVA :Pole Substation | 0.05 | --> | 0.05 | 0.029 | 0.4 |  | --> | 0.0475 | 0 | 0 | 0 | 0 | Constrained,otherwise capacity available =53.1kW. | --> | C21 ex SWINFORD | Swinford [T41,T42] | CASTLEBAR |  | 53.9506 | -8.9689
MV/LV Substation TY***153X |  | 20 kV | _ | LV | 50 kVA :Pole Substation | 0.05 | --> | 0.05 | 0.047 | 5.8 |  | --> | 0.0475 | 0 | 0 | 0.050453 | 0 |  | --> | E21 ex ABBEYFEALE | Abbeyfeale [T421] | TRIEN |  | 52.3895 | -9.2837
MV/LV Substation TY***170X |  | 10 kV | _ | LV | 400 kVA :Kiosk Substation | 0.4 | --> | 0.4 | 0 | 0 | Constrained,otherwise capacity available =285kVA. | --> | 0.38 | 0 | 0.003705 | 0.4171 | 0 |  | --> | C20 ex TYMON | Tymon [T41,T42] | COOKSTOWN |  | 53.2984 | -6.3515
MV/LV Substation TY***171X |  | 10 kV | _ | LV | 400 kVA :Kiosk Substation | 0.4 | --> | 0.4 | 0 | 0 | Constrained,otherwise capacity available =320kVA. | --> | 0.38 | 0 | 0.009633 | 0.41197 | 0 |  | --> | C20 ex TYMON | Tymon [T41,T42] | COOKSTOWN |  | 53.2988 | -6.3496
MV/LV Substation TY***172X |  | 10 kV | _ | LV | 400 kVA :Kiosk Substation | 0.4 | --> | 0.4 | 0 | 0 | Constrained,otherwise capacity available =324kVA. | --> | 0.38 | 0 | 0 | 0.41138 | 0 |  | --> | C20 ex TYMON | Tymon [T41,T42] | COOKSTOWN |  | 53.3004 | -6.3503
MV/LV Substation TY***182X |  | 10 kV | _ | LV | 400 kVA :Kiosk Substation | 0.4 | --> | 0.4 | 0.37 | 3 |  | --> | 0.38 | 0 | 0 | 0.40453 | 0 |  | --> | C37 ex INCHICORE CENTRAL | Inchicore Central [T43,T45] | INCHICORE 220KV |  | 53.3375 | -6.322
MV/LV Substation TY***201 |  | 10 kV | _ | LV | 200 kVA :Pole Substation | 0.2 | --> | 0.2 | 0.133 | 0.9 |  | --> | 0.19 | 0 | 0 | 0.20993 | 0 |  | --> | C15 ex COES ROAD | Coes Road [T41,T42] | DUNDALK |  | 53.9971 | -6.3788
MV/LV Substation TY***209Y |  | 10 kV | _ | LV | 200 kVA :Kiosk Substation | 0.2 | --> | 0.2 | 0.13 | 3 |  | --> | 0.19 | 0 | 0 | 0.21036 | 0 |  | --> | C25 ex NENAGH | Nenagh [T41,T42] | NENAGH |  | 52.8578 | -8.1886
MV/LV Substation TY***210 |  | 10 kV | _ | LV | 100 kVA :Pole Substation | 0.1 | --> | 0.1 | 0.078 | 3 |  | --> | 0.095 | 0 | 0 | 0.10329 | 0 |  | --> | C25 ex NENAGH | Nenagh [T41,T42] | NENAGH |  | 52.8554 | -8.188
MV/LV Substation TY***220X |  | 20 kV | _ | LV | 200 kVA :Pole Substation | 0.2 | --> | 0.2 | 0.2 | 2.9 |  | --> | 0.19 | 0 | 0 | 0 | 0 | Constrained,otherwise capacity available =200kW. | --> | E13 ex TELAYDON | Telaydon [T42,T421] | LISDRUM |  | 54.3097 | -7.1213
MV/LV Substation TY***226Y |  | 10 kV | _ | LV | 200 kVA :Kiosk Substation | 0.2 | --> | 0.2 | 0.14 | 3 |  | --> | 0.19 | 0 | 0.018525 | 0.20891 | 0 |  | --> | C23 ex NENAGH | Nenagh [T41,T42] | NENAGH |  | 52.8523 | -8.1901
MV/LV Substation TY***259Y |  | 20 kV | _ | LV | 50 kVA :Pole Substation | 0.05 | --> | 0.05 | 0.038 | 1.6 |  | --> | 0.0475 | 0 | 0.015561 | 0.05179 | 0 |  | --> | C17 ex CURRA | Curra [T41] | SOMERSET |  | 53.1516 | -8.3775
MV/LV Substation TY***271 |  | 10 kV | _ | LV | 50 kVA :Pole Substation | 0.05 | --> | 0.05 | 0 | 0 | Constrained,otherwise capacity available =46kVA. | --> | 0.0475 | 0 | 0.003705 | 0.050604 | 0 |  | --> | C16 ex CREGG ROAD | Cregg Road [T41,T42] | BALLYDINE |  | 52.3461 | -7.3356
MV/LV Substation TY***275X |  | 20 kV | _ | LV | 50 kVA :Pole Substation | 0.05 | --> | 0.05 | 0 | 0 | Constrained,otherwise capacity available =34kVA. | --> | 0.0475 | 0 | 0 | 0.052373 | 0 |  | --> | E20 ex BALLINDERRY | Ballinderry [T41,T422] | MULLINGAR |  | 53.3938 | -7.3874
MV/LV Substation TY***296Z |  | 10 kV | _ | LV | 200 kVA :Kiosk Substation | 0.2 | --> | 0.2 | 0 | 0 | Constrained,otherwise capacity available =155kVA. | --> | 0.19 | 0 | 0 | 0.20672 | 0 |  | --> | C41 ex COLLEGE PARK | College Park [T101,T102,T103] | COLLEGE PARK |  | 53.4132 | -6.3877
MV/LV Substation TY***306 |  | 20 kV | _ | LV | 400 kVA :Building Structure | 0.4 | --> | 0.4 | 0 | 0 | Constrained,otherwise capacity available =400kVA. | --> | 0.38 | 0 | 0.02964 | 0 | 0 | Constrained,otherwise capacity available =400kW. | --> | E17 ex FOXHOLE | Foxhole [T421,T422] | DUNGARVAN |  | 51.9519 | -7.8662
MV/LV Substation TY***324Y |  | 20 kV | _ | LV | 50 kVA :Pole Substation | 0.05 | --> | 0.05 | 0.047 | 2.1 |  | --> | 0.0475 | 0 | 0 | 0 | 0 | Constrained,otherwise capacity available =50.5kW. | --> | E16 ex LISDRUM | Lisdrum [T422] | LISDRUM |  | 54.2647 | -6.8945
MV/LV Substation TY***348 |  | 10 kV | _ | LV | 400 kVA :Building Structure | 0.4 | --> | 0.4 | 0.4 | 3 |  | --> | 0.38 | 0 | 0 | 0.4 | 0 |  | --> | C25 ex NENAGH | Nenagh [T41,T42] | NENAGH |  | 52.8529 | -8.1864
MV/LV Substation TY***364 |  | 10 kV | _ | LV | 630 kVA :Kiosk Substation | 0.63 | --> | 0.63 | 0 | 0 | Constrained,otherwise capacity available =309kVA. | --> | 0.5985 | 0 | 0 | 0.5 | 0 |  | --> | C13 ex GLOUCESTER PLACE | Gloucester Place [T41,T42] | MCDERMOTT |  | 53.3576 | -6.2549
MV/LV Substation TY***374 |  | 20 kV | _ | LV | 630 kVA :Kiosk Substation | 0.63 | --> | 0.63 | 0.5 | 1.6 |  | --> | 0.5985 | 0 | 0 | 0.5 | 0 |  | --> | C17 ex CURRA | Curra [T41] | SOMERSET |  | 53.1534 | -8.3774
MV/LV Substation TY***385Z |  | 10 kV | _ | LV | 50 kVA :Pole Substation | 0.05 | --> | 0.05 | 0 | 0 | Constrained,otherwise capacity available =44kVA. | --> | 0.0475 | 0 | 0.00741 | 0.050903 | 0 |  | --> | C39 ex COLLEGE PARK | College Park [T101,T102,T103] | COLLEGE PARK |  | 53.4151 | -6.3963
MV/LV Substation TY***393 |  | 20 kV | _ | LV | 50 kVA :Pole Substation | 0.05 | --> | 0.05 | 0 | 0 | Constrained,otherwise capacity available =39kVA. | --> | 0.0475 | 0 | 0 | 0.051643 | 0 |  | --> | E20 ex BALLINDERRY | Ballinderry [T41,T422] | MULLINGAR |  | 53.3927 | -7.3706
MV/LV Substation TY***4006 |  | 10 kV | _ | LV | 200 kVA :Kiosk Substation | 0.2 | --> | 0.2 | 0 | 0 | Constrained,otherwise capacity available =106kVA. | --> | 0.19 | 0 | 0.017043 | 0.21379 | 0 |  | --> | C14 ex MACETOWN | Macetown [T101,T102] | MACETOWN |  | 53.41 | -6.3981
MV/LV Substation TY***4008 |  | 10 kV | _ | LV | 400 kVA :Kiosk Substation | 0.4 | --> | 0.4 | 0 | 0 | Constrained,otherwise capacity available =315kVA. | --> | 0.38 | 0 | 0 | 0.41271 | 0 |  | --> | C14 ex MACETOWN | Macetown [T101,T102] | MACETOWN |  | 53.4109 | -6.401
MV/LV Substation TY***4035 |  | 10 kV | _ | LV | 400 kVA :Kiosk Substation | 0.4 | --> | 0.4 | 0 | 0 | Constrained,otherwise capacity available =370kVA. | --> | 0.38 | 0 | 0 | 0.40453 | 0 |  | --> | C39 ex COLLEGE PARK | College Park [T101,T102,T103] | COLLEGE PARK |  | 53.4224 | -6.3818
MV/LV Substation TY***4090 |  | 10 kV | _ | LV | 400 kVA :Building Structure | 0.4 | --> | 0.4 | 0 | 0 | Constrained,otherwise capacity available =338kVA. | --> | 0.38 | 0 | 0 | 0.40931 | 0 |  | --> | C21 ex TYMON | Tymon [T41,T42] | COOKSTOWN |  | 53.2984 | -6.3456
MV/LV Substation TY***414Z |  | 10 kV | _ | LV | 630 kVA :Building Structure | 0.63 | --> | 0.63 | 0 | 0 | Constrained,otherwise capacity available =500kVA. | --> | 0.5985 | 0 | 0 | 0.5 | 0 |  | --> | C39 ex COLLEGE PARK | College Park [T101,T102,T103] | COLLEGE PARK |  | 53.4204 | -6.3845
MV/LV Substation TY***415Z |  | 10 kV | _ | LV | 400 kVA :Kiosk Substation | 0.4 | --> | 0.4 | 0 | 0 | Constrained,otherwise capacity available =317kVA. | --> | 0.38 | 0 | 0 | 0.41241 | 0 |  | --> | C39 ex COLLEGE PARK | College Park [T101,T102,T103] | COLLEGE PARK |  | 53.4194 | -6.3832
MV/LV Substation TY***416Z |  | 10 kV | _ | LV | 630 kVA :Building Structure | 0.63 | --> | 0.63 | 0 | 0 | Constrained,otherwise capacity available =500kVA. | --> | 0.5985 | 0 | 0 | 0.5 | 0 |  | --> | C39 ex COLLEGE PARK | College Park [T101,T102,T103] | COLLEGE PARK |  | 53.4207 | -6.3817
MV/LV Substation TY***417Z |  | 10 kV | _ | LV | 630 kVA :Building Structure | 0.63 | --> | 0.63 | 0 | 0 | Constrained,otherwise capacity available =500kVA. | --> | 0.5985 | 0 | 0 | 0.5 | 0 |  | --> | C39 ex COLLEGE PARK | College Park [T101,T102,T103] | COLLEGE PARK |  | 53.4194 | -6.3825
MV/LV Substation TY***420Z |  | 20 kV | _ | LV | 50 kVA :Pole Substation | 0.05 | --> | 0.05 | 0 | 0 | Constrained,otherwise capacity available =43kVA. | --> | 0.0475 | 0 | 0 | 0.051052 | 0 |  | --> | E17 ex BALTINGLASS | Baltinglass [T421,T422] | STRATFORD |  | 52.8886 | -6.6155
MV/LV Substation TY***4252 |  | 20 kV | _ | LV | 200 kVA :Pole Substation | 0.2 | --> | 0.2 | 0 | 0 | Constrained,otherwise capacity available =61kVA. | --> | 0.19 | 0 | 0.003705 | 0.22005 | 0 |  | --> | E20 ex BALLINDERRY | Ballinderry [T41,T422] | MULLINGAR |  | 53.3901 | -7.3782
MV/LV Substation TY***4253 |  | 20 kV | _ | LV | 200 kVA :Pole Substation | 0.2 | --> | 0.2 | 0 | 0 | Constrained,otherwise capacity available =122kVA. | --> | 0.19 | 0 | 0 | 0.21151 | 0 |  | --> | E20 ex BALLINDERRY | Ballinderry [T41,T422] | MULLINGAR |  | 53.3866 | -7.381
MV/LV Substation TY***4254 |  | 20 kV | _ | LV | 200 kVA :Pole Substation | 0.2 | --> | 0.2 | 0 | 0 | Constrained,otherwise capacity available =81kVA. | --> | 0.19 | 0 | 0 | 0.2173 | 0 |  | --> | E20 ex BALLINDERRY | Ballinderry [T41,T422] | MULLINGAR |  | 53.3864 | -7.3811
MV/LV Substation TY***4266 |  | 20 kV | _ | LV | 400 kVA :Kiosk Substation | 0.4 | --> | 0.4 | 0 | 0 | Constrained,otherwise capacity available =400kVA. | --> | 0.38 | 0 | 0 | 0.4 | 0 |  | --> | C11 ex LOUGHSHINNY | Loughshinny [T41,T42] | GLASMORE |  | 53.5322 | -6.1325
MV/LV Substation TY***4277 |  | 10 kV | _ | LV | 630 kVA :Kiosk Substation | 0.63 | --> | 0.63 | 0 | 0 | Constrained,otherwise capacity available =500kVA. | --> | 0.5985 | 0 | 0 | 0.5 | 0 |  | --> | C14 ex MACETOWN | Macetown [T101,T102] | MACETOWN |  | 53.4108 | -6.4022
MV/LV Substation TY***4354 |  | 20 kV | _ | LV | 400 kVA :Kiosk Substation | 0.4 | --> | 0.4 | 0 | 0 | Constrained,otherwise capacity available =369kVA. | --> | 0.38 | 0 | 0 | 0.40468 | 0 |  | --> | E18 ex EDENDERRY | Edenderry [T421,T422] | BLAKE |  | 53.3352 | -7.0478
MV/LV Substation TY***458Y |  | 20 kV | _ | LV | 400 kVA :Kiosk Substation | 0.4 | --> | 0.4 | 0 | 0 | Constrained,otherwise capacity available =373kVA. | --> | 0.38 | 0 | 0 | 0.40408 | 0 |  | --> | E14 ex KILCARRAGH | Kilcarragh [T421,T422] | BUTLERSTOWN |  | 52.1855 | -7.0807
MV/LV Substation TY***476 |  | 10 kV | _ | LV | 25 kVA :Pole Substation | 0.025 | --> | 0.025 | 0.025 | 3 |  | --> | 0.02375 | 0 | 0 | 0.025 | 0 |  | --> | C25 ex NENAGH | Nenagh [T41,T42] | NENAGH |  | 52.8504 | -8.1823
MV/LV Substation TY***4802 |  | 20 kV | _ | LV | 200 kVA :Pole Substation | 0.2 | --> | 0.2 | 0 | 0 | Constrained,otherwise capacity available =200kVA. | --> | 0.19 | 0 | 0 | 0.2 | 0 |  | --> | E20 ex BALLINDERRY | Ballinderry [T41,T422] | MULLINGAR |  | 53.3936 | -7.3807
MV/LV Substation TY***498X |  | 10 kV | _ | LV | 50 kVA :Pole Substation | 0.05 | --> | 0.05 | 0 | 0 | Constrained,otherwise capacity available =28kVA. | --> | 0.0475 | 0 | 0.008151 | 0.053235 | 0 |  | --> | C16 ex CREGG ROAD | Cregg Road [T41,T42] | BALLYDINE |  | 52.3453 | -7.3536
MV/LV Substation TY***498Z |  | 10 kV | _ | LV | 400 kVA :Building Structure | 0.4 | --> | 0.4 | 0 | 0 | Constrained,otherwise capacity available =395kVA. | --> | 0.38 | 0 | 0 | 0.40076 | 0 |  | --> | C39 ex COLLEGE PARK | College Park [T101,T102,T103] | COLLEGE PARK |  | 53.4195 | -6.3805
MV/LV Substation TY***546 |  | 20 kV | _ | LV | 100 kVA :Pole Substation | 0.1 | --> | 0.1 | 0.036 | 1.6 |  | --> | 0.095 | 0 | 0.014079 | 0.10927 | 0 |  | --> | C17 ex CURRA | Curra [T41] | SOMERSET |  | 53.1503 | -8.3734
MV/LV Substation TY***570 |  | 10 kV | _ | LV | 630 kVA :Kiosk Substation | 0.63 | --> | 0.63 | 0 | 0 | Constrained,otherwise capacity available =500kVA. | --> | 0.5985 | 0 | 0.017784 | 0.5 | 0 |  | --> | C12 ex OLDBAWN | Oldbawn [T41,T42] | COOKSTOWN |  | 53.2771 | -6.3463
MV/LV Substation TY***572 |  | 10 kV | _ | LV | 630 kVA :Kiosk Substation | 0.63 | --> | 0.63 | 0.384 | 3 |  | --> | 0.5985 | 0 | 0.008151 | 0.5 | 0 |  | --> | C37 ex INCHICORE CENTRAL | Inchicore Central [T43,T45] | INCHICORE 220KV |  | 53.3359 | -6.3258
MV/LV Substation TY***602 |  | 10 kV | _ | LV | 50 kVA :Pole Substation | 0.05 | --> | 0.05 | 0 | 0 | Constrained,otherwise capacity available =44kVA. | --> | 0.0475 | 0 | 0 | 0.050903 | 0 |  | --> | C13 ex POPPINTREE | Poppintree [T101,T102] | FINGLAS |  | 53.4299 | -6.3034
MV/LV Substation TY***661Z |  | 20 kV | _ | LV | 50 kVA :Pole Substation | 0.05 | --> | 0.05 | 0 | 0 | Constrained,otherwise capacity available =50kVA. | --> | 0.0475 | 0 | 0 | 0.05 | 0 |  | --> | C11 ex LOUGHSHINNY | Loughshinny [T41,T42] | GLASMORE |  | 53.535 | -6.1518
MV/LV Substation TY***670X |  | 10 kV | _ | LV | 630 kVA :Building Structure | 0.63 | --> | 0.63 | 0.5 | 3 |  | --> | 0.5985 | 0 | 0 | 0.5 | 0 |  | --> | C37 ex INCHICORE CENTRAL | Inchicore Central [T43,T45] | INCHICORE 220KV |  | 53.3387 | -6.3219
MV/LV Substation TY***689X |  | 20 kV | _ | LV | 50 kVA :Pole Substation | 0.05 | --> | 0.05 | 0 | 0 | Constrained,otherwise capacity available =50kVA. | --> | 0.0475 | 0 | 0 | 0.05 | 0 |  | --> | C17 ex BALLYGAR | Ballygar [T41,T42] | ATHLONE |  | 53.4908 | -8.4479
MV/LV Substation TY***727 |  | 20 kV | _ | LV | 50 kVA :Pole Substation | 0.05 | --> | 0.05 | 0 | 0 | Constrained,otherwise capacity available =29kVA. | --> | 0.0475 | 0 | 0.00741 | 0.053092 | 0 |  | --> | C11 ex LOUGHSHINNY | Loughshinny [T41,T42] | GLASMORE |  | 53.5335 | -6.1551
MV/LV Substation TY***728X |  | 10 kV | _ | LV | 50 kVA :Pole Substation | 0.05 | --> | 0.05 | 0 | 0 | Constrained,otherwise capacity available =50kVA. | --> | 0.0475 | 0 | 0.02223 | 0.05 | 0 |  | --> | C16 ex CREGG ROAD | Cregg Road [T41,T42] | BALLYDINE |  | 52.3482 | -7.3484
MV/LV Substation TY***744Y |  | 20 kV | _ | LV | 50 kVA :Pole Substation | 0.05 | --> | 0.05 | 0.049 | 2.9 |  | --> | 0.0475 | 0 | 0 | 0 | 0 | Constrained,otherwise capacity available =50.2kW. | --> | E13 ex TELAYDON | Telaydon [T42,T421] | LISDRUM |  | 54.3002 | -7.1227
MV/LV Substation TY***766X |  | 10 kV | _ | LV | 200 kVA :Building Structure | 0.2 | --> | 0.2 | 0 | 0 | Constrained,otherwise capacity available =151kVA. | --> | 0.19 | 0 | 0 | 0.20731 | 0 |  | --> | C30 ex WATERFORD IND EST | Waterford Ind Est [T41,T42,T44] | BUTLERSTOWN |  | 52.2504 | -7.1386
MV/LV Substation TY***778X |  | 10 kV | _ | LV | 200 kVA :Kiosk Substation | 0.2 | --> | 0.2 | 0 | 0 | Constrained,otherwise capacity available =106kVA. | --> | 0.19 | 0 | 0.001482 | 0.21379 | 0 |  | --> | C17 ex TYMON | Tymon [T41,T42] | COOKSTOWN |  | 53.3074 | -6.3726
MV/LV Substation TY***780X |  | 10 kV | _ | LV | 630 kVA :Kiosk Substation | 0.63 | --> | 0.63 | 0 | 0 | Constrained,otherwise capacity available =436kVA. | --> | 0.5985 | 0 | 0.02964 | 0.5 | 0 |  | --> | C20 ex OLDBAWN | Oldbawn [T41,T42] | COOKSTOWN |  | 53.279 | -6.3661
MV/LV Substation TY***858Z |  | 20 kV | _ | LV | 50 kVA :Pole Substation | 0.05 | --> | 0.05 | 0 | 0 | Constrained,otherwise capacity available =33kVA. | --> | 0.0475 | 0 | 0 | 0.052518 | 0 |  | --> | C11 ex LOUGHSHINNY | Loughshinny [T41,T42] | GLASMORE |  | 53.5326 | -6.1367
MV/LV Substation TY***874 |  | 10 kV | _ | LV | 400 kVA :Kiosk Substation | 0.4 | --> | 0.4 | 0 | 0 | Constrained,otherwise capacity available =323kVA. | --> | 0.38 | 0 | 0 | 0.41153 | 0 |  | --> | C22 ex TYMON | Tymon [T41,T42] | COOKSTOWN |  | 53.2955 | -6.3465
MV/LV Substation TY***875 |  | 10 kV | _ | LV | 200 kVA :Kiosk Substation | 0.2 | --> | 0.2 | 0 | 0 | Constrained,otherwise capacity available =104kVA. | --> | 0.19 | 0 | 0.003705 | 0.21407 | 0 |  | --> | C20 ex TYMON | Tymon [T41,T42] | COOKSTOWN |  | 53.2975 | -6.3474
MV/LV Substation TY***877X |  | 20 kV | _ | LV | 50 kVA :Pole Substation | 0.05 | --> | 0.05 | 0.028 | 2.1 |  | --> | 0.0475 | 0 | 0 | 0 | 0 | Constrained,otherwise capacity available =53.2kW. | --> | E16 ex LISDRUM | Lisdrum [T422] | LISDRUM |  | 54.2649 | -6.8929
MV/LV Substation TY***898Y |  | 20 kV | _ | LV | 100 kVA :Pole Substation | 0.1 | --> | 0.1 | 0.08 | 2.9 |  | --> | 0.095 | 0 | 0 | 0 | 0 | Constrained,otherwise capacity available =103kW. | --> | E13 ex TELAYDON | Telaydon [T42,T421] | LISDRUM |  | 54.2948 | -7.0169
MV/LV Substation TY***945Z |  | 20 kV | _ | LV | 200 kVA :Pole Substation | 0.2 | --> | 0.2 | 0.181 | 1.4 |  | --> | 0.19 | 0 | 0 | 0.20286 | 0 |  | --> | E11 ex KILLINICK | Killinick [T421,T422] | WEXFORD |  | 52.1744 | -6.5891
MV/LV Substation TZ***245 |  | 10 kV | _ | LV | 100 kVA :Pole Substation | 0.1 | --> | 0.1 | 0 | 0 | Constrained,otherwise capacity available =53kVA. | --> | 0.095 | 0 | 0.017784 | 0.10689 | 0 |  | --> | C31 ex KILBARRY | Kilbarry [T101,T43] | KILBARRY |  | 51.9303 | -8.4607
MV/LV Substation U ***014 |  | 10 kV | _ | LV | 630 kVA :Kiosk Substation | 0.63 | --> | 0.63 | 0.5 | 11.9 |  | --> | 0.5985 | 0 | 0 | 0.5 | 0 |  | --> | C31 ex SALTHILL | Salthill [T101,T102] | SALTHILL |  | 53.2871 | -9.066
MV/LV Substation U ***015 |  | 10 kV | _ | LV | 630 kVA :Kiosk Substation | 0.63 | --> | 0.63 | 0.492 | 11.9 |  | --> | 0.5985 | 0 | 0 | 0.5 | 0 |  | --> | C31 ex SALTHILL | Salthill [T101,T102] | SALTHILL |  | 53.2885 | -9.0658
MV/LV Substation U ***061Z |  | 10 kV | _ | LV | 400 kVA :Building Structure | 0.4 | --> | 0.4 | 0 | 0 | Constrained,otherwise capacity available =313kVA. | --> | 0.38 | 0 | 0 | 0.4 | 0 |  | --> | C16 ex LEIXLIP | Leixlip [T41,T42] | GRIFFINRATH |  | 53.3402 | -6.5226
MV/LV Substation U ***146 |  | 10 kV | _ | LV | 630 kVA :Kiosk Substation | 0.63 | --> | 0.63 | 0.38 | 13.5 |  | --> | 0.5985 | 0 | 0.004446 | 0.5 | 0 |  | --> | C20 ex ENNIS | Ennis [T101,T102] | ENNIS |  | 52.8461 | -8.985
MV/LV Substation U ***440 |  | 10 kV | _ | LV | 630 kVA :Building Structure | 0.63 | --> | 0.63 | 0.5 | 7.2 |  | --> | 0.5985 | 0 | 0.002223 | 0.5 | 0 |  | --> | C18 ex LIBERTY STREET | Liberty Street [T101,T102] | LIBERTY STREET |  | 51.8925 | -8.4934
MV/LV Substation U ***684Z |  | 10 kV | _ | LV | 630 kVA :Building Structure | 0.63 | --> | 0.63 | 0.5 | 4.6 |  | --> | 0.5985 | 0 | 0 | 0.5 | 0 |  | --> | C39 ex CASTLEVIEW | Castleview [T101,T102] | CASTLEVIEW |  | 51.9077 | -8.3466
MV/LV Substation U ***793X |  | 20 kV | _ | LV | 200 kVA :Pole Substation | 0.2 | --> | 0.2 | 0.179 | 1.1 |  | --> | 0.19 | 0 | 0 | 0.20316 | 0 |  | --> | E24 ex BIRR | Birr [T41,T422] | DALLOW |  | 53.0925 | -7.8809
MV/LV Substation U.***246 |  | 10 kV | _ | LV | 630 kVA :Kiosk Substation | 0.63 | --> | 0.63 | 0.5 | 11.9 |  | --> | 0.5985 | 0 | 0 | 0.5 | 0 |  | --> | C31 ex SALTHILL | Salthill [T101,T102] | SALTHILL |  | 53.2855 | -9.0652
MV/LV Substation U.***324 |  | 10 kV | _ | LV | 630 kVA :Building Structure | 0.63 | --> | 0.63 | 0 | 0 | Constrained,otherwise capacity available =500kVA. | --> | 0.5985 | 0 | 0 | 0.5 | 0 |  | --> | C20 ex LEESON STREET | Leeson Street [T41,T42] | MILLTOWN (DR) |  | 53.3355 | -6.2584
MV/LV Substation U.***370 |  | 10 kV | _ | LV | 400 kVA :Kiosk Substation | 0.4 | --> | 0.4 | 0.362 | 11.9 |  | --> | 0.38 | 0 | 0 | 0.40573 | 0 |  | --> | C36 ex SALTHILL | Salthill [T101,T102] | SALTHILL |  | 53.2915 | -9.0771
MV/LV Substation U.***4038 |  | 10 kV | _ | LV | 630 kVA :Kiosk Substation | 0.63 | --> | 0.63 | 0.499 | 3.3 |  | --> | 0.5985 | 0 | 0.005928 | 0.5 | 0 |  | --> | C06 ex PEMBROKE | Pembroke [T41,T42,T43,T44] | RINGSEND |  | 53.3305 | -6.2336
MV/LV Substation UA***020X |  | 10 kV | _ | LV | 400 kVA :Kiosk Substation | 0.4 | --> | 0.4 | 0 | 0 | Constrained,otherwise capacity available =253kVA. | --> | 0.38 | 0 | 0.014079 | 0.42173 | 0 |  | --> | C20 ex BISHOPSTOWN | Bishopstown [T41,T42] | KILBARRY |  | 51.8794 | -8.5329
MV/LV Substation UA***748 |  | 10 kV | _ | LV | 400 kVA :Kiosk Substation | 0.4 | --> | 0.4 | 0.286 | 6.5 |  | --> | 0.38 | 0 | 0.020748 | 0.41695 | 0 |  | --> | C17 ex OUGHTERARD | Oughterard [T41,T42] | SCREEB |  | 53.4272 | -9.3268
MV/LV Substation UA***756 |  | 10 kV | _ | LV | 200 kVA :Pole Substation | 0.2 | --> | 0.2 | 0.033 | 6.5 |  | --> | 0.19 | 0 | 0.003705 | 0.22384 | 0 |  | --> | C17 ex OUGHTERARD | Oughterard [T41,T42] | SCREEB |  | 53.4275 | -9.3181
MV/LV Substation UC***110 |  | 10 kV | _ | LV | 630 kVA :Building Structure | 0.63 | --> | 0.63 | 0 | 0 | Constrained,otherwise capacity available =500kVA. | --> | 0.5985 | 0 | 0.003705 | 0.5 | 0 |  | --> | C17 ex DENNEHYS CROSS | Dennehys Cross [T41,T42] | TRABEG |  | 51.8934 | -8.5011
MV/LV Substation UC***302Z |  | 10 kV | _ | LV | 630 kVA :Building Structure | 0.63 | --> | 0.63 | 0 | 0 | Constrained,otherwise capacity available =481kVA. | --> | 0.5985 | 0 | 0 | 0.5 | 0 |  | --> | C14 ex DENNEHYS CROSS | Dennehys Cross [T41,T42] | TRABEG |  | 51.8944 | -8.5014
MV/LV Substation UC***321 |  | 10 kV | _ | LV | 50 kVA :Pole Substation | 0.05 | --> | 0.05 | 0 | 0 | Constrained,otherwise capacity available =47kVA. | --> | 0.0475 | 0 | 0 | 0.050453 | 0 |  | --> | C21 ex BALLINCOLLIG | Ballincollig [T41,T42] | KILBARRY |  | 51.8787 | -8.5891
MV/LV Substation UC***4054 |  | 10 kV | _ | LV | 630 kVA :Building Structure | 0.63 | --> | 0.63 | 0 | 0 | Constrained,otherwise capacity available =500kVA. | --> | 0.5985 | 0 | 0 | 0.5 | 0 |  | --> | C21 ex BELFIELD | Belfield [T41,T42] | BLACKROCK |  | 53.3039 | -6.2222
MV/LV Substation UC***521Z |  | 10 kV | _ | LV | 400 kVA :Building Structure | 0.4 | --> | 0.4 | 0 | 0 | Constrained,otherwise capacity available =400kVA. | --> | 0.38 | 0 | 0 | 0.4 | 0 |  | --> | C14 ex DENNEHYS CROSS | Dennehys Cross [T41,T42] | TRABEG |  | 51.8953 | -8.5156
MV/LV Substation UD***030X |  | 10 kV | _ | LV | 630 kVA :Kiosk Substation | 0.63 | --> | 0.63 | 0 | 0 | Constrained,otherwise capacity available =500kVA. | --> | 0.5985 | 0 | 0.016302 | 0 | 0 | Constrained,otherwise capacity available =500kW. | --> | C16 ex MILFORD (NR) | Milford (nr) [T41,T42] | LETTERKENNY |  | 55.0508 | -7.8345
MV/LV Substation UD***128X |  | 10 kV | _ | LV | 400 kVA :Kiosk Substation | 0.4 | --> | 0.4 | 0.373 | 1.5 |  | --> | 0.38 | 0 | 0.004446 | 0.40408 | 0 |  | --> | C15 ex SCREEB | Screeb [T41] | SCREEB |  | 53.3213 | -9.8106
MV/LV Substation UD***150Y |  | 10 kV | _ | LV | 50 kVA :Pole Substation | 0.05 | --> | 0.05 | 0 | 0 | Constrained,otherwise capacity available =47kVA. | --> | 0.0475 | 0 | 0 | 0 | 0 | Constrained,otherwise capacity available =50.5kW. | --> | C23 ex TINAHASK | Tinahask [T41,T42] | ARKLOW |  | 52.7842 | -6.1692
MV/LV Substation UD***191X |  | 20 kV | _ | LV | 200 kVA :Pole Substation | 0.2 | --> | 0.2 | 0.173 | 1.6 |  | --> | 0.19 | 0 | 0.005187 | 0 | 0 | Constrained,otherwise capacity available =204.1kW. | --> | E17 ex BELMULLET | Belmullet [T421] | BELLACORICK |  | 54.1194 | -10.1021
MV/LV Substation UD***267X |  | 20 kV | _ | LV | 50 kVA :Pole Substation | 0.05 | --> | 0.05 | 0 | 3.5 |  | --> | 0.0475 | 0 | 0 | 0.057047 | 0 |  | --> | C18 ex DUNDALK | Dundalk [T41,T42] | DUNDALK |  | 54.0353 | -6.3862
MV/LV Substation UD***4055 |  | 10 kV | _ | LV | 50 kVA :Pole Substation | 0.05 | --> | 0.05 | 0.05 | 1.7 |  | --> | 0.0475 | 0 | 0 | 0.05 | 0 |  | --> | C13 ex ATHY | Athy [T101,T102] | ATHY |  | 52.9927 | -6.9932
MV/LV Substation UD***4131 |  | 10 kV | _ | LV | 400 kVA :Building Structure | 0.4 | --> | 0.4 | 0.4 | 0.4 |  | --> | 0.38 | 0 | 0 | 0.4 | 0 |  | --> | C12 ex CARRAROE | Carraroe [T42] | SCREEB |  | 53.2909 | -9.5511
MV/LV Substation UD***614X |  | 10 kV | _ | LV | 200 kVA :Pole Substation | 0.2 | --> | 0.2 | 0 | 0 | Constrained,otherwise capacity available =177kVA. | --> | 0.19 | 0 | 0 | 0.20346 | 0 |  | --> | C13 ex SPIDDAL | Spiddal [T42] | SCREEB |  | 53.2494 | -9.2818
MV/LV Substation UD***617 |  | 20 kV | _ | LV | 400 kVA :Kiosk Substation | 0.4 | --> | 0.4 | 0.361 | 1.7 |  | --> | 0.38 | 0 | 0 | 0 | 0 | Constrained,otherwise capacity available =405.9kW. | --> | E15 ex GWEEDORE | Gweedore [T421] | ARDNAGAPPARY |  | 55.1417 | -8.106
MV/LV Substation UD***639X |  | 20 kV | _ | LV | 200 kVA :Pole Substation | 0.2 | --> | 0.2 | 0 | 0 | Constrained,otherwise capacity available =197kVA. | --> | 0.19 | 0 | 0 | 0 | 0 | Constrained,otherwise capacity available =200.5kW. | --> | C14 ex MILFORD (NR) | Milford (nr) [T41,T42] | LETTERKENNY |  | 55.244 | -7.7112
MV/LV Substation UD***644 |  | 20 kV | _ | LV | 200 kVA :Pole Substation | 0.2 | --> | 0.2 | 0 | 0 | Constrained,otherwise capacity available =176kVA. | --> | 0.19 | 0 | 0.006669 | 0.20361 | 0 |  | --> | E15 ex DINGLE | Dingle [T421,T422] | OUGHTRAGH |  | 52.1437 | -10.2899
MV/LV Substation UD***719X |  | 20 kV | _ | LV | 400 kVA :Building Structure | 0.4 | --> | 0.4 | 0 | 0 | Constrained,otherwise capacity available =397kVA. | --> | 0.38 | 0 | 0 | 0.40046 | 0 |  | --> | E18 ex GURRANEBANE | Gurranebane [T421,T422] | OUGHTRAGH |  | 51.8379 | -10.2627
MV/LV Substation UG***319 |  | 20 kV | _ | LV | 50 kVA :Pole Substation | 0.05 | --> | 0.05 | 0.033 | 11.9 |  | --> | 0.0475 | 0 | 0 | 0.052518 | 0 |  | --> | C27 ex SALTHILL | Salthill [T101,T102] | SALTHILL |  | 53.3286 | -9.174
MV/LV Substation UG***4131 |  | 20 kV | _ | LV | 100 kVA :Pole Substation | 0.1 | --> | 0.1 | 0.059 | 11.9 |  | --> | 0.095 | 0 | 0.002223 | 0.10604 | 0 |  | --> | C27 ex SALTHILL | Salthill [T101,T102] | SALTHILL |  | 53.3303 | -9.1708
MV/LV Substation UG***566X |  | 20 kV | _ | LV | 50 kVA :Pole Substation | 0.05 | --> | 0.05 | 0.044 | 11.9 |  | --> | 0.0475 | 0 | 0 | 0.050903 | 0 |  | --> | C27 ex SALTHILL | Salthill [T101,T102] | SALTHILL |  | 53.326 | -9.1725
MV/LV Substation UG***912 |  | 20 kV | _ | LV | 50 kVA :Pole Substation | 0.05 | --> | 0.05 | 0 | 0 | Constrained,otherwise capacity available =47kVA. | --> | 0.0475 | 0 | 0 | 0.050453 | 0 |  | --> | C17 ex CHARLESTOWN | Charlestown [T41] | TONROE |  | 53.9101 | -8.7268
MV/LV Substation UI***4166 |  | 20 kV | _ | LV | 50 kVA :Pole Substation | 0.05 | --> | 0.05 | 0 | 0 | Constrained,otherwise capacity available =50kVA. | --> | 0.0475 | 0 | 0 | 0.05 | 0 |  | --> | C18 ex NEWBROOK | Newbrook [T42] | MULLINGAR |  | 53.4849 | -7.5799
MV/LV Substation UI***4270 |  | 20 kV | _ | LV | 50 kVA :Pole Substation | 0.05 | --> | 0.05 | 0 | 0 | Constrained,otherwise capacity available =50kVA. | --> | 0.0475 | 0 | 0 | 0.05 | 0 |  | --> | E18 ex GARRANACANTY | Garranacanty [T421,T422] | TIPPERARY |  | 52.5022 | -8.2002
MV/LV Substation UI***4350 |  | 10 kV | _ | LV | 50 kVA :Pole Substation | 0.05 | --> | 0.05 | 0 | 0 | Constrained,otherwise capacity available =50kVA. | --> | 0.0475 | 0 | 0 | 0.05 | 0 |  | --> | C16 ex ATHENRY | Athenry [T41,T42] | GALWAY 110KV |  | 53.2921 | -8.7475
MV/LV Substation UI***927X |  | 20 kV | _ | LV | 400 kVA :Kiosk Substation | 0.4 | --> | 0.4 | 0.345 | 11.9 |  | --> | 0.38 | 0 | 0.015561 | 0.40827 | 0 |  | --> | C27 ex SALTHILL | Salthill [T101,T102] | SALTHILL |  | 53.3383 | -9.1767
MV/LV Substation UL***226Z |  | 10 kV | _ | LV | 400 kVA :Kiosk Substation | 0.4 | --> | 0.4 | 0.377 | 13.8 |  | --> | 0.38 | 0 | 0 | 0.40348 | 0 |  | --> | C17 ex SINGLAND | Singland [T101,T102] | SINGLAND |  | 52.6757 | -8.5819
MV/LV Substation UL***269 |  | 10 kV | _ | LV | 400 kVA :Kiosk Substation | 0.4 | --> | 0.4 | 0.222 | 2.8 |  | --> | 0.38 | 0 | 0.017784 | 0.42616 | 0 |  | --> | C17 ex MOUNT MERRION | Mount Merrion [T41,T42] | CARRICKMINES |  | 53.29 | -6.1925
MV/LV Substation UL***364 |  | 10 kV | _ | LV | 400 kVA :Building Structure | 0.4 | --> | 0.4 | 0.181 | 1.2 |  | --> | 0.38 | 0 | 0.017784 | 0.43194 | 0 |  | --> | C23 ex SALLYNOGGIN ROAD | Sallynoggin Road [T41,T42] | CHERRYWOOD |  | 53.2788 | -6.1082
MV/LV Substation UL***4345 |  | 10 kV | _ | LV | 50 kVA :Pole Substation | 0.05 | --> | 0.05 | 0 | 0 | Constrained,otherwise capacity available =29kVA. | --> | 0.0475 | 0 | 0.018525 | 0.053092 | 0 |  | --> | C12 ex GRANAGH | Granagh [T41,T42] | WATERFORD |  | 52.3148 | -7.2025
MV/LV Substation UL***539X |  | 10 kV | _ | LV | 100 kVA :Pole Substation | 0.1 | --> | 0.1 | 0 | 0 | Constrained,otherwise capacity available =79kVA. | --> | 0.095 | 0 | 0 | 0.10314 | 0 |  | --> | C17 ex GRAIGUENAMANAGH | Graiguenamanagh [T41,T42] | KILKENNY |  | 52.5859 | -6.9468
MV/LV Substation UL***628Y |  | 10 kV | _ | LV | 50 kVA :Pole Substation | 0.05 | --> | 0.05 | 0 | 0 | Constrained,otherwise capacity available =41kVA. | --> | 0.0475 | 0 | 0 | 0.051348 | 0 |  | --> | C12 ex GRANAGH | Granagh [T41,T42] | WATERFORD |  | 52.3209 | -7.2032
MV/LV Substation UL***814 |  | 10 kV | _ | LV | 100 kVA :Pole Substation | 0.1 | --> | 0.1 | 0 | 0 | Constrained,otherwise capacity available =94kVA. | --> | 0.095 | 0 | 0 | 0.10091 | 0 |  | --> | C20 ex COLLINSTOWN | Collinstown [T41,T42] | GRANGE (DR) |  | 53.4315 | -6.2289
MV/LV Substation UM***033X |  | 20 kV | _ | LV | 50 kVA :Pole Substation | 0.05 | --> | 0.05 | 0 | 0 | Constrained,otherwise capacity available =40kVA. | --> | 0.0475 | 0 | 0 | 0 | 0 | Constrained,otherwise capacity available =51.5kW. | --> | C21 ex MILFORD (NR) | Milford (nr) [T41,T42] | LETTERKENNY |  | 55.1706 | -7.7988
MV/LV Substation UM***034X |  | 20 kV | _ | LV | 50 kVA :Pole Substation | 0.05 | --> | 0.05 | 0 | 0 | Constrained,otherwise capacity available =44kVA. | --> | 0.0475 | 0 | 0 | 0 | 0 | Constrained,otherwise capacity available =50.9kW. | --> | E17 ex CARNDONAGH | Carndonagh [T421,T422] | TRILLICK |  | 55.3059 | -7.2352
MV/LV Substation UM***048X |  | 20 kV | _ | LV | 50 kVA :Pole Substation | 0.05 | --> | 0.05 | 0 | 0 | Constrained,otherwise capacity available =15kVA. | --> | 0.0475 | 0 | 0.003705 | 0 | 0 | Constrained,otherwise capacity available =55kW. | --> | C21 ex MILFORD (NR) | Milford (nr) [T41,T42] | LETTERKENNY |  | 55.1665 | -7.8004
MV/LV Substation UM***193X |  | 10 kV | _ | LV | 50 kVA :Pole Substation | 0.05 | --> | 0.05 | 0.05 | 2.1 |  | --> | 0.0475 | 0 | 0 | 0 | 0 | Constrained,otherwise capacity available =50kW. | --> | C15 ex KILCAR | Kilcar [T41] | BINBANE |  | 54.6453 | -8.5803
MV/LV Substation UM***200 |  | 20 kV | _ | LV | 50 kVA :Pole Substation | 0.05 | --> | 0.05 | 0 | 0 | Constrained,otherwise capacity available =42kVA. | --> | 0.0475 | 0 | 0.006669 | 0 | 0 | Constrained,otherwise capacity available =51.2kW. | --> | E14 ex BUNCRANA | Buncrana [T421,T422] | TRILLICK |  | 55.1585 | -7.4382
MV/LV Substation UM***258 |  | 20 kV | _ | LV | 100 kVA :Pole Substation | 0.1 | --> | 0.1 | 0 | 0 | Constrained,otherwise capacity available =91kVA. | --> | 0.095 | 0 | 0 | 0 | 0 | Constrained,otherwise capacity available =101.4kW. | --> | E12 ex MACROOM | Macroom [T422] | MACROOM |  | 51.9153 | -8.9157
MV/LV Substation UM***264Y |  | 10 kV | _ | LV | 100 kVA :Pole Substation | 0.1 | --> | 0.1 | 0 | 0 | Constrained,otherwise capacity available =95kVA. | --> | 0.095 | 0 | 0 | 0 | 0 | Constrained,otherwise capacity available =100.8kW. | --> | C11 ex PORTARLINGTON | Portarlington [T41,T42] | PORTLAOISE |  | 53.1796 | -7.0718
MV/LV Substation UM***362X |  | 20 kV | _ | LV | 50 kVA :Pole Substation | 0.05 | --> | 0.05 | 0 | 0 | Constrained,otherwise capacity available =50kVA. | --> | 0.0475 | 0 | 0 | 0 | 0 | Constrained,otherwise capacity available =50kW. | --> | E14 ex BUNCRANA | Buncrana [T421,T422] | TRILLICK |  | 55.1602 | -7.436
MV/LV Substation UM***419X |  | 20 kV | _ | LV | 50 kVA :Pole Substation | 0.05 | --> | 0.05 | 0 | 0 | Constrained,otherwise capacity available =47kVA. | --> | 0.0475 | 0 | 0 | 0.050453 | 0 |  | --> | E19 ex SHILLELAGH | Shillelagh [T421,T422] | CARLOW |  | 52.7057 | -6.4967
MV/LV Substation UM***4281 |  | 10 kV | _ | LV | 50 kVA :Pole Substation | 0.05 | --> | 0.05 | 0.05 | 18.8 |  | --> | 0.0475 | 0 | 0 | 0.05 | 0 |  | --> | E11 ex HARTNETTS CROSS | Hartnetts Cross [T121,T422] | HARTNETTS CROSS |  | 51.9027 | -8.9412
MV/LV Substation UM***4344 |  | 20 kV | _ | LV | 200 kVA :Pole Substation | 0.2 | --> | 0.2 | 0 | 0 | Constrained,otherwise capacity available =200kVA. | --> | 0.19 | 0 | 0 | 0 | 0 | Constrained,otherwise capacity available =200kW. | --> | C21 ex MILFORD (NR) | Milford (nr) [T41,T42] | LETTERKENNY |  | 55.17 | -7.8017
MV/LV Substation UM***598Y |  | 10 kV | _ | LV | 50 kVA :Pole Substation | 0.05 | --> | 0.05 | 0.019092 | 0 | Constrained,otherwise capacity available =50kVA. | --> | 0.0475 | 0 | 0 | 0 | 0 | Constrained,otherwise capacity available =50kW. | --> | C19 ex BALLYBAY | Ballybay [T41,T42] | LISDRUM |  | 54.0227 | -6.8256
MV/LV Substation UM***741 |  | 20 kV | _ | LV | 200 kVA :Pole Substation | 0.2 | --> | 0.2 | 0 | 0 | Constrained,otherwise capacity available =176kVA. | --> | 0.19 | 0 | 0.00741 | 0 | 0 | Constrained,otherwise capacity available =203.6kW. | --> | E14 ex BUNCRANA | Buncrana [T421,T422] | TRILLICK |  | 55.1575 | -7.439
MV/LV Substation UN***044X |  | 10 kV | _ | LV | 630 kVA :Kiosk Substation | 0.63 | --> | 0.63 | 0.5 | 2.3 |  | --> | 0.5985 | 0 | 0 | 0.5 | 0 |  | --> | E17 ex MOY | Moy [T421,T422] | MOY |  | 54.115 | -9.1703
MV/LV Substation UN***053Y |  | 20 kV | _ | LV | 100 kVA :Pole Substation | 0.1 | --> | 0.1 | 0.081 | 4.4 |  | --> | 0.095 | 0 | 0 | 0.10284 | 0 |  | --> | E13 ex CRANE | Crane [T122] | CRANE |  | 52.4527 | -6.4005
MV/LV Substation UN***095Z |  | 10 kV | _ | LV | 400 kVA :Building Structure | 0.4 | --> | 0.4 | 0 | 0 | Constrained,otherwise capacity available =317kVA. | --> | 0.38 | 0 | 0 | 0.41241 | 0 |  | --> | C18 ex DENNEHYS CROSS | Dennehys Cross [T41,T42] | TRABEG |  | 51.8906 | -8.526
MV/LV Substation UN***096 |  | 10 kV | _ | LV | 400 kVA :Building Structure | 0.4 | --> | 0.4 | 0.4 | 7.2 |  | --> | 0.38 | 0 | 0 | 0.4 | 0 |  | --> | C05 ex AHANE | Ahane [T102] | AHANE |  | 52.6646 | -8.5023
MV/LV Substation UN***097 |  | 10 kV | _ | LV | 400 kVA :Building Structure | 0.4 | --> | 0.4 | 0.398 | 7.2 |  | --> | 0.38 | 0 | 0 | 0.4003 | 0 |  | --> | C05 ex AHANE | Ahane [T102] | AHANE |  | 52.6641 | -8.5036
MV/LV Substation UN***099 |  | 10 kV | _ | LV | 200 kVA :Building Structure | 0.2 | --> | 0.2 | 0.163 | 7.2 |  | --> | 0.19 | 0 | 0 | 0.20554 | 0 |  | --> | C05 ex AHANE | Ahane [T102] | AHANE |  | 52.6634 | -8.5048
MV/LV Substation UN***100 |  | 10 kV | _ | LV | 400 kVA :Building Structure | 0.4 | --> | 0.4 | 0.316 | 7.2 |  | --> | 0.38 | 0 | 0.03705 | 0.41256 | 0 |  | --> | C05 ex AHANE | Ahane [T102] | AHANE |  | 52.6647 | -8.503
MV/LV Substation UN***103 |  | 10 kV | _ | LV | 630 kVA :Building Structure | 0.63 | --> | 0.63 | 0.5 | 7.2 |  | --> | 0.5985 | 0 | 0 | 0.5 | 0 |  | --> | C05 ex AHANE | Ahane [T102] | AHANE |  | 52.6638 | -8.5049
MV/LV Substation UN***108Z |  | 10 kV | _ | LV | 400 kVA :Building Structure | 0.4 | --> | 0.4 | 0 | 0 | Constrained,otherwise capacity available =348kVA. | --> | 0.38 | 0 | 0 | 0.40782 | 0 |  | --> | C22 ex BISHOPSTOWN | Bishopstown [T41,T42] | KILBARRY |  | 51.8744 | -8.5414
MV/LV Substation UN***109 |  | 10 kV | _ | LV | 630 kVA :Building Structure | 0.63 | --> | 0.63 | 0.5 | 0.9 |  | --> | 0.5985 | 0 | 0 | 0.5 | 0 |  | --> | C11 ex COES ROAD | Coes Road [T41,T42] | DUNDALK |  | 53.9999 | -6.3783
MV/LV Substation UN***113 |  | 10 kV | _ | LV | 200 kVA :Pole Substation | 0.2 | --> | 0.2 | 0.199 | 5.8 |  | --> | 0.19 | 0 | 0 | 0.20015 | 0 |  | --> | C14 ex OAKFIELD | Oakfield [T41,T42] | SLIGO |  | 54.216 | -8.4697
MV/LV Substation UN***128 |  | 10 kV | _ | LV | 200 kVA :Building Structure | 0.2 | --> | 0.2 | 0.042007 | 0 | Constrained,otherwise capacity available =178kVA. | --> | 0.19 | 0 | 0 | 0.20331 | 0 |  | --> | C16 ex SHANNON | Shannon [T41,T42] | DRUMLINE |  | 52.6989 | -8.9017
MV/LV Substation UN***130 |  | 10 kV | _ | LV | 630 kVA :Building Structure | 0.63 | --> | 0.63 | 0.5 | 7.2 |  | --> | 0.5985 | 0 | 0 | 0.5 | 0 |  | --> | C05 ex AHANE | Ahane [T102] | AHANE |  | 52.6634 | -8.5057
MV/LV Substation UN***131 |  | 10 kV | _ | LV | 400 kVA :Building Structure | 0.4 | --> | 0.4 | 0.384 | 1.6 |  | --> | 0.38 | 0 | 0 | 0 | 0 | Constrained,otherwise capacity available =402.4kW. | --> | C12 ex FOYNES | Foynes [T41,T42] | RATHKEALE |  | 52.6124 | -9.0992
MV/LV Substation UN***256Z |  | 10 kV | _ | LV | 400 kVA :Building Structure | 0.4 | --> | 0.4 | 0 | 0 | Constrained,otherwise capacity available =389kVA. | --> | 0.38 | 0 | 0 | 0.40167 | 0 |  | --> | C22 ex BISHOPSTOWN | Bishopstown [T41,T42] | KILBARRY |  | 51.8742 | -8.5426
MV/LV Substation UN***269 |  | 10 kV | _ | LV | 400 kVA :Kiosk Substation | 0.4 | --> | 0.4 | 0 | 0 | Constrained,otherwise capacity available =332kVA. | --> | 0.38 | 0 | 0.004446 | 0.4102 | 0 |  | --> | C17 ex MONEENAGEISHA | Moneenageisha [T41,T42] | GALWAY 110KV |  | 53.2764 | -9.0602
MV/LV Substation UN***274 |  | 10 kV | _ | LV | 200 kVA :Pole Substation | 0.2 | --> | 0.2 | 0 | 0 | Constrained,otherwise capacity available =86kVA. | --> | 0.19 | 0 | 0.002964 | 0.2166 | 0 |  | --> | C17 ex SKIBBEREEN | Skibbereen [T41,T42] | DUNMANWAY |  | 51.5577 | -9.1428
MV/LV Substation UN***298X |  | 10 kV | _ | LV | 630 kVA :Kiosk Substation | 0.63 | --> | 0.63 | 0.5 | 5.8 |  | --> | 0.5985 | 0 | 0 | 0.5 | 0 |  | --> | C12 ex OAKFIELD | Oakfield [T41,T42] | SLIGO |  | 54.273 | -8.4804
MV/LV Substation UN***313 |  | 10 kV | _ | LV | 400 kVA :Building Structure | 0.4 | --> | 0.4 | 0.368 | 7.9 |  | --> | 0.38 | 0 | 0.011115 | 0.40483 | 0 |  | --> | C11 ex DUNMANWAY | Dunmanway [T422,T43] | DUNMANWAY |  | 51.7155 | -9.1096
MV/LV Substation UN***314 |  | 10 kV | _ | LV | 200 kVA :Pole Substation | 0.2 | --> | 0.2 | 0.166 | 7.9 |  | --> | 0.19 | 0 | 0 | 0.2051 | 0 |  | --> | C11 ex DUNMANWAY | Dunmanway [T422,T43] | DUNMANWAY |  | 51.7156 | -9.1121
MV/LV Substation UN***395X |  | 10 kV | _ | LV | 630 kVA :Kiosk Substation | 0.63 | --> | 0.63 | 0.464 | 4.2 |  | --> | 0.5985 | 0 | 0 | 0.5 | 0 |  | --> | C13 ex ERRIGAL | Errigal [T41,T422] | SHANKILL |  | 54.0519 | -7.1463
MV/LV Substation UN***419Y |  | 10 kV | _ | LV | 50 kVA :Pole Substation | 0.05 | --> | 0.05 | 0 | 0 | Constrained,otherwise capacity available =48kVA. | --> | 0.0475 | 0 | 0 | 0 | 0 | Constrained,otherwise capacity available =50.3kW. | --> | C16 ex RATHDRUM | Rathdrum [T42] | ARKLOW |  | 52.9372 | -6.2408
MV/LV Substation UN***4259 |  | 10 kV | _ | LV | 630 kVA :Building Structure | 0.63 | --> | 0.63 | 0 | 0 | Constrained,otherwise capacity available =500kVA. | --> | 0.5985 | 0 | 0 | 0.5 | 0 |  | --> | C23 ex COLLEGE PARK | College Park [T101,T102,T103] | COLLEGE PARK |  | 53.4194 | -6.3502
MV/LV Substation UN***4266 |  | 10 kV | _ | LV | 630 kVA :Building Structure | 0.63 | --> | 0.63 | 0.414 | 7.2 |  | --> | 0.5985 | 0 | 0 | 0.5 | 0 |  | --> | C07 ex AHANE | Ahane [T102] | AHANE |  | 52.6661 | -8.503
MV/LV Substation UN***429 |  | 10 kV | _ | LV | 100 kVA :Pole Substation | 0.1 | --> | 0.1 | 0 | 0 | Constrained,otherwise capacity available =49kVA. | --> | 0.095 | 0 | 0.002964 | 0.10746 | 0 |  | --> | C17 ex SKIBBEREEN | Skibbereen [T41,T42] | DUNMANWAY |  | 51.5563 | -9.1429
MV/LV Substation UN***4294 |  | 10 kV | _ | LV | 630 kVA :Building Structure | 0.63 | --> | 0.63 | 0 | 0 | Constrained,otherwise capacity available =500kVA. | --> | 0.5985 | 0 | 0 | 0.5 | 0 |  | --> | C23 ex COLLEGE PARK | College Park [T101,T102,T103] | COLLEGE PARK |  | 53.415 | -6.3472
MV/LV Substation UN***480Y |  | 10 kV | _ | LV | 630 kVA :Kiosk Substation | 0.63 | --> | 0.63 | 0.5 | 9.1 |  | --> | 0.5985 | 0 | 0 | 0.5 | 0 |  | --> | C26 ex CENTRE PARK ROAD | Marina [T105,T106] | MARINA |  | 51.8965 | -8.4674
MV/LV Substation UN***544 |  | 10 kV | _ | LV | 400 kVA :Kiosk Substation | 0.4 | --> | 0.4 | 0 | 0 | Constrained,otherwise capacity available =354kVA. | --> | 0.38 | 0 | 0 | 0.40692 | 0 |  | --> | C12 ex TUAM SOUTH | Tuam South [T42] | CLOON |  | 53.5204 | -8.846
MV/LV Substation UN***581Y |  | 20 kV | _ | LV | 400 kVA :Kiosk Substation | 0.4 | --> | 0.4 | 0 | 0 | Constrained,otherwise capacity available =295kVA. | --> | 0.38 | 0 | 0.004446 | 0.41564 | 0 |  | --> | E11 ex EDENDERRY | Edenderry [T421,T422] | BLAKE |  | 53.3355 | -7.0621
MV/LV Substation UN***628Z |  | 10 kV | _ | LV | 630 kVA :Building Structure | 0.63 | --> | 0.63 | 0 | 0 | Constrained,otherwise capacity available =500kVA. | --> | 0.5985 | 0 | 0 | 0.5 | 0 |  | --> | C23 ex COLLEGE PARK | College Park [T101,T102,T103] | COLLEGE PARK |  | 53.4135 | -6.3471
MV/LV Substation UN***629Z |  | 10 kV | _ | LV | 400 kVA :Building Structure | 0.4 | --> | 0.4 | 0 | 0 | Constrained,otherwise capacity available =400kVA. | --> | 0.38 | 0 | 0 | 0.4 | 0 |  | --> | C23 ex COLLEGE PARK | College Park [T101,T102,T103] | COLLEGE PARK |  | 53.4205 | -6.3425
MV/LV Substation UN***630X |  | 10 kV | _ | LV | 400 kVA :Building Structure | 0.4 | --> | 0.4 | 0 | 0 | Constrained,otherwise capacity available =398kVA. | --> | 0.38 | 0 | 0.002964 | 0.4003 | 0 |  | --> | C12 ex BELGARD | Belgard [T41,T42] | COOKSTOWN |  | 53.2914 | -6.3692
MV/LV Substation UN***708Y |  | 10 kV | _ | LV | 100 kVA :Pole Substation | 0.1 | --> | 0.1 | 0 | 0 | Constrained,otherwise capacity available =100kVA. | --> | 0.095 | 0 | 0 | 0.1 | 0 |  | --> | C14 ex DRYBRIDGE | Drybridge [T41,T42] | DRYBRIDGE |  | 53.7361 | -6.403
MV/LV Substation UN***743 |  | 10 kV | _ | LV | 400 kVA :Building Structure | 0.4 | --> | 0.4 | 0.355 | 1.6 |  | --> | 0.38 | 0 | 0 | 0 | 0 | Constrained,otherwise capacity available =406.8kW. | --> | C15 ex DERRYBEG | Derrybeg [T41,T42] | ARDNAGAPPARY |  | 55.0628 | -8.279
MV/LV Substation UN***880X |  | 10 kV | _ | LV | 400 kVA :Building Structure | 0.4 | --> | 0.4 | 0 | 0 | Constrained,otherwise capacity available =161kVA. | --> | 0.38 | 0 | 0.045942 | 0.43473 | 0 |  | --> | C22 ex TOGHER | Togher [T41,T42] | TRABEG |  | 51.8703 | -8.508
MV/LV Substation UN***904 |  | 20 kV | _ | LV | 100 kVA :Pole Substation | 0.1 | --> | 0.1 | 0 | 0 | Constrained,otherwise capacity available =99kVA. | --> | 0.095 | 0 | 0 | 0.10015 | 0 |  | --> | E18 ex GURRANEBANE | Gurranebane [T421,T422] | OUGHTRAGH |  | 51.8599 | -10.2897
MV/LV Substation UN***908 |  | 20 kV | _ | LV | 400 kVA :Building Structure | 0.4 | --> | 0.4 | 0.331 | 1.6 |  | --> | 0.38 | 0 | 0 | 0 | 0 | Constrained,otherwise capacity available =410.3kW. | --> | E17 ex BELMULLET | Belmullet [T421] | BELLACORICK |  | 54.2205 | -9.9829
MV/LV Substation UN***909 |  | 20 kV | _ | LV | 400 kVA :Building Structure | 0.4 | --> | 0.4 | 0.395 | 1.6 |  | --> | 0.38 | 0 | 0 | 0 | 0 | Constrained,otherwise capacity available =400.8kW. | --> | E17 ex BELMULLET | Belmullet [T421] | BELLACORICK |  | 54.2199 | -9.982
MV/LV Substation UN***939 |  | 10 kV | _ | LV | 50 kVA :Pole Substation | 0.05 | --> | 0.05 | 0.045 | 0.2 |  | --> | 0.0475 | 0 | 0 | 0 | 0 | Constrained,otherwise capacity available =50.8kW. | --> | C11 ex ROSSGEIR | Rossgeir [T41,T42] | LETTERKENNY |  | 54.8153 | -7.5161
MV/LV Substation UP***003 |  | 20 kV | _ | LV | 200 kVA :Pole Substation | 0.2 | --> | 0.2 | 0.132 | 4.4 |  | --> | 0.19 | 0 | 0 | 0.21007 | 0 |  | --> | E18 ex CRANE | Crane [T122] | CRANE |  | 52.5178 | -6.28
MV/LV Substation UP***003 |  | 10 kV | _ | LV | 630 kVA :Kiosk Substation | 0.63 | --> | 0.63 | 0.454 | 0.9 |  | --> | 0.5985 | 0 | 0.002223 | 0 | 0 | Constrained,otherwise capacity available =500kW. | --> | C16 ex SPA ROAD | Spa Road [T41,T42] | DOON |  | 52.3558 | -7.7026
MV/LV Substation UP***024 |  | 10 kV | _ | LV | 200 kVA :Pole Substation | 0.2 | --> | 0.2 | 0 | 0 | Constrained,otherwise capacity available =72kVA. | --> | 0.19 | 0 | 0.018525 | 0.21854 | 0 |  | --> | E15 ex BATTER LANE TEMPORARY | Batter Lane Temporary 38kv [T421] | GLASMORE |  | 53.5184 | -6.1119
MV/LV Substation UP***034X |  | 10 kV | _ | LV | 1000 kVA :Building Structure | 1 | --> | 1 | 0 | 0 | Constrained,otherwise capacity available =500kVA. | --> | 0.95 | 0 | 0 | 0.5 | 0 |  | --> | C19 ex BISHOPSTOWN | Bishopstown [T41,T42] | KILBARRY |  | 51.872 | -8.5253
MV/LV Substation UP***042 |  | 10 kV | _ | LV | 200 kVA :Kiosk Substation | 0.2 | --> | 0.2 | 0 | 0 | Constrained,otherwise capacity available =143kVA. | --> | 0.19 | 0 | 0.016302 | 0.20848 | 0 |  | --> | C17 ex GREYSTONES | Greystones [T41,T42] | FASSAROE |  | 53.1445 | -6.0826
MV/LV Substation UP***056 |  | 10 kV | _ | LV | 200 kVA :Building Structure | 0.2 | --> | 0.2 | 0.16 | 1 |  | --> | 0.19 | 0 | 0.003705 | 0.20598 | 0 |  | --> | C18 ex TYCOR | Tycor [T41,T42] | WATERFORD |  | 52.2585 | -7.1283
MV/LV Substation UP***071 |  | 10 kV | _ | LV | 400 kVA :Kiosk Substation | 0.4 | --> | 0.4 | 0.37 | 0.8 |  | --> | 0.38 | 0 | 0.00741 | 0.40453 | 0 |  | --> | C16 ex MANOR STREET | Manor Street [T41,T42] | WATERFORD |  | 52.2478 | -7.1027
MV/LV Substation UP***080Z |  | 10 kV | _ | LV | 50 kVA :Pole Substation | 0.05 | --> | 0.05 | 0 | 0 | Constrained,otherwise capacity available =25kVA. | --> | 0.0475 | 0 | 0 | 0.053659 | 0 |  | --> | C31 ex KILBARRY | Kilbarry [T101,T43] | KILBARRY |  | 51.952 | -8.435
MV/LV Substation UP***081Z |  | 10 kV | _ | LV | 50 kVA :Pole Substation | 0.05 | --> | 0.05 | 0 | 0 | Constrained,otherwise capacity available =42kVA. | --> | 0.0475 | 0 | 0 | 0.0512 | 0 |  | --> | C17 ex HOLYCROSS ROAD | Holycross Road [T41,T42] | THURLES |  | 52.6984 | -8.022
MV/LV Substation UP***084Z |  | 10 kV | _ | LV | 100 kVA :Pole Substation | 0.1 | --> | 0.1 | 0 | 0 | Constrained,otherwise capacity available =73kVA. | --> | 0.095 | 0 | 0.00741 | 0.10402 | 0 |  | --> | C31 ex KILBARRY | Kilbarry [T101,T43] | KILBARRY |  | 51.9515 | -8.4328
MV/LV Substation UP***094X |  | 10 kV | _ | LV | 400 kVA :Kiosk Substation | 0.4 | --> | 0.4 | 0 | 0 | Constrained,otherwise capacity available =298kVA. | --> | 0.38 | 0 | 0 | 0.4152 | 0 |  | --> | C12 ex RIVERSTOWN | Riverstown [T41,T42] | KILBARRY |  | 51.9572 | -8.4159
MV/LV Substation UP***250 |  | 10 kV | _ | LV | 100 kVA :Pole Substation | 0.1 | --> | 0.1 | 0.079 | 9.5 |  | --> | 0.095 | 0 | 0.005928 | 0.10314 | 0 |  | --> | C18 ex BANDON | Bandon [T101,T42] | BANDON |  | 51.7882 | -8.6712
MV/LV Substation UP***266 |  | 10 kV | _ | LV | 200 kVA :Pole Substation | 0.2 | --> | 0.2 | 0 | 0 | Constrained,otherwise capacity available =157kVA. | --> | 0.19 | 0 | 0 | 0 | 0 | Constrained,otherwise capacity available =206.4kW. | --> | C11 ex TEMPLEMORE | Templemore [T41,T42] | IKERRIN |  | 52.7531 | -7.9593
MV/LV Substation UP***282X |  | 10 kV | _ | LV | 200 kVA :Kiosk Substation | 0.2 | --> | 0.2 | 0 | 0 | Constrained,otherwise capacity available =146kVA. | --> | 0.19 | 0 | 0 | 0 | 0 | Constrained,otherwise capacity available =208kW. | --> | C16 ex COOLCARRON | Coolcarron [T41,T42] | BARRYMORE |  | 52.1324 | -8.2726
MV/LV Substation UP***332 |  | 10 kV | _ | LV | 630 kVA :Kiosk Substation | 0.63 | --> | 0.63 | 0.026 | 8.1 |  | --> | 0.5985 | 0 | 0.040384 | 0.5 | 0 |  | --> | C16 ex MILLTOWN (DR) | Milltown (dr) [T101,T102] | INCHICORE 220KV |  | 53.32 | -6.2642
MV/LV Substation UP***356 |  | 10 kV | _ | LV | 100 kVA :Pole Substation | 0.1 | --> | 0.1 | 0.071 | 9.5 |  | --> | 0.095 | 0 | 0 | 0.10431 | 0 |  | --> | C18 ex BANDON | Bandon [T101,T42] | BANDON |  | 51.7969 | -8.6799
MV/LV Substation UP***4053 |  | 10 kV | _ | LV | 100 kVA :Pole Substation | 0.1 | --> | 0.1 | 0 | 0 | Constrained,otherwise capacity available =82kVA. | --> | 0.095 | 0 | 0 | 0.1027 | 0 |  | --> | C31 ex KILBARRY | Kilbarry [T101,T43] | KILBARRY |  | 51.9536 | -8.4363
MV/LV Substation UP***4213 |  | 20 kV | _ | LV | 50 kVA :Pole Substation | 0.05 | --> | 0.05 | 0.049 | 4.4 |  | --> | 0.0475 | 0 | 0 | 0.050152 | 0 |  | --> | E18 ex CRANE | Crane [T122] | CRANE |  | 52.5195 | -6.2753
MV/LV Substation UP***434X |  | 10 kV | _ | LV | 50 kVA :Pole Substation | 0.05 | --> | 0.05 | 0 | 0 | Constrained,otherwise capacity available =37kVA. | --> | 0.0475 | 0 | 0 | 0 | 0 | Constrained,otherwise capacity available =51.9kW. | --> | C12 ex MOUNTRATH | Mountrath [T41,T42] | PORTLAOISE |  | 53.0194 | -7.4563
MV/LV Substation UP***617X |  | 10 kV | _ | LV | 400 kVA :Kiosk Substation | 0.4 | --> | 0.4 | 0.319 | 4.5 |  | --> | 0.38 | 0 | 0.030381 | 0.41212 | 0 |  | --> | C11 ex MALLOW | Mallow [T41,T42] | MALLOW |  | 52.1274 | -8.6533
MV/LV Substation UP***620Z |  | 10 kV | _ | LV | 50 kVA :Pole Substation | 0.05 | --> | 0.05 | 0 | 0 | Constrained,otherwise capacity available =45kVA. | --> | 0.0475 | 0 | 0 | 0.050753 | 0 |  | --> | C24 ex GORESBRIDGE | Goresbridge [T41,T42] | KILKENNY |  | 52.626 | -7.0466
MV/LV Substation UP***665 |  | 20 kV | _ | LV | 50 kVA :Pole Substation | 0.05 | --> | 0.05 | 0 | 0 | Constrained,otherwise capacity available =44kVA. | --> | 0.0475 | 0 | 0 | 0.050903 | 0 |  | --> | E15 ex MANORHAMILTON | Manorhamilton [T422] | SLIGO |  | 54.2856 | -7.9441
MV/LV Substation UP***732X |  | 10 kV | _ | LV | 200 kVA :Pole Substation | 0.2 | --> | 0.2 | 0 | 0 | Constrained,otherwise capacity available =171kVA. | --> | 0.19 | 0 | 0.00741 | 0.20436 | 0 |  | --> | C17 ex HOLYCROSS ROAD | Holycross Road [T41,T42] | THURLES |  | 52.7034 | -8.0188
MV/LV Substation UP***746X |  | 10 kV | _ | LV | 630 kVA :Building Structure | 0.63 | --> | 0.63 | 0 | 0 | Constrained,otherwise capacity available =500kVA. | --> | 0.5985 | 0 | 0 | 0.5 | 0 |  | --> | C16 ex OLDBAWN | Oldbawn [T41,T42] | COOKSTOWN |  | 53.2882 | -6.3649
MV/LV Substation UP***789 |  | 10 kV | _ | LV | 200 kVA :Pole Substation | 0.2 | --> | 0.2 | 0 | 0 | Constrained,otherwise capacity available =200kVA. | --> | 0.19 | 0 | 0 | 0.2 | 0 |  | --> | C21 ex LITTLE BRAY | Little Bray [T41,T42] | FASSAROE |  | 53.2103 | -6.2176
MV/LV Substation UP***859 |  | 10 kV | _ | LV | 100 kVA :Pole Substation | 0.1 | --> | 0.1 | 0 | 0 | Constrained,otherwise capacity available =92kVA. | --> | 0.095 | 0 | 0 | 0.10121 | 0 |  | --> | C17 ex HOLYCROSS ROAD | Holycross Road [T41,T42] | THURLES |  | 52.6964 | -8.0148
MV/LV Substation UP***862Y |  | 10 kV | _ | LV | 100 kVA :Pole Substation | 0.1 | --> | 0.1 | 0 | 0 | Constrained,otherwise capacity available =97kVA. | --> | 0.095 | 0 | 0 | 0 | 0 | Constrained,otherwise capacity available =100.5kW. | --> | C18 ex MOUNTRATH | Mountrath [T41,T42] | PORTLAOISE |  | 53.0517 | -7.4944
MV/LV Substation UP***939 |  | 10 kV | _ | LV | 400 kVA :Kiosk Substation | 0.4 | --> | 0.4 | 0 | 0 | Constrained,otherwise capacity available =280kVA. | --> | 0.38 | 0 | 0.009633 | 0.41782 | 0 |  | --> | C14 ex LITTLE BRAY | Little Bray [T41,T42] | FASSAROE |  | 53.205 | -6.1197
MV/LV Substation UP***987Y |  | 10 kV | _ | LV | 400 kVA :Kiosk Substation | 0.4 | --> | 0.4 | 0 | 0 | Constrained,otherwise capacity available =318kVA. | --> | 0.38 | 0 | 0.003705 | 0.41226 | 0 |  | --> | C19 ex CLONMINCH | Clonminch [T41,T422] | THORNSBERRY |  | 53.2662 | -7.4856
MV/LV Substation UR***053 |  | 10 kV | _ | LV | 400 kVA :Kiosk Substation | 0.4 | --> | 0.4 | 0 | 0 | Constrained,otherwise capacity available =287kVA. | --> | 0.38 | 0 | 0.008151 | 0.41681 | 0 |  | --> | C17 ex LOUGHTAGALLA | Loughtagalla [T41,T42] | THURLES |  | 52.6803 | -7.8125
MV/LV Substation UR***138 |  | 10 kV | _ | LV | 250 kVA :Building Structure | 0.25 | --> | 0.25 | 0.25 | 1.4 |  | --> | 0.2375 | 0 | 0 | 0.25 | 0 |  | --> | C14 ex RINEANNA | Rineanna [T41,T42] | DRUMLINE |  | 52.7441 | -8.927
MV/LV Substation UR***168Y |  | 10 kV | _ | LV | 200 kVA :Pole Substation | 0.2 | --> | 0.2 | 0 | 0 | Constrained,otherwise capacity available =160kVA. | --> | 0.19 | 0 | 0 | 0 | 0 | Constrained,otherwise capacity available =206kW. | --> | C14 ex TEMPLEMORE | Templemore [T41,T42] | IKERRIN |  | 52.7193 | -7.5861
MV/LV Substation UR***171 |  | 10 kV | _ | LV | 200 kVA :Pole Substation | 0.2 | --> | 0.2 | 0.152 | 3.4 |  | --> | 0.19 | 0 | 0.009633 | 0.20716 | 0 |  | --> | C15 ex GLENGOOLE | Glengoole [T41] | THURLES |  | 52.7214 | -7.5764
MV/LV Substation UR***181 |  | 10 kV | _ | LV | 200 kVA :Pole Substation | 0.2 | --> | 0.2 | 0.131 | 3.4 |  | --> | 0.19 | 0 | 0.004446 | 0.21022 | 0 |  | --> | C15 ex GLENGOOLE | Glengoole [T41] | THURLES |  | 52.747 | -7.5583
MV/LV Substation UR***230X |  | 10 kV | _ | LV | 50 kVA :Pole Substation | 0.05 | --> | 0.05 | 0.019092 | 0 | Constrained,otherwise capacity available =48kVA. | --> | 0.0475 | 0 | 0 | 0 | 0 | Constrained,otherwise capacity available =50.3kW. | --> | C18 ex BALLYBAY | Ballybay [T41,T42] | LISDRUM |  | 54.1715 | -6.9719
MV/LV Substation UR***274 |  | 10 kV | _ | LV | 400 kVA :Kiosk Substation | 0.4 | --> | 0.4 | 0 | 0 | Constrained,otherwise capacity available =339kVA. | --> | 0.38 | 0 | 0.008151 | 0.40916 | 0 |  | --> | C12 ex GRANGE (SR) | Grange (sr) [T41,T42] | BUTLERSTOWN |  | 52.2462 | -7.1163
MV/LV Substation UR***4076 |  | 10 kV | _ | LV | 50 kVA :Pole Substation | 0.05 | --> | 0.05 | 0 | 0 | Constrained,otherwise capacity available =50kVA. | --> | 0.0475 | 0 | 0 | 0 | 0 | Constrained,otherwise capacity available =50kW. | --> | C20 ex DRUMBEAR | Drumbear [T41,T42] | LISDRUM |  | 54.1986 | -6.951
MV/LV Substation UR***4082 |  | 20 kV | _ | LV | 50 kVA :Pole Substation | 0.05 | --> | 0.05 | 0 | 0 | Constrained,otherwise capacity available =50kVA. | --> | 0.0475 | 0 | 0 | 0.05 | 0 |  | --> | C17 ex CHARLESTOWN | Charlestown [T41] | TONROE |  | 53.8559 | -8.7323
MV/LV Substation UR***4094 |  | 10 kV | _ | LV | 200 kVA :Pole Substation | 0.2 | --> | 0.2 | 0 | 0 | Constrained,otherwise capacity available =164kVA. | --> | 0.19 | 0 | 0.008151 | 0 | 0 | Constrained,otherwise capacity available =205.4kW. | --> | C14 ex TEMPLEMORE | Templemore [T41,T42] | IKERRIN |  | 52.7229 | -7.5799
MV/LV Substation UR***422Y |  | 20 kV | _ | LV | 50 kVA :Pole Substation | 0.05 | --> | 0.05 | 0.048 | 2.9 |  | --> | 0.0475 | 0 | 0 | 0 | 0 | Constrained,otherwise capacity available =50.3kW. | --> | E13 ex TELAYDON | Telaydon [T42,T421] | LISDRUM |  | 54.2797 | -7.0655
MV/LV Substation UR***444 |  | 20 kV | _ | LV | 50 kVA :Pole Substation | 0.05 | --> | 0.05 | 0 | 0 | Constrained,otherwise capacity available =50kVA. | --> | 0.0475 | 0 | 0 | 0 | 0 | Constrained,otherwise capacity available =50kW. | --> | E12 ex CARNDONAGH | Carndonagh [T421,T422] | TRILLICK |  | 55.334 | -7.2843
MV/LV Substation UR***581 |  | 10 kV | _ | LV | 400 kVA :Building Structure | 0.4 | --> | 0.4 | 0.346 | 13.4 |  | --> | 0.38 | 0 | 0.002964 | 0.40812 | 0 |  | --> | C20 ex POTTERY ROAD | Pottery Road [T101,T102] | CARRICKMINES |  | 53.2618 | -6.1447
MV/LV Substation UR***604X |  | 10 kV | _ | LV | 400 kVA :Kiosk Substation | 0.4 | --> | 0.4 | 0 | 0 | Constrained,otherwise capacity available =296kVA. | --> | 0.38 | 0 | 0.020748 | 0.41549 | 0 |  | --> | C12 ex GRANGE (SR) | Grange (sr) [T41,T42] | BUTLERSTOWN |  | 52.2466 | -7.1182
MV/LV Substation UR***643Y |  | 10 kV | _ | LV | 50 kVA :Pole Substation | 0.05 | --> | 0.05 | 0 | 0 | Constrained,otherwise capacity available =44kVA. | --> | 0.0475 | 0 | 0 | 0 | 0 | Constrained,otherwise capacity available =50.9kW. | --> | C20 ex DRUMBEAR | Drumbear [T41,T42] | LISDRUM |  | 54.2024 | -6.9591
MV/LV Substation UR***645 |  | 20 kV | _ | LV | 50 kVA :Pole Substation | 0.05 | --> | 0.05 | 0 | 0 | Constrained,otherwise capacity available =49kVA. | --> | 0.0475 | 0 | 0 | 0 | 0 | Constrained,otherwise capacity available =50.2kW. | --> | C18 ex PORTARLINGTON | Portarlington [T41,T42] | PORTLAOISE |  | 53.2091 | -7.2917
MV/LV Substation UR***667X |  | 10 kV | _ | LV | 100 kVA :Pole Substation | 0.1 | --> | 0.1 | 0 | 0 | Constrained,otherwise capacity available =80kVA. | --> | 0.095 | 0 | 0 | 0 | 0 | Constrained,otherwise capacity available =103kW. | --> | C20 ex DRUMBEAR | Drumbear [T41,T42] | LISDRUM |  | 54.1995 | -6.9508
MV/LV Substation UR***738 |  | 20 kV | _ | LV | 50 kVA :Pole Substation | 0.05 | --> | 0.05 | 0 | 0 | Constrained,otherwise capacity available =42kVA. | --> | 0.0475 | 0 | 0.01482 | 0.0512 | 0 |  | --> | E19 ex CAVAN | Cavan [T42,T421] | SHANKILL |  | 53.9284 | -7.404
MV/LV Substation UR***743X |  | 10 kV | _ | LV | 400 kVA :Kiosk Substation | 0.4 | --> | 0.4 | 0 | 0 | Constrained,otherwise capacity available =322kVA. | --> | 0.38 | 0 | 0.002964 | 0.41167 | 0 |  | --> | C12 ex GRANGE (SR) | Grange (sr) [T41,T42] | BUTLERSTOWN |  | 52.244 | -7.1155
MV/LV Substation UR***860Z |  | 10 kV | _ | LV | 630 kVA :Building Structure | 0.63 | --> | 0.63 | 0 | 0 | Constrained,otherwise capacity available =470kVA. | --> | 0.5985 | 0 | 0.011115 | 0.5 | 0 |  | --> | C19 ex DOUGLAS | Douglas [T41,T42] | TRABEG |  | 51.892 | -8.412
MV/LV Substation UR***888 |  | 20 kV | _ | LV | 50 kVA :Pole Substation | 0.05 | --> | 0.05 | 0 | 0 | Constrained,otherwise capacity available =43kVA. | --> | 0.0475 | 0 | 0 | 0.051052 | 0 |  | --> | C21 ex CASTLEISLAND | Castleisland [T41,T42] | TRALEE |  | 52.2012 | -9.56
MV/LV Substation UR***915 |  | 20 kV | _ | LV | 100 kVA :Pole Substation | 0.1 | --> | 0.1 | 0 | 0 | Constrained,otherwise capacity available =75kVA. | --> | 0.095 | 0 | 0 | 0.10373 | 0 |  | --> | C17 ex CHARLESTOWN | Charlestown [T41] | TONROE |  | 53.8458 | -8.7359
MV/LV Substation UR***937 |  | 20 kV | _ | LV | 50 kVA :Pole Substation | 0.05 | --> | 0.05 | 0.027 | 0.4 |  | --> | 0.0475 | 0 | 0 | 0.053377 | 0 |  | --> | E17 ex BALLYCONNELL | Ballyconnell [T421,T422] | GORTAWEE |  | 54.189 | -7.6957
MV/LV Substation US***180X |  | 10 kV | _ | LV | 630 kVA :Kiosk Substation | 0.63 | --> | 0.63 | 0 | 0 | Constrained,otherwise capacity available =500kVA. | --> | 0.5985 | 0 | 0 | 0.5 | 0 |  | --> | C20 ex DUNDRUM | Dundrum [T41,T42] | BLACKROCK |  | 53.2922 | -6.2452
MV/LV Substation US***329Z |  | 10 kV | _ | LV | 630 kVA :Kiosk Substation | 0.63 | --> | 0.63 | 0 | 0 | Constrained,otherwise capacity available =500kVA. | --> | 0.5985 | 0 | 0 | 0.5 | 0 |  | --> | C21 ex BALLINDERRY | Ballinderry [T41,T422] | MULLINGAR |  | 53.5185 | -7.34
MV/LV Substation US***388Z |  | 10 kV | _ | LV | 400 kVA :Building Structure | 0.4 | --> | 0.4 | 0.377 | 9.1 |  | --> | 0.38 | 0 | 0 | 0.40348 | 0 |  | --> | C23 ex CENTRE PARK ROAD | Marina [T105,T106] | MARINA |  | 51.8959 | -8.4166
MV/LV Substation US***4123 |  | 10 kV | _ | LV | 400 kVA :Kiosk Substation | 0.4 | --> | 0.4 | 0 | 0 | Constrained,otherwise capacity available =244kVA. | --> | 0.38 | 0 | 0.094848 | 0.42302 | 0 |  | --> | C14 ex SWORDS | Swords [T41,T42] | GLASMORE |  | 53.4532 | -6.262
MV/LV Substation US***4258 |  | 10 kV | _ | LV | 630 kVA :Kiosk Substation | 0.63 | --> | 0.63 | 0.5 | 12.2 |  | --> | 0.5985 | 0 | 0 | 0.5 | 0 |  | --> | C19 ex BALLYBEG | Ballybeg [T101,T102] | CARRICKMINES |  | 53.0026 | -6.1052
MV/LV Substation US***559Z |  | 10 kV | _ | LV | 1000 kVA :Building Structure | 1 | --> | 1 | 0 | 0 | Constrained,otherwise capacity available =500kVA. | --> | 0.95 | 0 | 0 | 0.5 | 0 |  | --> | C20 ex BALLYCOOLIN | Ballycoolin [T41,T42,T43] | FINGLAS |  | 53.4096 | -6.3495
MV/LV Substation US***620Z |  | 10 kV | _ | LV | 400 kVA :Building Structure | 0.4 | --> | 0.4 | 0 | 0 | Constrained,otherwise capacity available =365kVA. | --> | 0.38 | 0 | 0 | 0.40528 | 0 |  | --> | C23 ex COLLEGE PARK | College Park [T101,T102,T103] | COLLEGE PARK |  | 53.42 | -6.3502
MV/LV Substation US***637X |  | 10 kV | _ | LV | 1000 kVA :Building Structure | 1 | --> | 1 | 0.5 | 20.8 |  | --> | 0.95 | 0 | 0 | 0.5 | 0 |  | --> | C26 ex HEUSTON SQUARE | Heuston Square [T101,T102] | INCHICORE 220KV |  | 53.3452 | -6.2797
MV/LV Substation US***935 |  | 10 kV | _ | LV | 400 kVA :Building Structure | 0.4 | --> | 0.4 | 0.15247 | 0.2 | Constrained,otherwise capacity available =341kVA. | --> | 0.38 | 0 | 0 | 0.40886 | 0 |  | --> | C18 ex SANDYFORD | Sandyford [T41,T42] | CARRICKMINES |  | 53.2734 | -6.2115
MV/LV Substation US***993 |  | 10 kV | _ | LV | 630 kVA :Building Structure | 0.63 | --> | 0.63 | 0.5 | 20.8 |  | --> | 0.5985 | 0 | 0 | 0.5 | 0 |  | --> | C26 ex HEUSTON SQUARE | Heuston Square [T101,T102] | INCHICORE 220KV |  | 53.3459 | -6.2811
MV/LV Substation UT***902X |  | 10 kV | _ | LV | 630 kVA :Building Structure | 0.63 | --> | 0.63 | 0.5 | 6.4 |  | --> | 0.5985 | 0 | 0 | 0.5 | 0 |  | --> | C12 ex GARRYCASTLE | Garrycastle [T41,T42] | ATHLONE |  | 53.4146 | -7.8943
MV/LV Substation V ***166Y |  | 10 kV | _ | LV | 200 kVA :Pole Substation | 0.2 | --> | 0.2 | 0.195 | 5.7 |  | --> | 0.19 | 0 | 0 | 0.20076 | 0 |  | --> | C19 ex RAMPARTS | Ramparts [T41,T42] | DUNDALK |  | 54.0154 | -6.3988
MV/LV Substation V ***662X |  | 10 kV | _ | LV | 400 kVA :Kiosk Substation | 0.4 | --> | 0.4 | 0.355 | 6.2 |  | --> | 0.38 | 0 | 0 | 0.40677 | 0 |  | --> | C17 ex CAHIR | Cahir [T41,T42] | CAHIR |  | 52.3804 | -7.9168
MV/LV Substation VA***033 |  | 10 kV | _ | LV | 50 kVA :Pole Substation | 0.05 | --> | 0.05 | 0 | 0 | Constrained,otherwise capacity available =33kVA. | --> | 0.0475 | 0 | 0 | 0.052518 | 0 |  | --> | C16 ex GARRYSPILLANE | Garryspillane [T41] | TIPPERARY |  | 52.3621 | -8.4693
MV/LV Substation VA***036 |  | 10 kV | _ | LV | 200 kVA :Pole Substation | 0.2 | --> | 0.2 | 0.097 | 18.7 |  | --> | 0.19 | 0 | 0.011115 | 0.21506 | 0 |  | --> | C21 ex ARKLOW | Arklow [T101,T102] | ARKLOW |  | 52.7985 | -6.1655
MV/LV Substation VA***071Y |  | 10 kV | _ | LV | 200 kVA :Kiosk Substation | 0.2 | --> | 0.2 | 0 | 0 | Constrained,otherwise capacity available =150kVA. | --> | 0.19 | 0 | 0.011115 | 0.20745 | 0 |  | --> | C22 ex CELBRIDGE | Celbridge [T41,T42] | GRIFFINRATH |  | 53.341 | -6.5481
MV/LV Substation VA***076Y |  | 10 kV | _ | LV | 200 kVA :Kiosk Substation | 0.2 | --> | 0.2 | 0 | 0 | Constrained,otherwise capacity available =137kVA. | --> | 0.19 | 0 | 0.005187 | 0.20935 | 0 |  | --> | C14 ex SWORDS | Swords [T41,T42] | GLASMORE |  | 53.461 | -6.2412
MV/LV Substation VA***080Y |  | 10 kV | _ | LV | 400 kVA :Kiosk Substation | 0.4 | --> | 0.4 | 0 | 0 | Constrained,otherwise capacity available =290kVA. | --> | 0.38 | 0 | 0.033345 | 0.41637 | 0 |  | --> | C17 ex CELBRIDGE | Celbridge [T41,T42] | GRIFFINRATH |  | 53.3439 | -6.5478
MV/LV Substation VA***105X |  | 10 kV | _ | LV | 400 kVA :Building Structure | 0.4 | --> | 0.4 | 0 | 0 | Constrained,otherwise capacity available =274kVA. | --> | 0.38 | 0 | 0 | 0.41869 | 0 |  | --> | C15 ex CASTLETROY | Castletroy [T41,T42] | ARDNACRUSHA |  | 52.6704 | -8.554
MV/LV Substation VA***125Y |  | 10 kV | _ | LV | 200 kVA :Pole Substation | 0.2 | --> | 0.2 | 0 | 0 | Constrained,otherwise capacity available =175kVA. | --> | 0.19 | 0 | 0 | 0.20376 | 0 |  | --> | C18 ex CARRICKMACROSS | Carrickmacross [T41,T42] | MEATH HILL |  | 53.9799 | -6.7195
MV/LV Substation VA***146X |  | 10 kV | _ | LV | 400 kVA :Kiosk Substation | 0.4 | --> | 0.4 | 0.274 | 6.4 |  | --> | 0.38 | 0 | 0.00741 | 0.41869 | 0 |  | --> | C11 ex GARRYCASTLE | Garrycastle [T41,T42] | ATHLONE |  | 53.4178 | -7.9142
MV/LV Substation VA***149 |  | 10 kV | _ | LV | 630 kVA :Building Structure | 0.63 | --> | 0.63 | 0 | 0 | Constrained,otherwise capacity available =332kVA. | --> | 0.5985 | 0 | 0.034086 | 0.5 | 0 |  | --> | C13 ex WHITEHALL | Whitehall [T41] | FINGLAS |  | 53.3754 | -6.2574
MV/LV Substation VA***178 |  | 20 kV | _ | LV | 200 kVA :Pole Substation | 0.2 | --> | 0.2 | 0 | 0 | Constrained,otherwise capacity available =167kVA. | --> | 0.19 | 0 | 0 | 0.20495 | 0 |  | --> | E18 ex GURRANEBANE | Gurranebane [T421,T422] | OUGHTRAGH |  | 51.8856 | -10.3632
MV/LV Substation VA***212X |  | 10 kV | _ | LV | 1000 kVA :Building Structure | 1 | --> | 1 | 0.5 | 13.9 |  | --> | 0.95 | 0 | 0 | 0.5 | 0 |  | --> | C13 ex CENTRAL PARK | Central Park [T101,T102] | CARRICKMINES |  | 53.271 | -6.2028
MV/LV Substation VA***228X |  | 10 kV | _ | LV | 1000 kVA :Building Structure | 1 | --> | 1 | 0.5 | 13.9 |  | --> | 0.95 | 0 | 0 | 0.5 | 0 |  | --> | C13 ex CENTRAL PARK | Central Park [T101,T102] | CARRICKMINES |  | 53.2706 | -6.2035
MV/LV Substation VA***241X |  | 10 kV | _ | LV | 1000 kVA :Kiosk Substation | 1 | --> | 1 | 0.5 | 13.9 |  | --> | 0.95 | 0 | 0 | 0.5 | 0 |  | --> | C13 ex CENTRAL PARK | Central Park [T101,T102] | CARRICKMINES |  | 53.2706 | -6.2034
MV/LV Substation VA***243X |  | 10 kV | _ | LV | 100 kVA :Pole Substation | 0.1 | --> | 0.1 | 0 | 0 | Constrained,otherwise capacity available =72kVA. | --> | 0.095 | 0 | 0 | 0.10417 | 0 |  | --> | C18 ex LITTLE MILLS | Little Mills [T41] | DUNDALK |  | 53.9341 | -6.3859
MV/LV Substation VA***250X |  | 20 kV | _ | LV | 50 kVA :Pole Substation | 0.05 | --> | 0.05 | 0.05 | 1.3 |  | --> | 0.0475 | 0 | 0 | 0.05 | 0 |  | --> | C22 ex CASTLEREA | Castlerea [T41,T42] | CARRICK ON SHANNON |  | 53.7769 | -8.4018
MV/LV Substation VA***278 |  | 20 kV | _ | LV | 50 kVA :Pole Substation | 0.05 | --> | 0.05 | 0 | 0 | Constrained,otherwise capacity available =50kVA. | --> | 0.0475 | 0 | 0 | 0.05 | 0 |  | --> | E18 ex GURRANEBANE | Gurranebane [T421,T422] | OUGHTRAGH |  | 51.9131 | -10.294
MV/LV Substation VA***289Z |  | 10 kV | _ | LV | 200 kVA :Kiosk Substation | 0.2 | --> | 0.2 | 0 | 0 | Constrained,otherwise capacity available =180kVA. | --> | 0.19 | 0 | 0 | 0.20301 | 0 |  | --> | C20 ex COLLINSTOWN | Collinstown [T41,T42] | GRANGE (DR) |  | 53.4243 | -6.2234
MV/LV Substation VA***305 |  | 10 kV | _ | LV | 630 kVA :Kiosk Substation | 0.63 | --> | 0.63 | 0 | 0 | Constrained,otherwise capacity available =500kVA. | --> | 0.5985 | 0 | 0.004446 | 0.5 | 0 |  | --> | C12 ex MERVILLE | Merville [T41,T42] | FINGLAS |  | 53.3812 | -6.3084
MV/LV Substation VA***306 |  | 10 kV | _ | LV | 630 kVA :Kiosk Substation | 0.63 | --> | 0.63 | 0 | 0 | Constrained,otherwise capacity available =500kVA. | --> | 0.5985 | 0 | 0.003705 | 0.5 | 0 |  | --> | C12 ex MERVILLE | Merville [T41,T42] | FINGLAS |  | 53.3812 | -6.3058
MV/LV Substation VA***4029 |  | 10 kV | _ | LV | 400 kVA :Kiosk Substation | 0.4 | --> | 0.4 | 0.4 | 2.9 |  | --> | 0.38 | 0 | 0 | 0.4 | 0 |  | --> | C21 ex BREWERY ROAD | Brewery Road [T41,T42] | CARRICKMINES |  | 53.2768 | -6.199
MV/LV Substation VA***4107 |  | 10 kV | _ | LV | 630 kVA :Building Structure | 0.63 | --> | 0.63 | 0 | 0 | Constrained,otherwise capacity available =500kVA. | --> | 0.5985 | 0 | 0 | 0.5 | 0 |  | --> | C17 ex GREYSTONES | Greystones [T41,T42] | FASSAROE |  | 53.1513 | -6.0674
MV/LV Substation VA***4133 |  | 10 kV | _ | LV | 200 kVA :Pole Substation | 0.2 | --> | 0.2 | 0.177 | 2.7 |  | --> | 0.19 | 0 | 0 | 0.20346 | 0 |  | --> | C13 ex OLDCASTLE | Oldcastle [T41,T422] | MULLINGAR |  | 53.7621 | -7.1634
MV/LV Substation VA***4224 |  | 10 kV | _ | LV | 400 kVA :Building Structure | 0.4 | --> | 0.4 | 0 | 0 | Constrained,otherwise capacity available =302kVA. | --> | 0.38 | 0 | 0 | 0.41461 | 0 |  | --> | C17 ex UNIDARE | Unidare [T41,T42] | FINGLAS |  | 53.4144 | -6.3186
MV/LV Substation VA***4225 |  | 10 kV | _ | LV | 400 kVA :Building Structure | 0.4 | --> | 0.4 | 0 | 0 | Constrained,otherwise capacity available =383kVA. | --> | 0.38 | 0 | 0 | 0.40257 | 0 |  | --> | C17 ex UNIDARE | Unidare [T41,T42] | FINGLAS |  | 53.4154 | -6.3193
MV/LV Substation VA***4226 |  | 10 kV | _ | LV | 400 kVA :Building Structure | 0.4 | --> | 0.4 | 0 | 0 | Constrained,otherwise capacity available =400kVA. | --> | 0.38 | 0 | 0 | 0.4 | 0 |  | --> | C17 ex UNIDARE | Unidare [T41,T42] | FINGLAS |  | 53.4163 | -6.32
MV/LV Substation VA***4228 |  | 10 kV | _ | LV | 400 kVA :Building Structure | 0.4 | --> | 0.4 | 0 | 0 | Constrained,otherwise capacity available =400kVA. | --> | 0.38 | 0 | 0 | 0.4 | 0 |  | --> | C17 ex UNIDARE | Unidare [T41,T42] | FINGLAS |  | 53.4168 | -6.32
MV/LV Substation VA***4235 |  | 10 kV | _ | LV | 630 kVA :Kiosk Substation | 0.63 | --> | 0.63 | 0.5 | 12.2 |  | --> | 0.5985 | 0 | 0.006669 | 0.5 | 0 |  | --> | C25 ex BALLYBEG | Ballybeg [T101,T102] | CARRICKMINES |  | 52.9944 | -6.0691
MV/LV Substation VA***4238 |  | 10 kV | _ | LV | 630 kVA :Kiosk Substation | 0.63 | --> | 0.63 | 0 | 0 | Constrained,otherwise capacity available =484kVA. | --> | 0.5985 | 0 | 0.02964 | 0.5 | 0 |  | --> | C12 ex TUAM SOUTH | Tuam South [T42] | CLOON |  | 53.522 | -8.8446
MV/LV Substation VA***423Z |  | 10 kV | _ | LV | 100 kVA :Pole Substation | 0.1 | --> | 0.1 | 0 | 0 | Constrained,otherwise capacity available =80kVA. | --> | 0.095 | 0 | 0 | 0.10299 | 0 |  | --> | C12 ex LEIXLIP | Leixlip [T41,T42] | GRIFFINRATH |  | 53.3667 | -6.4807
MV/LV Substation VA***4273 |  | 10 kV | _ | LV | 630 kVA :Building Structure | 0.63 | --> | 0.63 | 0 | 0 | Constrained,otherwise capacity available =500kVA. | --> | 0.5985 | 0 | 0 | 0.5 | 0 |  | --> | C17 ex UNIDARE | Unidare [T41,T42] | FINGLAS |  | 53.4177 | -6.3211
MV/LV Substation VA***467Y |  | 10 kV | _ | LV | 630 kVA :Kiosk Substation | 0.63 | --> | 0.63 | 0.454 | 12.2 |  | --> | 0.5985 | 0 | 0 | 0.5 | 0 |  | --> | C19 ex BALLYBEG | Ballybeg [T101,T102] | CARRICKMINES |  | 53.0123 | -6.1077
MV/LV Substation VA***553X |  | 10 kV | _ | LV | 50 kVA :Pole Substation | 0.05 | --> | 0.05 | 0.044 | 18.7 |  | --> | 0.0475 | 0 | 0 | 0.050903 | 0 |  | --> | C22 ex ARKLOW | Arklow [T101,T102] | ARKLOW |  | 52.8054 | -6.1745
MV/LV Substation VA***560Y |  | 10 kV | _ | LV | 100 kVA :Pole Substation | 0.1 | --> | 0.1 | 0 | 0 | Constrained,otherwise capacity available =100kVA. | --> | 0.095 | 0 | 0 | 0 | 0 | Constrained,otherwise capacity available =100kW. | --> | C11 ex RATHDRUM | Rathdrum [T42] | ARKLOW |  | 52.8775 | -6.224
MV/LV Substation VA***593X |  | 10 kV | _ | LV | 400 kVA :Kiosk Substation | 0.4 | --> | 0.4 | 0.356 | 0.7 |  | --> | 0.38 | 0 | 0 | 0.40663 | 0 |  | --> | C15 ex KILRUSH | Kilrush [T41,T42] | TULLABRACK |  | 52.6368 | -9.4732
MV/LV Substation VA***628 |  | 20 kV | _ | LV | 50 kVA :Pole Substation | 0.05 | --> | 0.05 | 0 | 0 | Constrained,otherwise capacity available =27kVA. | --> | 0.0475 | 0 | 0.003705 | 0 | 0 | Constrained,otherwise capacity available =53.4kW. | --> | E17 ex BLESSINGTON | Blessington [T421,T422] | KILTEEL |  | 53.1058 | -6.5254
MV/LV Substation VA***730 |  | 10 kV | _ | LV | 400 kVA :Kiosk Substation | 0.4 | --> | 0.4 | 0.259 | 0.5 |  | --> | 0.38 | 0 | 0.032604 | 0 | 0 | Constrained,otherwise capacity available =420.9kW. | --> | C20 ex KILMARTIN | Kilmartin [T41] | ARKLOW |  | 53.0675 | -6.2261
MV/LV Substation VA***762 |  | 20 kV | _ | LV | 50 kVA :Pole Substation | 0.05 | --> | 0.05 | 0.035 | 1.5 |  | --> | 0.0475 | 0 | 0 | 0.052228 | 0 |  | --> | E17 ex ACHILL | Achill [T422] | CARROWBEG |  | 54.0131 | -9.9708
MV/LV Substation VA***772 |  | 20 kV | _ | LV | 100 kVA :Pole Substation | 0.1 | --> | 0.1 | 0 | 0 | Constrained,otherwise capacity available =90kVA. | --> | 0.095 | 0 | 0.004446 | 0 | 0 | Constrained,otherwise capacity available =101.5kW. | --> | E17 ex BLESSINGTON | Blessington [T421,T422] | KILTEEL |  | 53.1075 | -6.526
MV/LV Substation VA***787X |  | 10 kV | _ | LV | 400 kVA :Building Structure | 0.4 | --> | 0.4 | 0 | 0 | Constrained,otherwise capacity available =363kVA. | --> | 0.38 | 0 | 0 | 0.40558 | 0 |  | --> | C15 ex CLONAKILTY | Clonakilty [T41,T42] | DUNMANWAY |  | 51.6171 | -8.8949
MV/LV Substation VA***790X |  | 20 kV | _ | LV | 100 kVA :Pole Substation | 0.1 | --> | 0.1 | 0.088 | 4.2 |  | --> | 0.095 | 0 | 0 | 0.10181 | 0 |  | --> | E15 ex JENKINSTOWN | Jenkinstown [T421,T422] | DUNDALK |  | 54.0512 | -6.346
MV/LV Substation VA***823X |  | 10 kV | _ | LV | 400 kVA :Kiosk Substation | 0.4 | --> | 0.4 | 0 | 0 | Constrained,otherwise capacity available =398kVA. | --> | 0.38 | 0 | 0 | 0 | 0 | Constrained,otherwise capacity available =400.3kW. | --> | C22 ex TEMPLEMORE | Templemore [T41,T42] | IKERRIN |  | 52.7954 | -7.8293
MV/LV Substation VA***863X |  | 20 kV | _ | LV | 50 kVA :Pole Substation | 0.05 | --> | 0.05 | 0.05 | 0.9 |  | --> | 0.0475 | 0 | 0 | 0.05 | 0 |  | --> | E15 ex RATHMORE | Rathmore [T42,T421] | KNOCKEARAGH |  | 52.118 | -9.2198
MV/LV Substation VA***870X |  | 10 kV | _ | LV | 50 kVA :Pole Substation | 0.05 | --> | 0.05 | 0 | 0 | Constrained,otherwise capacity available =49kVA. | --> | 0.0475 | 0 | 0 | 0 | 0 | Constrained,otherwise capacity available =50.2kW. | --> | C20 ex KNOCKAPHUNTA | Knockaphunta [T41,T42] | CASTLEBAR |  | 53.8151 | -9.1972
MV/LV Substation VA***871 |  | 10 kV | _ | LV | 100 kVA :Pole Substation | 0.1 | --> | 0.1 | 0.1 | 0.5 |  | --> | 0.095 | 0 | 0.046683 | 0 | 0 | Constrained,otherwise capacity available =100kW. | --> | C15 ex KILMARTIN | Kilmartin [T41] | ARKLOW |  | 53.05 | -6.1866
MV/LV Substation VA***876X |  | 20 kV | _ | LV | 50 kVA :Pole Substation | 0.05 | --> | 0.05 | 0 | 0 | Constrained,otherwise capacity available =47kVA. | --> | 0.0475 | 0 | 0 | 0 | 0 | Constrained,otherwise capacity available =50.5kW. | --> | E17 ex WINDSOR | Windsor [T421,T422] | CASTLEBAR |  | 53.8198 | -9.1691
MV/LV Substation VA***937X |  | 10 kV | _ | LV | 50 kVA :Pole Substation | 0.05 | --> | 0.05 | 0 | 0 | Constrained,otherwise capacity available =50kVA. | --> | 0.0475 | 0 | 0 | 0.05 | 0 |  | --> | C17 ex ATHBOY | Athboy [T42] | NAVAN |  | 53.7119 | -7.0206
MV/LV Substation VE***023 |  | 10 kV | _ | LV | 200 kVA :Kiosk Substation | 0.2 | --> | 0.2 | 0 | 0 | Constrained,otherwise capacity available =89kVA. | --> | 0.19 | 0 | 0.010374 | 0.21618 | 0 |  | --> | C12 ex COBH | Cobh [T41,T42] | COW CROSS |  | 51.8557 | -8.2796
MV/LV Substation VE***032 |  | 10 kV | _ | LV | 400 kVA :Kiosk Substation | 0.4 | --> | 0.4 | 0 | 0 | Constrained,otherwise capacity available =303kVA. | --> | 0.38 | 0 | 0.02223 | 0.41447 | 0 |  | --> | C20 ex HOWTH JUNCTION | Howth Junction [T41,T42] | GRANGE (DR) |  | 53.389 | -6.1464
MV/LV Substation VE***035 |  | 10 kV | _ | LV | 200 kVA :Pole Substation | 0.2 | --> | 0.2 | 0 | 0 | Constrained,otherwise capacity available =122kVA. | --> | 0.19 | 0 | 0.06669 | 0.21151 | 0 |  | --> | C22 ex COBH | Cobh [T41,T42] | COW CROSS |  | 51.8448 | -8.3156
MV/LV Substation VE***043 |  | 10 kV | _ | LV | 630 kVA :Kiosk Substation | 0.63 | --> | 0.63 | 0.372 | 4.5 |  | --> | 0.5985 | 0 | 0.027417 | 0.5 | 0 |  | --> | C20 ex BOGHALL ROAD | Boghall Road [T41,T42] | FASSAROE |  | 53.1915 | -6.1045
MV/LV Substation VE***050 |  | 20 kV | _ | LV | 100 kVA :Pole Substation | 0.1 | --> | 0.1 | 0 | 0 | Constrained,otherwise capacity available =53kVA. | --> | 0.095 | 0 | 0.030381 | 0.10689 | 0 |  | --> | E15 ex DINGLE | Dingle [T421,T422] | OUGHTRAGH |  | 52.1327 | -10.3576
MV/LV Substation VE***055 |  | 10 kV | _ | LV | 630 kVA :Building Structure | 0.63 | --> | 0.63 | 0.5 | 12.2 |  | --> | 0.5985 | 0 | 0 | 0.5 | 0 |  | --> | C25 ex BALLYBEG | Ballybeg [T101,T102] | CARRICKMINES |  | 52.9876 | -6.0471
MV/LV Substation VE***089 |  | 20 kV | _ | LV | 50 kVA :Pole Substation | 0.05 | --> | 0.05 | 0 | 0 | Constrained,otherwise capacity available =39kVA. | --> | 0.0475 | 0 | 0 | 0.051643 | 0 |  | --> | E15 ex DINGLE | Dingle [T421,T422] | OUGHTRAGH |  | 52.1345 | -10.3647
MV/LV Substation VE***108Y |  | 10 kV | _ | LV | 50 kVA :Pole Substation | 0.05 | --> | 0.05 | 0.05 | 6 |  | --> | 0.0475 | 0 | 0 | 0.05 | 0 |  | --> | C18 ex TRABEG | Trabeg [T101,T102] | TRABEG |  | 51.8721 | -8.4574
MV/LV Substation VE***117 |  | 10 kV | _ | LV | 400 kVA :Kiosk Substation | 0.4 | --> | 0.4 | 0.281 | 5 |  | --> | 0.38 | 0 | 0.011115 | 0.41768 | 0 |  | --> | C14 ex MCDONAGH | Mcdonagh [T41,T42] | KILKENNY |  | 52.6556 | -7.2332
MV/LV Substation VE***125 |  | 10 kV | _ | LV | 400 kVA :Kiosk Substation | 0.4 | --> | 0.4 | 0.281 | 3.1 |  | --> | 0.38 | 0 | 0.002223 | 0.41768 | 0 |  | --> | C11 ex BELLFIELD | Bellfield [T41,T42] | CRANE |  | 52.5094 | -6.5854
MV/LV Substation VE***164Z |  | 10 kV | _ | LV | 630 kVA :Kiosk Substation | 0.63 | --> | 0.63 | 0 | 0 | Constrained,otherwise capacity available =495kVA. | --> | 0.5985 | 0 | 0 | 0.5 | 0 |  | --> | C12 ex COOLMINE | Coolmine [T41,T42] | FINGLAS |  | 53.3889 | -6.3943
MV/LV Substation VE***186X |  | 10 kV | _ | LV | 400 kVA :Kiosk Substation | 0.4 | --> | 0.4 | 0 | 0 | Constrained,otherwise capacity available =278kVA. | --> | 0.38 | 0 | 0.02964 | 0.41811 | 0 |  | --> | C14 ex HOWTH JUNCTION | Howth Junction [T41,T42] | GRANGE (DR) |  | 53.3913 | -6.1475
MV/LV Substation VE***223 |  | 20 kV | _ | LV | 400 kVA :Building Structure | 0.4 | --> | 0.4 | 0.298 | 1.1 |  | --> | 0.38 | 0 | 0.009633 | 0.4152 | 0 |  | --> | E12 ex BUNCLODY | Bunclody [T421,T422] | CRANE |  | 52.6531 | -6.6515
MV/LV Substation VE***376X |  | 10 kV | _ | LV | 630 kVA :Building Structure | 0.63 | --> | 0.63 | 0 | 0 | Constrained,otherwise capacity available =170kVA. | --> | 0.5985 | 0 | 0.04446 | 0.5 | 0 |  | --> | C12 ex CLONTARF | Clontarf [T42] | FINGLAS |  | 53.3588 | -6.1964
MV/LV Substation VE***4130 |  | 10 kV | _ | LV | 1000 kVA :Building Structure | 1 | --> | 1 | 0 | 0 | Constrained,otherwise capacity available =500kVA. | --> | 0.95 | 0 | 0 | 0.5 | 0 |  | --> | C19 ex LEESON STREET | Leeson Street [T41,T42] | MILLTOWN (DR) |  | 53.3329 | -6.2458
MV/LV Substation VE***4297 |  | 20 kV | _ | LV | 200 kVA :Pole Substation | 0.2 | --> | 0.2 | 0 | 0 | Constrained,otherwise capacity available =200kVA. | --> | 0.19 | 0 | 0 | 0.2 | 0 |  | --> | E12 ex KILCOCK | Kilcock [T421,T422] | GRIFFINRATH |  | 53.4454 | -6.5332
MV/LV Substation VE***434X |  | 20 kV | _ | LV | 50 kVA :Pole Substation | 0.05 | --> | 0.05 | 0.05 | 3 |  | --> | 0.0475 | 0 | 0 | 0 | 0 | Constrained,otherwise capacity available =50kW. | --> | E14 ex CHARLEVILLE | Charleville [T421,T422] | CHARLEVILLE |  | 52.3786 | -8.679
MV/LV Substation VE***4428 |  | 10 kV | _ | LV | 1000 kVA :Building Structure | 1 | --> | 1 | 0.5 | 18.8 |  | --> | 0.95 | 0 | 0 | 0.5 | 0 |  | --> | C23 ex BEDFORD ROW | Bedford Row [T41,T42,T43,T44] | FRANCIS STREET |  | 53.3463 | -6.2569
MV/LV Substation VE***4436 |  | 10 kV | _ | LV | 630 kVA :Building Structure | 0.63 | --> | 0.63 | 0 | 0 | Constrained,otherwise capacity available =500kVA. | --> | 0.5985 | 0 | 0.002223 | 0.5 | 0 |  | --> | C18 ex CLONTARF | Clontarf [T42] | FINGLAS |  | 53.3697 | -6.1996
MV/LV Substation VE***4441 |  | 10 kV | _ | LV | 630 kVA :Kiosk Substation | 0.63 | --> | 0.63 | 0 | 0 | Constrained,otherwise capacity available =497kVA. | --> | 0.5985 | 0 | 0 | 0.5 | 0 |  | --> | C11 ex CLONTARF | Clontarf [T42] | FINGLAS |  | 53.3751 | -6.199
MV/LV Substation VE***445 |  | 10 kV | _ | LV | 100 kVA :Pole Substation | 0.1 | --> | 0.1 | 0 | 0 | Constrained,otherwise capacity available =94kVA. | --> | 0.095 | 0 | 0.003705 | 0 | 0 | Constrained,otherwise capacity available =100.9kW. | --> | C18 ex DUNGLOE | Dungloe [T41,T42] | ARDNAGAPPARY |  | 54.9855 | -8.4942
MV/LV Substation VE***4511 |  | 20 kV | _ | LV | 100 kVA :Pole Substation | 0.1 | --> | 0.1 | 0.1 | 2 |  | --> | 0.095 | 0 | 0 | 0 | 0 | Constrained,otherwise capacity available =100kW. | --> | E12 ex RATHKEALE | Rathkeale [T421,T422] | RATHKEALE |  | 52.4822 | -8.8693
MV/LV Substation VE***464 |  | 20 kV | _ | LV | 50 kVA :Pole Substation | 0.05 | --> | 0.05 | 0 | 0 | Constrained,otherwise capacity available =45kVA. | --> | 0.0475 | 0 | 0.004446 | 0.050753 | 0 |  | --> | E11 ex ACADEMY STREET | Academy Street [T421,T422,T44] | NAVAN |  | 53.6255 | -6.55
MV/LV Substation VE***504 |  | 10 kV | _ | LV | 400 kVA :Kiosk Substation | 0.4 | --> | 0.4 | 0 | 0 | Constrained,otherwise capacity available =327kVA. | --> | 0.38 | 0 | 0.006669 | 0.41094 | 0 |  | --> | C12 ex LUCAN EAST | Lucan East [T41,T42] | GRANGE CASTLE |  | 53.3513 | -6.4486
MV/LV Substation VE***523 |  | 10 kV | _ | LV | 630 kVA :Building Structure | 0.63 | --> | 0.63 | 0.419 | 3.4 |  | --> | 0.5985 | 0 | 0 | 0.5 | 0 |  | --> | C19 ex MERRION SQUARE | Merrion Square [T41,T42] | RINGSEND |  | 53.3382 | -6.2432
MV/LV Substation VE***549 |  | 10 kV | _ | LV | 630 kVA :Building Structure | 0.63 | --> | 0.63 | 0.438 | 11.1 |  | --> | 0.5985 | 0 | 0 | 0.5 | 0 |  | --> | C28 ex CABRA | Cabra [T101,T102] | FINGLAS |  | 53.3716 | -6.3053
MV/LV Substation VE***625 |  | 10 kV | _ | LV | 400 kVA :Kiosk Substation | 0.4 | --> | 0.4 | 0 | 0 | Constrained,otherwise capacity available =305kVA. | --> | 0.38 | 0 | 0.020007 | 0.41417 | 0 |  | --> | C12 ex CLONTARF | Clontarf [T42] | FINGLAS |  | 53.3682 | -6.195
MV/LV Substation VE***657 |  | 10 kV | _ | LV | 50 kVA :Pole Substation | 0.05 | --> | 0.05 | 0.026 | 2.1 |  | --> | 0.0475 | 0 | 0 | 0.053518 | 0 |  | --> | C14 ex BUTTEVANT | Buttevant [T41,T42] | MALLOW |  | 52.2623 | -8.6615
MV/LV Substation VE***766 |  | 10 kV | _ | LV | 50 kVA :Pole Substation | 0.05 | --> | 0.05 | 0.043 | 2.1 |  | --> | 0.0475 | 0 | 0.003705 | 0 | 0 | Constrained,otherwise capacity available =51.1kW. | --> | C16 ex NEWTOWNCUNNINGHAM | Newtowncunningham [T41,T42] | LETTERKENNY |  | 54.9757 | -7.5743
MV/LV Substation VE***808X |  | 10 kV | _ | LV | 400 kVA :Kiosk Substation | 0.4 | --> | 0.4 | 0 | 0 | Constrained,otherwise capacity available =287kVA. | --> | 0.38 | 0 | 0.01482 | 0.41681 | 0 |  | --> | C20 ex FORTUNESTOWN | Fortunestown [T101,T102] | INCHICORE 220KV |  | 53.279 | -6.424
MV/LV Substation VE***815X |  | 10 kV | _ | LV | 400 kVA :Kiosk Substation | 0.4 | --> | 0.4 | 0 | 0 | Constrained,otherwise capacity available =293kVA. | --> | 0.38 | 0 | 0.016302 | 0.41593 | 0 |  | --> | C20 ex FORTUNESTOWN | Fortunestown [T101,T102] | INCHICORE 220KV |  | 53.2806 | -6.4242
MV/LV Substation VE***816 |  | 20 kV | _ | LV | 50 kVA :Pole Substation | 0.05 | --> | 0.05 | 0 | 0 | Constrained,otherwise capacity available =44kVA. | --> | 0.0475 | 0 | 0 | 0.050903 | 0 |  | --> | E15 ex DINGLE | Dingle [T421,T422] | OUGHTRAGH |  | 52.1259 | -10.3825
MV/LV Substation VE***876X |  | 20 kV | _ | LV | 50 kVA :Pole Substation | 0.05 | --> | 0.05 | 0.05 | 1.3 |  | --> | 0.0475 | 0 | 0 | 0.05 | 0 |  | --> | C24 ex CLIFDEN | Clifden [T41,T42] | SCREEB |  | 53.5532 | -9.9501
MV/LV Substation VE***910 |  | 10 kV | _ | LV | 200 kVA :Kiosk Substation | 0.2 | --> | 0.2 | 0 | 0 | Constrained,otherwise capacity available =154kVA. | --> | 0.19 | 0 | 0 | 0.20687 | 0 |  | --> | C11 ex CLONTARF | Clontarf [T42] | FINGLAS |  | 53.3777 | -6.1998
MV/LV Substation VE***910Z |  | 10 kV | _ | LV | 630 kVA :Building Structure | 0.63 | --> | 0.63 | 0 | 0 | Constrained,otherwise capacity available =500kVA. | --> | 0.5985 | 0 | 0.020007 | 0.5 | 0 |  | --> | C17 ex TOGHER | Togher [T41,T42] | TRABEG |  | 51.8703 | -8.4824
MV/LV Substation VE***915X |  | 20 kV | _ | LV | 50 kVA :Pole Substation | 0.05 | --> | 0.05 | 0.04 | 0.9 |  | --> | 0.0475 | 0 | 0 | 0.051496 | 0 |  | --> | E17 ex RATHMORE | Rathmore [T42,T421] | KNOCKEARAGH |  | 52.0568 | -9.0591
MV/LV Substation VE***947 |  | 10 kV | _ | LV | 400 kVA :Kiosk Substation | 0.4 | --> | 0.4 | 0.328 | 2.4 |  | --> | 0.38 | 0 | 0.031122 | 0.41079 | 0 |  | --> | C19 ex BRAY | Bray [T41,T42] | FASSAROE |  | 53.1982 | -6.1072
MV/LV Substation VE***985 |  | 20 kV | _ | LV | 50 kVA :Pole Substation | 0.05 | --> | 0.05 | 0 | 0 | Constrained,otherwise capacity available =41kVA. | --> | 0.0475 | 0 | 0 | 0.051348 | 0 |  | --> | E17 ex DULEEK | Duleek [T421,T422] | DRYBRIDGE |  | 53.6314 | -6.5484
MV/LV Substation VH***012X |  | 10 kV | _ | LV | 630 kVA :Kiosk Substation | 0.63 | --> | 0.63 | 0.5 | 4 |  | --> | 0.5985 | 0 | 0.02964 | 0.5 | 0 |  | --> | C27 ex WOLFE TONE STREET | Wolfe Tone Street [T101,T102] | FINGLAS |  | 53.3486 | -6.2556
MV/LV Substation VH***029 |  | 10 kV | _ | LV | 400 kVA :Kiosk Substation | 0.4 | --> | 0.4 | 0.376 | 3.1 |  | --> | 0.38 | 0 | 0.01482 | 0.40363 | 0 |  | --> | C18 ex PURCELLS INCH | Purcells Inch [T41,T42] | KILKENNY |  | 52.646 | -7.2146
MV/LV Substation VI***003 |  | 10 kV | _ | LV | 400 kVA :Kiosk Substation | 0.4 | --> | 0.4 | 0.146 | 2 |  | --> | 0.38 | 0 | 0.019266 | 0 | 0 | Constrained,otherwise capacity available =436.8kW. | --> | E15 ex BALLYMACARRY | Ballymacarry [T421] | TRILLICK |  | 55.1297 | -7.4578
MV/LV Substation VI***015 |  | 10 kV | _ | LV | 400 kVA :Kiosk Substation | 0.4 | --> | 0.4 | 0.345 | 1.1 |  | --> | 0.38 | 0 | 0.002223 | 0.40827 | 0 |  | --> | C25 ex KILKEE | Kilkee [T41] | TULLABRACK |  | 52.6769 | -9.6528
MV/LV Substation VI***016 |  | 10 kV | _ | LV | 630 kVA :Kiosk Substation | 0.63 | --> | 0.63 | 0 | 0 | Constrained,otherwise capacity available =500kVA. | --> | 0.5985 | 0 | 0.016302 | 0.5 | 0 |  | --> | C17 ex TOGHER | Togher [T41,T42] | TRABEG |  | 51.8774 | -8.4765
MV/LV Substation VI***017Z |  | 10 kV | _ | LV | 50 kVA :Pole Substation | 0.05 | --> | 0.05 | 0 | 0 | Constrained,otherwise capacity available =42kVA. | --> | 0.0475 | 0 | 0 | 0 | 0 | Constrained,otherwise capacity available =51.2kW. | --> | C15 ex KILCLOHER | Kilcloher [T41,T42] | DUNGARVAN |  | 52.0853 | -7.8571
MV/LV Substation VI***023 |  | 10 kV | _ | LV | 200 kVA :Pole Substation | 0.2 | --> | 0.2 | 0.065 | 4.4 |  | --> | 0.19 | 0 | 0.002964 | 0.2195 | 0 |  | --> | C18 ex KINGSCOURT | Kingscourt [T41,T42] | MEATH HILL |  | 53.9051 | -6.8034
MV/LV Substation VI***032X |  | 10 kV | _ | LV | 400 kVA :Kiosk Substation | 0.4 | --> | 0.4 | 0.291 | 20.8 |  | --> | 0.38 | 0 | 0 | 0.41622 | 0 |  | --> | C26 ex HEUSTON SQUARE | Heuston Square [T101,T102] | INCHICORE 220KV |  | 53.3461 | -6.2832
MV/LV Substation VI***035 |  | 10 kV | _ | LV | 200 kVA :Building Structure | 0.2 | --> | 0.2 | 0 | 0 | Constrained,otherwise capacity available =72kVA. | --> | 0.19 | 0 | 0 | 0.21854 | 0 |  | --> | C11 ex HEADFORD ROAD | Headford Road [T41,T42] | GALWAY 110KV |  | 53.2724 | -9.0494
MV/LV Substation VI***036 |  | 10 kV | _ | LV | 200 kVA :Pole Substation | 0.2 | --> | 0.2 | 0 | 0 | Constrained,otherwise capacity available =130kVA. | --> | 0.19 | 0 | 0 | 0.21036 | 0 |  | --> | C17 ex VIRGINIA | Virginia [T41,T42] | MEATH HILL |  | 53.8357 | -7.0816
MV/LV Substation VI***041X |  | 10 kV | _ | LV | 200 kVA :Kiosk Substation | 0.2 | --> | 0.2 | 0 | 0 | Constrained,otherwise capacity available =118kVA. | --> | 0.19 | 0 | 0.020007 | 0.21208 | 0 |  | --> | C16 ex WHITESTOWN | Whitestown [T41,T42] | COOKSTOWN |  | 53.2881 | -6.3798
MV/LV Substation VI***047 |  | 10 kV | _ | LV | 400 kVA :Kiosk Substation | 0.4 | --> | 0.4 | 0.289 | 1.5 |  | --> | 0.38 | 0 | 0 | 0 | 0 | Constrained,otherwise capacity available =416.5kW. | --> | C19 ex TURLOUGH ROAD | Turlough Road [T43] | CASTLEBAR |  | 53.8608 | -9.3052
MV/LV Substation VI***089 |  | 10 kV | _ | LV | 200 kVA :Kiosk Substation | 0.2 | --> | 0.2 | 0 | 0 | Constrained,otherwise capacity available =55kVA. | --> | 0.19 | 0 | 0.02223 | 0.22087 | 0 |  | --> | C15 ex ENNIS NORTH | Ennis North [T41,T42] | ENNIS |  | 52.8501 | -8.9975
MV/LV Substation VI***089Y |  | 20 kV | _ | LV | 200 kVA :Kiosk Substation | 0.2 | --> | 0.2 | 0.2 | 7.2 |  | --> | 0.19 | 0 | 0 | 0.2 | 0 |  | --> | C03 ex AHANE | Ahane [T102] | AHANE |  | 52.6722 | -8.5345
MV/LV Substation VI***090 |  | 10 kV | _ | LV | 400 kVA :Building Structure | 0.4 | --> | 0.4 | 0.243 | 9.1 |  | --> | 0.38 | 0 | 0.005928 | 0.42316 | 0 |  | --> | C20 ex CENTRE PARK ROAD | Marina [T105,T106] | MARINA |  | 51.8917 | -8.4541
MV/LV Substation VI***092X |  | 10 kV | _ | LV | 1000 kVA :Building Structure | 1 | --> | 1 | 0.5 | 18.8 |  | --> | 0.95 | 0 | 0 | 0.5 | 0 |  | --> | C44 ex BEDFORD ROW | Bedford Row [T41,T42,T43,T44] | FRANCIS STREET |  | 53.3449 | -6.2693
MV/LV Substation VI***102X |  | 10 kV | _ | LV | 630 kVA :Building Structure | 0.63 | --> | 0.63 | 0.5 | 7.2 |  | --> | 0.5985 | 0 | 0 | 0.5 | 0 |  | --> | C13 ex LIBERTY STREET | Liberty Street [T101,T102] | LIBERTY STREET |  | 51.8979 | -8.4727
MV/LV Substation VI***119Y |  | 10 kV | _ | LV | 100 kVA :Pole Substation | 0.1 | --> | 0.1 | 0 | 0 | Constrained,otherwise capacity available =47kVA. | --> | 0.095 | 0 | 0 | 0.10774 | 0 |  | --> | C17 ex VIRGINIA | Virginia [T41,T42] | MEATH HILL |  | 53.8306 | -7.0816
MV/LV Substation VI***119Z |  | 10 kV | _ | LV | 630 kVA :Building Structure | 0.63 | --> | 0.63 | 0.469 | 9.1 |  | --> | 0.5985 | 0 | 0.014079 | 0.5 | 0 |  | --> | C25 ex CENTRE PARK ROAD | Marina [T105,T106] | MARINA |  | 51.8978 | -8.4597
MV/LV Substation VI***144 |  | 10 kV | _ | LV | 100 kVA :Pole Substation | 0.1 | --> | 0.1 | 0 | 0 | Constrained,otherwise capacity available =76kVA. | --> | 0.095 | 0 | 0.003705 | 0.10358 | 0 |  | --> | C17 ex VIRGINIA | Virginia [T41,T42] | MEATH HILL |  | 53.8385 | -7.0902
MV/LV Substation VI***146 |  | 10 kV | _ | LV | 400 kVA :Kiosk Substation | 0.4 | --> | 0.4 | 0 | 0 | Constrained,otherwise capacity available =373kVA. | --> | 0.38 | 0 | 0 | 0.40408 | 0 |  | --> | C18 ex NAAS | Naas [T41,T42] | KILTEEL |  | 53.1697 | -6.7026
MV/LV Substation VI***146X |  | 10 kV | _ | LV | 400 kVA :Kiosk Substation | 0.4 | --> | 0.4 | 0.353 | 1.8 |  | --> | 0.38 | 0 | 0 | 0.40707 | 0 |  | --> | C12 ex CAHERDAVIN | Caherdavin [T41,T42] | ARDNACRUSHA |  | 52.6605 | -8.6569
MV/LV Substation VI***164Y |  | 10 kV | _ | LV | 400 kVA :Building Structure | 0.4 | --> | 0.4 | 0 | 0 | Constrained,otherwise capacity available =253kVA. | --> | 0.38 | 0 | 0.028899 | 0.42173 | 0 |  | --> | C20 ex TOGHER | Togher [T41,T42] | TRABEG |  | 51.8798 | -8.4868
MV/LV Substation VI***174X |  | 10 kV | _ | LV | 400 kVA :Building Structure | 0.4 | --> | 0.4 | 0.304 | 0.9 |  | --> | 0.38 | 0 | 0.031122 | 0.41432 | 0 |  | --> | C19 ex CLONARD | Clonard [T41,T42] | WEXFORD |  | 52.3253 | -6.4958
MV/LV Substation VI***175X |  | 10 kV | _ | LV | 400 kVA :Kiosk Substation | 0.4 | --> | 0.4 | 0.346 | 0.9 |  | --> | 0.38 | 0 | 0.049277 | 0.40812 | 0 |  | --> | C19 ex CLONARD | Clonard [T41,T42] | WEXFORD |  | 52.3251 | -6.4954
MV/LV Substation VI***179Z |  | 10 kV | _ | LV | 630 kVA :Building Structure | 0.63 | --> | 0.63 | 0 | 0 | Constrained,otherwise capacity available =500kVA. | --> | 0.5985 | 0 | 0 | 0.5 | 0 |  | --> | C17 ex BALLYCOOLIN | Ballycoolin [T41,T42,T43] | FINGLAS |  | 53.3989 | -6.343
MV/LV Substation VI***186X |  | 10 kV | _ | LV | 630 kVA :Kiosk Substation | 0.63 | --> | 0.63 | 0.311 | 5.7 |  | --> | 0.5985 | 0 | 0.021489 | 0.5 | 0 |  | --> | C14 ex RAMPARTS | Ramparts [T41,T42] | DUNDALK |  | 53.9992 | -6.4076
MV/LV Substation VI***189Z |  | 10 kV | _ | LV | 200 kVA :Pole Substation | 0.2 | --> | 0.2 | 0.199 | 3.3 |  | --> | 0.19 | 0 | 0 | 0.20015 | 0 |  | --> | C18 ex GLEBE | Glebe [T41,T42] | RICHMOND |  | 53.7214 | -7.7696
MV/LV Substation VI***196Z |  | 20 kV | _ | LV | 200 kVA :Kiosk Substation | 0.2 | --> | 0.2 | 0 | 0 | Constrained,otherwise capacity available =180kVA. | --> | 0.19 | 0 | 0 | 0 | 0 | Constrained,otherwise capacity available =203kW. | --> | E18 ex FOXHOLE | Foxhole [T421,T422] | DUNGARVAN |  | 52.0069 | -7.8176
MV/LV Substation VI***198 |  | 10 kV | _ | LV | 100 kVA :Pole Substation | 0.1 | --> | 0.1 | 0.076 | 12.2 |  | --> | 0.095 | 0 | 0 | 0.10358 | 0 |  | --> | C25 ex BALLYBEG | Ballybeg [T101,T102] | CARRICKMINES |  | 52.9869 | -6.0451
MV/LV Substation VI***213X |  | 10 kV | _ | LV | 630 kVA :Building Structure | 0.63 | --> | 0.63 | 0 | 0 | Constrained,otherwise capacity available =430kVA. | --> | 0.5985 | 0 | 0 | 0.5 | 0 |  | --> | C17 ex CAMDEN ROW | Camden Row [T41] | FRANCIS STREET |  | 53.3422 | -6.2779
MV/LV Substation VI***215 |  | 10 kV | _ | LV | 630 kVA :Kiosk Substation | 0.63 | --> | 0.63 | 0.396 | 1.4 |  | --> | 0.5985 | 0 | 0.025935 | 0.5 | 0 |  | --> | C11 ex DODDER ROAD | Dodder Road [T42] | MILLTOWN (DR) |  | 53.3084 | -6.2749
MV/LV Substation VI***224X |  | 10 kV | _ | LV | 1000 kVA :Building Structure | 1 | --> | 1 | 0 | 0 | Constrained,otherwise capacity available =364kVA. | --> | 0.95 | 0 | 0 | 0.5 | 0 |  | --> | C19 ex LOUGHLINSTOWN | Loughlinstown [T41,T42] | CARRICKMINES |  | 53.2413 | -6.1409
MV/LV Substation VI***231Z |  | 10 kV | _ | LV | 50 kVA :Pole Substation | 0.05 | --> | 0.05 | 0 | 0 | Constrained,otherwise capacity available =48kVA. | --> | 0.0475 | 0 | 0 | 0.050303 | 0 |  | --> | C24 ex BISHOPSTOWN | Bishopstown [T41,T42] | KILBARRY |  | 51.8643 | -8.5269
MV/LV Substation VI***252 |  | 10 kV | _ | LV | 400 kVA :Kiosk Substation | 0.4 | --> | 0.4 | 0.397 | 0.9 |  | --> | 0.38 | 0 | 0.003705 | 0.40046 | 0 |  | --> | C18 ex WOODFORD | Woodford [T41,T42] | KNOCKEARAGH |  | 52.0438 | -9.4998
MV/LV Substation VI***252Y |  | 10 kV | _ | LV | 200 kVA :Pole Substation | 0.2 | --> | 0.2 | 0 | 0 | Constrained,otherwise capacity available =150kVA. | --> | 0.19 | 0 | 0 | 0.20745 | 0 |  | --> | C17 ex VIRGINIA | Virginia [T41,T42] | MEATH HILL |  | 53.8377 | -7.0872
MV/LV Substation VI***254 |  | 10 kV | _ | LV | 630 kVA :Kiosk Substation | 0.63 | --> | 0.63 | 0.356 | 11.1 |  | --> | 0.5985 | 0 | 0.052611 | 0.5 | 0 |  | --> | C11 ex CABRA | Cabra [T101,T102] | FINGLAS |  | 53.3656 | -6.3144
MV/LV Substation VI***270X |  | 10 kV | _ | LV | 630 kVA :Kiosk Substation | 0.63 | --> | 0.63 | 0 | 0 | Constrained,otherwise capacity available =457kVA. | --> | 0.5985 | 0 | 0.037791 | 0.5 | 0 |  | --> | C17 ex TRIM | Trim [T41,T42] | NAVAN |  | 53.5521 | -6.7657
MV/LV Substation VI***273Z |  | 20 kV | _ | LV | 400 kVA :Kiosk Substation | 0.4 | --> | 0.4 | 0.354 | 2.9 |  | --> | 0.38 | 0 | 0 | 0 | 0 | Constrained,otherwise capacity available =406.9kW. | --> | E19 ex TELAYDON | Telaydon [T42,T421] | LISDRUM |  | 54.3157 | -6.8958
MV/LV Substation VI***292 |  | 10 kV | _ | LV | 200 kVA :Kiosk Substation | 0.2 | --> | 0.2 | 0.16 | 4 |  | --> | 0.19 | 0 | 0.002964 | 0.20598 | 0 |  | --> | C15 ex BALLINCLEA | Ballinclea [T41] | CHERRYWOOD |  | 53.2706 | -6.0966
MV/LV Substation VI***296 |  | 10 kV | _ | LV | 400 kVA :Kiosk Substation | 0.4 | --> | 0.4 | 0 | 0 | Constrained,otherwise capacity available =341kVA. | --> | 0.38 | 0 | 0 | 0.40886 | 0 |  | --> | C12 ex MERVILLE | Merville [T41,T42] | FINGLAS |  | 53.3829 | -6.3144
MV/LV Substation VI***316 |  | 10 kV | _ | LV | 400 kVA :Kiosk Substation | 0.4 | --> | 0.4 | 0 | 0 | Constrained,otherwise capacity available =209kVA. | --> | 0.38 | 0 | 0.028158 | 0.428 | 0 |  | --> | C14 ex MERVILLE | Merville [T41,T42] | FINGLAS |  | 53.3771 | -6.2855
MV/LV Substation VI***321 |  | 10 kV | _ | LV | 630 kVA :Kiosk Substation | 0.63 | --> | 0.63 | 0 | 0 | Constrained,otherwise capacity available =500kVA. | --> | 0.5985 | 0 | 0 | 0.5 | 0 |  | --> | C14 ex NAAS | Naas [T41,T42] | KILTEEL |  | 53.2103 | -6.6641
MV/LV Substation VI***326 |  | 10 kV | _ | LV | 630 kVA :Building Structure | 0.63 | --> | 0.63 | 0.393 | 1.5 |  | --> | 0.5985 | 0 | 0.002964 | 0.5 | 0 |  | --> | C20 ex MARROWBONE LANE | Marrowbone Lane [T42] | INCHICORE 220KV |  | 53.3384 | -6.3185
MV/LV Substation VI***333Y |  | 20 kV | _ | LV | 200 kVA :Kiosk Substation | 0.2 | --> | 0.2 | 0.152 | 4.2 |  | --> | 0.19 | 0 | 0.003705 | 0.20716 | 0 |  | --> | E18 ex JENKINSTOWN | Jenkinstown [T421,T422] | DUNDALK |  | 54.0866 | -6.2546
MV/LV Substation VI***337Z |  | 20 kV | _ | LV | 200 kVA :Pole Substation | 0.2 | --> | 0.2 | 0 | 0 | Constrained,otherwise capacity available =175kVA. | --> | 0.19 | 0 | 0 | 0.20376 | 0 |  | --> | C21 ex MACETOWN | Macetown [T101,T102] | MACETOWN |  | 53.4691 | -6.5349
MV/LV Substation VI***339 |  | 10 kV | _ | LV | 200 kVA :Kiosk Substation | 0.2 | --> | 0.2 | 0.152 | 1.9 |  | --> | 0.19 | 0 | 0.012597 | 0 | 0 | Constrained,otherwise capacity available =207.2kW. | --> | C16 ex TURLOUGH ROAD | Turlough Road [T41,T42] | CASTLEBAR |  | 53.8604 | -9.3152
MV/LV Substation VI***351 |  | 10 kV | _ | LV | 25 kVA :Pole Substation | 0.025 | --> | 0.025 | 0.025 | 1.3 |  | --> | 0.02375 | 0 | 0 | 0.025 | 0 |  | --> | C23 ex BALLYCROSSAUN | Ballycrossaun [T421,T422] | SOMERSET |  | 53.17 | -8.0799
MV/LV Substation VI***366X |  | 20 kV | _ | LV | 630 kVA :Building Structure | 0.63 | --> | 0.63 | 0.5 | 4.4 |  | --> | 0.5985 | 0 | 0.02223 | 0 | 0 | Constrained,otherwise capacity available =500kW. | --> | E21 ex STRANORLAR | Stranorlar [T421,T422] | LETTERKENNY |  | 54.8007 | -7.7812
MV/LV Substation VI***377Y |  | 10 kV | _ | LV | 200 kVA :Pole Substation | 0.2 | --> | 0.2 | 0.055 | 1.6 |  | --> | 0.19 | 0 | 0 | 0.22087 | 0 |  | --> | C17 ex TULLYNAMALRA | Tullynamalra [T41,T42] | MEATH HILL |  | 54.0586 | -6.8148
MV/LV Substation VI***379 |  | 10 kV | _ | LV | 50 kVA :Pole Substation | 0.05 | --> | 0.05 | 0 | 0 | Constrained,otherwise capacity available =50kVA. | --> | 0.0475 | 0 | 0 | 0 | 0 | Constrained,otherwise capacity available =50kW. | --> | C15 ex KILCLOHER | Kilcloher [T41,T42] | DUNGARVAN |  | 52.0935 | -7.857
MV/LV Substation VI***4008 |  | 20 kV | _ | LV | 630 kVA :Kiosk Substation | 0.63 | --> | 0.63 | 0 | 0 | Constrained,otherwise capacity available =500kVA. | --> | 0.5985 | 0 | 0.020007 | 0 | 0 | Constrained,otherwise capacity available =500kW. | --> | E11 ex MACROOM | Macroom [T422] | MACROOM |  | 51.9111 | -8.7896
MV/LV Substation VI***4032 |  | 20 kV | _ | LV | 50 kVA :Pole Substation | 0.05 | --> | 0.05 | 0 | 0 | Constrained,otherwise capacity available =50kVA. | --> | 0.0475 | 0 | 0 | 0.05 | 0 |  | --> | E18 ex BALTRASNA | Baltrasna [T121,T122] | BALTRASNA |  | 53.5052 | -6.4591
MV/LV Substation VI***4032 |  | 10 kV | _ | LV | 50 kVA :Pole Substation | 0.05 | --> | 0.05 | 0 | 0 | Constrained,otherwise capacity available =50kVA. | --> | 0.0475 | 0 | 0 | 0.05 | 0 |  | --> | C17 ex VIRGINIA | Virginia [T41,T42] | MEATH HILL |  | 53.8381 | -7.0884
MV/LV Substation VI***4090 |  | 10 kV | _ | LV | 400 kVA :Kiosk Substation | 0.4 | --> | 0.4 | 0.171 | 11 |  | --> | 0.38 | 0 | 0.00741 | 0.43334 | 0 |  | --> | C22 ex CLOON | Cloon [T42,T421] | CLOON |  | 53.514 | -8.8517
MV/LV Substation VI***4127 |  | 20 kV | _ | LV | 200 kVA :Kiosk Substation | 0.2 | --> | 0.2 | 0.17 | 7.6 |  | --> | 0.19 | 0 | 0 | 0 | 0 | Constrained,otherwise capacity available =204.5kW. | --> | E12 ex BELLACORICK | Bellacorick [T122] | BELLACORICK |  | 54.1252 | -9.5582
MV/LV Substation VI***4135 |  | 10 kV | _ | LV | 400 kVA :Kiosk Substation | 0.4 | --> | 0.4 | 0 | 0 | Constrained,otherwise capacity available =341kVA. | --> | 0.38 | 0 | 0 | 0.40886 | 0 |  | --> | C12 ex MERVILLE | Merville [T41,T42] | FINGLAS |  | 53.3819 | -6.3113
MV/LV Substation VI***4153 |  | 10 kV | _ | LV | 200 kVA :Pole Substation | 0.2 | --> | 0.2 | 0.181 | 3.3 |  | --> | 0.19 | 0 | 0 | 0.20286 | 0 |  | --> | C11 ex LLOYD | Lloyd [T41,T42] | NAVAN |  | 53.7394 | -6.9039
MV/LV Substation VI***4187 |  | 20 kV | _ | LV | 400 kVA :Kiosk Substation | 0.4 | --> | 0.4 | 0 | 0 | Constrained,otherwise capacity available =381kVA. | --> | 0.38 | 0 | 0 | 0.40287 | 0 |  | --> | E15 ex WHITECHURCH | Whitechurch [T421,T422] | KILBARRY |  | 51.9813 | -8.5131
MV/LV Substation VI***4214 |  | 10 kV | _ | LV | 400 kVA :Building Structure | 0.4 | --> | 0.4 | 0.361 | 0.9 |  | --> | 0.38 | 0 | 0 | 0.40588 | 0 |  | --> | C15 ex CLONARD | Clonard [T41,T42] | WEXFORD |  | 52.3304 | -6.486
MV/LV Substation VI***4257 |  | 10 kV | _ | LV | 400 kVA :Building Structure | 0.4 | --> | 0.4 | 0 | 0 | Constrained,otherwise capacity available =269kVA. | --> | 0.38 | 0 | 0 | 0.41942 | 0 |  | --> | C16 ex VIRGINIA | Virginia [T41,T42] | MEATH HILL |  | 53.8012 | -7.0345
MV/LV Substation VI***4316 |  | 10 kV | _ | LV | 630 kVA :Building Structure | 0.63 | --> | 0.63 | 0 | 0 | Constrained,otherwise capacity available =428kVA. | --> | 0.5985 | 0 | 0.048906 | 0.5 | 0 |  | --> | C15 ex MAYFIELD | Mayfield [T41,T42] | KILBARRY |  | 51.912 | -8.4035
MV/LV Substation VI***434 |  | 10 kV | _ | LV | 200 kVA :Kiosk Substation | 0.2 | --> | 0.2 | 0 | 0 | Constrained,otherwise capacity available =134kVA. | --> | 0.19 | 0 | 0.005187 | 0.20978 | 0 |  | --> | C14 ex COOLMINE | Coolmine [T41,T42] | FINGLAS |  | 53.3812 | -6.4102
MV/LV Substation VI***4435 |  | 10 kV | _ | LV | 400 kVA :Building Structure | 0.4 | --> | 0.4 | 0 | 0 | Constrained,otherwise capacity available =346kVA. | --> | 0.38 | 0 | 0 | 0.4 | 0 |  | --> | C16 ex ATHLONE | Athlone [T41,T42] | ATHLONE |  | 53.4283 | -7.9496
MV/LV Substation VI***470Z |  | 20 kV | _ | LV | 200 kVA :Kiosk Substation | 0.2 | --> | 0.2 | 0 | 0 | Constrained,otherwise capacity available =172kVA. | --> | 0.19 | 0 | 0 | 0.20421 | 0 |  | --> | E18 ex BALTRASNA | Baltrasna [T121,T122] | BALTRASNA |  | 53.5054 | -6.4572
MV/LV Substation VI***471 |  | 10 kV | _ | LV | 400 kVA :Kiosk Substation | 0.4 | --> | 0.4 | 0.292 | 9.1 |  | --> | 0.38 | 0 | 0.003705 | 0.41608 | 0 |  | --> | C24 ex CENTRE PARK ROAD | Marina [T105,T106] | MARINA |  | 51.8929 | -8.4655
MV/LV Substation VI***497 |  | 20 kV | _ | LV | 50 kVA :Pole Substation | 0.05 | --> | 0.05 | 0.01 | 3 |  | --> | 0.0475 | 0 | 0 | 0 | 0 | Constrained,otherwise capacity available =55.7kW. | --> | E13 ex MOVILLE | Moville [T421,T422] | TRILLICK |  | 55.2812 | -7.2299
MV/LV Substation VI***520Z |  | 10 kV | _ | LV | 400 kVA :Building Structure | 0.4 | --> | 0.4 | 0 | 0 | Constrained,otherwise capacity available =361kVA. | --> | 0.38 | 0 | 0 | 0.40588 | 0 |  | --> | C16 ex TALBOTS INCH | Talbots Inch [T41,T42] | KILKENNY |  | 52.6571 | -7.255
MV/LV Substation VI***524Y |  | 10 kV | _ | LV | 200 kVA :Kiosk Substation | 0.2 | --> | 0.2 | 0 | 0 | Constrained,otherwise capacity available =173kVA. | --> | 0.19 | 0 | 0.001482 | 0.20406 | 0 |  | --> | E41 ex KINSALE | Kinsale [T423] | TRABEG |  | 51.6979 | -8.5201
MV/LV Substation VI***531 |  | 10 kV | _ | LV | 50 kVA :Pole Substation | 0.05 | --> | 0.05 | 0.036 | 4 |  | --> | 0.0475 | 0 | 0 | 0.052083 | 0 |  | --> | C14 ex BALLYJAMESDUFF | Ballyjamesduff [T41,T42] | SHANKILL |  | 53.8399 | -7.0939